## Summary
EPA IPM Summary Run Results
EPA Platform v6 Projections for
Continental U.S.
EPAv6_November_2018_Reference_Case
All costs and prices are in 2016-year dollars | Values in red are rounded to zero, not equal to zero
NATIONWIDE EMISSIONS | 2021 | 2023 | 2025 | 2030 | 2035 | 2040 | 2045 | 2050
SO2 (million tons) | 0.86241 | 0.88849 | 0.91256 | 0.88563 | 0.81695 | 0.81146 | 0.81706 | 0.76209
NOx (million tons) | 0.8118 | 0.83716 | 0.84436 | 0.81013 | 0.75285 | 0.74217 | 0.71279 | 0.66419
CO2 (million metric tons) | 1541.3044 | 1594.4172 | 1609.7752 | 1581.105 | 1559.1586 | 1604.4169 | 1594.5192 | 1585.46
Hg (tons) | 4.4192 | 4.5897 | 4.689 | 4.4548 | 4.0254 | 4.081 | 4.0075 | 3.7296
HCL (Mtons) | 4.4252 | 4.6849 | 4.703 | 4.4832 | 3.9128 | 3.9526 | 3.9068 | 3.5684
TOTAL COSTS | 2021 | 2023 | 2025 | 2030 | 2035 | 2040 | 2045 | 2050
Total Costs (billion $) | 131.8842 | 137.3586 | 141.7498 | 152.3735 | 159.9419 | 173.9815 | 178.3584 | 183.4158
PRICES | 2021 | 2023 | 2025 | 2030 | 2035 | 2040 | 2045 | 2050
National Wholesale Electricity Price (mills/kWh) | 32.4311 | 37.2809 | 38.0789 | 41.7119 | 41.9795 | 43.4956 | 44.9747 | 43.9638
Natural Gas Prices (2016 $/MMBtu)
Henry Hub | 3.2683 | 3.4814 | 3.5568 | 3.6435 | 3.7017 | 4.0266 | 4.3431 | 4.4172
Delivered | 3.3265 | 3.5329 | 3.5711 | 3.5998 | 3.5065 | 3.8318 | 4.2048 | 4.2306
Minemouth Coal Prices (2016 $/MMBtu)
Appalachia | 1.9231 | 2.0157 | 2.0852 | 2.2707 | 2.561 | 2.7853 | 3.196 | 3.7865
Interior | 1.4323 | 1.4439 | 1.4807 | 1.5528 | 1.6281 | 1.7437 | 1.8802 | 1.9088
Waste Coal | 1.8611 | 1.8559 | 1.8681 | 1.9081 | 1.9481 | 1.9846 | 2.002 | 2.002
West | 0.83469 | 0.84244 | 0.86496 | 0.90225 | 0.96548 | 1.0326 | 1.0972 | 1.1711
National | 1.2216 | 1.2254 | 1.2472 | 1.3106 | 1.3813 | 1.492 | 1.5928 | 1.6668
TOTAL CAPACITY (Cumulative GW) | 2021 | 2023 | 2025 | 2030 | 2035 | 2040 | 2045 | 2050
Hydro | 108.2091 | 110.0881 | 110.211 | 110.6199 | 110.9643 | 111.1418 | 111.2714 | 111.2714
Non-Hydro Renewables | 182.0646 | 192.4617 | 210.9083 | 266.1324 | 270.891 | 272.1364 | 304.7178 | 323.9385
Biomass | 0.5268 | 0.5268 | 0.4193 | 0.4193 | 0.4193 | 0.4193 | 0.4193 | 0.4193
Geothermal | 2.7726 | 2.8651 | 3.0132 | 3.0132 | 3.0132 | 3.0132 | 3.0132 | 3.0132
Landfill Gas | 1.9433 | 1.9433 | 1.9433 | 1.9433 | 1.9433 | 1.9433 | 1.9433 | 1.9433
Solar | 52.1837 | 62.4883 | 80.8943 | 110.8369 | 114.4412 | 114.9259 | 127.5597 | 136.6218
Wind | 124.6382 | 124.6382 | 124.6382 | 149.9197 | 151.074 | 151.8347 | 171.7823 | 181.9409
Coal | 176.3938 | 172.2688 | 171.8488 | 169.9213 | 165.1199 | 161.4872 | 157.0983 | 144.5168
Coal without CCS | 175.7988 | 171.6738 | 171.2538 | 169.3263 | 164.5249 | 160.8922 | 156.5033 | 144.5168
IGCC without CCS | 0.595 | 0.595 | 0.595 | 0.595 | 0.595 | 0.595 | 0.595 | 0
Coal with CCS | 0 | 0 | 0 | 0 | 0 | 0 | 0 | 0
Energy Storage | 3.2156 | 3.2156 | 4.6946 | 6.0946 | 6.0946 | 6.0946 | 6.0946 | 6.4058
Nuclear | 88.3992 | 82.4497 | 81.3297 | 76.5803 | 75.4393 | 75.4393 | 75.4393 | 73.3152
Natural Gas | 407.6867 | 414.9301 | 415.4859 | 425.8174 | 463.6288 | 509.5928 | 553.7733 | 622.0361
CC without CCS | 262.6205 | 263.881 | 264.3862 | 274.2504 | 299.8258 | 328.5773 | 358.1331 | 400.3169
CC with CCS | 0 | 0 | 0 | 0 | 0 | 0 | 0 | 0
CT | 145.0662 | 151.0491 | 151.0998 | 151.567 | 163.803 | 181.0155 | 195.6402 | 221.7193
Oil/Gas Steam | 71.2903 | 71.4783 | 71.7142 | 71.6971 | 71.6606 | 71.3478 | 70.3366 | 67.1991
Other | 6.4271 | 6.4271 | 6.4271 | 6.4271 | 6.4271 | 6.4271 | 6.4271 | 6.4271
Grand Total | 1043.6865 | 1053.3195 | 1072.6196 | 1133.2901 | 1170.2256 | 1213.667 | 1285.1584 | 1355.11
NEW CAPACITY (Cumulative GW) | 2021 | 2023 | 2025 | 2030 | 2035 | 2040 | 2045 | 2050
Hydro | 6.5832 | 8.463 | 8.5859 | 8.9948 | 9.3392 | 9.5167 | 9.6463 | 9.6463
Non-Hydro Renewables | 60.2104 | 70.6075 | 89.1616 | 144.3857 | 149.1443 | 150.3897 | 182.9711 | 202.1918
Biomass | 0 | 0 | 0 | 0 | 0 | 0 | 0 | 0
Geothermal | 0.38408 | 0.47664 | 0.62475 | 0.62475 | 0.62475 | 0.62475 | 0.62475 | 0.62475
Landfill Gas | 0.0303 | 0.0303 | 0.0303 | 0.0303 | 0.0303 | 0.0303 | 0.0303 | 0.0303
Solar | 25.855 | 36.1596 | 54.5656 | 84.5082 | 88.1125 | 88.5972 | 101.231 | 110.2931
Wind | 33.941 | 33.941 | 33.941 | 59.2225 | 60.3768 | 61.1375 | 81.0851 | 91.2437
Coal | 0 | 0 | 0 | 0 | 0 | 0 | 0 | 0
Coal without CCS | 0 | 0 | 0 | 0 | 0 | 0 | 0 | 0
IGCC without CCS | 0 | 0 | 0 | 0 | 0 | 0 | 0 | 0
Coal with CCS | 0 | 0 | 0 | 0 | 0 | 0 | 0 | 0
Energy Storage | 2.5342 | 2.5342 | 4.0132 | 5.4132 | 5.4132 | 5.4132 | 5.4132 | 5.7244
Nuclear | 0 | 0 | 0 | 0 | 0 | 0 | 0 | 0
Natural Gas | 2.2437 | 9.5001 | 10.0959 | 20.7405 | 58.5519 | 104.5159 | 148.6964 | 216.9592
CC without CCS | 1.0543 | 2.3148 | 2.82 | 12.6843 | 38.2597 | 67.0112 | 96.567 | 138.7507
CC with CCS | 0 | 0 | 0 | 0 | 0 | 0 | 0 | 0
CT | 1.1894 | 7.1853 | 7.276 | 8.0562 | 20.2922 | 37.5047 | 52.1294 | 78.2085
Other | 0.0014 | 0.0014 | 0.0014 | 0.0014 | 0.0014 | 0.0014 | 0.0014 | 0.0014
Grand Total | 71.5729 | 91.1063 | 111.858 | 179.5356 | 222.45 | 269.8369 | 346.7284 | 434.5231
RETIREMENTS (GW) | 2021 | 2023 | 2025 | 2030 | 2035 | 2040 | 2045 | 2050
CC Retirements | 2.9393 | 2.9393 | 2.9393 | 2.9393 | 2.9393 | 2.9393 | 2.9393 | 2.9393
Coal Retirements | 48.3218 | 49.3118 | 49.3118 | 50.9848 | 55.7863 | 59.4186 | 63.8074 | 75.7939
CT Retirements | 1.5718 | 1.5718 | 1.6118 | 1.9248 | 1.9248 | 1.9248 | 1.9248 | 1.9248
Nuclear Retirements | 3.861 | 11.1095 | 12.2295 | 16.9789 | 18.1199 | 18.1199 | 18.1199 | 20.244
O/G Retirements | 6.005 | 6.005 | 5.9475 | 5.9647 | 6.0012 | 6.314 | 7.3252 | 10.4627
IGCC Retirements | 0.9132 | 0.9132 | 0.9132 | 0.9132 | 0.9132 | 0.9132 | 0.9132 | 1.5082
Biomass Retirements | 3.3607 | 3.3607 | 3.4682 | 3.4682 | 3.4682 | 3.4682 | 3.4682 | 3.4682
Fuel Cell Retirements | 0 | 0 | 0 | 0 | 0 | 0 | 0 | 0
Fossil_Other Retirements | 0 | 0 | 0 | 0 | 0 | 0 | 0 | 0
Geothermal Retirements | 0.0076 | 0.0076 | 0.0076 | 0.0076 | 0.0076 | 0.0076 | 0.0076 | 0.0076
Hydro Retirements | 0 | 0 | 0 | 0 | 0 | 0 | 0 | 0
Landfill Gas Retirements | 0 | 0 | 0 | 0 | 0 | 0 | 0 | 0
Non Fossil_Other Retirements | 0 | 0 | 0 | 0 | 0 | 0 | 0 | 0
Energy Storage Retirements | 0 | 0 | 0 | 0 | 0 | 0 | 0 | 0
Grand Total | 66.9804 | 75.2189 | 76.429 | 83.1816 | 89.1605 | 93.1056 | 98.5057 | 116.3488
GENERATION MIX (thousand GWh) | 2021 | 2023 | 2025 | 2030 | 2035 | 2040 | 2045 | 2050
Hydro | 310.0972 | 321.1187 | 323.6798 | 326.1375 | 328.3014 | 329.6785 | 330.3247 | 329.7262
Non-Hydro Renewables | 532.5011 | 551.0549 | 582.9626 | 730.1461 | 742.0218 | 746.5044 | 860.223 | 923.0551
Biomass | 2.0546 | 2.1453 | 2.3223 | 2.0997 | 2.0412 | 2.3375 | 2.3105 | 2.3991
Biomass Co-firing | 0 | 0.15052 | 0.069508 | 0 | 0 | 0.0066638 | 0 | 0
Geothermal | 19.2925 | 20.0223 | 21.1899 | 21.1899 | 21.1899 | 21.1899 | 21.1899 | 21.1899
Landfill Gas | 11.426 | 11.4258 | 11.426 | 9.8834 | 10.2644 | 10.3959 | 10.6233 | 10.4511
Solar | 101.1748 | 118.7578 | 149.4016 | 202.2927 | 209.0169 | 209.7553 | 231.9887 | 247.9192
Wind | 398.5532 | 398.5532 | 398.5532 | 494.6804 | 499.5094 | 502.819 | 594.1105 | 641.0958
Coal | 867.0983 | 914.4995 | 919.0756 | 882.1887 | 783.8533 | 790.4319 | 781.5204 | 716.4554
Coal without CCS (Biomass Co-firing is included) | 862.8089 | 910.2101 | 914.7862 | 877.8992 | 779.5639 | 786.1425 | 777.5657 | 716.4554
IGCC without CCS | 4.2895 | 4.2895 | 4.2895 | 4.2895 | 4.2895 | 4.2895 | 3.9546 | 0
Coal with CCS | 0 | 0 | 0 | 0 | 0 | 0 | 0 | 0
Energy Storage | 3.3422 | 3.8333 | 4.3676 | 5.6373 | 5.7229 | 6.0387 | 6.034 | 6.1606
Nuclear | 694.3438 | 651.5337 | 642.6527 | 604.0087 | 596.5523 | 596.5523 | 596.5523 | 579.435
Natural Gas | 1576.1457 | 1593.4789 | 1613.7641 | 1656.3563 | 1866.9544 | 2026.7626 | 2087.5262 | 2303.27
CC without CCS | 1550.5304 | 1563.2616 | 1575.9935 | 1617.0518 | 1812.4981 | 1970.9673 | 2039.5711 | 2251.1451
CC with CCS | 0 | 0 | 0 | 0 | 0 | 0 | 0 | 0
CT | 25.6153 | 30.2173 | 37.7706 | 39.3046 | 54.4563 | 55.7954 | 47.9551 | 52.1249
Oil/Gas Steam | 62.8802 | 60.4291 | 60.8137 | 56.9128 | 59.6319 | 43.9008 | 29.542 | 15.6694
Other | 31.9628 | 31.9607 | 31.9607 | 31.3634 | 31.376 | 31.4232 | 31.5317 | 31.4376
Grand Total | 4078.3713 | 4127.7584 | 4179.2073 | 4292.7509 | 4414.4141 | 4571.2858 | 4723.2543 | 4905.2094
FUEL SUPPLY AND CONSUMPTION | 2021 | 2023 | 2025 | 2030 | 2035 | 2040 | 2045 | 2050
Coal Use by Region (million tons) | 525.3216 | 556.6744 | 560.9555 | 546.6544 | 499.9631 | 512.1889 | 506.4167 | 469.7776
Power Sector | 469.5916 | 499.1744 | 502.8055 | 483.8944 | 434.5831 | 439.0689 | 436.3667 | 404.1276
Appalachia | 76.3981 | 70.7339 | 64.333 | 55.0352 | 35.4976 | 36.5525 | 31.7426 | 19.9394
Interior | 109.0033 | 115.1832 | 119.7282 | 117.4837 | 108.0246 | 106.4795 | 106.9536 | 98.4246
Waste Coal | 0.15805 | 0.23948 | 0.23999 | 0.19087 | 0.16868 | 0.16868 | 0.16868 | 0.16868
West | 284.0321 | 313.0178 | 318.5043 | 311.1846 | 290.8922 | 295.8682 | 297.5019 | 285.5949
Non-Power Sector | 55.73 | 57.5 | 58.15 | 62.76 | 65.38 | 73.12 | 70.05 | 65.65
Appalachia | 21.19 | 22.33 | 23.02 | 24.6 | 25.7 | 29.01 | 23.89 | 23.73
Interior | 7.66 | 7.46 | 7.16 | 9.57 | 10.61 | 11.93 | 13.11 | 8.69
West | 26.88 | 27.71 | 27.97 | 28.59 | 29.07 | 32.18 | 33.05 | 33.23
Power Sector Coal Use by Rank (million tons) | 469.4336 | 498.9349 | 502.5655 | 483.7036 | 434.4144 | 438.9002 | 436.1981 | 403.9589
Bituminous | 159.2418 | 158.1622 | 155.3401 | 150.9387 | 126.6694 | 126.4168 | 121.1011 | 101.0441
Subbituminous | 255.2078 | 284.5664 | 290.1344 | 279.7393 | 261.3663 | 265.595 | 269.1479 | 259.4517
Lignite | 54.9839 | 56.2063 | 57.091 | 53.0256 | 46.3787 | 46.8884 | 45.949 | 43.4631
Natural Gas Use (Trillion cubic feet) | 11.6376 | 11.7419 | 11.9184 | 12.11 | 13.4595 | 14.1586 | 14.1482 | 15.1814
Note on A9: ICFI: All tons are SHORT tons, unless otherwise noted as metric Mtons : thousand tons

## Retrofit Summary
EPA IPM Summary Run Results
EPA Platform v6 Projections for
Continental U.S.
EPAv6_November_2018_Reference_Case
All costs and prices are in 2016-year dollars | Values in red are rounded to zero, not equal to zero
TOTAL CONTROLS (Cumulative GW) | 2021 | 2023 | 2025 | 2030 | 2035 | 2040 | 2045 | 2050
FGD | 148.0057 | 144.6098 | 144.2248 | 143.1167 | 138.3987 | 136.1533 | 131.9605 | 121.6025
Existing Scrubber | 147.3585 | 143.9626 | 143.5776 | 142.4695 | 137.7515 | 135.5061 | 131.3133 | 120.9553
Existing Wet Scrubber | 114.9285 | 111.5326 | 111.1476 | 110.0395 | 105.3215 | 103.791 | 101.1803 | 92.2553
Existing Dry Scrubber | 32.43 | 32.43 | 32.43 | 32.43 | 32.43 | 31.7151 | 30.133 | 28.7
Retrofit Scrubber | 0.64721 | 0.64721 | 0.64721 | 0.64721 | 0.64721 | 0.64721 | 0.64721 | 0.64721
Retrofit Wet Scrubber | 0 | 0 | 0 | 0 | 0 | 0 | 0 | 0
Retrofit Dry Scrubber | 0.64721 | 0.64721 | 0.64721 | 0.64721 | 0.64721 | 0.64721 | 0.64721 | 0.64721
New Scrubber | 0 | 0 | 0 | 0 | 0 | 0 | 0 | 0
New Wet Scrubber | 0 | 0 | 0 | 0 | 0 | 0 | 0 | 0
New Dry Scrubber | 0 | 0 | 0 | 0 | 0 | 0 | 0 | 0
SCR | 107.4838 | 105.6575 | 105.6624 | 105.6695 | 100.9514 | 99.7337 | 97.7577 | 90.1718
Existing SCR | 105.9164 | 103.4284 | 103.4284 | 103.4284 | 98.7103 | 97.4926 | 95.5165 | 87.9307
Retrofit SCR | 1.5674 | 2.2291 | 2.2341 | 2.2411 | 2.2411 | 2.2411 | 2.2411 | 2.2411
New SCR | 0 | 0 | 0 | 0 | 0 | 0 | 0 | 0
SNCR | 21.0788 | 20.8877 | 20.8877 | 21.7033 | 21.7033 | 21.6271 | 19.6021 | 15.7421
Existing SNCR | 19.2718 | 18.8663 | 18.8663 | 18.8663 | 18.8663 | 17.9746 | 15.9496 | 12.0896
Retrofit SNCR | 1.807 | 2.0214 | 2.0214 | 2.837 | 2.837 | 3.6526 | 3.6526 | 3.6526
New SNCR | 0 | 0 | 0 | 0 | 0 | 0 | 0 | 0
ACI | 110.4929 | 109.3499 | 108.9299 | 107.7094 | 105.3372 | 103.3321 | 102.3287 | 95.9622
Existing ACI | 110.4929 | 109.3499 | 108.9299 | 107.7094 | 105.3372 | 103.3321 | 102.3287 | 95.9622
Retrofit ACI | 0 | 0 | 0 | 0 | 0 | 0 | 0 | 0
New ACI | 0 | 0 | 0 | 0 | 0 | 0 | 0 | 0
CCS | 0 | 0 | 0 | 0 | 0 | 0 | 0 | 0
Hardwired CCS | 0 | 0 | 0 | 0 | 0 | 0 | 0 | 0
Retrofit CCS | 0 | 0 | 0 | 0 | 0 | 0 | 0 | 0
New CCS | 0 | 0 | 0 | 0 | 0 | 0 | 0 | 0
DSI | 17.9434 | 17.6693 | 17.6693 | 16.9553 | 14.5831 | 13.6224 | 13.058 | 11.119
Existing DSI | 17.6414 | 17.3254 | 17.3254 | 16.6114 | 14.2391 | 13.3204 | 12.756 | 11.119
Retrofit DSI | 0.30205 | 0.34393 | 0.34393 | 0.34393 | 0.34393 | 0.30205 | 0.30205 | 0
C2G | 1.509 | 1.862 | 2.282 | 2.282 | 2.282 | 2.282 | 2.247 | 2.025
HRI | 0 | 0 | 0 | 0 | 0 | 0 | 0 | 0
RETROFITS (Cumulative GW) | 2021 | 2023 | 2025 | 2030 | 2035 | 2040 | 2045 | 2050
FGD | 0.64721 | 0.64721 | 0.64721 | 0.64721 | 0.64721 | 0.64721 | 0.64721 | 0.64721
SCR | 1.5674 | 2.2291 | 2.2341 | 2.2411 | 2.2411 | 2.2411 | 2.2411 | 2.2411
SNCR | 1.807 | 2.0214 | 2.0214 | 2.837 | 2.837 | 3.6526 | 3.6526 | 3.6526
ACI | 0 | 0 | 0 | 0 | 0 | 0 | 0 | 0
CCS | 0 | 0 | 0 | 0 | 0 | 0 | 0 | 0
DSI | 0.30205 | 0.34393 | 0.34393 | 0.34393 | 0.34393 | 0.30205 | 0.30205 | 0
C2G | 1.509 | 1.862 | 2.282 | 2.282 | 2.282 | 2.282 | 2.247 | 2.025
HRI | 0 | 0 | 0 | 0 | 0 | 0 | 0 | 0
TOTAL CONTROLS IN NEEDS (GW)
FGD | 2021: 191.4124
SCR | 2021: 135.012
SNCR | 2021: 28.6449
ACI | 2021: 141.2113
DSI | 2021: 47.0447
Note on A9: ICFI: All tons are SHORT tons, unless otherwise noted as metric Mtons : thousand tons

## All Constraints
Constraint Name | Constraint # | Constraint ID | Constraint Type | Neutralized | LimitType | Constraint Time Frame | Data Field | Unit of Measure | 2021-2021(RY 2021) | 2022-2023(RY 2023) | 2024-2027(RY 2025) | 2028-2032(RY 2030) | 2033-2037(RY 2035) | 2038-2042(RY 2040) | 2043-2047(RY 2045) | 2048-2054(RY 2050)
#1 - SO2 Title IV Annual Constraint v5.14 | 1 | 6321 | Rate Constraint in MTons | FALSE | L | Annual | Seasons Included | Seasons | Winter, WintShld, Summer | Winter, WintShld, Summer | Winter, WintShld, Summer | Winter, WintShld, Summer | Winter, WintShld, Summer | Winter, WintShld, Summer | Winter, WintShld, Summer | Winter, WintShld, Summer
#1 - SO2 Title IV Annual Constraint v5.14 | 1 | 6321 | Rate Constraint in MTons | FALSE | L | Annual | Standard SO2 | Thousand Tons | 7973.0011 | 7973.0011 | 7973.0011 | 7973.0011 | 7973.0011 | 7973.0011 | 7973.0011 | 7973.0011
#1 - SO2 Title IV Annual Constraint v5.14 | 1 | 6321 | Rate Constraint in MTons | FALSE | L | Annual | Emissions at Affected Plants SO2 | Thousand Tons | 836.138 | 858.0656 | 880.557 | 859.6415 | 798.8186 | 793.2706 | 798.3118 | 744.4568
#1 - SO2 Title IV Annual Constraint v5.14 | 1 | 6321 | Rate Constraint in MTons | FALSE | L | Annual | Allowances Purchased SO2 | Thousand Tons | 0 | 0 | 0 | 0 | 0 | 0 | 0 | 0
#1 - SO2 Title IV Annual Constraint v5.14 | 1 | 6321 | Rate Constraint in MTons | FALSE | L | Annual | Allowances Sold SO2 | Thousand Tons | 0 | 0 | 0 | 0 | 0 | 0 | 0 | 0
#1 - SO2 Title IV Annual Constraint v5.14 | 1 | 6321 | Rate Constraint in MTons | FALSE | L | Annual | Allowances Banked | Thousand Tons | 0 | 0 | 0 | 0 | 0 | 0 | 0 | 0
#1 - SO2 Title IV Annual Constraint v5.14 | 1 | 6321 | Rate Constraint in MTons | FALSE | L | Annual | Allowances Withdrawn (1:1) | Thousand Tons | 0 | 0 | 0 | 0 | 0 | 0 | 0 | 0
#1 - SO2 Title IV Annual Constraint v5.14 | 1 | 6321 | Rate Constraint in MTons | FALSE | L | Annual | Allowances Withdrawn (n:1) | Thousand Tons | 0 | 0 | 0 | 0 | 0 | 0 | 0 | 0
#1 - SO2 Title IV Annual Constraint v5.14 | 1 | 6321 | Rate Constraint in MTons | FALSE | L | Annual | Net Emissions Allowance Position | Thousand Tons | 836.138 | 858.0656 | 880.557 | 859.6415 | 798.8186 | 793.2706 | 798.3118 | 744.4568
#1 - SO2 Title IV Annual Constraint v5.14 | 1 | 6321 | Rate Constraint in MTons | FALSE | L | Annual | Fuel Consumed | TBtu | 20897.0202 | 21482.9973 | 21707.2762 | 21532.1326 | 21912.8662 | 22713.8777 | 22628.1256 | 23016.8296
#1 - SO2 Title IV Annual Constraint v5.14 | 1 | 6321 | Rate Constraint in MTons | FALSE | L | Annual | Rate | lb/MMBtu | 0.080025 | 0.079883 | 0.08113 | 0.079847 | 0.072909 | 0.069849 | 0.070559 | 0.064688
#1 - SO2 Title IV Annual Constraint v5.14 | 1 | 6321 | Rate Constraint in MTons | FALSE | L | Annual | Generation | TWh | 2494.8552 | 2555.7436 | 2580.125 | 2583.7871 | 2698.5131 | 2850.0366 | 2889.2976 | 3026.9428
#1 - SO2 Title IV Annual Constraint v5.14 | 1 | 6321 | Rate Constraint in MTons | FALSE | L | Annual | Qualifying Generation | TWh | 2494.8552 | 2555.7436 | 2580.125 | 2583.7871 | 2698.5131 | 2850.0366 | 2889.2976 | 3026.9428
#1 - SO2 Title IV Annual Constraint v5.14 | 1 | 6321 | Rate Constraint in MTons | FALSE | L | Annual | Rate | lb/MWh | 0.67029 | 0.67148 | 0.68257 | 0.66541 | 0.59204 | 0.55667 | 0.5526 | 0.49189
#1 - SO2 Title IV Annual Constraint v5.14 | 1 | 6321 | Rate Constraint in MTons | FALSE | L | Annual | Constraint Shadow Price | US2016$/Ton | 0 | 0 | 0 | 0 | 0 | 0 | 0 | 0
#4 - NOx SIPCall Constraint v5.16 | 2 | 6732 | Rate Constraint in MTons | FALSE | L | Annual | Seasons Included | Seasons | Summer | Summer | Summer | Summer | Summer | Summer | Summer | Summer
#4 - NOx SIPCall Constraint v5.16 | 2 | 6732 | Rate Constraint in MTons | FALSE | L | Annual | Standard NOX | Thousand Tons | 72.845 | 72.845 | 72.845 | 72.845 | 72.845 | 72.845 | 72.845 | 72.845
#4 - NOx SIPCall Constraint v5.16 | 2 | 6732 | Rate Constraint in MTons | FALSE | L | Annual | Emissions at Affected Plants NOX | Thousand Tons | 22.2657 | 23.7979 | 21.9747 | 19.5992 | 16.6969 | 15.9025 | 16.1629 | 16.0144
#4 - NOx SIPCall Constraint v5.16 | 2 | 6732 | Rate Constraint in MTons | FALSE | L | Annual | Allowances Purchased NOX | Thousand Tons | 0 | 0 | 0 | 0 | 0 | 0 | 0 | 0
#4 - NOx SIPCall Constraint v5.16 | 2 | 6732 | Rate Constraint in MTons | FALSE | L | Annual | Allowances Sold NOX | Thousand Tons | 0 | 0 | 0 | 0 | 0 | 0 | 0 | 0
#4 - NOx SIPCall Constraint v5.16 | 2 | 6732 | Rate Constraint in MTons | FALSE | L | Annual | Allowances Banked | Thousand Tons | 0 | 0 | 0 | 0 | 0 | 0 | 0 | 0
#4 - NOx SIPCall Constraint v5.16 | 2 | 6732 | Rate Constraint in MTons | FALSE | L | Annual | Allowances Withdrawn (1:1) | Thousand Tons | 0 | 0 | 0 | 0 | 0 | 0 | 0 | 0
#4 - NOx SIPCall Constraint v5.16 | 2 | 6732 | Rate Constraint in MTons | FALSE | L | Annual | Allowances Withdrawn (n:1) | Thousand Tons | 0 | 0 | 0 | 0 | 0 | 0 | 0 | 0
#4 - NOx SIPCall Constraint v5.16 | 2 | 6732 | Rate Constraint in MTons | FALSE | L | Annual | Net Emissions Allowance Position | Thousand Tons | 22.2657 | 23.7979 | 21.9747 | 19.5992 | 16.6969 | 15.9025 | 16.1629 | 16.0144
#4 - NOx SIPCall Constraint v5.16 | 2 | 6732 | Rate Constraint in MTons | FALSE | L | Annual | Fuel Consumed | TBtu | 671.578 | 684.5326 | 688.1577 | 674.1078 | 675.3429 | 701.6293 | 713.6744 | 746.8675
#4 - NOx SIPCall Constraint v5.16 | 2 | 6732 | Rate Constraint in MTons | FALSE | L | Annual | Rate | lb/MMBtu | 0.066308 | 0.06953 | 0.063865 | 0.058149 | 0.049447 | 0.04533 | 0.045295 | 0.042884
#4 - NOx SIPCall Constraint v5.16 | 2 | 6732 | Rate Constraint in MTons | FALSE | L | Annual | Generation | TWh | 83.3762 | 84.5307 | 84.8187 | 86.5248 | 95.1131 | 103.0106 | 112.0498 | 123.7131
#4 - NOx SIPCall Constraint v5.16 | 2 | 6732 | Rate Constraint in MTons | FALSE | L | Annual | Qualifying Generation | TWh | 83.2816 | 84.436 | 84.6772 | 86.2995 | 89.163 | 93.8694 | 96.4027 | 102.3284
#4 - NOx SIPCall Constraint v5.16 | 2 | 6732 | Rate Constraint in MTons | FALSE | L | Annual | Rate | lb/MWh | 0.53471 | 0.56369 | 0.51902 | 0.45421 | 0.37453 | 0.33882 | 0.33532 | 0.313
#4 - NOx SIPCall Constraint v5.16 | 2 | 6732 | Rate Constraint in MTons | FALSE | L | Annual | Constraint Shadow Price | US2016$/Ton | 0 | 0 | 0 | 0 | 0 | 0 | 0 | 0
#6 - WRAP SO2 Policy Case Constraint | 3 | 1265 | Rate Constraint in MTons | FALSE | L | Annual | Seasons Included | Seasons | Winter, WintShld, Summer | Winter, WintShld, Summer | Winter, WintShld, Summer | Winter, WintShld, Summer | Winter, WintShld, Summer | Winter, WintShld, Summer | Winter, WintShld, Summer | Winter, WintShld, Summer
#6 - WRAP SO2 Policy Case Constraint | 3 | 1265 | Rate Constraint in MTons | FALSE | L | Annual | Standard SO2 | Thousand Tons | 89.572 | 89.572 | 89.572 | 89.572 | 89.572 | 89.572 | 89.572 | 89.572
#6 - WRAP SO2 Policy Case Constraint | 3 | 1265 | Rate Constraint in MTons | FALSE | L | Annual | Emissions at Affected Plants SO2 | Thousand Tons | 33.1936 | 33.9579 | 34.3032 | 33.608 | 36.4268 | 36.7514 | 38.4484 | 33.675
#6 - WRAP SO2 Policy Case Constraint | 3 | 1265 | Rate Constraint in MTons | FALSE | L | Annual | Allowances Purchased SO2 | Thousand Tons | 0 | 0 | 0 | 0 | 0 | 0 | 0 | 0
#6 - WRAP SO2 Policy Case Constraint | 3 | 1265 | Rate Constraint in MTons | FALSE | L | Annual | Allowances Sold SO2 | Thousand Tons | 0 | 0 | 0 | 0 | 0 | 0 | 0 | 0
#6 - WRAP SO2 Policy Case Constraint | 3 | 1265 | Rate Constraint in MTons | FALSE | L | Annual | Allowances Banked | Thousand Tons | 0 | 0 | 0 | 0 | 0 | 0 | 0 | 0
#6 - WRAP SO2 Policy Case Constraint | 3 | 1265 | Rate Constraint in MTons | FALSE | L | Annual | Allowances Withdrawn (1:1) | Thousand Tons | 0 | 0 | 0 | 0 | 0 | 0 | 0 | 0
#6 - WRAP SO2 Policy Case Constraint | 3 | 1265 | Rate Constraint in MTons | FALSE | L | Annual | Allowances Withdrawn (n:1) | Thousand Tons | 0 | 0 | 0 | 0 | 0 | 0 | 0 | 0
#6 - WRAP SO2 Policy Case Constraint | 3 | 1265 | Rate Constraint in MTons | FALSE | L | Annual | Net Emissions Allowance Position | Thousand Tons | 33.1936 | 33.9579 | 34.3032 | 33.608 | 36.4268 | 36.7514 | 38.4484 | 33.675
#6 - WRAP SO2 Policy Case Constraint | 3 | 1265 | Rate Constraint in MTons | FALSE | L | Annual | Fuel Consumed | TBtu | 754.4472 | 769.342 | 774.0452 | 758.7228 | 733.1906 | 746.4516 | 734.1907 | 735.8582
#6 - WRAP SO2 Policy Case Constraint | 3 | 1265 | Rate Constraint in MTons | FALSE | L | Annual | Rate | lb/MMBtu | 0.087994 | 0.088278 | 0.088634 | 0.088591 | 0.099365 | 0.09847 | 0.10474 | 0.091526
#6 - WRAP SO2 Policy Case Constraint | 3 | 1265 | Rate Constraint in MTons | FALSE | L | Annual | Generation | TWh | 77.4062 | 78.7099 | 79.1611 | 77.9956 | 75.9965 | 78.0926 | 76.2583 | 77.5548
#6 - WRAP SO2 Policy Case Constraint | 3 | 1265 | Rate Constraint in MTons | FALSE | L | Annual | Qualifying Generation | TWh | 77.4062 | 78.7099 | 79.1611 | 77.9956 | 75.9947 | 77.422 | 75.5961 | 76.5404
#6 - WRAP SO2 Policy Case Constraint | 3 | 1265 | Rate Constraint in MTons | FALSE | L | Annual | Rate | lb/MWh | 0.85765 | 0.86286 | 0.86667 | 0.86179 | 0.95867 | 0.94938 | 1.0172 | 0.87993
#6 - WRAP SO2 Policy Case Constraint | 3 | 1265 | Rate Constraint in MTons | FALSE | L | Annual | Constraint Shadow Price | US2016$/Ton | 0 | 0 | 0 | 0 | 0 | 0 | 0 | 0
#CAN - #1 National - SO2 Cap Annual v3.1 | 4 | 1731 | Rate Constraint in MTons | FALSE | L | Annual | Seasons Included | Seasons | Winter, WintShld, Summer | Winter, WintShld, Summer | Winter, WintShld, Summer | Winter, WintShld, Summer | Winter, WintShld, Summer | Winter, WintShld, Summer | Winter, WintShld, Summer | Winter, WintShld, Summer
#CAN - #1 National - SO2 Cap Annual v3.1 | 4 | 1731 | Rate Constraint in MTons | FALSE | L | Annual | Standard SO2 | Thousand Tons | 948.21 | 948.21 | 948.21 | 948.21 | 948.21 | 948.21 | 948.21 | 948.21
#CAN - #1 National - SO2 Cap Annual v3.1 | 4 | 1731 | Rate Constraint in MTons | FALSE | L | Annual | Emissions at Affected Plants SO2 | Thousand Tons | 155.2841 | 146.4138 | 146.6195 | 47.5735 | 20.4083 | 11.2432 | 11.2246 | 0.057197
#CAN - #1 National - SO2 Cap Annual v3.1 | 4 | 1731 | Rate Constraint in MTons | FALSE | L | Annual | Allowances Purchased SO2 | Thousand Tons | 0 | 0 | 0 | 0 | 0 | 0 | 0 | 0
#CAN - #1 National - SO2 Cap Annual v3.1 | 4 | 1731 | Rate Constraint in MTons | FALSE | L | Annual | Allowances Sold SO2 | Thousand Tons | 0 | 0 | 0 | 0 | 0 | 0 | 0 | 0
#CAN - #1 National - SO2 Cap Annual v3.1 | 4 | 1731 | Rate Constraint in MTons | FALSE | L | Annual | Allowances Banked | Thousand Tons | 0 | 0 | 0 | 0 | 0 | 0 | 0 | 0
#CAN - #1 National - SO2 Cap Annual v3.1 | 4 | 1731 | Rate Constraint in MTons | FALSE | L | Annual | Allowances Withdrawn (1:1) | Thousand Tons | 0 | 0 | 0 | 0 | 0 | 0 | 0 | 0
#CAN - #1 National - SO2 Cap Annual v3.1 | 4 | 1731 | Rate Constraint in MTons | FALSE | L | Annual | Allowances Withdrawn (n:1) | Thousand Tons | 0 | 0 | 0 | 0 | 0 | 0 | 0 | 0
#CAN - #1 National - SO2 Cap Annual v3.1 | 4 | 1731 | Rate Constraint in MTons | FALSE | L | Annual | Net Emissions Allowance Position | Thousand Tons | 155.2841 | 146.4138 | 146.6195 | 47.5735 | 20.4083 | 11.2432 | 11.2246 | 0.057197
#CAN - #1 National - SO2 Cap Annual v3.1 | 4 | 1731 | Rate Constraint in MTons | FALSE | L | Annual | Fuel Consumed | TBtu | 763.0258 | 844.5463 | 892.5238 | 742.1515 | 788.4719 | 786.1666 | 794.9502 | 772.6624
#CAN - #1 National - SO2 Cap Annual v3.1 | 4 | 1731 | Rate Constraint in MTons | FALSE | L | Annual | Rate | lb/MMBtu | 0.40702 | 0.34673 | 0.32855 | 0.1282 | 0.051767 | 0.028603 | 0.02824 | 0.00014805
#CAN - #1 National - SO2 Cap Annual v3.1 | 4 | 1731 | Rate Constraint in MTons | FALSE | L | Annual | Generation | TWh | 90.9811 | 103.3303 | 109.9764 | 98.1612 | 105.5219 | 107.9111 | 110.2865 | 111.9583
#CAN - #1 National - SO2 Cap Annual v3.1 | 4 | 1731 | Rate Constraint in MTons | FALSE | L | Annual | Qualifying Generation | TWh | 90.9811 | 103.3303 | 109.9764 | 98.1612 | 105.5219 | 107.9111 | 110.2865 | 111.9583
#CAN - #1 National - SO2 Cap Annual v3.1 | 4 | 1731 | Rate Constraint in MTons | FALSE | L | Annual | Rate | lb/MWh | 3.4135 | 2.8339 | 2.6664 | 0.96929 | 0.38681 | 0.20838 | 0.20355 | 0.0010218
#CAN - #1 National - SO2 Cap Annual v3.1 | 4 | 1731 | Rate Constraint in MTons | FALSE | L | Annual | Constraint Shadow Price | US2016$/Ton | 0 | 0 | 0 | 0 | 0 | 0 | 0 | 0
#CAN - AB - MER Cap Annual v4.12 | 5 | 2323 | Rate Constraint in MTons | FALSE | L | Annual | Seasons Included | Seasons | Winter, WintShld, Summer | Winter, WintShld, Summer | Winter, WintShld, Summer | Winter, WintShld, Summer | Winter, WintShld, Summer | Winter, WintShld, Summer | Winter, WintShld, Summer | Winter, WintShld, Summer
#CAN - AB - MER Cap Annual v4.12 | 5 | 2323 | Rate Constraint in MTons | FALSE | L | Annual | Standard MER | lbs | 1300.7273 | 1300.7273 | 1300.7273 | 1300.7273 | 1300.7273 | 1300.7273 | 1300.7273 | 1300.7273
#CAN - AB - MER Cap Annual v4.12 | 5 | 2323 | Rate Constraint in MTons | FALSE | L | Annual | Emissions at Affected Plants MER | lbs | 1300.7272 | 1300.7273 | 1300.7273 | 310.0998 | 310.0998 | 155.0499 | 155.0499 | 0
#CAN - AB - MER Cap Annual v4.12 | 5 | 2323 | Rate Constraint in MTons | FALSE | L | Annual | Allowances Purchased MER | lbs | 0 | 0 | 0 | 0 | 0 | 0 | 0 | 0
#CAN - AB - MER Cap Annual v4.12 | 5 | 2323 | Rate Constraint in MTons | FALSE | L | Annual | Allowances Sold MER | lbs | 0 | 0 | 0 | 0 | 0 | 0 | 0 | 0
#CAN - AB - MER Cap Annual v4.12 | 5 | 2323 | Rate Constraint in MTons | FALSE | L | Annual | Allowances Banked | lbs | 0 | 0 | 0 | 0 | 0 | 0 | 0 | 0
#CAN - AB - MER Cap Annual v4.12 | 5 | 2323 | Rate Constraint in MTons | FALSE | L | Annual | Allowances Withdrawn (1:1) | lbs | 0 | 0 | 0 | 0 | 0 | 0 | 0 | 0
#CAN - AB - MER Cap Annual v4.12 | 5 | 2323 | Rate Constraint in MTons | FALSE | L | Annual | Allowances Withdrawn (n:1) | lbs | 0 | 0 | 0 | 0 | 0 | 0 | 0 | 0
#CAN - AB - MER Cap Annual v4.12 | 5 | 2323 | Rate Constraint in MTons | FALSE | L | Annual | Net Emissions Allowance Position | lbs | 1300.7272 | 1300.7273 | 1300.7273 | 310.0998 | 310.0998 | 155.0499 | 155.0499 | 0
#CAN - AB - MER Cap Annual v4.12 | 5 | 2323 | Rate Constraint in MTons | FALSE | L | Annual | Fuel Consumed | TBtu | 307.0561 | 307.0563 | 307.0563 | 64.6709 | 64.6709 | 32.3355 | 32.3355 | 0
#CAN - AB - MER Cap Annual v4.12 | 5 | 2323 | Rate Constraint in MTons | FALSE | L | Annual | Rate | lb/MMBtu | 4.2361e-06 | 4.2361e-06 | 4.2361e-06 | 4.795e-06 | 4.795e-06 | 4.795e-06 | 4.795e-06 | 0
#CAN - AB - MER Cap Annual v4.12 | 5 | 2323 | Rate Constraint in MTons | FALSE | L | Annual | Generation | TWh | 29.4453 | 29.4454 | 29.4454 | 6.2017 | 6.2017 | 3.1008 | 3.1008 | 0
#CAN - AB - MER Cap Annual v4.12 | 5 | 2323 | Rate Constraint in MTons | FALSE | L | Annual | Qualifying Generation | TWh | 29.4453 | 29.4454 | 29.4454 | 6.2017 | 6.2017 | 3.1008 | 3.1008 | 0
#CAN - AB - MER Cap Annual v4.12 | 5 | 2323 | Rate Constraint in MTons | FALSE | L | Annual | Rate | lb/MWh | 4.4174e-05 | 4.4174e-05 | 4.4174e-05 | 5.0003e-05 | 5.0003e-05 | 5.0003e-05 | 5.0003e-05 | 0
#CAN - AB - MER Cap Annual v4.12 | 5 | 2323 | Rate Constraint in MTons | FALSE | L | Annual | Constraint Shadow Price | US2016$/Lb | 0 | 16755.5932 | 14250.8009 | 0 | 0 | 0 | 0 | 0
#CAN - BC - CO2 Constraint- v.6.17 | 6 | 6961 | Rate Constraint in MTons | FALSE | L | Annual | Seasons Included | Seasons | Winter, WintShld, Summer | Winter, WintShld, Summer | Winter, WintShld, Summer | Winter, WintShld, Summer | Winter, WintShld, Summer | Winter, WintShld, Summer | Winter, WintShld, Summer | Winter, WintShld, Summer
#CAN - BC - CO2 Constraint- v.6.17 | 6 | 6961 | Rate Constraint in MTons | FALSE | L | Annual | Standard CO2 | Thousand Tons | 0 | 0 | 0 | 0 | 0 | 0 | 0 | 0
#CAN - BC - CO2 Constraint- v.6.17 | 6 | 6961 | Rate Constraint in MTons | FALSE | L | Annual | Emissions at Affected Plants CO2 | Thousand Tons | 0 | 0 | 54.6912 | 198.0086 | 198.0086 | 198.0086 | 198.0086 | 198.0086
#CAN - BC - CO2 Constraint- v.6.17 | 6 | 6961 | Rate Constraint in MTons | FALSE | L | Annual | Allowances Purchased CO2 | Thousand Tons | 0 | 0 | -54.6912 | -198.0086 | -198.0086 | -198.0086 | -198.0086 | -198.0086
#CAN - BC - CO2 Constraint- v.6.17 | 6 | 6961 | Rate Constraint in MTons | FALSE | L | Annual | Allowances Sold CO2 | Thousand Tons | 0 | 0 | 0 | 0 | 0 | 0 | 0 | 0
#CAN - BC - CO2 Constraint- v.6.17 | 6 | 6961 | Rate Constraint in MTons | FALSE | L | Annual | Allowances Banked | Thousand Tons | 0 | 0 | 0 | 0 | 0 | 0 | 0 | 0
#CAN - BC - CO2 Constraint- v.6.17 | 6 | 6961 | Rate Constraint in MTons | FALSE | L | Annual | Allowances Withdrawn (1:1) | Thousand Tons | 0 | 0 | 0 | 0 | 0 | 0 | 0 | 0
#CAN - BC - CO2 Constraint- v.6.17 | 6 | 6961 | Rate Constraint in MTons | FALSE | L | Annual | Allowances Withdrawn (n:1) | Thousand Tons | 0 | 0 | 0 | 0 | 0 | 0 | 0 | 0
#CAN - BC - CO2 Constraint- v.6.17 | 6 | 6961 | Rate Constraint in MTons | FALSE | L | Annual | Net Emissions Allowance Position | Thousand Tons | 0 | 0 | 0 | 1.0911e-06 | 1.0911e-06 | 1.0911e-06 | 1.0911e-06 | 1.0911e-06
#CAN - BC - CO2 Constraint- v.6.17 | 6 | 6961 | Rate Constraint in MTons | FALSE | L | Annual | Fuel Consumed | TBtu | 0 | 0 | 0.93425 | 3.3824 | 3.3824 | 3.3824 | 3.3824 | 3.3824
#CAN - BC - CO2 Constraint- v.6.17 | 6 | 6961 | Rate Constraint in MTons | FALSE | L | Annual | Rate | lb/MMBtu | 0 | 0 | 117.08 | 117.08 | 117.08 | 117.08 | 117.08 | 117.08
#CAN - BC - CO2 Constraint- v.6.17 | 6 | 6961 | Rate Constraint in MTons | FALSE | L | Annual | Generation | TWh | 0 | 0 | 0.14948 | 0.54119 | 0.54119 | 0.54119 | 0.54119 | 0.54119
#CAN - BC - CO2 Constraint- v.6.17 | 6 | 6961 | Rate Constraint in MTons | FALSE | L | Annual | Qualifying Generation | TWh | 0 | 0 | 0.14948 | 0.54119 | 0.54119 | 0.54119 | 0.54119 | 0.54119
#CAN - BC - CO2 Constraint- v.6.17 | 6 | 6961 | Rate Constraint in MTons | FALSE | L | Annual | Rate | lb/MWh | 0 | 0 | 731.75 | 731.75 | 731.75 | 731.75 | 731.75 | 731.75
#CAN - BC - CO2 Constraint- v.6.17 | 6 | 6961 | Rate Constraint in MTons | FALSE | L | Annual | Constraint Shadow Price | US2016$/Ton | 20.669 | 20.6687 | 20.6684 | 20.6685 | 20.6685 | 20.6687 | 20.6687 | 20.6688
#CAN - MB - Acid Rain - SO2 Cap Annual v3.1 | 7 | 1732 | Rate Constraint in MTons | FALSE | L | Annual | Seasons Included | Seasons | Winter, WintShld, Summer | Winter, WintShld, Summer | Winter, WintShld, Summer | Winter, WintShld, Summer | Winter, WintShld, Summer | Winter, WintShld, Summer | Winter, WintShld, Summer | Winter, WintShld, Summer
#CAN - MB - Acid Rain - SO2 Cap Annual v3.1 | 7 | 1732 | Rate Constraint in MTons | FALSE | L | Annual | Standard SO2 | Thousand Tons | 4.41 | 4.41 | 4.41 | 4.41 | 4.41 | 4.41 | 4.41 | 4.41
#CAN - MB - Acid Rain - SO2 Cap Annual v3.1 | 7 | 1732 | Rate Constraint in MTons | FALSE | L | Annual | Emissions at Affected Plants SO2 | Thousand Tons | 0 | 0 | 0 | 0 | 0 | 0 | 0 | 0
#CAN - MB - Acid Rain - SO2 Cap Annual v3.1 | 7 | 1732 | Rate Constraint in MTons | FALSE | L | Annual | Allowances Purchased SO2 | Thousand Tons | 0 | 0 | 0 | 0 | 0 | 0 | 0 | 0
#CAN - MB - Acid Rain - SO2 Cap Annual v3.1 | 7 | 1732 | Rate Constraint in MTons | FALSE | L | Annual | Allowances Sold SO2 | Thousand Tons | 0 | 0 | 0 | 0 | 0 | 0 | 0 | 0
#CAN - MB - Acid Rain - SO2 Cap Annual v3.1 | 7 | 1732 | Rate Constraint in MTons | FALSE | L | Annual | Allowances Banked | Thousand Tons | 0 | 0 | 0 | 0 | 0 | 0 | 0 | 0
#CAN - MB - Acid Rain - SO2 Cap Annual v3.1 | 7 | 1732 | Rate Constraint in MTons | FALSE | L | Annual | Allowances Withdrawn (1:1) | Thousand Tons | 0 | 0 | 0 | 0 | 0 | 0 | 0 | 0
#CAN - MB - Acid Rain - SO2 Cap Annual v3.1 | 7 | 1732 | Rate Constraint in MTons | FALSE | L | Annual | Allowances Withdrawn (n:1) | Thousand Tons | 0 | 0 | 0 | 0 | 0 | 0 | 0 | 0
#CAN - MB - Acid Rain - SO2 Cap Annual v3.1 | 7 | 1732 | Rate Constraint in MTons | FALSE | L | Annual | Net Emissions Allowance Position | Thousand Tons | 0 | 0 | 0 | 0 | 0 | 0 | 0 | 0
#CAN - MB - Acid Rain - SO2 Cap Annual v3.1 | 7 | 1732 | Rate Constraint in MTons | FALSE | L | Annual | Fuel Consumed | TBtu | 0 | 0 | 0 | 0.014511 | 0.16929 | 0.12576 | 0.09399 | 0.075808
#CAN - MB - Acid Rain - SO2 Cap Annual v3.1 | 7 | 1732 | Rate Constraint in MTons | FALSE | L | Annual | Rate | lb/MMBtu | 0 | 0 | 0 | 0 | 0 | 0 | 0 | 0
#CAN - MB - Acid Rain - SO2 Cap Annual v3.1 | 7 | 1732 | Rate Constraint in MTons | FALSE | L | Annual | Generation | TWh | 0 | 0 | 0 | 0.0012877 | 0.015023 | 0.01116 | 0.0083383 | 0.0066385
#CAN - MB - Acid Rain - SO2 Cap Annual v3.1 | 7 | 1732 | Rate Constraint in MTons | FALSE | L | Annual | Qualifying Generation | TWh | 0 | 0 | 0 | 0.0012877 | 0.015023 | 0.01116 | 0.0083383 | 0.0066385
#CAN - MB - Acid Rain - SO2 Cap Annual v3.1 | 7 | 1732 | Rate Constraint in MTons | FALSE | L | Annual | Rate | lb/MWh | 0 | 0 | 0 | 0 | 0 | 0 | 0 | 0
#CAN - MB - Acid Rain - SO2 Cap Annual v3.1 | 7 | 1732 | Rate Constraint in MTons | FALSE | L | Annual | Constraint Shadow Price | US2016$/Ton | 0 | 0 | 0 | 0 | 0 | 0 | 0 | 0
#CAN - MB - CO2 Constraint- v.6.17 | 8 | 6962 | Rate Constraint in MTons | FALSE | L | Annual | Seasons Included | Seasons | Winter, WintShld, Summer | Winter, WintShld, Summer | Winter, WintShld, Summer | Winter, WintShld, Summer | Winter, WintShld, Summer | Winter, WintShld, Summer | Winter, WintShld, Summer | Winter, WintShld, Summer
#CAN - MB - CO2 Constraint- v.6.17 | 8 | 6962 | Rate Constraint in MTons | FALSE | L | Annual | Standard CO2 | Thousand Tons | 0 | 0 | 0 | 0 | 0 | 0 | 0 | 0
#CAN - MB - CO2 Constraint- v.6.17 | 8 | 6962 | Rate Constraint in MTons | FALSE | L | Annual | Emissions at Affected Plants CO2 | Thousand Tons | 0 | 0 | 0 | 0 | 0 | 0 | 0 | 0
#CAN - MB - CO2 Constraint- v.6.17 | 8 | 6962 | Rate Constraint in MTons | FALSE | L | Annual | Allowances Purchased CO2 | Thousand Tons | 0 | 0 | 0 | 0 | 0 | 0 | 0 | 0
#CAN - MB - CO2 Constraint- v.6.17 | 8 | 6962 | Rate Constraint in MTons | FALSE | L | Annual | Allowances Sold CO2 | Thousand Tons | 0 | 0 | 0 | 0 | 0 | 0 | 0 | 0
#CAN - MB - CO2 Constraint- v.6.17 | 8 | 6962 | Rate Constraint in MTons | FALSE | L | Annual | Allowances Banked | Thousand Tons | 0 | 0 | 0 | 0 | 0 | 0 | 0 | 0
#CAN - MB - CO2 Constraint- v.6.17 | 8 | 6962 | Rate Constraint in MTons | FALSE | L | Annual | Allowances Withdrawn (1:1) | Thousand Tons | 0 | 0 | 0 | 0 | 0 | 0 | 0 | 0
#CAN - MB - CO2 Constraint- v.6.17 | 8 | 6962 | Rate Constraint in MTons | FALSE | L | Annual | Allowances Withdrawn (n:1) | Thousand Tons | 0 | 0 | 0 | 0 | 0 | 0 | 0 | 0
#CAN - MB - CO2 Constraint- v.6.17 | 8 | 6962 | Rate Constraint in MTons | FALSE | L | Annual | Net Emissions Allowance Position | Thousand Tons | 0 | 0 | 0 | 0 | 0 | 0 | 0 | 0
#CAN - MB - CO2 Constraint- v.6.17 | 8 | 6962 | Rate Constraint in MTons | FALSE | L | Annual | Fuel Consumed | TBtu | 0 | 0 | 0 | 0 | 0 | 0 | 0 | 0
#CAN - MB - CO2 Constraint- v.6.17 | 8 | 6962 | Rate Constraint in MTons | FALSE | L | Annual | Rate | lb/MMBtu | 0 | 0 | 0 | 0 | 0 | 0 | 0 | 0
#CAN - MB - CO2 Constraint- v.6.17 | 8 | 6962 | Rate Constraint in MTons | FALSE | L | Annual | Generation | TWh | 0 | 0 | 0 | 0 | 0 | 0 | 0 | 0
#CAN - MB - CO2 Constraint- v.6.17 | 8 | 6962 | Rate Constraint in MTons | FALSE | L | Annual | Qualifying Generation | TWh | 0 | 0 | 0 | 0 | 0 | 0 | 0 | 0
#CAN - MB - CO2 Constraint- v.6.17 | 8 | 6962 | Rate Constraint in MTons | FALSE | L | Annual | Rate | lb/MWh | 0 | 0 | 0 | 0 | 0 | 0 | 0 | 0
#CAN - MB - CO2 Constraint- v.6.17 | 8 | 6962 | Rate Constraint in MTons | FALSE | L | Annual | Constraint Shadow Price | US2016$/Ton | 9.787 | 9.7863 | 9.7859 | 9.786 | 9.7859 | 9.786 | 9.7865 | 9.7861
#CAN - MB - MER Cap Annual v4.12 | 9 | 2321 | Rate Constraint in MTons | FALSE | L | Annual | Seasons Included | Seasons | Winter, WintShld, Summer | Winter, WintShld, Summer | Winter, WintShld, Summer | Winter, WintShld, Summer | Winter, WintShld, Summer | Winter, WintShld, Summer | Winter, WintShld, Summer | Winter, WintShld, Summer
#CAN - MB - MER Cap Annual v4.12 | 9 | 2321 | Rate Constraint in MTons | FALSE | L | Annual | Standard MER | lbs | 44.0925 | 44.0925 | 44.0925 | 44.0925 | 44.0925 | 44.0925 | 44.0925 | 44.0925
#CAN - MB - MER Cap Annual v4.12 | 9 | 2321 | Rate Constraint in MTons | FALSE | L | Annual | Emissions at Affected Plants MER | lbs | 0 | 0 | 0 | 0 | 0 | 0 | 0 | 0
#CAN - MB - MER Cap Annual v4.12 | 9 | 2321 | Rate Constraint in MTons | FALSE | L | Annual | Allowances Purchased MER | lbs | 0 | 0 | 0 | 0 | 0 | 0 | 0 | 0
#CAN - MB - MER Cap Annual v4.12 | 9 | 2321 | Rate Constraint in MTons | FALSE | L | Annual | Allowances Sold MER | lbs | 0 | 0 | 0 | 0 | 0 | 0 | 0 | 0
#CAN - MB - MER Cap Annual v4.12 | 9 | 2321 | Rate Constraint in MTons | FALSE | L | Annual | Allowances Banked | lbs | 0 | 0 | 0 | 0 | 0 | 0 | 0 | 0
#CAN - MB - MER Cap Annual v4.12 | 9 | 2321 | Rate Constraint in MTons | FALSE | L | Annual | Allowances Withdrawn (1:1) | lbs | 0 | 0 | 0 | 0 | 0 | 0 | 0 | 0
#CAN - MB - MER Cap Annual v4.12 | 9 | 2321 | Rate Constraint in MTons | FALSE | L | Annual | Allowances Withdrawn (n:1) | lbs | 0 | 0 | 0 | 0 | 0 | 0 | 0 | 0
#CAN - MB - MER Cap Annual v4.12 | 9 | 2321 | Rate Constraint in MTons | FALSE | L | Annual | Net Emissions Allowance Position | lbs | 0 | 0 | 0 | 0 | 0 | 0 | 0 | 0
#CAN - MB - MER Cap Annual v4.12 | 9 | 2321 | Rate Constraint in MTons | FALSE | L | Annual | Fuel Consumed | TBtu | 0 | 0 | 0 | 0 | 0 | 0 | 0 | 0
#CAN - MB - MER Cap Annual v4.12 | 9 | 2321 | Rate Constraint in MTons | FALSE | L | Annual | Rate | lb/MMBtu | 0 | 0 | 0 | 0 | 0 | 0 | 0 | 0
#CAN - MB - MER Cap Annual v4.12 | 9 | 2321 | Rate Constraint in MTons | FALSE | L | Annual | Generation | TWh | 0 | 0 | 0 | 0 | 0 | 0 | 0 | 0
#CAN - MB - MER Cap Annual v4.12 | 9 | 2321 | Rate Constraint in MTons | FALSE | L | Annual | Qualifying Generation | TWh | 0 | 0 | 0 | 0 | 0 | 0 | 0 | 0
#CAN - MB - MER Cap Annual v4.12 | 9 | 2321 | Rate Constraint in MTons | FALSE | L | Annual | Rate | lb/MWh | 0 | 0 | 0 | 0 | 0 | 0 | 0 | 0
#CAN - MB - MER Cap Annual v4.12 | 9 | 2321 | Rate Constraint in MTons | FALSE | L | Annual | Constraint Shadow Price | US2016$/Lb | 0 | 0 | 0 | 0 | 0 | 0 | 0 | 0
#CAN - NB - Acid Rain - SO2 Cap Annual v3.1 | 10 | 1733 | Rate Constraint in MTons | FALSE | L | Annual | Seasons Included | Seasons | Winter, WintShld, Summer | Winter, WintShld, Summer | Winter, WintShld, Summer | Winter, WintShld, Summer | Winter, WintShld, Summer | Winter, WintShld, Summer | Winter, WintShld, Summer | Winter, WintShld, Summer
#CAN - NB - Acid Rain - SO2 Cap Annual v3.1 | 10 | 1733 | Rate Constraint in MTons | FALSE | L | Annual | Standard SO2 | Thousand Tons | 135.58 | 135.58 | 135.58 | 135.58 | 135.58 | 135.58 | 135.58 | 135.58
#CAN - NB - Acid Rain - SO2 Cap Annual v3.1 | 10 | 1733 | Rate Constraint in MTons | FALSE | L | Annual | Emissions at Affected Plants SO2 | Thousand Tons | 0 | 0 | 0 | 0 | 0 | 0 | 0 | 0
#CAN - NB - Acid Rain - SO2 Cap Annual v3.1 | 10 | 1733 | Rate Constraint in MTons | FALSE | L | Annual | Allowances Purchased SO2 | Thousand Tons | 0 | 0 | 0 | 0 | 0 | 0 | 0 | 0
#CAN - NB - Acid Rain - SO2 Cap Annual v3.1 | 10 | 1733 | Rate Constraint in MTons | FALSE | L | Annual | Allowances Sold SO2 | Thousand Tons | 0 | 0 | 0 | 0 | 0 | 0 | 0 | 0
#CAN - NB - Acid Rain - SO2 Cap Annual v3.1 | 10 | 1733 | Rate Constraint in MTons | FALSE | L | Annual | Allowances Banked | Thousand Tons | 0 | 0 | 0 | 0 | 0 | 0 | 0 | 0
#CAN - NB - Acid Rain - SO2 Cap Annual v3.1 | 10 | 1733 | Rate Constraint in MTons | FALSE | L | Annual | Allowances Withdrawn (1:1) | Thousand Tons | 0 | 0 | 0 | 0 | 0 | 0 | 0 | 0
#CAN - NB - Acid Rain - SO2 Cap Annual v3.1 | 10 | 1733 | Rate Constraint in MTons | FALSE | L | Annual | Allowances Withdrawn (n:1) | Thousand Tons | 0 | 0 | 0 | 0 | 0 | 0 | 0 | 0
#CAN - NB - Acid Rain - SO2 Cap Annual v3.1 | 10 | 1733 | Rate Constraint in MTons | FALSE | L | Annual | Net Emissions Allowance Position | Thousand Tons | 0 | 0 | 0 | 0 | 0 | 0 | 0 | 0
#CAN - NB - Acid Rain - SO2 Cap Annual v3.1 | 10 | 1733 | Rate Constraint in MTons | FALSE | L | Annual | Fuel Consumed | TBtu | 6.4397 | 7.2062 | 6.9883 | 0 | 4.4347 | 5.0103 | 4.9975 | 4.9783
#CAN - NB - Acid Rain - SO2 Cap Annual v3.1 | 10 | 1733 | Rate Constraint in MTons | FALSE | L | Annual | Rate | lb/MMBtu | 0 | 0 | 0 | 0 | 0 | 0 | 0 | 0
#CAN - NB - Acid Rain - SO2 Cap Annual v3.1 | 10 | 1733 | Rate Constraint in MTons | FALSE | L | Annual | Generation | TWh | 0.84639 | 0.94821 | 0.9202 | 0 | 0.58329 | 0.65964 | 0.6582 | 0.65591
#CAN - NB - Acid Rain - SO2 Cap Annual v3.1 | 10 | 1733 | Rate Constraint in MTons | FALSE | L | Annual | Qualifying Generation | TWh | 0.84639 | 0.94821 | 0.9202 | 0 | 0.58329 | 0.65964 | 0.6582 | 0.65591
#CAN - NB - Acid Rain - SO2 Cap Annual v3.1 | 10 | 1733 | Rate Constraint in MTons | FALSE | L | Annual | Rate | lb/MWh | 0 | 0 | 0 | 0 | 0 | 0 | 0 | 0
#CAN - NB - Acid Rain - SO2 Cap Annual v3.1 | 10 | 1733 | Rate Constraint in MTons | FALSE | L | Annual | Constraint Shadow Price | US2016$/Ton | 0 | 0 | 0 | 0 | 0 | 0 | 0 | 0
#CAN - NB - MER Cap Annual v4.12 | 11 | 2319 | Rate Constraint in MTons | FALSE | L | Annual | Seasons Included | Seasons | Winter, WintShld, Summer | Winter, WintShld, Summer | Winter, WintShld, Summer | Winter, WintShld, Summer | Winter, WintShld, Summer | Winter, WintShld, Summer | Winter, WintShld, Summer | Winter, WintShld, Summer
#CAN - NB - MER Cap Annual v4.12 | 11 | 2319 | Rate Constraint in MTons | FALSE | L | Annual | Standard MER | lbs | 55.1156 | 55.1156 | 55.1156 | 55.1156 | 55.1156 | 55.1156 | 55.1156 | 55.1156
#CAN - NB - MER Cap Annual v4.12 | 11 | 2319 | Rate Constraint in MTons | FALSE | L | Annual | Emissions at Affected Plants MER | lbs | 0 | 0 | 0 | 0 | 0 | 0 | 0 | 0
#CAN - NB - MER Cap Annual v4.12 | 11 | 2319 | Rate Constraint in MTons | FALSE | L | Annual | Allowances Purchased MER | lbs | 0 | 0 | 0 | 0 | 0 | 0 | 0 | 0
#CAN - NB - MER Cap Annual v4.12 | 11 | 2319 | Rate Constraint in MTons | FALSE | L | Annual | Allowances Sold MER | lbs | 0 | 0 | 0 | 0 | 0 | 0 | 0 | 0
#CAN - NB - MER Cap Annual v4.12 | 11 | 2319 | Rate Constraint in MTons | FALSE | L | Annual | Allowances Banked | lbs | 0 | 0 | 0 | 0 | 0 | 0 | 0 | 0
#CAN - NB - MER Cap Annual v4.12 | 11 | 2319 | Rate Constraint in MTons | FALSE | L | Annual | Allowances Withdrawn (1:1) | lbs | 0 | 0 | 0 | 0 | 0 | 0 | 0 | 0
#CAN - NB - MER Cap Annual v4.12 | 11 | 2319 | Rate Constraint in MTons | FALSE | L | Annual | Allowances Withdrawn (n:1) | lbs | 0 | 0 | 0 | 0 | 0 | 0 | 0 | 0
#CAN - NB - MER Cap Annual v4.12 | 11 | 2319 | Rate Constraint in MTons | FALSE | L | Annual | Net Emissions Allowance Position | lbs | 0 | 0 | 0 | 0 | 0 | 0 | 0 | 0
#CAN - NB - MER Cap Annual v4.12 | 11 | 2319 | Rate Constraint in MTons | FALSE | L | Annual | Fuel Consumed | TBtu | 0 | 0 | 0 | 0 | 0 | 0 | 0 | 0
#CAN - NB - MER Cap Annual v4.12 | 11 | 2319 | Rate Constraint in MTons | FALSE | L | Annual | Rate | lb/MMBtu | 0 | 0 | 0 | 0 | 0 | 0 | 0 | 0
#CAN - NB - MER Cap Annual v4.12 | 11 | 2319 | Rate Constraint in MTons | FALSE | L | Annual | Generation | TWh | 0 | 0 | 0 | 0 | 0 | 0 | 0 | 0
#CAN - NB - MER Cap Annual v4.12 | 11 | 2319 | Rate Constraint in MTons | FALSE | L | Annual | Qualifying Generation | TWh | 0 | 0 | 0 | 0 | 0 | 0 | 0 | 0
#CAN - NB - MER Cap Annual v4.12 | 11 | 2319 | Rate Constraint in MTons | FALSE | L | Annual | Rate | lb/MWh | 0 | 0 | 0 | 0 | 0 | 0 | 0 | 0
#CAN - NB - MER Cap Annual v4.12 | 11 | 2319 | Rate Constraint in MTons | FALSE | L | Annual | Constraint Shadow Price | US2016$/Lb | 0 | 0 | 0 | 0 | 0 | 0 | 0 | 0
#CAN - NL&NF - SO2 Cap Annual v3.1 | 12 | 1734 | Rate Constraint in MTons | FALSE | L | Annual | Seasons Included | Seasons | Winter, WintShld, Summer | Winter, WintShld, Summer | Winter, WintShld, Summer | Winter, WintShld, Summer | Winter, WintShld, Summer | Winter, WintShld, Summer | Winter, WintShld, Summer | Winter, WintShld, Summer
#CAN - NL&NF - SO2 Cap Annual v3.1 | 12 | 1734 | Rate Constraint in MTons | FALSE | L | Annual | Standard SO2 | Thousand Tons | 16.53 | 16.53 | 16.53 | 16.53 | 16.53 | 16.53 | 16.53 | 16.53
#CAN - NL&NF - SO2 Cap Annual v3.1 | 12 | 1734 | Rate Constraint in MTons | FALSE | L | Annual | Emissions at Affected Plants SO2 | Thousand Tons | 0 | 0 | 0 | 0 | 0 | 0 | 0 | 0
#CAN - NL&NF - SO2 Cap Annual v3.1 | 12 | 1734 | Rate Constraint in MTons | FALSE | L | Annual | Allowances Purchased SO2 | Thousand Tons | 0 | 0 | 0 | 0 | 0 | 0 | 0 | 0
#CAN - NL&NF - SO2 Cap Annual v3.1 | 12 | 1734 | Rate Constraint in MTons | FALSE | L | Annual | Allowances Sold SO2 | Thousand Tons | 0 | 0 | 0 | 0 | 0 | 0 | 0 | 0
#CAN - NL&NF - SO2 Cap Annual v3.1 | 12 | 1734 | Rate Constraint in MTons | FALSE | L | Annual | Allowances Banked | Thousand Tons | 0 | 0 | 0 | 0 | 0 | 0 | 0 | 0
#CAN - NL&NF - SO2 Cap Annual v3.1 | 12 | 1734 | Rate Constraint in MTons | FALSE | L | Annual | Allowances Withdrawn (1:1) | Thousand Tons | 0 | 0 | 0 | 0 | 0 | 0 | 0 | 0
#CAN - NL&NF - SO2 Cap Annual v3.1 | 12 | 1734 | Rate Constraint in MTons | FALSE | L | Annual | Allowances Withdrawn (n:1) | Thousand Tons | 0 | 0 | 0 | 0 | 0 | 0 | 0 | 0
#CAN - NL&NF - SO2 Cap Annual v3.1 | 12 | 1734 | Rate Constraint in MTons | FALSE | L | Annual | Net Emissions Allowance Position | Thousand Tons | 0 | 0 | 0 | 0 | 0 | 0 | 0 | 0
#CAN - NL&NF - SO2 Cap Annual v3.1 | 12 | 1734 | Rate Constraint in MTons | FALSE | L | Annual | Fuel Consumed | TBtu | 0 | 0 | 0 | 0 | 0 | 4.3279 | 4.3279 | 4.6979
#CAN - NL&NF - SO2 Cap Annual v3.1 | 12 | 1734 | Rate Constraint in MTons | FALSE | L | Annual | Rate | lb/MMBtu | 0 | 0 | 0 | 0 | 0 | 0 | 0 | 0
#CAN - NL&NF - SO2 Cap Annual v3.1 | 12 | 1734 | Rate Constraint in MTons | FALSE | L | Annual | Generation | TWh | 0 | 0 | 0 | 0 | 0 | 0.50618 | 0.50618 | 0.54946
#CAN - NL&NF - SO2 Cap Annual v3.1 | 12 | 1734 | Rate Constraint in MTons | FALSE | L | Annual | Qualifying Generation | TWh | 0 | 0 | 0 | 0 | 0 | 0.50618 | 0.50618 | 0.54946
#CAN - NL&NF - SO2 Cap Annual v3.1 | 12 | 1734 | Rate Constraint in MTons | FALSE | L | Annual | Rate | lb/MWh | 0 | 0 | 0 | 0 | 0 | 0 | 0 | 0
#CAN - NL&NF - SO2 Cap Annual v3.1 | 12 | 1734 | Rate Constraint in MTons | FALSE | L | Annual | Constraint Shadow Price | US2016$/Ton | 0 | 0 | 0 | 0 | 0 | 0 | 0 | 0
#CAN - NS - MER Cap Annual v4.12 | 13 | 2320 | Rate Constraint in MTons | FALSE | L | Annual | Seasons Included | Seasons | Winter, WintShld, Summer | Winter, WintShld, Summer | Winter, WintShld, Summer | Winter, WintShld, Summer | Winter, WintShld, Summer | Winter, WintShld, Summer | Winter, WintShld, Summer | Winter, WintShld, Summer
#CAN - NS - MER Cap Annual v4.12 | 13 | 2320 | Rate Constraint in MTons | FALSE | L | Annual | Standard MER | lbs | 77.1618 | 77.1618 | 77.1618 | 77.1618 | 77.1618 | 77.1618 | 77.1618 | 77.1618
#CAN - NS - MER Cap Annual v4.12 | 13 | 2320 | Rate Constraint in MTons | FALSE | L | Annual | Emissions at Affected Plants MER | lbs | 0 | 0 | 0 | 0 | 0 | 0 | 0 | 0
#CAN - NS - MER Cap Annual v4.12 | 13 | 2320 | Rate Constraint in MTons | FALSE | L | Annual | Allowances Purchased MER | lbs | 0 | 0 | 0 | 0 | 0 | 0 | 0 | 0
#CAN - NS - MER Cap Annual v4.12 | 13 | 2320 | Rate Constraint in MTons | FALSE | L | Annual | Allowances Sold MER | lbs | 0 | 0 | 0 | 0 | 0 | 0 | 0 | 0
#CAN - NS - MER Cap Annual v4.12 | 13 | 2320 | Rate Constraint in MTons | FALSE | L | Annual | Allowances Banked | lbs | 0 | 0 | 0 | 0 | 0 | 0 | 0 | 0
#CAN - NS - MER Cap Annual v4.12 | 13 | 2320 | Rate Constraint in MTons | FALSE | L | Annual | Allowances Withdrawn (1:1) | lbs | 0 | 0 | 0 | 0 | 0 | 0 | 0 | 0
#CAN - NS - MER Cap Annual v4.12 | 13 | 2320 | Rate Constraint in MTons | FALSE | L | Annual | Allowances Withdrawn (n:1) | lbs | 0 | 0 | 0 | 0 | 0 | 0 | 0 | 0
#CAN - NS - MER Cap Annual v4.12 | 13 | 2320 | Rate Constraint in MTons | FALSE | L | Annual | Net Emissions Allowance Position | lbs | 0 | 0 | 0 | 0 | 0 | 0 | 0 | 0
#CAN - NS - MER Cap Annual v4.12 | 13 | 2320 | Rate Constraint in MTons | FALSE | L | Annual | Fuel Consumed | TBtu | 0 | 0 | 0 | 0 | 0 | 0 | 0 | 0
#CAN - NS - MER Cap Annual v4.12 | 13 | 2320 | Rate Constraint in MTons | FALSE | L | Annual | Rate | lb/MMBtu | 0 | 0 | 0 | 0 | 0 | 0 | 0 | 0
#CAN - NS - MER Cap Annual v4.12 | 13 | 2320 | Rate Constraint in MTons | FALSE | L | Annual | Generation | TWh | 0 | 0 | 0 | 0 | 0 | 0 | 0 | 0
#CAN - NS - MER Cap Annual v4.12 | 13 | 2320 | Rate Constraint in MTons | FALSE | L | Annual | Qualifying Generation | TWh | 0 | 0 | 0 | 0 | 0 | 0 | 0 | 0
#CAN - NS - MER Cap Annual v4.12 | 13 | 2320 | Rate Constraint in MTons | FALSE | L | Annual | Rate | lb/MWh | 0 | 0 | 0 | 0 | 0 | 0 | 0 | 0
#CAN - NS - MER Cap Annual v4.12 | 13 | 2320 | Rate Constraint in MTons | FALSE | L | Annual | Constraint Shadow Price | US2016$/Lb | 0 | 0 | 0 | 0 | 0 | 0 | 0 | 0
#CAN - NS - NS Power - NOX Cap Annual v3.1 | 14 | 2311 | Rate Constraint in MTons | FALSE | L | Annual | Seasons Included | Seasons | Winter, WintShld, Summer | Winter, WintShld, Summer | Winter, WintShld, Summer | Winter, WintShld, Summer | Winter, WintShld, Summer | Winter, WintShld, Summer | Winter, WintShld, Summer | Winter, WintShld, Summer
#CAN - NS - NS Power - NOX Cap Annual v3.1 | 14 | 2311 | Rate Constraint in MTons | FALSE | L | Annual | Standard NOX | Thousand Tons | 16.485 | 16.485 | 16.485 | 16.485 | 16.485 | 16.485 | 16.485 | 16.485
#CAN - NS - NS Power - NOX Cap Annual v3.1 | 14 | 2311 | Rate Constraint in MTons | FALSE | L | Annual | Emissions at Affected Plants NOX | Thousand Tons | 1.2704 | 1.2436 | 1.2332 | 0.57834 | 0.61415 | 0.51116 | 0.29758 | 0.28286
#CAN - NS - NS Power - NOX Cap Annual v3.1 | 14 | 2311 | Rate Constraint in MTons | FALSE | L | Annual | Allowances Purchased NOX | Thousand Tons | 0 | 0 | 0 | 0 | 0 | 0 | 0 | 0
#CAN - NS - NS Power - NOX Cap Annual v3.1 | 14 | 2311 | Rate Constraint in MTons | FALSE | L | Annual | Allowances Sold NOX | Thousand Tons | 0 | 0 | 0 | 0 | 0 | 0 | 0 | 0
#CAN - NS - NS Power - NOX Cap Annual v3.1 | 14 | 2311 | Rate Constraint in MTons | FALSE | L | Annual | Allowances Banked | Thousand Tons | 0 | 0 | 0 | 0 | 0 | 0 | 0 | 0
#CAN - NS - NS Power - NOX Cap Annual v3.1 | 14 | 2311 | Rate Constraint in MTons | FALSE | L | Annual | Allowances Withdrawn (1:1) | Thousand Tons | 0 | 0 | 0 | 0 | 0 | 0 | 0 | 0
#CAN - NS - NS Power - NOX Cap Annual v3.1 | 14 | 2311 | Rate Constraint in MTons | FALSE | L | Annual | Allowances Withdrawn (n:1) | Thousand Tons | 0 | 0 | 0 | 0 | 0 | 0 | 0 | 0
#CAN - NS - NS Power - NOX Cap Annual v3.1 | 14 | 2311 | Rate Constraint in MTons | FALSE | L | Annual | Net Emissions Allowance Position | Thousand Tons | 1.2704 | 1.2436 | 1.2332 | 0.57834 | 0.61415 | 0.51116 | 0.29758 | 0.28286
#CAN - NS - NS Power - NOX Cap Annual v3.1 | 14 | 2311 | Rate Constraint in MTons | FALSE | L | Annual | Fuel Consumed | TBtu | 39.4294 | 39.2674 | 39.3855 | 38.3194 | 40.6904 | 40.6841 | 41.1207 | 41.2182
#CAN - NS - NS Power - NOX Cap Annual v3.1 | 14 | 2311 | Rate Constraint in MTons | FALSE | L | Annual | Rate | lb/MMBtu | 0.064437 | 0.06334 | 0.06262 | 0.030185 | 0.030187 | 0.025128 | 0.014473 | 0.013725
#CAN - NS - NS Power - NOX Cap Annual v3.1 | 14 | 2311 | Rate Constraint in MTons | FALSE | L | Annual | Generation | TWh | 5.4428 | 5.4343 | 5.455 | 5.8214 | 6.1649 | 6.2472 | 6.5109 | 6.5425
#CAN - NS - NS Power - NOX Cap Annual v3.1 | 14 | 2311 | Rate Constraint in MTons | FALSE | L | Annual | Qualifying Generation | TWh | 5.4428 | 5.4343 | 5.455 | 5.8214 | 6.1649 | 6.2472 | 6.5109 | 6.5425
#CAN - NS - NS Power - NOX Cap Annual v3.1 | 14 | 2311 | Rate Constraint in MTons | FALSE | L | Annual | Rate | lb/MWh | 0.4668 | 0.45769 | 0.45212 | 0.1987 | 0.19924 | 0.16364 | 0.09141 | 0.086468
#CAN - NS - NS Power - NOX Cap Annual v3.1 | 14 | 2311 | Rate Constraint in MTons | FALSE | L | Annual | Constraint Shadow Price | US2016$/Ton | 0 | 0 | 0 | 0 | 0 | 0 | 0 | 0
#CAN - NS - NS Power - SO2 Cap Annual v3.1 | 15 | 1737 | Rate Constraint in MTons | FALSE | L | Annual | Seasons Included | Seasons | Winter, WintShld, Summer | Winter, WintShld, Summer | Winter, WintShld, Summer | Winter, WintShld, Summer | Winter, WintShld, Summer | Winter, WintShld, Summer | Winter, WintShld, Summer | Winter, WintShld, Summer
#CAN - NS - NS Power - SO2 Cap Annual v3.1 | 15 | 1737 | Rate Constraint in MTons | FALSE | L | Annual | Standard SO2 | Thousand Tons | 39.9587 | 39.9587 | 39.9587 | 39.9587 | 39.9587 | 39.9587 | 39.9587 | 39.9587
#CAN - NS - NS Power - SO2 Cap Annual v3.1 | 15 | 1737 | Rate Constraint in MTons | FALSE | L | Annual | Emissions at Affected Plants SO2 | Thousand Tons | 0.047158 | 0.045346 | 0.039974 | 0.0086589 | 0.0089742 | 0.0074285 | 0.00082785 | 0
#CAN - NS - NS Power - SO2 Cap Annual v3.1 | 15 | 1737 | Rate Constraint in MTons | FALSE | L | Annual | Allowances Purchased SO2 | Thousand Tons | 0 | 0 | 0 | 0 | 0 | 0 | 0 | 0
#CAN - NS - NS Power - SO2 Cap Annual v3.1 | 15 | 1737 | Rate Constraint in MTons | FALSE | L | Annual | Allowances Sold SO2 | Thousand Tons | 0 | 0 | 0 | 0 | 0 | 0 | 0 | 0
#CAN - NS - NS Power - SO2 Cap Annual v3.1 | 15 | 1737 | Rate Constraint in MTons | FALSE | L | Annual | Allowances Banked | Thousand Tons | 0 | 0 | 0 | 0 | 0 | 0 | 0 | 0
#CAN - NS - NS Power - SO2 Cap Annual v3.1 | 15 | 1737 | Rate Constraint in MTons | FALSE | L | Annual | Allowances Withdrawn (1:1) | Thousand Tons | 0 | 0 | 0 | 0 | 0 | 0 | 0 | 0
#CAN - NS - NS Power - SO2 Cap Annual v3.1 | 15 | 1737 | Rate Constraint in MTons | FALSE | L | Annual | Allowances Withdrawn (n:1) | Thousand Tons | 0 | 0 | 0 | 0 | 0 | 0 | 0 | 0
#CAN - NS - NS Power - SO2 Cap Annual v3.1 | 15 | 1737 | Rate Constraint in MTons | FALSE | L | Annual | Net Emissions Allowance Position | Thousand Tons | 0.047158 | 0.045346 | 0.039974 | 0.0086589 | 0.0089742 | 0.0074285 | 0.00082785 | 0
#CAN - NS - NS Power - SO2 Cap Annual v3.1 | 15 | 1737 | Rate Constraint in MTons | FALSE | L | Annual | Fuel Consumed | TBtu | 39.4294 | 39.2674 | 39.3855 | 38.3194 | 40.6904 | 40.6841 | 41.1207 | 41.2182
#CAN - NS - NS Power - SO2 Cap Annual v3.1 | 15 | 1737 | Rate Constraint in MTons | FALSE | L | Annual | Rate | lb/MMBtu | 0.002392 | 0.0023096 | 0.0020299 | 0.00045193 | 0.0004411 | 0.00036518 | 4.0265e-05 | 0
#CAN - NS - NS Power - SO2 Cap Annual v3.1 | 15 | 1737 | Rate Constraint in MTons | FALSE | L | Annual | Generation | TWh | 5.4428 | 5.4343 | 5.455 | 5.8214 | 6.1649 | 6.2472 | 6.5109 | 6.5425
#CAN - NS - NS Power - SO2 Cap Annual v3.1 | 15 | 1737 | Rate Constraint in MTons | FALSE | L | Annual | Qualifying Generation | TWh | 5.4428 | 5.4343 | 5.455 | 5.8214 | 6.1649 | 6.2472 | 6.5109 | 6.5425
#CAN - NS - NS Power - SO2 Cap Annual v3.1 | 15 | 1737 | Rate Constraint in MTons | FALSE | L | Annual | Rate | lb/MWh | 0.017329 | 0.016689 | 0.014656 | 0.0029748 | 0.0029114 | 0.0023782 | 0.0002543 | 0
#CAN - NS - NS Power - SO2 Cap Annual v3.1 | 15 | 1737 | Rate Constraint in MTons | FALSE | L | Annual | Constraint Shadow Price | US2016$/Ton | 0 | 0 | 0 | 0 | 0 | 0 | 0 | 0
#CAN - NS - SO2 Cap Annual v3.1 | 16 | 1735 | Rate Constraint in MTons | FALSE | L | Annual | Seasons Included | Seasons | Winter, WintShld, Summer | Winter, WintShld, Summer | Winter, WintShld, Summer | Winter, WintShld, Summer | Winter, WintShld, Summer | Winter, WintShld, Summer | Winter, WintShld, Summer | Winter, WintShld, Summer
#CAN - NS - SO2 Cap Annual v3.1 | 16 | 1735 | Rate Constraint in MTons | FALSE | L | Annual | Standard SO2 | Thousand Tons | 131.2522 | 131.2522 | 131.2522 | 131.2522 | 131.2522 | 131.2522 | 131.2522 | 131.2522
#CAN - NS - SO2 Cap Annual v3.1 | 16 | 1735 | Rate Constraint in MTons | FALSE | L | Annual | Emissions at Affected Plants SO2 | Thousand Tons | 0.047158 | 0.045346 | 0.039974 | 0.0086589 | 0.0089742 | 0.0074285 | 0.00082785 | 0
#CAN - NS - SO2 Cap Annual v3.1 | 16 | 1735 | Rate Constraint in MTons | FALSE | L | Annual | Allowances Purchased SO2 | Thousand Tons | 0 | 0 | 0 | 0 | 0 | 0 | 0 | 0
#CAN - NS - SO2 Cap Annual v3.1 | 16 | 1735 | Rate Constraint in MTons | FALSE | L | Annual | Allowances Sold SO2 | Thousand Tons | 0 | 0 | 0 | 0 | 0 | 0 | 0 | 0
#CAN - NS - SO2 Cap Annual v3.1 | 16 | 1735 | Rate Constraint in MTons | FALSE | L | Annual | Allowances Banked | Thousand Tons | 0 | 0 | 0 | 0 | 0 | 0 | 0 | 0
#CAN - NS - SO2 Cap Annual v3.1 | 16 | 1735 | Rate Constraint in MTons | FALSE | L | Annual | Allowances Withdrawn (1:1) | Thousand Tons | 0 | 0 | 0 | 0 | 0 | 0 | 0 | 0
#CAN - NS - SO2 Cap Annual v3.1 | 16 | 1735 | Rate Constraint in MTons | FALSE | L | Annual | Allowances Withdrawn (n:1) | Thousand Tons | 0 | 0 | 0 | 0 | 0 | 0 | 0 | 0
#CAN - NS - SO2 Cap Annual v3.1 | 16 | 1735 | Rate Constraint in MTons | FALSE | L | Annual | Net Emissions Allowance Position | Thousand Tons | 0.047158 | 0.045346 | 0.039974 | 0.0086589 | 0.0089742 | 0.0074285 | 0.00082785 | 0
#CAN - NS - SO2 Cap Annual v3.1 | 16 | 1735 | Rate Constraint in MTons | FALSE | L | Annual | Fuel Consumed | TBtu | 39.4294 | 39.2674 | 39.3855 | 38.3194 | 40.6904 | 40.6841 | 41.1207 | 41.2182
#CAN - NS - SO2 Cap Annual v3.1 | 16 | 1735 | Rate Constraint in MTons | FALSE | L | Annual | Rate | lb/MMBtu | 0.002392 | 0.0023096 | 0.0020299 | 0.00045193 | 0.0004411 | 0.00036518 | 4.0265e-05 | 0
#CAN - NS - SO2 Cap Annual v3.1 | 16 | 1735 | Rate Constraint in MTons | FALSE | L | Annual | Generation | TWh | 5.4428 | 5.4343 | 5.455 | 5.8214 | 6.1649 | 6.2472 | 6.5109 | 6.5425
#CAN - NS - SO2 Cap Annual v3.1 | 16 | 1735 | Rate Constraint in MTons | FALSE | L | Annual | Qualifying Generation | TWh | 5.4428 | 5.4343 | 5.455 | 5.8214 | 6.1649 | 6.2472 | 6.5109 | 6.5425
#CAN - NS - SO2 Cap Annual v3.1 | 16 | 1735 | Rate Constraint in MTons | FALSE | L | Annual | Rate | lb/MWh | 0.017329 | 0.016689 | 0.014656 | 0.0029748 | 0.0029114 | 0.0023782 | 0.0002543 | 0
#CAN - NS - SO2 Cap Annual v3.1 | 16 | 1735 | Rate Constraint in MTons | FALSE | L | Annual | Constraint Shadow Price | US2016$/Ton | 0 | 0 | 0 | 0 | 0 | 0 | 0 | 0
#CAN - ON - CO2 Constraint- v.6.17 | 17 | 6963 | Rate Constraint in MTons | FALSE | L | Annual | Seasons Included | Seasons | Winter, WintShld, Summer | Winter, WintShld, Summer | Winter, WintShld, Summer | Winter, WintShld, Summer | Winter, WintShld, Summer | Winter, WintShld, Summer | Winter, WintShld, Summer | Winter, WintShld, Summer
#CAN - ON - CO2 Constraint- v.6.17 | 17 | 6963 | Rate Constraint in MTons | FALSE | L | Annual | Standard CO2 | Thousand Tons | 0 | 0 | 0 | 0 | 0 | 0 | 0 | 0
#CAN - ON - CO2 Constraint- v.6.17 | 17 | 6963 | Rate Constraint in MTons | FALSE | L | Annual | Emissions at Affected Plants CO2 | Thousand Tons | 1484.5491 | 3562.0787 | 4279.3927 | 84.5367 | 1324.8802 | 1359.1236 | 1441.4196 | 1450.1302
#CAN - ON - CO2 Constraint- v.6.17 | 17 | 6963 | Rate Constraint in MTons | FALSE | L | Annual | Allowances Purchased CO2 | Thousand Tons | -1484.5491 | -3562.0787 | -4279.3927 | -84.5367 | -1324.8802 | -1359.1236 | -1441.4196 | -1450.1302
#CAN - ON - CO2 Constraint- v.6.17 | 17 | 6963 | Rate Constraint in MTons | FALSE | L | Annual | Allowances Sold CO2 | Thousand Tons | 0 | 0 | 0 | 0 | 0 | 0 | 0 | 0
#CAN - ON - CO2 Constraint- v.6.17 | 17 | 6963 | Rate Constraint in MTons | FALSE | L | Annual | Allowances Banked | Thousand Tons | 0 | 0 | 0 | 0 | 0 | 0 | 0 | 0
#CAN - ON - CO2 Constraint- v.6.17 | 17 | 6963 | Rate Constraint in MTons | FALSE | L | Annual | Allowances Withdrawn (1:1) | Thousand Tons | 0 | 0 | 0 | 0 | 0 | 0 | 0 | 0
#CAN - ON - CO2 Constraint- v.6.17 | 17 | 6963 | Rate Constraint in MTons | FALSE | L | Annual | Allowances Withdrawn (n:1) | Thousand Tons | 0 | 0 | 0 | 0 | 0 | 0 | 0 | 0
#CAN - ON - CO2 Constraint- v.6.17 | 17 | 6963 | Rate Constraint in MTons | FALSE | L | Annual | Net Emissions Allowance Position | Thousand Tons | 2.5276e-06 | -6.046e-07 | -9.9391e-07 | 7.72e-10 | 3.9188e-07 | 1.4164e-07 | 1.1484e-07 | -2.4704e-07
#CAN - ON - CO2 Constraint- v.6.17 | 17 | 6963 | Rate Constraint in MTons | FALSE | L | Annual | Fuel Consumed | TBtu | 24.3923 | 59.6432 | 71.8615 | 1.4441 | 22.632 | 23.217 | 24.6228 | 24.7716
#CAN - ON - CO2 Constraint- v.6.17 | 17 | 6963 | Rate Constraint in MTons | FALSE | L | Annual | Rate | lb/MMBtu | 121.723 | 119.4464 | 119.1011 | 117.08 | 117.08 | 117.08 | 117.08 | 117.08
#CAN - ON - CO2 Constraint- v.6.17 | 17 | 6963 | Rate Constraint in MTons | FALSE | L | Annual | Generation | TWh | 3.7998 | 8.7238 | 10.478 | 0.22863 | 3.614 | 3.7011 | 3.9048 | 3.9223
#CAN - ON - CO2 Constraint- v.6.17 | 17 | 6963 | Rate Constraint in MTons | FALSE | L | Annual | Qualifying Generation | TWh | 3.7998 | 8.7238 | 10.478 | 0.22863 | 3.614 | 3.7011 | 3.9048 | 3.9223
#CAN - ON - CO2 Constraint- v.6.17 | 17 | 6963 | Rate Constraint in MTons | FALSE | L | Annual | Rate | lb/MWh | 781.3859 | 816.6344 | 816.8336 | 739.4934 | 733.1974 | 734.4448 | 738.2771 | 739.431
#CAN - ON - CO2 Constraint- v.6.17 | 17 | 6963 | Rate Constraint in MTons | FALSE | L | Annual | Constraint Shadow Price | US2016$/Ton | 13.321 | 13.32 | 13.3202 | 67.6707 | 67.6705 | 67.6706 | 67.6708 | 67.6709
#CAN - ON - NOX Cap Annual v3.1 | 18 | 1738 | Rate Constraint in MTons | FALSE | L | Annual | Seasons Included | Seasons | Winter, WintShld, Summer | Winter, WintShld, Summer | Winter, WintShld, Summer | Winter, WintShld, Summer | Winter, WintShld, Summer | Winter, WintShld, Summer | Winter, WintShld, Summer | Winter, WintShld, Summer
#CAN - ON - NOX Cap Annual v3.1 | 18 | 1738 | Rate Constraint in MTons | FALSE | L | Annual | Standard NOX | Thousand Tons | 47.2891 | 47.2891 | 47.2891 | 47.2891 | 47.2891 | 47.2891 | 47.2891 | 47.2891
#CAN - ON - NOX Cap Annual v3.1 | 18 | 1738 | Rate Constraint in MTons | FALSE | L | Annual | Emissions at Affected Plants NOX | Thousand Tons | 0.20778 | 1.1314 | 1.4042 | 0.010435 | 0.13184 | 0.14173 | 0.17131 | 0.17866
#CAN - ON - NOX Cap Annual v3.1 | 18 | 1738 | Rate Constraint in MTons | FALSE | L | Annual | Allowances Purchased NOX | Thousand Tons | 0 | 0 | 0 | 0 | 0 | 0 | 0 | 0
#CAN - ON - NOX Cap Annual v3.1 | 18 | 1738 | Rate Constraint in MTons | FALSE | L | Annual | Allowances Sold NOX | Thousand Tons | 0 | 0 | 0 | 0 | 0 | 0 | 0 | 0
#CAN - ON - NOX Cap Annual v3.1 | 18 | 1738 | Rate Constraint in MTons | FALSE | L | Annual | Allowances Banked | Thousand Tons | 0 | 0 | 0 | 0 | 0 | 0 | 0 | 0
#CAN - ON - NOX Cap Annual v3.1 | 18 | 1738 | Rate Constraint in MTons | FALSE | L | Annual | Allowances Withdrawn (1:1) | Thousand Tons | 0 | 0 | 0 | 0 | 0 | 0 | 0 | 0
#CAN - ON - NOX Cap Annual v3.1 | 18 | 1738 | Rate Constraint in MTons | FALSE | L | Annual | Allowances Withdrawn (n:1) | Thousand Tons | 0 | 0 | 0 | 0 | 0 | 0 | 0 | 0
#CAN - ON - NOX Cap Annual v3.1 | 18 | 1738 | Rate Constraint in MTons | FALSE | L | Annual | Net Emissions Allowance Position | Thousand Tons | 0.20778 | 1.1314 | 1.4042 | 0.010435 | 0.13184 | 0.14173 | 0.17131 | 0.17866
#CAN - ON - NOX Cap Annual v3.1 | 18 | 1738 | Rate Constraint in MTons | FALSE | L | Annual | Fuel Consumed | TBtu | 24.3923 | 59.6432 | 71.8615 | 1.4441 | 22.632 | 23.217 | 24.6228 | 24.7716
#CAN - ON - NOX Cap Annual v3.1 | 18 | 1738 | Rate Constraint in MTons | FALSE | L | Annual | Rate | lb/MMBtu | 0.017036 | 0.037939 | 0.039081 | 0.014452 | 0.011651 | 0.01221 | 0.013914 | 0.014424
#CAN - ON - NOX Cap Annual v3.1 | 18 | 1738 | Rate Constraint in MTons | FALSE | L | Annual | Generation | TWh | 3.7998 | 8.7238 | 10.478 | 0.22863 | 3.614 | 3.7011 | 3.9048 | 3.9223
#CAN - ON - NOX Cap Annual v3.1 | 18 | 1738 | Rate Constraint in MTons | FALSE | L | Annual | Qualifying Generation | TWh | 3.7998 | 8.7238 | 10.478 | 0.22863 | 3.614 | 3.7011 | 3.9048 | 3.9223
#CAN - ON - NOX Cap Annual v3.1 | 18 | 1738 | Rate Constraint in MTons | FALSE | L | Annual | Rate | lb/MWh | 0.10936 | 0.25938 | 0.26803 | 0.09128 | 0.072961 | 0.076591 | 0.087741 | 0.091099
#CAN - ON - NOX Cap Annual v3.1 | 18 | 1738 | Rate Constraint in MTons | FALSE | L | Annual | Constraint Shadow Price | US2016$/Ton | 0 | 0 | 0 | 0 | 0 | 0 | 0 | 0
#CAN - ON - O3 Annex - NOX Cap Annual v3.1 | 19 | 1739 | Rate Constraint in MTons | FALSE | L | Annual | Seasons Included | Seasons | Winter, WintShld, Summer | Winter, WintShld, Summer | Winter, WintShld, Summer | Winter, WintShld, Summer | Winter, WintShld, Summer | Winter, WintShld, Summer | Winter, WintShld, Summer | Winter, WintShld, Summer
#CAN - ON - O3 Annex - NOX Cap Annual v3.1 | 19 | 1739 | Rate Constraint in MTons | FALSE | L | Annual | Standard NOX | Thousand Tons | 42.9901 | 42.9901 | 42.9901 | 42.9901 | 42.9901 | 42.9901 | 42.9901 | 42.9901
#CAN - ON - O3 Annex - NOX Cap Annual v3.1 | 19 | 1739 | Rate Constraint in MTons | FALSE | L | Annual | Emissions at Affected Plants NOX | Thousand Tons | 0.20778 | 1.1314 | 1.4042 | 0.010435 | 0.13184 | 0.14173 | 0.17131 | 0.17866
#CAN - ON - O3 Annex - NOX Cap Annual v3.1 | 19 | 1739 | Rate Constraint in MTons | FALSE | L | Annual | Allowances Purchased NOX | Thousand Tons | 0 | 0 | 0 | 0 | 0 | 0 | 0 | 0
#CAN - ON - O3 Annex - NOX Cap Annual v3.1 | 19 | 1739 | Rate Constraint in MTons | FALSE | L | Annual | Allowances Sold NOX | Thousand Tons | 0 | 0 | 0 | 0 | 0 | 0 | 0 | 0
#CAN - ON - O3 Annex - NOX Cap Annual v3.1 | 19 | 1739 | Rate Constraint in MTons | FALSE | L | Annual | Allowances Banked | Thousand Tons | 0 | 0 | 0 | 0 | 0 | 0 | 0 | 0
#CAN - ON - O3 Annex - NOX Cap Annual v3.1 | 19 | 1739 | Rate Constraint in MTons | FALSE | L | Annual | Allowances Withdrawn (1:1) | Thousand Tons | 0 | 0 | 0 | 0 | 0 | 0 | 0 | 0
#CAN - ON - O3 Annex - NOX Cap Annual v3.1 | 19 | 1739 | Rate Constraint in MTons | FALSE | L | Annual | Allowances Withdrawn (n:1) | Thousand Tons | 0 | 0 | 0 | 0 | 0 | 0 | 0 | 0
#CAN - ON - O3 Annex - NOX Cap Annual v3.1 | 19 | 1739 | Rate Constraint in MTons | FALSE | L | Annual | Net Emissions Allowance Position | Thousand Tons | 0.20778 | 1.1314 | 1.4042 | 0.010435 | 0.13184 | 0.14173 | 0.17131 | 0.17866
#CAN - ON - O3 Annex - NOX Cap Annual v3.1 | 19 | 1739 | Rate Constraint in MTons | FALSE | L | Annual | Fuel Consumed | TBtu | 24.3923 | 59.6432 | 71.8615 | 1.4441 | 22.632 | 23.217 | 24.6228 | 24.7716
#CAN - ON - O3 Annex - NOX Cap Annual v3.1 | 19 | 1739 | Rate Constraint in MTons | FALSE | L | Annual | Rate | lb/MMBtu | 0.017036 | 0.037939 | 0.039081 | 0.014452 | 0.011651 | 0.01221 | 0.013914 | 0.014424
#CAN - ON - O3 Annex - NOX Cap Annual v3.1 | 19 | 1739 | Rate Constraint in MTons | FALSE | L | Annual | Generation | TWh | 3.7998 | 8.7238 | 10.478 | 0.22863 | 3.614 | 3.7011 | 3.9048 | 3.9223
#CAN - ON - O3 Annex - NOX Cap Annual v3.1 | 19 | 1739 | Rate Constraint in MTons | FALSE | L | Annual | Qualifying Generation | TWh | 3.7998 | 8.7238 | 10.478 | 0.22863 | 3.614 | 3.7011 | 3.9048 | 3.9223
#CAN - ON - O3 Annex - NOX Cap Annual v3.1 | 19 | 1739 | Rate Constraint in MTons | FALSE | L | Annual | Rate | lb/MWh | 0.10936 | 0.25938 | 0.26803 | 0.09128 | 0.072961 | 0.076591 | 0.087741 | 0.091099
#CAN - ON - O3 Annex - NOX Cap Annual v3.1 | 19 | 1739 | Rate Constraint in MTons | FALSE | L | Annual | Constraint Shadow Price | US2016$/Ton | 0 | 0 | 0 | 0 | 0 | 0 | 0 | 0
#CAN - ON - SO2 Cap Annual v3.1 | 20 | 1740 | Rate Constraint in MTons | FALSE | L | Annual | Seasons Included | Seasons | Winter, WintShld, Summer | Winter, WintShld, Summer | Winter, WintShld, Summer | Winter, WintShld, Summer | Winter, WintShld, Summer | Winter, WintShld, Summer | Winter, WintShld, Summer | Winter, WintShld, Summer
#CAN - ON - SO2 Cap Annual v3.1 | 20 | 1740 | Rate Constraint in MTons | FALSE | L | Annual | Standard SO2 | Thousand Tons | 144.4026 | 144.4026 | 144.4026 | 144.4026 | 144.4026 | 144.4026 | 144.4026 | 144.4026
#CAN - ON - SO2 Cap Annual v3.1 | 20 | 1740 | Rate Constraint in MTons | FALSE | L | Annual | Emissions at Affected Plants SO2 | Thousand Tons | 0.022204 | 0.027671 | 0.028475 | 0 | 0 | 0 | 0 | 0
#CAN - ON - SO2 Cap Annual v3.1 | 20 | 1740 | Rate Constraint in MTons | FALSE | L | Annual | Allowances Purchased SO2 | Thousand Tons | 0 | 0 | 0 | 0 | 0 | 0 | 0 | 0
#CAN - ON - SO2 Cap Annual v3.1 | 20 | 1740 | Rate Constraint in MTons | FALSE | L | Annual | Allowances Sold SO2 | Thousand Tons | 0 | 0 | 0 | 0 | 0 | 0 | 0 | 0
#CAN - ON - SO2 Cap Annual v3.1 | 20 | 1740 | Rate Constraint in MTons | FALSE | L | Annual | Allowances Banked | Thousand Tons | 0 | 0 | 0 | 0 | 0 | 0 | 0 | 0
#CAN - ON - SO2 Cap Annual v3.1 | 20 | 1740 | Rate Constraint in MTons | FALSE | L | Annual | Allowances Withdrawn (1:1) | Thousand Tons | 0 | 0 | 0 | 0 | 0 | 0 | 0 | 0
#CAN - ON - SO2 Cap Annual v3.1 | 20 | 1740 | Rate Constraint in MTons | FALSE | L | Annual | Allowances Withdrawn (n:1) | Thousand Tons | 0 | 0 | 0 | 0 | 0 | 0 | 0 | 0
#CAN - ON - SO2 Cap Annual v3.1 | 20 | 1740 | Rate Constraint in MTons | FALSE | L | Annual | Net Emissions Allowance Position | Thousand Tons | 0.022204 | 0.027671 | 0.028475 | 0 | 0 | 0 | 0 | 0
#CAN - ON - SO2 Cap Annual v3.1 | 20 | 1740 | Rate Constraint in MTons | FALSE | L | Annual | Fuel Consumed | TBtu | 24.3923 | 59.6432 | 71.8615 | 1.4441 | 22.632 | 23.217 | 24.6228 | 24.7716
#CAN - ON - SO2 Cap Annual v3.1 | 20 | 1740 | Rate Constraint in MTons | FALSE | L | Annual | Rate | lb/MMBtu | 0.0018206 | 0.0009279 | 0.0007925 | 0 | 0 | 0 | 0 | 0
#CAN - ON - SO2 Cap Annual v3.1 | 20 | 1740 | Rate Constraint in MTons | FALSE | L | Annual | Generation | TWh | 3.7998 | 8.7238 | 10.478 | 0.22863 | 3.614 | 3.7011 | 3.9048 | 3.9223
#CAN - ON - SO2 Cap Annual v3.1 | 20 | 1740 | Rate Constraint in MTons | FALSE | L | Annual | Qualifying Generation | TWh | 3.7998 | 8.7238 | 10.478 | 0.22863 | 3.614 | 3.7011 | 3.9048 | 3.9223
#CAN - ON - SO2 Cap Annual v3.1 | 20 | 1740 | Rate Constraint in MTons | FALSE | L | Annual | Rate | lb/MWh | 0.011687 | 0.0063439 | 0.0054352 | 0 | 0 | 0 | 0 | 0
#CAN - ON - SO2 Cap Annual v3.1 | 20 | 1740 | Rate Constraint in MTons | FALSE | L | Annual | Constraint Shadow Price | US2016$/Ton | 0 | 0 | 0 | 0 | 0 | 0 | 0 | 0
#CAN - PE - Acid Rain - SO2 Cap Annual v3.1 | 21 | 1741 | Rate Constraint in MTons | FALSE | L | Annual | Seasons Included | Seasons | Winter, WintShld, Summer | Winter, WintShld, Summer | Winter, WintShld, Summer | Winter, WintShld, Summer | Winter, WintShld, Summer | Winter, WintShld, Summer | Winter, WintShld, Summer | Winter, WintShld, Summer
#CAN - PE - Acid Rain - SO2 Cap Annual v3.1 | 21 | 1741 | Rate Constraint in MTons | FALSE | L | Annual | Standard SO2 | Thousand Tons | 3.31 | 3.31 | 3.31 | 3.31 | 3.31 | 3.31 | 3.31 | 3.31
#CAN - PE - Acid Rain - SO2 Cap Annual v3.1 | 21 | 1741 | Rate Constraint in MTons | FALSE | L | Annual | Emissions at Affected Plants SO2 | Thousand Tons | 0.0025985 | 0.0083715 | 0.0027199 | 0 | 0 | 0 | 0 | 0
#CAN - PE - Acid Rain - SO2 Cap Annual v3.1 | 21 | 1741 | Rate Constraint in MTons | FALSE | L | Annual | Allowances Purchased SO2 | Thousand Tons | 0 | 0 | 0 | 0 | 0 | 0 | 0 | 0
#CAN - PE - Acid Rain - SO2 Cap Annual v3.1 | 21 | 1741 | Rate Constraint in MTons | FALSE | L | Annual | Allowances Sold SO2 | Thousand Tons | 0 | 0 | 0 | 0 | 0 | 0 | 0 | 0
#CAN - PE - Acid Rain - SO2 Cap Annual v3.1 | 21 | 1741 | Rate Constraint in MTons | FALSE | L | Annual | Allowances Banked | Thousand Tons | 0 | 0 | 0 | 0 | 0 | 0 | 0 | 0
#CAN - PE - Acid Rain - SO2 Cap Annual v3.1 | 21 | 1741 | Rate Constraint in MTons | FALSE | L | Annual | Allowances Withdrawn (1:1) | Thousand Tons | 0 | 0 | 0 | 0 | 0 | 0 | 0 | 0
#CAN - PE - Acid Rain - SO2 Cap Annual v3.1 | 21 | 1741 | Rate Constraint in MTons | FALSE | L | Annual | Allowances Withdrawn (n:1) | Thousand Tons | 0 | 0 | 0 | 0 | 0 | 0 | 0 | 0
#CAN - PE - Acid Rain - SO2 Cap Annual v3.1 | 21 | 1741 | Rate Constraint in MTons | FALSE | L | Annual | Net Emissions Allowance Position | Thousand Tons | 0.0025985 | 0.0083715 | 0.0027199 | 0 | 0 | 0 | 0 | 0
#CAN - PE - Acid Rain - SO2 Cap Annual v3.1 | 21 | 1741 | Rate Constraint in MTons | FALSE | L | Annual | Fuel Consumed | TBtu | 3.9428 | 4.2947 | 4.3814 | 5.27 | 5.8668 | 6.9417 | 7.2564 | 9.8735
#CAN - PE - Acid Rain - SO2 Cap Annual v3.1 | 21 | 1741 | Rate Constraint in MTons | FALSE | L | Annual | Rate | lb/MMBtu | 0.0013181 | 0.0038985 | 0.0012416 | 0 | 0 | 0 | 0 | 0
#CAN - PE - Acid Rain - SO2 Cap Annual v3.1 | 21 | 1741 | Rate Constraint in MTons | FALSE | L | Annual | Generation | TWh | 0.56726 | 0.61731 | 0.6287 | 0.73463 | 0.80169 | 0.98242 | 1.0372 | 1.4859
#CAN - PE - Acid Rain - SO2 Cap Annual v3.1 | 21 | 1741 | Rate Constraint in MTons | FALSE | L | Annual | Qualifying Generation | TWh | 0.56726 | 0.61731 | 0.6287 | 0.73463 | 0.80169 | 0.98242 | 1.0372 | 1.4859
#CAN - PE - Acid Rain - SO2 Cap Annual v3.1 | 21 | 1741 | Rate Constraint in MTons | FALSE | L | Annual | Rate | lb/MWh | 0.0091617 | 0.027123 | 0.0086524 | 0 | 0 | 0 | 0 | 0
#CAN - PE - Acid Rain - SO2 Cap Annual v3.1 | 21 | 1741 | Rate Constraint in MTons | FALSE | L | Annual | Constraint Shadow Price | US2016$/Ton | 0 | 0 | 0 | 0 | 0 | 0 | 0 | 0
#CAN - PQ - Acid Rain - SO2 Cap Annual v3.1 | 22 | 1742 | Rate Constraint in MTons | FALSE | L | Annual | Seasons Included | Seasons | Winter, WintShld, Summer | Winter, WintShld, Summer | Winter, WintShld, Summer | Winter, WintShld, Summer | Winter, WintShld, Summer | Winter, WintShld, Summer | Winter, WintShld, Summer | Winter, WintShld, Summer
#CAN - PQ - Acid Rain - SO2 Cap Annual v3.1 | 22 | 1742 | Rate Constraint in MTons | FALSE | L | Annual | Standard SO2 | Thousand Tons | 6.61 | 6.61 | 6.61 | 6.61 | 6.61 | 6.61 | 6.61 | 6.61
#CAN - PQ - Acid Rain - SO2 Cap Annual v3.1 | 22 | 1742 | Rate Constraint in MTons | FALSE | L | Annual | Emissions at Affected Plants SO2 | Thousand Tons | 0 | 0 | 0 | 0 | 0 | 0 | 0 | 0
#CAN - PQ - Acid Rain - SO2 Cap Annual v3.1 | 22 | 1742 | Rate Constraint in MTons | FALSE | L | Annual | Allowances Purchased SO2 | Thousand Tons | 0 | 0 | 0 | 0 | 0 | 0 | 0 | 0
#CAN - PQ - Acid Rain - SO2 Cap Annual v3.1 | 22 | 1742 | Rate Constraint in MTons | FALSE | L | Annual | Allowances Sold SO2 | Thousand Tons | 0 | 0 | 0 | 0 | 0 | 0 | 0 | 0
#CAN - PQ - Acid Rain - SO2 Cap Annual v3.1 | 22 | 1742 | Rate Constraint in MTons | FALSE | L | Annual | Allowances Banked | Thousand Tons | 0 | 0 | 0 | 0 | 0 | 0 | 0 | 0
#CAN - PQ - Acid Rain - SO2 Cap Annual v3.1 | 22 | 1742 | Rate Constraint in MTons | FALSE | L | Annual | Allowances Withdrawn (1:1) | Thousand Tons | 0 | 0 | 0 | 0 | 0 | 0 | 0 | 0
#CAN - PQ - Acid Rain - SO2 Cap Annual v3.1 | 22 | 1742 | Rate Constraint in MTons | FALSE | L | Annual | Allowances Withdrawn (n:1) | Thousand Tons | 0 | 0 | 0 | 0 | 0 | 0 | 0 | 0
#CAN - PQ - Acid Rain - SO2 Cap Annual v3.1 | 22 | 1742 | Rate Constraint in MTons | FALSE | L | Annual | Net Emissions Allowance Position | Thousand Tons | 0 | 0 | 0 | 0 | 0 | 0 | 0 | 0
#CAN - PQ - Acid Rain - SO2 Cap Annual v3.1 | 22 | 1742 | Rate Constraint in MTons | FALSE | L | Annual | Fuel Consumed | TBtu | 0 | 0 | 0 | 0 | 0 | 0 | 0 | 0
#CAN - PQ - Acid Rain - SO2 Cap Annual v3.1 | 22 | 1742 | Rate Constraint in MTons | FALSE | L | Annual | Rate | lb/MMBtu | 0 | 0 | 0 | 0 | 0 | 0 | 0 | 0
#CAN - PQ - Acid Rain - SO2 Cap Annual v3.1 | 22 | 1742 | Rate Constraint in MTons | FALSE | L | Annual | Generation | TWh | 0 | 0 | 0 | 0 | 0 | 0 | 0 | 0
#CAN - PQ - Acid Rain - SO2 Cap Annual v3.1 | 22 | 1742 | Rate Constraint in MTons | FALSE | L | Annual | Qualifying Generation | TWh | 0 | 0 | 0 | 0 | 0 | 0 | 0 | 0
#CAN - PQ - Acid Rain - SO2 Cap Annual v3.1 | 22 | 1742 | Rate Constraint in MTons | FALSE | L | Annual | Rate | lb/MWh | 0 | 0 | 0 | 0 | 0 | 0 | 0 | 0
#CAN - PQ - Acid Rain - SO2 Cap Annual v3.1 | 22 | 1742 | Rate Constraint in MTons | FALSE | L | Annual | Constraint Shadow Price | US2016$/Ton | 0 | 0 | 0 | 0 | 0 | 0 | 0 | 0
#CAN - PQ - CO2 Constraint- v.6.17 | 23 | 6964 | Rate Constraint in MTons | FALSE | L | Annual | Seasons Included | Seasons | Winter, WintShld, Summer | Winter, WintShld, Summer | Winter, WintShld, Summer | Winter, WintShld, Summer | Winter, WintShld, Summer | Winter, WintShld, Summer | Winter, WintShld, Summer | Winter, WintShld, Summer
#CAN - PQ - CO2 Constraint- v.6.17 | 23 | 6964 | Rate Constraint in MTons | FALSE | L | Annual | Standard CO2 | Thousand Tons | 0 | 0 | 0 | 0 | 0 | 0 | 0 | 0
#CAN - PQ - CO2 Constraint- v.6.17 | 23 | 6964 | Rate Constraint in MTons | FALSE | L | Annual | Emissions at Affected Plants CO2 | Thousand Tons | 0 | 0 | 0 | 0 | 0 | 0 | 0 | 0
#CAN - PQ - CO2 Constraint- v.6.17 | 23 | 6964 | Rate Constraint in MTons | FALSE | L | Annual | Allowances Purchased CO2 | Thousand Tons | 0 | 0 | 0 | 0 | 0 | 0 | 0 | 0
#CAN - PQ - CO2 Constraint- v.6.17 | 23 | 6964 | Rate Constraint in MTons | FALSE | L | Annual | Allowances Sold CO2 | Thousand Tons | 0 | 0 | 0 | 0 | 0 | 0 | 0 | 0
#CAN - PQ - CO2 Constraint- v.6.17 | 23 | 6964 | Rate Constraint in MTons | FALSE | L | Annual | Allowances Banked | Thousand Tons | 0 | 0 | 0 | 0 | 0 | 0 | 0 | 0
#CAN - PQ - CO2 Constraint- v.6.17 | 23 | 6964 | Rate Constraint in MTons | FALSE | L | Annual | Allowances Withdrawn (1:1) | Thousand Tons | 0 | 0 | 0 | 0 | 0 | 0 | 0 | 0
#CAN - PQ - CO2 Constraint- v.6.17 | 23 | 6964 | Rate Constraint in MTons | FALSE | L | Annual | Allowances Withdrawn (n:1) | Thousand Tons | 0 | 0 | 0 | 0 | 0 | 0 | 0 | 0
#CAN - PQ - CO2 Constraint- v.6.17 | 23 | 6964 | Rate Constraint in MTons | FALSE | L | Annual | Net Emissions Allowance Position | Thousand Tons | 0 | 0 | 0 | 0 | 0 | 0 | 0 | 0
#CAN - PQ - CO2 Constraint- v.6.17 | 23 | 6964 | Rate Constraint in MTons | FALSE | L | Annual | Fuel Consumed | TBtu | 0 | 0 | 0 | 0 | 0 | 0 | 0 | 0
#CAN - PQ - CO2 Constraint- v.6.17 | 23 | 6964 | Rate Constraint in MTons | FALSE | L | Annual | Rate | lb/MMBtu | 0 | 0 | 0 | 0 | 0 | 0 | 0 | 0
#CAN - PQ - CO2 Constraint- v.6.17 | 23 | 6964 | Rate Constraint in MTons | FALSE | L | Annual | Generation | TWh | 0 | 0 | 0 | 0 | 0 | 0 | 0 | 0
#CAN - PQ - CO2 Constraint- v.6.17 | 23 | 6964 | Rate Constraint in MTons | FALSE | L | Annual | Qualifying Generation | TWh | 0 | 0 | 0 | 0 | 0 | 0 | 0 | 0
#CAN - PQ - CO2 Constraint- v.6.17 | 23 | 6964 | Rate Constraint in MTons | FALSE | L | Annual | Rate | lb/MWh | 0 | 0 | 0 | 0 | 0 | 0 | 0 | 0
#CAN - PQ - CO2 Constraint- v.6.17 | 23 | 6964 | Rate Constraint in MTons | FALSE | L | Annual | Constraint Shadow Price | US2016$/Ton | 13.321 | 13.32 | 13.3202 | 67.6707 | 67.6705 | 67.6706 | 67.6708 | 67.6709
#CAN - PQ - O3 Annex - NOX Cap Annual v3.1 | 24 | 1743 | Rate Constraint in MTons | FALSE | L | Annual | Seasons Included | Seasons | Winter, WintShld, Summer | Winter, WintShld, Summer | Winter, WintShld, Summer | Winter, WintShld, Summer | Winter, WintShld, Summer | Winter, WintShld, Summer | Winter, WintShld, Summer | Winter, WintShld, Summer
#CAN - PQ - O3 Annex - NOX Cap Annual v3.1 | 24 | 1743 | Rate Constraint in MTons | FALSE | L | Annual | Standard NOX | Thousand Tons | 5.5115 | 5.5115 | 5.5115 | 5.5115 | 5.5115 | 5.5115 | 5.5115 | 5.5115
#CAN - PQ - O3 Annex - NOX Cap Annual v3.1 | 24 | 1743 | Rate Constraint in MTons | FALSE | L | Annual | Emissions at Affected Plants NOX | Thousand Tons | 0 | 0 | 0 | 0 | 0 | 0 | 0 | 0
#CAN - PQ - O3 Annex - NOX Cap Annual v3.1 | 24 | 1743 | Rate Constraint in MTons | FALSE | L | Annual | Allowances Purchased NOX | Thousand Tons | 0 | 0 | 0 | 0 | 0 | 0 | 0 | 0
#CAN - PQ - O3 Annex - NOX Cap Annual v3.1 | 24 | 1743 | Rate Constraint in MTons | FALSE | L | Annual | Allowances Sold NOX | Thousand Tons | 0 | 0 | 0 | 0 | 0 | 0 | 0 | 0
#CAN - PQ - O3 Annex - NOX Cap Annual v3.1 | 24 | 1743 | Rate Constraint in MTons | FALSE | L | Annual | Allowances Banked | Thousand Tons | 0 | 0 | 0 | 0 | 0 | 0 | 0 | 0
#CAN - PQ - O3 Annex - NOX Cap Annual v3.1 | 24 | 1743 | Rate Constraint in MTons | FALSE | L | Annual | Allowances Withdrawn (1:1) | Thousand Tons | 0 | 0 | 0 | 0 | 0 | 0 | 0 | 0
#CAN - PQ - O3 Annex - NOX Cap Annual v3.1 | 24 | 1743 | Rate Constraint in MTons | FALSE | L | Annual | Allowances Withdrawn (n:1) | Thousand Tons | 0 | 0 | 0 | 0 | 0 | 0 | 0 | 0
#CAN - PQ - O3 Annex - NOX Cap Annual v3.1 | 24 | 1743 | Rate Constraint in MTons | FALSE | L | Annual | Net Emissions Allowance Position | Thousand Tons | 0 | 0 | 0 | 0 | 0 | 0 | 0 | 0
#CAN - PQ - O3 Annex - NOX Cap Annual v3.1 | 24 | 1743 | Rate Constraint in MTons | FALSE | L | Annual | Fuel Consumed | TBtu | 0 | 0 | 0 | 0 | 0 | 0 | 0 | 0
#CAN - PQ - O3 Annex - NOX Cap Annual v3.1 | 24 | 1743 | Rate Constraint in MTons | FALSE | L | Annual | Rate | lb/MMBtu | 0 | 0 | 0 | 0 | 0 | 0 | 0 | 0
#CAN - PQ - O3 Annex - NOX Cap Annual v3.1 | 24 | 1743 | Rate Constraint in MTons | FALSE | L | Annual | Generation | TWh | 0 | 0 | 0 | 0 | 0 | 0 | 0 | 0
#CAN - PQ - O3 Annex - NOX Cap Annual v3.1 | 24 | 1743 | Rate Constraint in MTons | FALSE | L | Annual | Qualifying Generation | TWh | 0 | 0 | 0 | 0 | 0 | 0 | 0 | 0
#CAN - PQ - O3 Annex - NOX Cap Annual v3.1 | 24 | 1743 | Rate Constraint in MTons | FALSE | L | Annual | Rate | lb/MWh | 0 | 0 | 0 | 0 | 0 | 0 | 0 | 0
#CAN - PQ - O3 Annex - NOX Cap Annual v3.1 | 24 | 1743 | Rate Constraint in MTons | FALSE | L | Annual | Constraint Shadow Price | US2016$/Ton | 0 | 0 | 0 | 0 | 0 | 0 | 0 | 0
#CAN - SK - MER Cap Annual v4.12 | 25 | 2322 | Rate Constraint in MTons | FALSE | L | Annual | Seasons Included | Seasons | Winter, WintShld, Summer | Winter, WintShld, Summer | Winter, WintShld, Summer | Winter, WintShld, Summer | Winter, WintShld, Summer | Winter, WintShld, Summer | Winter, WintShld, Summer | Winter, WintShld, Summer
#CAN - SK - MER Cap Annual v4.12 | 25 | 2322 | Rate Constraint in MTons | FALSE | L | Annual | Standard MER | lbs | 947.9877 | 947.9877 | 947.9877 | 947.9877 | 947.9877 | 947.9877 | 947.9877 | 947.9877
#CAN - SK - MER Cap Annual v4.12 | 25 | 2322 | Rate Constraint in MTons | FALSE | L | Annual | Emissions at Affected Plants MER | lbs | 331.2401 | 271.013 | 257.8627 | 51.9919 | 27.4001 | 27.1798 | 27.0399 | 0.29022
#CAN - SK - MER Cap Annual v4.12 | 25 | 2322 | Rate Constraint in MTons | FALSE | L | Annual | Allowances Purchased MER | lbs | 0 | 0 | 0 | 0 | 0 | 0 | 0 | 0
#CAN - SK - MER Cap Annual v4.12 | 25 | 2322 | Rate Constraint in MTons | FALSE | L | Annual | Allowances Sold MER | lbs | 0 | 0 | 0 | 0 | 0 | 0 | 0 | 0
#CAN - SK - MER Cap Annual v4.12 | 25 | 2322 | Rate Constraint in MTons | FALSE | L | Annual | Allowances Banked | lbs | 0 | 0 | 0 | 0 | 0 | 0 | 0 | 0
#CAN - SK - MER Cap Annual v4.12 | 25 | 2322 | Rate Constraint in MTons | FALSE | L | Annual | Allowances Withdrawn (1:1) | lbs | 0 | 0 | 0 | 0 | 0 | 0 | 0 | 0
#CAN - SK - MER Cap Annual v4.12 | 25 | 2322 | Rate Constraint in MTons | FALSE | L | Annual | Allowances Withdrawn (n:1) | lbs | 0 | 0 | 0 | 0 | 0 | 0 | 0 | 0
#CAN - SK - MER Cap Annual v4.12 | 25 | 2322 | Rate Constraint in MTons | FALSE | L | Annual | Net Emissions Allowance Position | lbs | 331.2401 | 271.013 | 257.8627 | 51.9919 | 27.4001 | 27.1798 | 27.0399 | 0.29022
#CAN - SK - MER Cap Annual v4.12 | 25 | 2322 | Rate Constraint in MTons | FALSE | L | Annual | Fuel Consumed | TBtu | 96.8063 | 86.1606 | 86.1606 | 42.8889 | 21.8039 | 21.6869 | 21.6125 | 0.15424
#CAN - SK - MER Cap Annual v4.12 | 25 | 2322 | Rate Constraint in MTons | FALSE | L | Annual | Rate | lb/MMBtu | 3.4217e-06 | 3.1454e-06 | 2.9928e-06 | 1.2122e-06 | 1.2567e-06 | 1.2533e-06 | 1.2511e-06 | 1.8816e-06
#CAN - SK - MER Cap Annual v4.12 | 25 | 2322 | Rate Constraint in MTons | FALSE | L | Annual | Generation | TWh | 9.2833 | 8.2624 | 8.2624 | 4.1129 | 2.0892 | 2.0784 | 2.0716 | 0.014193
#CAN - SK - MER Cap Annual v4.12 | 25 | 2322 | Rate Constraint in MTons | FALSE | L | Annual | Qualifying Generation | TWh | 9.2833 | 8.2624 | 8.2624 | 4.1129 | 2.0892 | 2.0784 | 2.0716 | 0.014193
#CAN - SK - MER Cap Annual v4.12 | 25 | 2322 | Rate Constraint in MTons | FALSE | L | Annual | Rate | lb/MWh | 3.5681e-05 | 3.2801e-05 | 3.1209e-05 | 1.2641e-05 | 1.3115e-05 | 1.3077e-05 | 1.3053e-05 | 2.0447e-05
#CAN - SK - MER Cap Annual v4.12 | 25 | 2322 | Rate Constraint in MTons | FALSE | L | Annual | Constraint Shadow Price | US2016$/Lb | 0 | 0 | 0 | 0 | 0 | 0 | 0 | 0
#CAN Aconi 1 - SO2 Rate Annual v3.1, Unit 3699 and retrofits | 26 | 1744 | Rate Constraint in lbs/MMBtu | FALSE | L | Annual | Seasons Included | Seasons | Winter, WintShld, Summer | Winter, WintShld, Summer | Winter, WintShld, Summer | Winter, WintShld, Summer | Winter, WintShld, Summer | Winter, WintShld, Summer | Winter, WintShld, Summer | Winter, WintShld, Summer
#CAN Aconi 1 - SO2 Rate Annual v3.1, Unit 3699 and retrofits | 26 | 1744 | Rate Constraint in lbs/MMBtu | FALSE | L | Annual | Standard SO2 | lb/MMBtu | 0.58146 | 0.58146 | 0.58146 | 0.58146 | 0.58146 | 0.58146 | 0.58146 | 0.58146
#CAN Aconi 1 - SO2 Rate Annual v3.1, Unit 3699 and retrofits | 26 | 1744 | Rate Constraint in lbs/MMBtu | FALSE | L | Annual | Emissions at Affected Plants SO2 | Thousand Tons | 0 | 0 | 0 | 0 | 0 | 0 | 0 | 0
#CAN Aconi 1 - SO2 Rate Annual v3.1, Unit 3699 and retrofits | 26 | 1744 | Rate Constraint in lbs/MMBtu | FALSE | L | Annual | Allowances Purchased SO2 | Thousand Tons | 0 | 0 | 0 | 0 | 0 | 0 | 0 | 0
#CAN Aconi 1 - SO2 Rate Annual v3.1, Unit 3699 and retrofits | 26 | 1744 | Rate Constraint in lbs/MMBtu | FALSE | L | Annual | Allowances Sold SO2 | Thousand Tons | 0 | 0 | 0 | 0 | 0 | 0 | 0 | 0
#CAN Aconi 1 - SO2 Rate Annual v3.1, Unit 3699 and retrofits | 26 | 1744 | Rate Constraint in lbs/MMBtu | FALSE | L | Annual | Allowances Banked | Thousand Tons | 0 | 0 | 0 | 0 | 0 | 0 | 0 | 0
#CAN Aconi 1 - SO2 Rate Annual v3.1, Unit 3699 and retrofits | 26 | 1744 | Rate Constraint in lbs/MMBtu | FALSE | L | Annual | Allowances Withdrawn (1:1) | Thousand Tons | 0 | 0 | 0 | 0 | 0 | 0 | 0 | 0
#CAN Aconi 1 - SO2 Rate Annual v3.1, Unit 3699 and retrofits | 26 | 1744 | Rate Constraint in lbs/MMBtu | FALSE | L | Annual | Allowances Withdrawn (n:1) | Thousand Tons | 0 | 0 | 0 | 0 | 0 | 0 | 0 | 0
#CAN Aconi 1 - SO2 Rate Annual v3.1, Unit 3699 and retrofits | 26 | 1744 | Rate Constraint in lbs/MMBtu | FALSE | L | Annual | Net Emissions Allowance Position | Thousand Tons | 0 | 0 | 0 | 0 | 0 | 0 | 0 | 0
#CAN Aconi 1 - SO2 Rate Annual v3.1, Unit 3699 and retrofits | 26 | 1744 | Rate Constraint in lbs/MMBtu | FALSE | L | Annual | Fuel Consumed | TBtu | 0 | 0 | 0 | 0 | 0 | 0 | 0 | 0
#CAN Aconi 1 - SO2 Rate Annual v3.1, Unit 3699 and retrofits | 26 | 1744 | Rate Constraint in lbs/MMBtu | FALSE | L | Annual | Rate | lb/MMBtu | 0 | 0 | 0 | 0 | 0 | 0 | 0 | 0
#CAN Aconi 1 - SO2 Rate Annual v3.1, Unit 3699 and retrofits | 26 | 1744 | Rate Constraint in lbs/MMBtu | FALSE | L | Annual | Generation | TWh | 0 | 0 | 0 | 0 | 0 | 0 | 0 | 0
#CAN Aconi 1 - SO2 Rate Annual v3.1, Unit 3699 and retrofits | 26 | 1744 | Rate Constraint in lbs/MMBtu | FALSE | L | Annual | Qualifying Generation | TWh | 0 | 0 | 0 | 0 | 0 | 0 | 0 | 0
#CAN Aconi 1 - SO2 Rate Annual v3.1, Unit 3699 and retrofits | 26 | 1744 | Rate Constraint in lbs/MMBtu | FALSE | L | Annual | Rate | lb/MWh | 0 | 0 | 0 | 0 | 0 | 0 | 0 | 0
#CAN Aconi 1 - SO2 Rate Annual v3.1, Unit 3699 and retrofits | 26 | 1744 | Rate Constraint in lbs/MMBtu | FALSE | L | Annual | Constraint Shadow Price | US2016$/Ton | 0 | 0 | 0 | 0 | 0 | 0 | 0 | 0
#CAN Lingan 1-4 - SO2 Rate Annual v3.1, Unit 3599 and retrofits | 27 | 1748 | Rate Constraint in lbs/MMBtu | FALSE | L | Annual | Seasons Included | Seasons | Winter, WintShld, Summer | Winter, WintShld, Summer | Winter, WintShld, Summer | Winter, WintShld, Summer | Winter, WintShld, Summer | Winter, WintShld, Summer | Winter, WintShld, Summer | Winter, WintShld, Summer
#CAN Lingan 1-4 - SO2 Rate Annual v3.1, Unit 3599 and retrofits | 27 | 1748 | Rate Constraint in lbs/MMBtu | FALSE | L | Annual | Standard SO2 | lb/MMBtu | 3.7214 | 3.7214 | 3.7214 | 3.7214 | 3.7214 | 3.7214 | 3.7214 | 3.7214
#CAN Lingan 1-4 - SO2 Rate Annual v3.1, Unit 3599 and retrofits | 27 | 1748 | Rate Constraint in lbs/MMBtu | FALSE | L | Annual | Emissions at Affected Plants SO2 | Thousand Tons | 0 | 0 | 0 | 0 | 0 | 0 | 0 | 0
#CAN Lingan 1-4 - SO2 Rate Annual v3.1, Unit 3599 and retrofits | 27 | 1748 | Rate Constraint in lbs/MMBtu | FALSE | L | Annual | Allowances Purchased SO2 | Thousand Tons | 0 | 0 | 0 | 0 | 0 | 0 | 0 | 0
#CAN Lingan 1-4 - SO2 Rate Annual v3.1, Unit 3599 and retrofits | 27 | 1748 | Rate Constraint in lbs/MMBtu | FALSE | L | Annual | Allowances Sold SO2 | Thousand Tons | 0 | 0 | 0 | 0 | 0 | 0 | 0 | 0
#CAN Lingan 1-4 - SO2 Rate Annual v3.1, Unit 3599 and retrofits | 27 | 1748 | Rate Constraint in lbs/MMBtu | FALSE | L | Annual | Allowances Banked | Thousand Tons | 0 | 0 | 0 | 0 | 0 | 0 | 0 | 0
#CAN Lingan 1-4 - SO2 Rate Annual v3.1, Unit 3599 and retrofits | 27 | 1748 | Rate Constraint in lbs/MMBtu | FALSE | L | Annual | Allowances Withdrawn (1:1) | Thousand Tons | 0 | 0 | 0 | 0 | 0 | 0 | 0 | 0
#CAN Lingan 1-4 - SO2 Rate Annual v3.1, Unit 3599 and retrofits | 27 | 1748 | Rate Constraint in lbs/MMBtu | FALSE | L | Annual | Allowances Withdrawn (n:1) | Thousand Tons | 0 | 0 | 0 | 0 | 0 | 0 | 0 | 0
#CAN Lingan 1-4 - SO2 Rate Annual v3.1, Unit 3599 and retrofits | 27 | 1748 | Rate Constraint in lbs/MMBtu | FALSE | L | Annual | Net Emissions Allowance Position | Thousand Tons | 0 | 0 | 0 | 0 | 0 | 0 | 0 | 0
#CAN Lingan 1-4 - SO2 Rate Annual v3.1, Unit 3599 and retrofits | 27 | 1748 | Rate Constraint in lbs/MMBtu | FALSE | L | Annual | Fuel Consumed | TBtu | 0 | 0 | 0 | 0 | 0 | 0 | 0 | 0
#CAN Lingan 1-4 - SO2 Rate Annual v3.1, Unit 3599 and retrofits | 27 | 1748 | Rate Constraint in lbs/MMBtu | FALSE | L | Annual | Rate | lb/MMBtu | 0 | 0 | 0 | 0 | 0 | 0 | 0 | 0
#CAN Lingan 1-4 - SO2 Rate Annual v3.1, Unit 3599 and retrofits | 27 | 1748 | Rate Constraint in lbs/MMBtu | FALSE | L | Annual | Generation | TWh | 0 | 0 | 0 | 0 | 0 | 0 | 0 | 0
#CAN Lingan 1-4 - SO2 Rate Annual v3.1, Unit 3599 and retrofits | 27 | 1748 | Rate Constraint in lbs/MMBtu | FALSE | L | Annual | Qualifying Generation | TWh | 0 | 0 | 0 | 0 | 0 | 0 | 0 | 0
#CAN Lingan 1-4 - SO2 Rate Annual v3.1, Unit 3599 and retrofits | 27 | 1748 | Rate Constraint in lbs/MMBtu | FALSE | L | Annual | Rate | lb/MWh | 0 | 0 | 0 | 0 | 0 | 0 | 0 | 0
#CAN Lingan 1-4 - SO2 Rate Annual v3.1, Unit 3599 and retrofits | 27 | 1748 | Rate Constraint in lbs/MMBtu | FALSE | L | Annual | Constraint Shadow Price | US2016$/Ton | 0 | 0 | 0 | 0 | 0 | 0 | 0 | 0
#CAN Lingan 1-4 - SO2 Rate Annual v3.1, Unit 3600 and retrofits | 28 | 1748 | Rate Constraint in lbs/MMBtu | FALSE | L | Annual | Seasons Included | Seasons | Winter, WintShld, Summer | Winter, WintShld, Summer | Winter, WintShld, Summer | Winter, WintShld, Summer | Winter, WintShld, Summer | Winter, WintShld, Summer | Winter, WintShld, Summer | Winter, WintShld, Summer
#CAN Lingan 1-4 - SO2 Rate Annual v3.1, Unit 3600 and retrofits | 28 | 1748 | Rate Constraint in lbs/MMBtu | FALSE | L | Annual | Standard SO2 | lb/MMBtu | 3.7214 | 3.7214 | 3.7214 | 3.7214 | 3.7214 | 3.7214 | 3.7214 | 3.7214
#CAN Lingan 1-4 - SO2 Rate Annual v3.1, Unit 3600 and retrofits | 28 | 1748 | Rate Constraint in lbs/MMBtu | FALSE | L | Annual | Emissions at Affected Plants SO2 | Thousand Tons | 0 | 0 | 0 | 0 | 0 | 0 | 0 | 0
#CAN Lingan 1-4 - SO2 Rate Annual v3.1, Unit 3600 and retrofits | 28 | 1748 | Rate Constraint in lbs/MMBtu | FALSE | L | Annual | Allowances Purchased SO2 | Thousand Tons | 0 | 0 | 0 | 0 | 0 | 0 | 0 | 0
#CAN Lingan 1-4 - SO2 Rate Annual v3.1, Unit 3600 and retrofits | 28 | 1748 | Rate Constraint in lbs/MMBtu | FALSE | L | Annual | Allowances Sold SO2 | Thousand Tons | 0 | 0 | 0 | 0 | 0 | 0 | 0 | 0
#CAN Lingan 1-4 - SO2 Rate Annual v3.1, Unit 3600 and retrofits | 28 | 1748 | Rate Constraint in lbs/MMBtu | FALSE | L | Annual | Allowances Banked | Thousand Tons | 0 | 0 | 0 | 0 | 0 | 0 | 0 | 0
#CAN Lingan 1-4 - SO2 Rate Annual v3.1, Unit 3600 and retrofits | 28 | 1748 | Rate Constraint in lbs/MMBtu | FALSE | L | Annual | Allowances Withdrawn (1:1) | Thousand Tons | 0 | 0 | 0 | 0 | 0 | 0 | 0 | 0
#CAN Lingan 1-4 - SO2 Rate Annual v3.1, Unit 3600 and retrofits | 28 | 1748 | Rate Constraint in lbs/MMBtu | FALSE | L | Annual | Allowances Withdrawn (n:1) | Thousand Tons | 0 | 0 | 0 | 0 | 0 | 0 | 0 | 0
#CAN Lingan 1-4 - SO2 Rate Annual v3.1, Unit 3600 and retrofits | 28 | 1748 | Rate Constraint in lbs/MMBtu | FALSE | L | Annual | Net Emissions Allowance Position | Thousand Tons | 0 | 0 | 0 | 0 | 0 | 0 | 0 | 0
#CAN Lingan 1-4 - SO2 Rate Annual v3.1, Unit 3600 and retrofits | 28 | 1748 | Rate Constraint in lbs/MMBtu | FALSE | L | Annual | Fuel Consumed | TBtu | 0 | 0 | 0 | 0 | 0 | 0 | 0 | 0
#CAN Lingan 1-4 - SO2 Rate Annual v3.1, Unit 3600 and retrofits | 28 | 1748 | Rate Constraint in lbs/MMBtu | FALSE | L | Annual | Rate | lb/MMBtu | 0 | 0 | 0 | 0 | 0 | 0 | 0 | 0
#CAN Lingan 1-4 - SO2 Rate Annual v3.1, Unit 3600 and retrofits | 28 | 1748 | Rate Constraint in lbs/MMBtu | FALSE | L | Annual | Generation | TWh | 0 | 0 | 0 | 0 | 0 | 0 | 0 | 0
#CAN Lingan 1-4 - SO2 Rate Annual v3.1, Unit 3600 and retrofits | 28 | 1748 | Rate Constraint in lbs/MMBtu | FALSE | L | Annual | Qualifying Generation | TWh | 0 | 0 | 0 | 0 | 0 | 0 | 0 | 0
#CAN Lingan 1-4 - SO2 Rate Annual v3.1, Unit 3600 and retrofits | 28 | 1748 | Rate Constraint in lbs/MMBtu | FALSE | L | Annual | Rate | lb/MWh | 0 | 0 | 0 | 0 | 0 | 0 | 0 | 0
#CAN Lingan 1-4 - SO2 Rate Annual v3.1, Unit 3600 and retrofits | 28 | 1748 | Rate Constraint in lbs/MMBtu | FALSE | L | Annual | Constraint Shadow Price | US2016$/Ton | 0 | 0 | 0 | 0 | 0 | 0 | 0 | 0
#CAN Lingan 1-4 - SO2 Rate Annual v3.1, Unit 3601 and retrofits | 29 | 1748 | Rate Constraint in lbs/MMBtu | FALSE | L | Annual | Seasons Included | Seasons | Winter, WintShld, Summer | Winter, WintShld, Summer | Winter, WintShld, Summer | Winter, WintShld, Summer | Winter, WintShld, Summer | Winter, WintShld, Summer | Winter, WintShld, Summer | Winter, WintShld, Summer
#CAN Lingan 1-4 - SO2 Rate Annual v3.1, Unit 3601 and retrofits | 29 | 1748 | Rate Constraint in lbs/MMBtu | FALSE | L | Annual | Standard SO2 | lb/MMBtu | 3.7214 | 3.7214 | 3.7214 | 3.7214 | 3.7214 | 3.7214 | 3.7214 | 3.7214
#CAN Lingan 1-4 - SO2 Rate Annual v3.1, Unit 3601 and retrofits | 29 | 1748 | Rate Constraint in lbs/MMBtu | FALSE | L | Annual | Emissions at Affected Plants SO2 | Thousand Tons | 0 | 0 | 0 | 0 | 0 | 0 | 0 | 0
#CAN Lingan 1-4 - SO2 Rate Annual v3.1, Unit 3601 and retrofits | 29 | 1748 | Rate Constraint in lbs/MMBtu | FALSE | L | Annual | Allowances Purchased SO2 | Thousand Tons | 0 | 0 | 0 | 0 | 0 | 0 | 0 | 0
#CAN Lingan 1-4 - SO2 Rate Annual v3.1, Unit 3601 and retrofits | 29 | 1748 | Rate Constraint in lbs/MMBtu | FALSE | L | Annual | Allowances Sold SO2 | Thousand Tons | 0 | 0 | 0 | 0 | 0 | 0 | 0 | 0
#CAN Lingan 1-4 - SO2 Rate Annual v3.1, Unit 3601 and retrofits | 29 | 1748 | Rate Constraint in lbs/MMBtu | FALSE | L | Annual | Allowances Banked | Thousand Tons | 0 | 0 | 0 | 0 | 0 | 0 | 0 | 0
#CAN Lingan 1-4 - SO2 Rate Annual v3.1, Unit 3601 and retrofits | 29 | 1748 | Rate Constraint in lbs/MMBtu | FALSE | L | Annual | Allowances Withdrawn (1:1) | Thousand Tons | 0 | 0 | 0 | 0 | 0 | 0 | 0 | 0
#CAN Lingan 1-4 - SO2 Rate Annual v3.1, Unit 3601 and retrofits | 29 | 1748 | Rate Constraint in lbs/MMBtu | FALSE | L | Annual | Allowances Withdrawn (n:1) | Thousand Tons | 0 | 0 | 0 | 0 | 0 | 0 | 0 | 0
#CAN Lingan 1-4 - SO2 Rate Annual v3.1, Unit 3601 and retrofits | 29 | 1748 | Rate Constraint in lbs/MMBtu | FALSE | L | Annual | Net Emissions Allowance Position | Thousand Tons | 0 | 0 | 0 | 0 | 0 | 0 | 0 | 0
#CAN Lingan 1-4 - SO2 Rate Annual v3.1, Unit 3601 and retrofits | 29 | 1748 | Rate Constraint in lbs/MMBtu | FALSE | L | Annual | Fuel Consumed | TBtu | 0 | 0 | 0 | 0 | 0 | 0 | 0 | 0
#CAN Lingan 1-4 - SO2 Rate Annual v3.1, Unit 3601 and retrofits | 29 | 1748 | Rate Constraint in lbs/MMBtu | FALSE | L | Annual | Rate | lb/MMBtu | 0 | 0 | 0 | 0 | 0 | 0 | 0 | 0
#CAN Lingan 1-4 - SO2 Rate Annual v3.1, Unit 3601 and retrofits | 29 | 1748 | Rate Constraint in lbs/MMBtu | FALSE | L | Annual | Generation | TWh | 0 | 0 | 0 | 0 | 0 | 0 | 0 | 0
#CAN Lingan 1-4 - SO2 Rate Annual v3.1, Unit 3601 and retrofits | 29 | 1748 | Rate Constraint in lbs/MMBtu | FALSE | L | Annual | Qualifying Generation | TWh | 0 | 0 | 0 | 0 | 0 | 0 | 0 | 0
#CAN Lingan 1-4 - SO2 Rate Annual v3.1, Unit 3601 and retrofits | 29 | 1748 | Rate Constraint in lbs/MMBtu | FALSE | L | Annual | Rate | lb/MWh | 0 | 0 | 0 | 0 | 0 | 0 | 0 | 0
#CAN Lingan 1-4 - SO2 Rate Annual v3.1, Unit 3601 and retrofits | 29 | 1748 | Rate Constraint in lbs/MMBtu | FALSE | L | Annual | Constraint Shadow Price | US2016$/Ton | 0 | 0 | 0 | 0 | 0 | 0 | 0 | 0
#CAN Lingan 1-4 - SO2 Rate Annual v3.1, Unit 3602 and retrofits | 30 | 1748 | Rate Constraint in lbs/MMBtu | FALSE | L | Annual | Seasons Included | Seasons | Winter, WintShld, Summer | Winter, WintShld, Summer | Winter, WintShld, Summer | Winter, WintShld, Summer | Winter, WintShld, Summer | Winter, WintShld, Summer | Winter, WintShld, Summer | Winter, WintShld, Summer
#CAN Lingan 1-4 - SO2 Rate Annual v3.1, Unit 3602 and retrofits | 30 | 1748 | Rate Constraint in lbs/MMBtu | FALSE | L | Annual | Standard SO2 | lb/MMBtu | 3.7214 | 3.7214 | 3.7214 | 3.7214 | 3.7214 | 3.7214 | 3.7214 | 3.7214
#CAN Lingan 1-4 - SO2 Rate Annual v3.1, Unit 3602 and retrofits | 30 | 1748 | Rate Constraint in lbs/MMBtu | FALSE | L | Annual | Emissions at Affected Plants SO2 | Thousand Tons | 0 | 0 | 0 | 0 | 0 | 0 | 0 | 0
#CAN Lingan 1-4 - SO2 Rate Annual v3.1, Unit 3602 and retrofits | 30 | 1748 | Rate Constraint in lbs/MMBtu | FALSE | L | Annual | Allowances Purchased SO2 | Thousand Tons | 0 | 0 | 0 | 0 | 0 | 0 | 0 | 0
#CAN Lingan 1-4 - SO2 Rate Annual v3.1, Unit 3602 and retrofits | 30 | 1748 | Rate Constraint in lbs/MMBtu | FALSE | L | Annual | Allowances Sold SO2 | Thousand Tons | 0 | 0 | 0 | 0 | 0 | 0 | 0 | 0
#CAN Lingan 1-4 - SO2 Rate Annual v3.1, Unit 3602 and retrofits | 30 | 1748 | Rate Constraint in lbs/MMBtu | FALSE | L | Annual | Allowances Banked | Thousand Tons | 0 | 0 | 0 | 0 | 0 | 0 | 0 | 0
#CAN Lingan 1-4 - SO2 Rate Annual v3.1, Unit 3602 and retrofits | 30 | 1748 | Rate Constraint in lbs/MMBtu | FALSE | L | Annual | Allowances Withdrawn (1:1) | Thousand Tons | 0 | 0 | 0 | 0 | 0 | 0 | 0 | 0
#CAN Lingan 1-4 - SO2 Rate Annual v3.1, Unit 3602 and retrofits | 30 | 1748 | Rate Constraint in lbs/MMBtu | FALSE | L | Annual | Allowances Withdrawn (n:1) | Thousand Tons | 0 | 0 | 0 | 0 | 0 | 0 | 0 | 0
#CAN Lingan 1-4 - SO2 Rate Annual v3.1, Unit 3602 and retrofits | 30 | 1748 | Rate Constraint in lbs/MMBtu | FALSE | L | Annual | Net Emissions Allowance Position | Thousand Tons | 0 | 0 | 0 | 0 | 0 | 0 | 0 | 0
#CAN Lingan 1-4 - SO2 Rate Annual v3.1, Unit 3602 and retrofits | 30 | 1748 | Rate Constraint in lbs/MMBtu | FALSE | L | Annual | Fuel Consumed | TBtu | 0 | 0 | 0 | 0 | 0 | 0 | 0 | 0
#CAN Lingan 1-4 - SO2 Rate Annual v3.1, Unit 3602 and retrofits | 30 | 1748 | Rate Constraint in lbs/MMBtu | FALSE | L | Annual | Rate | lb/MMBtu | 0 | 0 | 0 | 0 | 0 | 0 | 0 | 0
#CAN Lingan 1-4 - SO2 Rate Annual v3.1, Unit 3602 and retrofits | 30 | 1748 | Rate Constraint in lbs/MMBtu | FALSE | L | Annual | Generation | TWh | 0 | 0 | 0 | 0 | 0 | 0 | 0 | 0
#CAN Lingan 1-4 - SO2 Rate Annual v3.1, Unit 3602 and retrofits | 30 | 1748 | Rate Constraint in lbs/MMBtu | FALSE | L | Annual | Qualifying Generation | TWh | 0 | 0 | 0 | 0 | 0 | 0 | 0 | 0
#CAN Lingan 1-4 - SO2 Rate Annual v3.1, Unit 3602 and retrofits | 30 | 1748 | Rate Constraint in lbs/MMBtu | FALSE | L | Annual | Rate | lb/MWh | 0 | 0 | 0 | 0 | 0 | 0 | 0 | 0
#CAN Lingan 1-4 - SO2 Rate Annual v3.1, Unit 3602 and retrofits | 30 | 1748 | Rate Constraint in lbs/MMBtu | FALSE | L | Annual | Constraint Shadow Price | US2016$/Ton | 0 | 0 | 0 | 0 | 0 | 0 | 0 | 0
#CAN -National CO2 Rate Limit- 2021- v6.17 | 31 | 5804 | Rate Constraint in lbs/MWh | FALSE | L | Annual | Seasons Included | Seasons | Winter, WintShld, Summer | Winter, WintShld, Summer | Winter, WintShld, Summer | Winter, WintShld, Summer | Winter, WintShld, Summer | Winter, WintShld, Summer | Winter, WintShld, Summer | Winter, WintShld, Summer
#CAN -National CO2 Rate Limit- 2021- v6.17 | 31 | 5804 | Rate Constraint in lbs/MWh | FALSE | L | Annual | Standard CO2 | lb/MWh | 925.94 | 925.94 | 925.94 | 925.94 | 925.94 | 925.94 | 925.94 | 925.94
#CAN -National CO2 Rate Limit- 2021- v6.17 | 31 | 5804 | Rate Constraint in lbs/MWh | FALSE | L | Annual | Emissions at Affected Plants CO2 | Thousand Tons | 0 | 0 | 0 | 0 | 18.5782 | 13.592 | 10.4226 | 6.5712
#CAN -National CO2 Rate Limit- 2021- v6.17 | 31 | 5804 | Rate Constraint in lbs/MWh | FALSE | L | Annual | Allowances Purchased CO2 | Thousand Tons | 0 | 0 | 0 | 0 | 0 | 0 | 0 | 0
#CAN -National CO2 Rate Limit- 2021- v6.17 | 31 | 5804 | Rate Constraint in lbs/MWh | FALSE | L | Annual | Allowances Sold CO2 | Thousand Tons | 0 | 0 | 0 | 0 | 0 | 0 | 0 | 0
#CAN -National CO2 Rate Limit- 2021- v6.17 | 31 | 5804 | Rate Constraint in lbs/MWh | FALSE | L | Annual | Allowances Banked | Thousand Tons | 0 | 0 | 0 | 0 | 0 | 0 | 0 | 0
#CAN -National CO2 Rate Limit- 2021- v6.17 | 31 | 5804 | Rate Constraint in lbs/MWh | FALSE | L | Annual | Allowances Withdrawn (1:1) | Thousand Tons | 0 | 0 | 0 | 0 | 0 | 0 | 0 | 0
#CAN -National CO2 Rate Limit- 2021- v6.17 | 31 | 5804 | Rate Constraint in lbs/MWh | FALSE | L | Annual | Allowances Withdrawn (n:1) | Thousand Tons | 0 | 0 | 0 | 0 | 0 | 0 | 0 | 0
#CAN -National CO2 Rate Limit- 2021- v6.17 | 31 | 5804 | Rate Constraint in lbs/MWh | FALSE | L | Annual | Net Emissions Allowance Position | Thousand Tons | 0 | 0 | 0 | 0 | 18.5782 | 13.592 | 10.4226 | 6.5712
#CAN -National CO2 Rate Limit- 2021- v6.17 | 31 | 5804 | Rate Constraint in lbs/MWh | FALSE | L | Annual | Fuel Consumed | TBtu | 0 | 0 | 0 | 0 | 0.43608 | 0.31904 | 0.24465 | 0.15424
#CAN -National CO2 Rate Limit- 2021- v6.17 | 31 | 5804 | Rate Constraint in lbs/MWh | FALSE | L | Annual | Rate | lb/MMBtu | 0 | 0 | 0 | 0 | 85.2049 | 85.2049 | 85.2049 | 85.2049
#CAN -National CO2 Rate Limit- 2021- v6.17 | 31 | 5804 | Rate Constraint in lbs/MWh | FALSE | L | Annual | Generation | TWh | 0 | 0 | 0 | 0 | 0.040128 | 0.029358 | 0.022513 | 0.014193
#CAN -National CO2 Rate Limit- 2021- v6.17 | 31 | 5804 | Rate Constraint in lbs/MWh | FALSE | L | Annual | Qualifying Generation | TWh | 0 | 0 | 0 | 0 | 0.040128 | 0.029358 | 0.022513 | 0.014193
#CAN -National CO2 Rate Limit- 2021- v6.17 | 31 | 5804 | Rate Constraint in lbs/MWh | FALSE | L | Annual | Constraint Shadow Price | US2016$/Ton | 137.95 | 146.8761 | 126.5162 | 96.1761 | 108.0195 | 104.6303 | 109.6734 | 111.8872
#CAN -National CO2 Rate Limit- 2023- v6.17 | 32 | 6998 | Rate Constraint in lbs/MWh | FALSE | L | Annual | Seasons Included | Seasons |  | Winter, WintShld, Summer | Winter, WintShld, Summer | Winter, WintShld, Summer | Winter, WintShld, Summer | Winter, WintShld, Summer | Winter, WintShld, Summer | Winter, WintShld, Summer
#CAN -National CO2 Rate Limit- 2023- v6.17 | 32 | 6998 | Rate Constraint in lbs/MWh | FALSE | L | Annual | Standard CO2 | lb/MWh | 0 | 925.94 | 925.94 | 925.94 | 925.94 | 925.94 | 925.94 | 925.94
#CAN -National CO2 Rate Limit- 2023- v6.17 | 32 | 6998 | Rate Constraint in lbs/MWh | FALSE | L | Annual | Emissions at Affected Plants CO2 | Thousand Tons | 0 | 0 | 0 | 0 | 0 | 0 | 0 | 0
#CAN -National CO2 Rate Limit- 2023- v6.17 | 32 | 6998 | Rate Constraint in lbs/MWh | FALSE | L | Annual | Allowances Purchased CO2 | Thousand Tons | 0 | 0 | 0 | 0 | 0 | 0 | 0 | 0
#CAN -National CO2 Rate Limit- 2023- v6.17 | 32 | 6998 | Rate Constraint in lbs/MWh | FALSE | L | Annual | Allowances Sold CO2 | Thousand Tons | 0 | 0 | 0 | 0 | 0 | 0 | 0 | 0
#CAN -National CO2 Rate Limit- 2023- v6.17 | 32 | 6998 | Rate Constraint in lbs/MWh | FALSE | L | Annual | Allowances Banked | Thousand Tons | 0 | 0 | 0 | 0 | 0 | 0 | 0 | 0
#CAN -National CO2 Rate Limit- 2023- v6.17 | 32 | 6998 | Rate Constraint in lbs/MWh | FALSE | L | Annual | Allowances Withdrawn (1:1) | Thousand Tons | 0 | 0 | 0 | 0 | 0 | 0 | 0 | 0
#CAN -National CO2 Rate Limit- 2023- v6.17 | 32 | 6998 | Rate Constraint in lbs/MWh | FALSE | L | Annual | Allowances Withdrawn (n:1) | Thousand Tons | 0 | 0 | 0 | 0 | 0 | 0 | 0 | 0
#CAN -National CO2 Rate Limit- 2023- v6.17 | 32 | 6998 | Rate Constraint in lbs/MWh | FALSE | L | Annual | Net Emissions Allowance Position | Thousand Tons | 0 | 0 | 0 | 0 | 0 | 0 | 0 | 0
#CAN -National CO2 Rate Limit- 2023- v6.17 | 32 | 6998 | Rate Constraint in lbs/MWh | FALSE | L | Annual | Fuel Consumed | TBtu | 0 | 0 | 0 | 0 | 0 | 0 | 0 | 0
#CAN -National CO2 Rate Limit- 2023- v6.17 | 32 | 6998 | Rate Constraint in lbs/MWh | FALSE | L | Annual | Rate | lb/MMBtu | 0 | 0 | 0 | 0 | 0 | 0 | 0 | 0
#CAN -National CO2 Rate Limit- 2023- v6.17 | 32 | 6998 | Rate Constraint in lbs/MWh | FALSE | L | Annual | Generation | TWh | 0 | 0 | 0 | 0 | 0 | 0 | 0 | 0
#CAN -National CO2 Rate Limit- 2023- v6.17 | 32 | 6998 | Rate Constraint in lbs/MWh | FALSE | L | Annual | Qualifying Generation | TWh | 0 | 0 | 0 | 0 | 0 | 0 | 0 | 0
#CAN -National CO2 Rate Limit- 2023- v6.17 | 32 | 6998 | Rate Constraint in lbs/MWh | FALSE | L | Annual | Constraint Shadow Price | US2016$/Ton | 0 | 97.6577 | 97.3973 | 174.4882 | 2364.7373 | 193.843 | 272.6003 | 248.0549
#CAN -National CO2 Rate Limit- 2030- v6.17 | 33 | 6999 | Rate Constraint in lbs/MWh | FALSE | L | Annual | Seasons Included | Seasons |  |  |  | Winter, WintShld, Summer | Winter, WintShld, Summer | Winter, WintShld, Summer | Winter, WintShld, Summer | Winter, WintShld, Summer
#CAN -National CO2 Rate Limit- 2030- v6.17 | 33 | 6999 | Rate Constraint in lbs/MWh | FALSE | L | Annual | Standard CO2 | lb/MWh | 0 | 0 | 0 | 925.94 | 925.94 | 925.94 | 925.94 | 925.94
#CAN -National CO2 Rate Limit- 2030- v6.17 | 33 | 6999 | Rate Constraint in lbs/MWh | FALSE | L | Annual | Emissions at Affected Plants CO2 | Thousand Tons | 0 | 0 | 0 | 0 | 0 | 0 | 0 | 0
#CAN -National CO2 Rate Limit- 2030- v6.17 | 33 | 6999 | Rate Constraint in lbs/MWh | FALSE | L | Annual | Allowances Purchased CO2 | Thousand Tons | 0 | 0 | 0 | 0 | 0 | 0 | 0 | 0
#CAN -National CO2 Rate Limit- 2030- v6.17 | 33 | 6999 | Rate Constraint in lbs/MWh | FALSE | L | Annual | Allowances Sold CO2 | Thousand Tons | 0 | 0 | 0 | 0 | 0 | 0 | 0 | 0
#CAN -National CO2 Rate Limit- 2030- v6.17 | 33 | 6999 | Rate Constraint in lbs/MWh | FALSE | L | Annual | Allowances Banked | Thousand Tons | 0 | 0 | 0 | 0 | 0 | 0 | 0 | 0
#CAN -National CO2 Rate Limit- 2030- v6.17 | 33 | 6999 | Rate Constraint in lbs/MWh | FALSE | L | Annual | Allowances Withdrawn (1:1) | Thousand Tons | 0 | 0 | 0 | 0 | 0 | 0 | 0 | 0
#CAN -National CO2 Rate Limit- 2030- v6.17 | 33 | 6999 | Rate Constraint in lbs/MWh | FALSE | L | Annual | Allowances Withdrawn (n:1) | Thousand Tons | 0 | 0 | 0 | 0 | 0 | 0 | 0 | 0
#CAN -National CO2 Rate Limit- 2030- v6.17 | 33 | 6999 | Rate Constraint in lbs/MWh | FALSE | L | Annual | Net Emissions Allowance Position | Thousand Tons | 0 | 0 | 0 | 0 | 0 | 0 | 0 | 0
#CAN -National CO2 Rate Limit- 2030- v6.17 | 33 | 6999 | Rate Constraint in lbs/MWh | FALSE | L | Annual | Fuel Consumed | TBtu | 0 | 0 | 0 | 0 | 0 | 0 | 0 | 0
#CAN -National CO2 Rate Limit- 2030- v6.17 | 33 | 6999 | Rate Constraint in lbs/MWh | FALSE | L | Annual | Rate | lb/MMBtu | 0 | 0 | 0 | 0 | 0 | 0 | 0 | 0
#CAN -National CO2 Rate Limit- 2030- v6.17 | 33 | 6999 | Rate Constraint in lbs/MWh | FALSE | L | Annual | Generation | TWh | 0 | 0 | 0 | 0 | 0 | 0 | 0 | 0
#CAN -National CO2 Rate Limit- 2030- v6.17 | 33 | 6999 | Rate Constraint in lbs/MWh | FALSE | L | Annual | Qualifying Generation | TWh | 0 | 0 | 0 | 0 | 0 | 0 | 0 | 0
#CAN -National CO2 Rate Limit- 2030- v6.17 | 33 | 6999 | Rate Constraint in lbs/MWh | FALSE | L | Annual | Constraint Shadow Price | US2016$/Ton | 0 | 0 | 0 | 533.0588 | 2364.7373 | 717.4914 | 386.3088 | 248.0549
#CAN -National CO2 Rate Limit- 2035- v6.17 | 34 | 7000 | Rate Constraint in lbs/MWh | FALSE | L | Annual | Seasons Included | Seasons |  |  |  |  | Winter, WintShld, Summer | Winter, WintShld, Summer | Winter, WintShld, Summer | Winter, WintShld, Summer
#CAN -National CO2 Rate Limit- 2035- v6.17 | 34 | 7000 | Rate Constraint in lbs/MWh | FALSE | L | Annual | Standard CO2 | lb/MWh | 0 | 0 | 0 | 0 | 925.94 | 925.94 | 925.94 | 925.94
#CAN -National CO2 Rate Limit- 2035- v6.17 | 34 | 7000 | Rate Constraint in lbs/MWh | FALSE | L | Annual | Emissions at Affected Plants CO2 | Thousand Tons | 0 | 0 | 0 | 0 | 0 | 0 | 0 | 0
#CAN -National CO2 Rate Limit- 2035- v6.17 | 34 | 7000 | Rate Constraint in lbs/MWh | FALSE | L | Annual | Allowances Purchased CO2 | Thousand Tons | 0 | 0 | 0 | 0 | 0 | 0 | 0 | 0
#CAN -National CO2 Rate Limit- 2035- v6.17 | 34 | 7000 | Rate Constraint in lbs/MWh | FALSE | L | Annual | Allowances Sold CO2 | Thousand Tons | 0 | 0 | 0 | 0 | 0 | 0 | 0 | 0
#CAN -National CO2 Rate Limit- 2035- v6.17 | 34 | 7000 | Rate Constraint in lbs/MWh | FALSE | L | Annual | Allowances Banked | Thousand Tons | 0 | 0 | 0 | 0 | 0 | 0 | 0 | 0
#CAN -National CO2 Rate Limit- 2035- v6.17 | 34 | 7000 | Rate Constraint in lbs/MWh | FALSE | L | Annual | Allowances Withdrawn (1:1) | Thousand Tons | 0 | 0 | 0 | 0 | 0 | 0 | 0 | 0
#CAN -National CO2 Rate Limit- 2035- v6.17 | 34 | 7000 | Rate Constraint in lbs/MWh | FALSE | L | Annual | Allowances Withdrawn (n:1) | Thousand Tons | 0 | 0 | 0 | 0 | 0 | 0 | 0 | 0
#CAN -National CO2 Rate Limit- 2035- v6.17 | 34 | 7000 | Rate Constraint in lbs/MWh | FALSE | L | Annual | Net Emissions Allowance Position | Thousand Tons | 0 | 0 | 0 | 0 | 0 | 0 | 0 | 0
#CAN -National CO2 Rate Limit- 2035- v6.17 | 34 | 7000 | Rate Constraint in lbs/MWh | FALSE | L | Annual | Fuel Consumed | TBtu | 0 | 0 | 0 | 0 | 0 | 0 | 0 | 0
#CAN -National CO2 Rate Limit- 2035- v6.17 | 34 | 7000 | Rate Constraint in lbs/MWh | FALSE | L | Annual | Rate | lb/MMBtu | 0 | 0 | 0 | 0 | 0 | 0 | 0 | 0
#CAN -National CO2 Rate Limit- 2035- v6.17 | 34 | 7000 | Rate Constraint in lbs/MWh | FALSE | L | Annual | Generation | TWh | 0 | 0 | 0 | 0 | 0 | 0 | 0 | 0
#CAN -National CO2 Rate Limit- 2035- v6.17 | 34 | 7000 | Rate Constraint in lbs/MWh | FALSE | L | Annual | Qualifying Generation | TWh | 0 | 0 | 0 | 0 | 0 | 0 | 0 | 0
#CAN -National CO2 Rate Limit- 2035- v6.17 | 34 | 7000 | Rate Constraint in lbs/MWh | FALSE | L | Annual | Constraint Shadow Price | US2016$/Ton | 0 | 0 | 0 | 0 | 2364.7373 | 717.4914 | 386.3088 | 248.0549
#CAN -National CO2 Rate Limit- 2040- v6.17 | 35 | 7001 | Rate Constraint in lbs/MWh | FALSE | L | Annual | Seasons Included | Seasons | [5 empty] | Winter, WintShld, Summer | Winter, WintShld, Summer | Winter, WintShld, Summer
#CAN -National CO2 Rate Limit- 2040- v6.17 | 35 | 7001 | Rate Constraint in lbs/MWh | FALSE | L | Annual | Standard CO2 | lb/MWh | 0 | 0 | 0 | 0 | 0 | 925.94 | 925.94 | 925.94
#CAN -National CO2 Rate Limit- 2040- v6.17 | 35 | 7001 | Rate Constraint in lbs/MWh | FALSE | L | Annual | Emissions at Affected Plants CO2 | Thousand Tons | 0 | 0 | 0 | 0 | 0 | 0 | 0 | 0
#CAN -National CO2 Rate Limit- 2040- v6.17 | 35 | 7001 | Rate Constraint in lbs/MWh | FALSE | L | Annual | Allowances Purchased CO2 | Thousand Tons | 0 | 0 | 0 | 0 | 0 | 0 | 0 | 0
#CAN -National CO2 Rate Limit- 2040- v6.17 | 35 | 7001 | Rate Constraint in lbs/MWh | FALSE | L | Annual | Allowances Sold CO2 | Thousand Tons | 0 | 0 | 0 | 0 | 0 | 0 | 0 | 0
#CAN -National CO2 Rate Limit- 2040- v6.17 | 35 | 7001 | Rate Constraint in lbs/MWh | FALSE | L | Annual | Allowances Banked | Thousand Tons | 0 | 0 | 0 | 0 | 0 | 0 | 0 | 0
#CAN -National CO2 Rate Limit- 2040- v6.17 | 35 | 7001 | Rate Constraint in lbs/MWh | FALSE | L | Annual | Allowances Withdrawn (1:1) | Thousand Tons | 0 | 0 | 0 | 0 | 0 | 0 | 0 | 0
#CAN -National CO2 Rate Limit- 2040- v6.17 | 35 | 7001 | Rate Constraint in lbs/MWh | FALSE | L | Annual | Allowances Withdrawn (n:1) | Thousand Tons | 0 | 0 | 0 | 0 | 0 | 0 | 0 | 0
#CAN -National CO2 Rate Limit- 2040- v6.17 | 35 | 7001 | Rate Constraint in lbs/MWh | FALSE | L | Annual | Net Emissions Allowance Position | Thousand Tons | 0 | 0 | 0 | 0 | 0 | 0 | 0 | 0
#CAN -National CO2 Rate Limit- 2040- v6.17 | 35 | 7001 | Rate Constraint in lbs/MWh | FALSE | L | Annual | Fuel Consumed | TBtu | 0 | 0 | 0 | 0 | 0 | 0 | 0 | 0
#CAN -National CO2 Rate Limit- 2040- v6.17 | 35 | 7001 | Rate Constraint in lbs/MWh | FALSE | L | Annual | Rate | lb/MMBtu | 0 | 0 | 0 | 0 | 0 | 0 | 0 | 0
#CAN -National CO2 Rate Limit- 2040- v6.17 | 35 | 7001 | Rate Constraint in lbs/MWh | FALSE | L | Annual | Generation | TWh | 0 | 0 | 0 | 0 | 0 | 0 | 0 | 0
#CAN -National CO2 Rate Limit- 2040- v6.17 | 35 | 7001 | Rate Constraint in lbs/MWh | FALSE | L | Annual | Qualifying Generation | TWh | 0 | 0 | 0 | 0 | 0 | 0 | 0 | 0
#CAN -National CO2 Rate Limit- 2040- v6.17 | 35 | 7001 | Rate Constraint in lbs/MWh | FALSE | L | Annual | Constraint Shadow Price | US2016$/Ton | 0 | 0 | 0 | 0 | 0 | 202.2536 | 333.9423 | 253.5302
#CAN -National CO2 Rate Limit- 2045- v6.17 | 36 | 7002 | Rate Constraint in lbs/MWh | FALSE | L | Annual | Seasons Included | Seasons | [6 empty] | Winter, WintShld, Summer | Winter, WintShld, Summer
#CAN -National CO2 Rate Limit- 2045- v6.17 | 36 | 7002 | Rate Constraint in lbs/MWh | FALSE | L | Annual | Standard CO2 | lb/MWh | 0 | 0 | 0 | 0 | 0 | 0 | 925.94 | 925.94
#CAN -National CO2 Rate Limit- 2045- v6.17 | 36 | 7002 | Rate Constraint in lbs/MWh | FALSE | L | Annual | Emissions at Affected Plants CO2 | Thousand Tons | 0 | 0 | 0 | 0 | 0 | 0 | 0 | 0
#CAN -National CO2 Rate Limit- 2045- v6.17 | 36 | 7002 | Rate Constraint in lbs/MWh | FALSE | L | Annual | Allowances Purchased CO2 | Thousand Tons | 0 | 0 | 0 | 0 | 0 | 0 | 0 | 0
#CAN -National CO2 Rate Limit- 2045- v6.17 | 36 | 7002 | Rate Constraint in lbs/MWh | FALSE | L | Annual | Allowances Sold CO2 | Thousand Tons | 0 | 0 | 0 | 0 | 0 | 0 | 0 | 0
#CAN -National CO2 Rate Limit- 2045- v6.17 | 36 | 7002 | Rate Constraint in lbs/MWh | FALSE | L | Annual | Allowances Banked | Thousand Tons | 0 | 0 | 0 | 0 | 0 | 0 | 0 | 0
#CAN -National CO2 Rate Limit- 2045- v6.17 | 36 | 7002 | Rate Constraint in lbs/MWh | FALSE | L | Annual | Allowances Withdrawn (1:1) | Thousand Tons | 0 | 0 | 0 | 0 | 0 | 0 | 0 | 0
#CAN -National CO2 Rate Limit- 2045- v6.17 | 36 | 7002 | Rate Constraint in lbs/MWh | FALSE | L | Annual | Allowances Withdrawn (n:1) | Thousand Tons | 0 | 0 | 0 | 0 | 0 | 0 | 0 | 0
#CAN -National CO2 Rate Limit- 2045- v6.17 | 36 | 7002 | Rate Constraint in lbs/MWh | FALSE | L | Annual | Net Emissions Allowance Position | Thousand Tons | 0 | 0 | 0 | 0 | 0 | 0 | 0 | 0
#CAN -National CO2 Rate Limit- 2045- v6.17 | 36 | 7002 | Rate Constraint in lbs/MWh | FALSE | L | Annual | Fuel Consumed | TBtu | 0 | 0 | 0 | 0 | 0 | 0 | 0 | 0
#CAN -National CO2 Rate Limit- 2045- v6.17 | 36 | 7002 | Rate Constraint in lbs/MWh | FALSE | L | Annual | Rate | lb/MMBtu | 0 | 0 | 0 | 0 | 0 | 0 | 0 | 0
#CAN -National CO2 Rate Limit- 2045- v6.17 | 36 | 7002 | Rate Constraint in lbs/MWh | FALSE | L | Annual | Generation | TWh | 0 | 0 | 0 | 0 | 0 | 0 | 0 | 0
#CAN -National CO2 Rate Limit- 2045- v6.17 | 36 | 7002 | Rate Constraint in lbs/MWh | FALSE | L | Annual | Qualifying Generation | TWh | 0 | 0 | 0 | 0 | 0 | 0 | 0 | 0
#CAN -National CO2 Rate Limit- 2045- v6.17 | 36 | 7002 | Rate Constraint in lbs/MWh | FALSE | L | Annual | Constraint Shadow Price | US2016$/Ton | 0 | 0 | 0 | 0 | 0 | 0 | 0 | 253.5302
#CAN -National CO2 Rate Limit- New Units- v5.12 | 37 | 5899 | Rate Constraint in lbs/MWh | FALSE | L | Annual | Seasons Included | Seasons | Winter, WintShld, Summer | Winter, WintShld, Summer | Winter, WintShld, Summer | Winter, WintShld, Summer | Winter, WintShld, Summer | Winter, WintShld, Summer | Winter, WintShld, Summer | Winter, WintShld, Summer
#CAN -National CO2 Rate Limit- New Units- v5.12 | 37 | 5899 | Rate Constraint in lbs/MWh | FALSE | L | Annual | Standard CO2 | lb/MWh | 925.94 | 925.94 | 925.94 | 925.94 | 925.94 | 925.94 | 925.94 | 925.94
#CAN -National CO2 Rate Limit- New Units- v5.12 | 37 | 5899 | Rate Constraint in lbs/MWh | FALSE | L | Annual | Emissions at Affected Plants CO2 | Thousand Tons | 0 | 0 | 0 | 0 | 0 | 0 | 0 | 0
#CAN -National CO2 Rate Limit- New Units- v5.12 | 37 | 5899 | Rate Constraint in lbs/MWh | FALSE | L | Annual | Allowances Purchased CO2 | Thousand Tons | 0 | 0 | 0 | 0 | 0 | 0 | 0 | 0
#CAN -National CO2 Rate Limit- New Units- v5.12 | 37 | 5899 | Rate Constraint in lbs/MWh | FALSE | L | Annual | Allowances Sold CO2 | Thousand Tons | 0 | 0 | 0 | 0 | 0 | 0 | 0 | 0
#CAN -National CO2 Rate Limit- New Units- v5.12 | 37 | 5899 | Rate Constraint in lbs/MWh | FALSE | L | Annual | Allowances Banked | Thousand Tons | 0 | 0 | 0 | 0 | 0 | 0 | 0 | 0
#CAN -National CO2 Rate Limit- New Units- v5.12 | 37 | 5899 | Rate Constraint in lbs/MWh | FALSE | L | Annual | Allowances Withdrawn (1:1) | Thousand Tons | 0 | 0 | 0 | 0 | 0 | 0 | 0 | 0
#CAN -National CO2 Rate Limit- New Units- v5.12 | 37 | 5899 | Rate Constraint in lbs/MWh | FALSE | L | Annual | Allowances Withdrawn (n:1) | Thousand Tons | 0 | 0 | 0 | 0 | 0 | 0 | 0 | 0
#CAN -National CO2 Rate Limit- New Units- v5.12 | 37 | 5899 | Rate Constraint in lbs/MWh | FALSE | L | Annual | Net Emissions Allowance Position | Thousand Tons | 0 | 0 | 0 | 0 | 0 | 0 | 0 | 0
#CAN -National CO2 Rate Limit- New Units- v5.12 | 37 | 5899 | Rate Constraint in lbs/MWh | FALSE | L | Annual | Fuel Consumed | TBtu | 0 | 0 | 0 | 0 | 0 | 0 | 0 | 0
#CAN -National CO2 Rate Limit- New Units- v5.12 | 37 | 5899 | Rate Constraint in lbs/MWh | FALSE | L | Annual | Rate | lb/MMBtu | 0 | 0 | 0 | 0 | 0 | 0 | 0 | 0
#CAN -National CO2 Rate Limit- New Units- v5.12 | 37 | 5899 | Rate Constraint in lbs/MWh | FALSE | L | Annual | Generation | TWh | 0 | 0 | 0 | 0 | 0 | 0 | 0 | 0
#CAN -National CO2 Rate Limit- New Units- v5.12 | 37 | 5899 | Rate Constraint in lbs/MWh | FALSE | L | Annual | Qualifying Generation | TWh | 0 | 0 | 0 | 0 | 0 | 0 | 0 | 0
#CAN -National CO2 Rate Limit- New Units- v5.12 | 37 | 5899 | Rate Constraint in lbs/MWh | FALSE | L | Annual | Constraint Shadow Price | US2016$/Ton | 0 | 0 | 405.3617 | 448.2053 | 497.9085 | 553.4945 | 407.1055 | 260.0288
#CAN -National NOx Rate Limit v4.12 | 38 | 2313 | Rate Constraint in lbs/MWh | FALSE | L | Annual | Seasons Included | Seasons | Winter, WintShld, Summer | Winter, WintShld, Summer | Winter, WintShld, Summer | Winter, WintShld, Summer | Winter, WintShld, Summer | Winter, WintShld, Summer | Winter, WintShld, Summer | Winter, WintShld, Summer
#CAN -National NOx Rate Limit v4.12 | 38 | 2313 | Rate Constraint in lbs/MWh | FALSE | L | Annual | Standard NOX | lb/MWh | 1.5212 | 1.5212 | 1.5212 | 1.5212 | 1.5212 | 1.5212 | 1.5212 | 1.5212
#CAN -National NOx Rate Limit v4.12 | 38 | 2313 | Rate Constraint in lbs/MWh | FALSE | L | Annual | Emissions at Affected Plants NOX | Thousand Tons | 6.9256 | 8.1032 | 8.7849 | 5.9491 | 6.6062 | 6.6561 | 6.4523 | 6.1391
#CAN -National NOx Rate Limit v4.12 | 38 | 2313 | Rate Constraint in lbs/MWh | FALSE | L | Annual | Allowances Purchased NOX | Thousand Tons | 0 | 0 | 0 | 0 | 0 | 0 | 0 | 0
#CAN -National NOx Rate Limit v4.12 | 38 | 2313 | Rate Constraint in lbs/MWh | FALSE | L | Annual | Allowances Sold NOX | Thousand Tons | 0 | 0 | 0 | 0 | 0 | 0 | 0 | 0
#CAN -National NOx Rate Limit v4.12 | 38 | 2313 | Rate Constraint in lbs/MWh | FALSE | L | Annual | Allowances Banked | Thousand Tons | 0 | 0 | 0 | 0 | 0 | 0 | 0 | 0
#CAN -National NOx Rate Limit v4.12 | 38 | 2313 | Rate Constraint in lbs/MWh | FALSE | L | Annual | Allowances Withdrawn (1:1) | Thousand Tons | 0 | 0 | 0 | 0 | 0 | 0 | 0 | 0
#CAN -National NOx Rate Limit v4.12 | 38 | 2313 | Rate Constraint in lbs/MWh | FALSE | L | Annual | Allowances Withdrawn (n:1) | Thousand Tons | 0 | 0 | 0 | 0 | 0 | 0 | 0 | 0
#CAN -National NOx Rate Limit v4.12 | 38 | 2313 | Rate Constraint in lbs/MWh | FALSE | L | Annual | Net Emissions Allowance Position | Thousand Tons | 6.9256 | 8.1032 | 8.7849 | 5.9491 | 6.6062 | 6.6561 | 6.4523 | 6.1391
#CAN -National NOx Rate Limit v4.12 | 38 | 2313 | Rate Constraint in lbs/MWh | FALSE | L | Annual | Fuel Consumed | TBtu | 317.3327 | 395.0972 | 427.1651 | 476.1632 | 526.5086 | 562.2211 | 579.9387 | 627.0049
#CAN -National NOx Rate Limit v4.12 | 38 | 2313 | Rate Constraint in lbs/MWh | FALSE | L | Annual | Rate | lb/MMBtu | 0.043649 | 0.041019 | 0.041131 | 0.024988 | 0.025094 | 0.023678 | 0.022252 | 0.019582
#CAN -National NOx Rate Limit v4.12 | 38 | 2313 | Rate Constraint in lbs/MWh | FALSE | L | Annual | Generation | TWh | 47.4286 | 59.1247 | 63.7318 | 68.9098 | 76.4034 | 82.464 | 85.6374 | 94.0654
#CAN -National NOx Rate Limit v4.12 | 38 | 2313 | Rate Constraint in lbs/MWh | FALSE | L | Annual | Qualifying Generation | TWh | 47.4286 | 59.1247 | 63.7318 | 68.9098 | 76.4034 | 82.464 | 85.6374 | 94.0654
#CAN -National NOx Rate Limit v4.12 | 38 | 2313 | Rate Constraint in lbs/MWh | FALSE | L | Annual | Constraint Shadow Price | US2016$/Ton | 0 | 0 | 0 | 0 | 0 | 0 | 0 | 0
#CAN -National SO2 Rate Limit v4.12 | 39 | 2314 | Rate Constraint in lbs/MWh | FALSE | L | Annual | Seasons Included | Seasons | Winter, WintShld, Summer | Winter, WintShld, Summer | Winter, WintShld, Summer | Winter, WintShld, Summer | Winter, WintShld, Summer | Winter, WintShld, Summer | Winter, WintShld, Summer | Winter, WintShld, Summer
#CAN -National SO2 Rate Limit v4.12 | 39 | 2314 | Rate Constraint in lbs/MWh | FALSE | L | Annual | Standard SO2 | lb/MWh | 9.3476 | 9.3476 | 9.3476 | 9.3476 | 9.3476 | 9.3476 | 9.3476 | 9.3476
#CAN -National SO2 Rate Limit v4.12 | 39 | 2314 | Rate Constraint in lbs/MWh | FALSE | L | Annual | Emissions at Affected Plants SO2 | Thousand Tons | 1.6451 | 1.6506 | 1.6514 | 0 | 0 | 0 | 0 | 0
#CAN -National SO2 Rate Limit v4.12 | 39 | 2314 | Rate Constraint in lbs/MWh | FALSE | L | Annual | Allowances Purchased SO2 | Thousand Tons | 0 | 0 | 0 | 0 | 0 | 0 | 0 | 0
#CAN -National SO2 Rate Limit v4.12 | 39 | 2314 | Rate Constraint in lbs/MWh | FALSE | L | Annual | Allowances Sold SO2 | Thousand Tons | 0 | 0 | 0 | 0 | 0 | 0 | 0 | 0
#CAN -National SO2 Rate Limit v4.12 | 39 | 2314 | Rate Constraint in lbs/MWh | FALSE | L | Annual | Allowances Banked | Thousand Tons | 0 | 0 | 0 | 0 | 0 | 0 | 0 | 0
#CAN -National SO2 Rate Limit v4.12 | 39 | 2314 | Rate Constraint in lbs/MWh | FALSE | L | Annual | Allowances Withdrawn (1:1) | Thousand Tons | 0 | 0 | 0 | 0 | 0 | 0 | 0 | 0
#CAN -National SO2 Rate Limit v4.12 | 39 | 2314 | Rate Constraint in lbs/MWh | FALSE | L | Annual | Allowances Withdrawn (n:1) | Thousand Tons | 0 | 0 | 0 | 0 | 0 | 0 | 0 | 0
#CAN -National SO2 Rate Limit v4.12 | 39 | 2314 | Rate Constraint in lbs/MWh | FALSE | L | Annual | Net Emissions Allowance Position | Thousand Tons | 1.6451 | 1.6506 | 1.6514 | 0 | 0 | 0 | 0 | 0
#CAN -National SO2 Rate Limit v4.12 | 39 | 2314 | Rate Constraint in lbs/MWh | FALSE | L | Annual | Fuel Consumed | TBtu | 317.3327 | 395.0972 | 427.1651 | 476.1632 | 526.5086 | 562.2211 | 579.9387 | 627.0049
#CAN -National SO2 Rate Limit v4.12 | 39 | 2314 | Rate Constraint in lbs/MWh | FALSE | L | Annual | Rate | lb/MMBtu | 0.010368 | 0.0083553 | 0.0077318 | 0 | 0 | 0 | 0 | 0
#CAN -National SO2 Rate Limit v4.12 | 39 | 2314 | Rate Constraint in lbs/MWh | FALSE | L | Annual | Generation | TWh | 47.4286 | 59.1247 | 63.7318 | 68.9098 | 76.4034 | 82.464 | 85.6374 | 94.0654
#CAN -National SO2 Rate Limit v4.12 | 39 | 2314 | Rate Constraint in lbs/MWh | FALSE | L | Annual | Qualifying Generation | TWh | 47.4286 | 59.1247 | 63.7318 | 68.9098 | 76.4034 | 82.464 | 85.6374 | 94.0654
#CAN -National SO2 Rate Limit v4.12 | 39 | 2314 | Rate Constraint in lbs/MWh | FALSE | L | Annual | Constraint Shadow Price | US2016$/Ton | 0 | 0 | 0 | 0 | 0 | 0 | 0 | 0
#CAN RPS v6.17- CNAB | 40 | 7051 | Generation Constraint in GWh | FALSE | G | Annual | Seasons Included | Seasons | Winter, WintShld, Summer | Winter, WintShld, Summer | Winter, WintShld, Summer | Winter, WintShld, Summer | Winter, WintShld, Summer | Winter, WintShld, Summer | Winter, WintShld, Summer | Winter, WintShld, Summer
#CAN RPS v6.17- CNAB | 40 | 7051 | Generation Constraint in GWh | FALSE | G | Annual | Standard GWh | GWh | 0 | 0 | 0 | 31985.2496 | 32522.667 | 33043.2023 | 33572.0689 | 34109.4001
#CAN RPS v6.17- CNAB | 40 | 7051 | Generation Constraint in GWh | FALSE | G | Annual | Emissions at Affected Plants | GWh | 31623.9902 | 31623.8644 | 31623.9453 | 31985.2496 | 32522.667 | 33043.2023 | 33572.0689 | 34109.4001
#CAN RPS v6.17- CNAB | 40 | 7051 | Generation Constraint in GWh | FALSE | G | Annual | Allowances Purchased | GWh | 0 | 0 | 0 | 0 | 0 | 0 | 0 | 0
#CAN RPS v6.17- CNAB | 40 | 7051 | Generation Constraint in GWh | FALSE | G | Annual | Allowances Sold | GWh | 0 | 0 | 0 | 0 | 0 | 0 | 0 | 0
#CAN RPS v6.17- CNAB | 40 | 7051 | Generation Constraint in GWh | FALSE | G | Annual | Allowances Banked | GWh | 0 | 0 | 0 | 0 | 0 | 0 | 0 | 0
#CAN RPS v6.17- CNAB | 40 | 7051 | Generation Constraint in GWh | FALSE | G | Annual | Allowances Withdrawn (1:1) | GWh | 0 | 0 | 0 | 0 | 0 | 0 | 0 | 0
#CAN RPS v6.17- CNAB | 40 | 7051 | Generation Constraint in GWh | FALSE | G | Annual | Allowances Withdrawn (n:1) | GWh | 0 | 0 | 0 | 0 | 0 | 0 | 0 | 0
#CAN RPS v6.17- CNAB | 40 | 7051 | Generation Constraint in GWh | FALSE | G | Annual | Net Emissions Allowance Position | GWh | 31623.9902 | 31623.8644 | 31623.9453 | 31985.2496 | 32522.667 | 33043.2023 | 33572.0689 | 34109.4001
#CAN RPS v6.17- CNAB | 40 | 7051 | Generation Constraint in GWh | FALSE | G | Annual | Fuel Consumed | TBtu | 62.2454 | 62.2454 | 62.2454 | 62.2454 | 62.2454 | 62.2454 | 62.2454 | 62.2454
#CAN RPS v6.17- CNAB | 40 | 7051 | Generation Constraint in GWh | FALSE | G | Annual | Heat Rate | MMBtu/MWh | 1.9683 | 1.9683 | 1.9683 | 1.9461 | 1.9139 | 1.8838 | 1.8541 | 1.8249
#CAN RPS v6.17- CNAB | 40 | 7051 | Generation Constraint in GWh | FALSE | G | Annual | Generation | TWh | 31.624 | 31.6239 | 31.6239 | 31.9852 | 32.5227 | 33.0432 | 33.5721 | 34.1094
#CAN RPS v6.17- CNAB | 40 | 7051 | Generation Constraint in GWh | FALSE | G | Annual | Qualifying Generation | TWh | 31.624 | 31.6239 | 31.6239 | 31.9852 | 32.5227 | 33.0432 | 33.5721 | 34.1094
#CAN RPS v6.17- CNAB | 40 | 7051 | Generation Constraint in GWh | FALSE | G | Annual | Rate | lb/MWh | 0 | 0 | 0 | 0 | 0 | 0 | 0 | 0
#CAN RPS v6.17- CNAB | 40 | 7051 | Generation Constraint in GWh | FALSE | G | Annual | Constraint Shadow Price | US2016$/MWh | 0 | 0 | 0 | 2.2905 | 15.4768 | 12.5386 | 8.8383 | 6.6058
#CAN RPS v6.17- CNBC | 41 | 7050 | Generation Constraint in GWh | FALSE | G | Annual | Seasons Included | Seasons | Winter, WintShld, Summer | Winter, WintShld, Summer | Winter, WintShld, Summer | Winter, WintShld, Summer | Winter, WintShld, Summer | Winter, WintShld, Summer | Winter, WintShld, Summer | Winter, WintShld, Summer
#CAN RPS v6.17- CNBC | 41 | 7050 | Generation Constraint in GWh | FALSE | G | Annual | Standard GWh | GWh | 60104.04 | 62112.84 | 64227.66 | 66536.7434 | 67811.3341 | 68545.0009 | 69286.6055 | 70036.2336
#CAN RPS v6.17- CNBC | 41 | 7050 | Generation Constraint in GWh | FALSE | G | Annual | Emissions at Affected Plants | GWh | 65627.5699 | 65566.5163 | 65973.7406 | 67478.2448 | 67826.1408 | 68545.0009 | 69286.6055 | 70036.2336
#CAN RPS v6.17- CNBC | 41 | 7050 | Generation Constraint in GWh | FALSE | G | Annual | Allowances Purchased | GWh | 0 | 0 | 0 | 0 | 0 | 0 | 0 | 0
#CAN RPS v6.17- CNBC | 41 | 7050 | Generation Constraint in GWh | FALSE | G | Annual | Allowances Sold | GWh | 0 | 0 | 0 | 0 | 0 | 0 | 0 | 0
#CAN RPS v6.17- CNBC | 41 | 7050 | Generation Constraint in GWh | FALSE | G | Annual | Allowances Banked | GWh | 0 | 0 | 0 | 0 | 0 | 0 | 0 | 0
#CAN RPS v6.17- CNBC | 41 | 7050 | Generation Constraint in GWh | FALSE | G | Annual | Allowances Withdrawn (1:1) | GWh | 0 | 0 | 0 | 0 | 0 | 0 | 0 | 0
#CAN RPS v6.17- CNBC | 41 | 7050 | Generation Constraint in GWh | FALSE | G | Annual | Allowances Withdrawn (n:1) | GWh | 0 | 0 | 0 | 0 | 0 | 0 | 0 | 0
#CAN RPS v6.17- CNBC | 41 | 7050 | Generation Constraint in GWh | FALSE | G | Annual | Net Emissions Allowance Position | GWh | 65627.5699 | 65566.5163 | 65973.7406 | 67478.2448 | 67826.1408 | 68545.0009 | 69286.6055 | 70036.2336
#CAN RPS v6.17- CNBC | 41 | 7050 | Generation Constraint in GWh | FALSE | G | Annual | Fuel Consumed | TBtu | 53.5855 | 53.5855 | 53.5855 | 53.5855 | 53.5855 | 53.5855 | 53.5855 | 53.5855
#CAN RPS v6.17- CNBC | 41 | 7050 | Generation Constraint in GWh | FALSE | G | Annual | Heat Rate | MMBtu/MWh | 0.81651 | 0.81727 | 0.81222 | 0.79412 | 0.79004 | 0.78176 | 0.77339 | 0.76511
#CAN RPS v6.17- CNBC | 41 | 7050 | Generation Constraint in GWh | FALSE | G | Annual | Generation | TWh | 65.6276 | 65.5665 | 65.9737 | 67.4782 | 67.8261 | 68.545 | 69.2866 | 70.0362
#CAN RPS v6.17- CNBC | 41 | 7050 | Generation Constraint in GWh | FALSE | G | Annual | Qualifying Generation | TWh | 65.6276 | 65.5665 | 65.9737 | 67.4782 | 67.8261 | 68.545 | 69.2866 | 70.0362
#CAN RPS v6.17- CNBC | 41 | 7050 | Generation Constraint in GWh | FALSE | G | Annual | Rate | lb/MWh | 0 | 0 | 0 | 0 | 0 | 0 | 0 | 0
#CAN RPS v6.17- CNBC | 41 | 7050 | Generation Constraint in GWh | FALSE | G | Annual | Constraint Shadow Price | US2016$/MWh | 0 | 0 | 0 | 0 | 0 | 9.1463 | 4.8358 | 1.5651
#CAN RPS v6.17- CNNB | 42 | 7053 | Generation Constraint in GWh | FALSE | G | Annual | Seasons Included | Seasons | Winter, WintShld, Summer | Winter, WintShld, Summer | Winter, WintShld, Summer | Winter, WintShld, Summer | Winter, WintShld, Summer | Winter, WintShld, Summer | Winter, WintShld, Summer | Winter, WintShld, Summer
#CAN RPS v6.17- CNNB | 42 | 7053 | Generation Constraint in GWh | FALSE | G | Annual | Standard GWh | GWh | 5650.2302 | 5637.5049 | 5602.5138 | 4934.3714 | 4811.6258 | 4492.4873 | 4492.4873 | 4492.4873
#CAN RPS v6.17- CNNB | 42 | 7053 | Generation Constraint in GWh | FALSE | G | Annual | Emissions at Affected Plants | GWh | 5650.2302 | 5637.5049 | 5602.5138 | 4934.3714 | 4811.6258 | 4492.4873 | 4492.4873 | 4492.4874
#CAN RPS v6.17- CNNB | 42 | 7053 | Generation Constraint in GWh | FALSE | G | Annual | Allowances Purchased | GWh | 0 | 0 | 0 | 0 | 0 | 0 | 0 | 0
#CAN RPS v6.17- CNNB | 42 | 7053 | Generation Constraint in GWh | FALSE | G | Annual | Allowances Sold | GWh | 0 | 0 | 0 | 0 | 0 | 0 | 0 | 0
#CAN RPS v6.17- CNNB | 42 | 7053 | Generation Constraint in GWh | FALSE | G | Annual | Allowances Banked | GWh | 0 | 0 | 0 | 0 | 0 | 0 | 0 | 0
#CAN RPS v6.17- CNNB | 42 | 7053 | Generation Constraint in GWh | FALSE | G | Annual | Allowances Withdrawn (1:1) | GWh | 0 | 0 | 0 | 0 | 0 | 0 | 0 | 0
#CAN RPS v6.17- CNNB | 42 | 7053 | Generation Constraint in GWh | FALSE | G | Annual | Allowances Withdrawn (n:1) | GWh | 0 | 0 | 0 | 0 | 0 | 0 | 0 | 0
#CAN RPS v6.17- CNNB | 42 | 7053 | Generation Constraint in GWh | FALSE | G | Annual | Net Emissions Allowance Position | GWh | 5650.2302 | 5637.5049 | 5602.5138 | 4934.3714 | 4811.6258 | 4492.4873 | 4492.4873 | 4492.4874
#CAN RPS v6.17- CNNB | 42 | 7053 | Generation Constraint in GWh | FALSE | G | Annual | Fuel Consumed | TBtu | 30.1034 | 29.8817 | 29.2731 | 17.6494 | 15.5137 | 9.962 | 9.962 | 9.962
#CAN RPS v6.17- CNNB | 42 | 7053 | Generation Constraint in GWh | FALSE | G | Annual | Heat Rate | MMBtu/MWh | 5.3278 | 5.2886 | 5.1809 | 3.1237 | 2.7457 | 1.7631 | 1.7631 | 1.7631
#CAN RPS v6.17- CNNB | 42 | 7053 | Generation Constraint in GWh | FALSE | G | Annual | Generation | TWh | 5.6502 | 5.6503 | 5.6502 | 5.6502 | 5.6503 | 5.6502 | 5.6502 | 5.6502
#CAN RPS v6.17- CNNB | 42 | 7053 | Generation Constraint in GWh | FALSE | G | Annual | Qualifying Generation | TWh | 5.6502 | 5.6375 | 5.6025 | 4.9344 | 4.8116 | 4.4925 | 4.4925 | 4.4925
#CAN RPS v6.17- CNNB | 42 | 7053 | Generation Constraint in GWh | FALSE | G | Annual | Rate | lb/MWh | 0 | 0 | 0 | 0 | 0 | 0 | 0 | 0
#CAN RPS v6.17- CNNB | 42 | 7053 | Generation Constraint in GWh | FALSE | G | Annual | Constraint Shadow Price | US2016$/MWh | 972.723 | 10.0007 | 10.0004 | 8.2389 | 10.0005 | 10.0004 | 6.9523 | 3.4126
#CAN RPS v6.17- CNNS | 43 | 7054 | Generation Constraint in GWh | FALSE | G | Annual | Seasons Included | Seasons | Winter, WintShld, Summer | Winter, WintShld, Summer | Winter, WintShld, Summer | Winter, WintShld, Summer | Winter, WintShld, Summer | Winter, WintShld, Summer | Winter, WintShld, Summer | Winter, WintShld, Summer
#CAN RPS v6.17- CNNS | 43 | 7054 | Generation Constraint in GWh | FALSE | G | Annual | Standard GWh | GWh | 4390.9689 | 4402.9464 | 4420.6518 | 4599.8491 | 4633.4415 | 4628.8081 | 4628.8081 | 4628.8081
#CAN RPS v6.17- CNNS | 43 | 7054 | Generation Constraint in GWh | FALSE | G | Annual | Emissions at Affected Plants | GWh | 4390.9689 | 4402.9464 | 4420.6518 | 4599.8491 | 4633.4415 | 4628.8081 | 4628.8081 | 4628.8081
#CAN RPS v6.17- CNNS | 43 | 7054 | Generation Constraint in GWh | FALSE | G | Annual | Allowances Purchased | GWh | 0 | 0 | 0 | 0 | 0 | 0 | 0 | 0
#CAN RPS v6.17- CNNS | 43 | 7054 | Generation Constraint in GWh | FALSE | G | Annual | Allowances Sold | GWh | 0 | 0 | 0 | 0 | 0 | 0 | 0 | 0
#CAN RPS v6.17- CNNS | 43 | 7054 | Generation Constraint in GWh | FALSE | G | Annual | Allowances Banked | GWh | 0 | 0 | 0 | 0 | 0 | 0 | 0 | 0
#CAN RPS v6.17- CNNS | 43 | 7054 | Generation Constraint in GWh | FALSE | G | Annual | Allowances Withdrawn (1:1) | GWh | 0 | 0 | 0 | 0 | 0 | 0 | 0 | 0
#CAN RPS v6.17- CNNS | 43 | 7054 | Generation Constraint in GWh | FALSE | G | Annual | Allowances Withdrawn (n:1) | GWh | 0 | 0 | 0 | 0 | 0 | 0 | 0 | 0
#CAN RPS v6.17- CNNS | 43 | 7054 | Generation Constraint in GWh | FALSE | G | Annual | Net Emissions Allowance Position | GWh | 4390.9689 | 4402.9464 | 4420.6518 | 4599.8491 | 4633.4415 | 4628.8081 | 4628.8081 | 4628.8081
#CAN RPS v6.17- CNNS | 43 | 7054 | Generation Constraint in GWh | FALSE | G | Annual | Fuel Consumed | TBtu | 3.1756 | 2.9357 | 3.2436 | 6.1516 | 6.736 | 6.6554 | 6.6554 | 6.2241
#CAN RPS v6.17- CNNS | 43 | 7054 | Generation Constraint in GWh | FALSE | G | Annual | Heat Rate | MMBtu/MWh | 0.7232 | 0.66676 | 0.73373 | 1.3374 | 1.4538 | 1.4378 | 1.4378 | 1.3446
#CAN RPS v6.17- CNNS | 43 | 7054 | Generation Constraint in GWh | FALSE | G | Annual | Generation | TWh | 4.391 | 4.4029 | 4.4207 | 4.5998 | 4.6334 | 4.6288 | 4.6288 | 4.6288
#CAN RPS v6.17- CNNS | 43 | 7054 | Generation Constraint in GWh | FALSE | G | Annual | Qualifying Generation | TWh | 4.391 | 4.4029 | 4.4207 | 4.5998 | 4.6334 | 4.6288 | 4.6288 | 4.6288
#CAN RPS v6.17- CNNS | 43 | 7054 | Generation Constraint in GWh | FALSE | G | Annual | Rate | lb/MWh | 0 | 0 | 0 | 0 | 0 | 0 | 0 | 0
#CAN RPS v6.17- CNNS | 43 | 7054 | Generation Constraint in GWh | FALSE | G | Annual | Constraint Shadow Price | US2016$/MWh | 33.152 | 24.7148 | 30.3688 | 46.9572 | 49.7466 | 46.8751 | 45.6468 | 44.3091
#CAN RPS v6.17- CNPE | 44 | 7055 | Generation Constraint in GWh | FALSE | G | Annual | Seasons Included | Seasons | Winter, WintShld, Summer | Winter, WintShld, Summer | Winter, WintShld, Summer | Winter, WintShld, Summer | Winter, WintShld, Summer | Winter, WintShld, Summer | Winter, WintShld, Summer | Winter, WintShld, Summer
#CAN RPS v6.17- CNPE | 44 | 7055 | Generation Constraint in GWh | FALSE | G | Annual | Standard GWh | GWh | 652.8307 | 664.1316 | 676.3458 | 708.9166 | 735.8484 | 754.9614 | 774.5708 | 794.6895
#CAN RPS v6.17- CNPE | 44 | 7055 | Generation Constraint in GWh | FALSE | G | Annual | Emissions at Affected Plants | GWh | 652.8307 | 664.1316 | 676.3458 | 708.9166 | 735.8484 | 754.9614 | 774.5708 | 794.6895
#CAN RPS v6.17- CNPE | 44 | 7055 | Generation Constraint in GWh | FALSE | G | Annual | Allowances Purchased | GWh | 0 | 0 | 0 | 0 | 0 | 0 | 0 | 0
#CAN RPS v6.17- CNPE | 44 | 7055 | Generation Constraint in GWh | FALSE | G | Annual | Allowances Sold | GWh | 0 | 0 | 0 | 0 | 0 | 0 | 0 | 0
#CAN RPS v6.17- CNPE | 44 | 7055 | Generation Constraint in GWh | FALSE | G | Annual | Allowances Banked | GWh | 0 | 0 | 0 | 0 | 0 | 0 | 0 | 0
#CAN RPS v6.17- CNPE | 44 | 7055 | Generation Constraint in GWh | FALSE | G | Annual | Allowances Withdrawn (1:1) | GWh | 0 | 0 | 0 | 0 | 0 | 0 | 0 | 0
#CAN RPS v6.17- CNPE | 44 | 7055 | Generation Constraint in GWh | FALSE | G | Annual | Allowances Withdrawn (n:1) | GWh | 0 | 0 | 0 | 0 | 0 | 0 | 0 | 0
#CAN RPS v6.17- CNPE | 44 | 7055 | Generation Constraint in GWh | FALSE | G | Annual | Net Emissions Allowance Position | GWh | 652.8307 | 664.1316 | 676.3458 | 708.9166 | 735.8484 | 754.9614 | 774.5708 | 794.6895
#CAN RPS v6.17- CNPE | 44 | 7055 | Generation Constraint in GWh | FALSE | G | Annual | Fuel Consumed | TBtu | 0 | 0 | 0 | 0 | 0 | 0 | 0.091494 | 0.26563
#CAN RPS v6.17- CNPE | 44 | 7055 | Generation Constraint in GWh | FALSE | G | Annual | Heat Rate | MMBtu/MWh | 0 | 0 | 0 | 0 | 0 | 0 | 0.11758 | 0.33426
#CAN RPS v6.17- CNPE | 44 | 7055 | Generation Constraint in GWh | FALSE | G | Annual | Generation | TWh | 0.7816 | 0.78171 | 0.78171 | 0.77813 | 0.77848 | 0.7833 | 0.77813 | 0.79469
#CAN RPS v6.17- CNPE | 44 | 7055 | Generation Constraint in GWh | FALSE | G | Annual | Qualifying Generation | TWh | 0.65283 | 0.66413 | 0.67635 | 0.70892 | 0.73585 | 0.75496 | 0.77457 | 0.79469
#CAN RPS v6.17- CNPE | 44 | 7055 | Generation Constraint in GWh | FALSE | G | Annual | Rate | lb/MWh | 0 | 0 | 0 | 0 | 0 | 0 | 0 | 0
#CAN RPS v6.17- CNPE | 44 | 7055 | Generation Constraint in GWh | FALSE | G | Annual | Constraint Shadow Price | US2016$/MWh | 9.34 | 10.0007 | 10.0004 | 8.2389 | 10.0005 | 10.0004 | 6.9523 | 117.8157
#CAN RPS v6.17- CNSK | 45 | 7052 | Generation Constraint in GWh | FALSE | G | Annual | Seasons Included | Seasons | Winter, WintShld, Summer | Winter, WintShld, Summer | Winter, WintShld, Summer | Winter, WintShld, Summer | Winter, WintShld, Summer | Winter, WintShld, Summer | Winter, WintShld, Summer | Winter, WintShld, Summer
#CAN RPS v6.17- CNSK | 45 | 7052 | Generation Constraint in GWh | FALSE | G | Annual | Standard GWh | GWh | 0 | 0 | 0 | 14197.8897 | 14620.2526 | 15037.9741 | 15467.6305 | 15909.5628
#CAN RPS v6.17- CNSK | 45 | 7052 | Generation Constraint in GWh | FALSE | G | Annual | Emissions at Affected Plants | GWh | 5169.6774 | 5169.7174 | 5169.7266 | 14197.8897 | 14620.2526 | 15037.9741 | 15467.6305 | 15909.5628
#CAN RPS v6.17- CNSK | 45 | 7052 | Generation Constraint in GWh | FALSE | G | Annual | Allowances Purchased | GWh | 0 | 0 | 0 | 0 | 0 | 0 | 0 | 0
#CAN RPS v6.17- CNSK | 45 | 7052 | Generation Constraint in GWh | FALSE | G | Annual | Allowances Sold | GWh | 0 | 0 | 0 | 0 | 0 | 0 | 0 | 0
#CAN RPS v6.17- CNSK | 45 | 7052 | Generation Constraint in GWh | FALSE | G | Annual | Allowances Banked | GWh | 0 | 0 | 0 | 0 | 0 | 0 | 0 | 0
#CAN RPS v6.17- CNSK | 45 | 7052 | Generation Constraint in GWh | FALSE | G | Annual | Allowances Withdrawn (1:1) | GWh | 0 | 0 | 0 | 0 | 0 | 0 | 0 | 0
#CAN RPS v6.17- CNSK | 45 | 7052 | Generation Constraint in GWh | FALSE | G | Annual | Allowances Withdrawn (n:1) | GWh | 0 | 0 | 0 | 0 | 0 | 0 | 0 | 0
#CAN RPS v6.17- CNSK | 45 | 7052 | Generation Constraint in GWh | FALSE | G | Annual | Net Emissions Allowance Position | GWh | 5169.6774 | 5169.7174 | 5169.7266 | 14197.8897 | 14620.2526 | 15037.9741 | 15467.6305 | 15909.5628
#CAN RPS v6.17- CNSK | 45 | 7052 | Generation Constraint in GWh | FALSE | G | Annual | Fuel Consumed | TBtu | 8.9858 | 8.9858 | 8.9858 | 8.9858 | 8.9858 | 8.9858 | 8.9858 | 8.9858
#CAN RPS v6.17- CNSK | 45 | 7052 | Generation Constraint in GWh | FALSE | G | Annual | Heat Rate | MMBtu/MWh | 1.7382 | 1.7382 | 1.7382 | 0.6329 | 0.61462 | 0.59754 | 0.58094 | 0.56481
#CAN RPS v6.17- CNSK | 45 | 7052 | Generation Constraint in GWh | FALSE | G | Annual | Generation | TWh | 5.1697 | 5.1697 | 5.1697 | 14.1979 | 14.6203 | 15.038 | 15.4676 | 15.9096
#CAN RPS v6.17- CNSK | 45 | 7052 | Generation Constraint in GWh | FALSE | G | Annual | Qualifying Generation | TWh | 5.1697 | 5.1697 | 5.1697 | 14.1979 | 14.6203 | 15.038 | 15.4676 | 15.9096
#CAN RPS v6.17- CNSK | 45 | 7052 | Generation Constraint in GWh | FALSE | G | Annual | Rate | lb/MWh | 0 | 0 | 0 | 0 | 0 | 0 | 0 | 0
#CAN RPS v6.17- CNSK | 45 | 7052 | Generation Constraint in GWh | FALSE | G | Annual | Constraint Shadow Price | US2016$/MWh | 0 | 0 | 0 | 9.2863 | 18.6873 | 20.2781 | 17.5319 | 13.8621
#CAN Trenton 1-2 - SO2 Rate Annual v3.1, Unit 3603 and retrofits | 46 | 1751 | Rate Constraint in lbs/MMBtu | FALSE | L | Annual | Seasons Included | Seasons | Winter, WintShld, Summer | Winter, WintShld, Summer | Winter, WintShld, Summer | Winter, WintShld, Summer | Winter, WintShld, Summer | Winter, WintShld, Summer | Winter, WintShld, Summer | Winter, WintShld, Summer
#CAN Trenton 1-2 - SO2 Rate Annual v3.1, Unit 3603 and retrofits | 46 | 1751 | Rate Constraint in lbs/MMBtu | FALSE | L | Annual | Standard SO2 | lb/MMBtu | 3.2097 | 3.2097 | 3.2097 | 3.2097 | 3.2097 | 3.2097 | 3.2097 | 3.2097
#CAN Trenton 1-2 - SO2 Rate Annual v3.1, Unit 3603 and retrofits | 46 | 1751 | Rate Constraint in lbs/MMBtu | FALSE | L | Annual | Emissions at Affected Plants SO2 | Thousand Tons | 0 | 0 | 0 | 0 | 0 | 0 | 0 | 0
#CAN Trenton 1-2 - SO2 Rate Annual v3.1, Unit 3603 and retrofits | 46 | 1751 | Rate Constraint in lbs/MMBtu | FALSE | L | Annual | Allowances Purchased SO2 | Thousand Tons | 0 | 0 | 0 | 0 | 0 | 0 | 0 | 0
#CAN Trenton 1-2 - SO2 Rate Annual v3.1, Unit 3603 and retrofits | 46 | 1751 | Rate Constraint in lbs/MMBtu | FALSE | L | Annual | Allowances Sold SO2 | Thousand Tons | 0 | 0 | 0 | 0 | 0 | 0 | 0 | 0
#CAN Trenton 1-2 - SO2 Rate Annual v3.1, Unit 3603 and retrofits | 46 | 1751 | Rate Constraint in lbs/MMBtu | FALSE | L | Annual | Allowances Banked | Thousand Tons | 0 | 0 | 0 | 0 | 0 | 0 | 0 | 0
#CAN Trenton 1-2 - SO2 Rate Annual v3.1, Unit 3603 and retrofits | 46 | 1751 | Rate Constraint in lbs/MMBtu | FALSE | L | Annual | Allowances Withdrawn (1:1) | Thousand Tons | 0 | 0 | 0 | 0 | 0 | 0 | 0 | 0
#CAN Trenton 1-2 - SO2 Rate Annual v3.1, Unit 3603 and retrofits | 46 | 1751 | Rate Constraint in lbs/MMBtu | FALSE | L | Annual | Allowances Withdrawn (n:1) | Thousand Tons | 0 | 0 | 0 | 0 | 0 | 0 | 0 | 0
#CAN Trenton 1-2 - SO2 Rate Annual v3.1, Unit 3603 and retrofits | 46 | 1751 | Rate Constraint in lbs/MMBtu | FALSE | L | Annual | Net Emissions Allowance Position | Thousand Tons | 0 | 0 | 0 | 0 | 0 | 0 | 0 | 0
#CAN Trenton 1-2 - SO2 Rate Annual v3.1, Unit 3603 and retrofits | 46 | 1751 | Rate Constraint in lbs/MMBtu | FALSE | L | Annual | Fuel Consumed | TBtu | 0 | 0 | 0 | 0 | 0 | 0 | 0 | 0
#CAN Trenton 1-2 - SO2 Rate Annual v3.1, Unit 3603 and retrofits | 46 | 1751 | Rate Constraint in lbs/MMBtu | FALSE | L | Annual | Rate | lb/MMBtu | 0 | 0 | 0 | 0 | 0 | 0 | 0 | 0
#CAN Trenton 1-2 - SO2 Rate Annual v3.1, Unit 3603 and retrofits | 46 | 1751 | Rate Constraint in lbs/MMBtu | FALSE | L | Annual | Generation | TWh | 0 | 0 | 0 | 0 | 0 | 0 | 0 | 0
#CAN Trenton 1-2 - SO2 Rate Annual v3.1, Unit 3603 and retrofits | 46 | 1751 | Rate Constraint in lbs/MMBtu | FALSE | L | Annual | Qualifying Generation | TWh | 0 | 0 | 0 | 0 | 0 | 0 | 0 | 0
#CAN Trenton 1-2 - SO2 Rate Annual v3.1, Unit 3603 and retrofits | 46 | 1751 | Rate Constraint in lbs/MMBtu | FALSE | L | Annual | Rate | lb/MWh | 0 | 0 | 0 | 0 | 0 | 0 | 0 | 0
#CAN Trenton 1-2 - SO2 Rate Annual v3.1, Unit 3603 and retrofits | 46 | 1751 | Rate Constraint in lbs/MMBtu | FALSE | L | Annual | Constraint Shadow Price | US2016$/Ton | 0 | 0 | 0 | 0 | 0 | 0 | 0 | 0
#CAN Trenton 1-2 - SO2 Rate Annual v3.1, Unit 3604 and retrofits | 47 | 1751 | Rate Constraint in lbs/MMBtu | FALSE | L | Annual | Seasons Included | Seasons | Winter, WintShld, Summer | Winter, WintShld, Summer | Winter, WintShld, Summer | Winter, WintShld, Summer | Winter, WintShld, Summer | Winter, WintShld, Summer | Winter, WintShld, Summer | Winter, WintShld, Summer
#CAN Trenton 1-2 - SO2 Rate Annual v3.1, Unit 3604 and retrofits | 47 | 1751 | Rate Constraint in lbs/MMBtu | FALSE | L | Annual | Standard SO2 | lb/MMBtu | 3.2097 | 3.2097 | 3.2097 | 3.2097 | 3.2097 | 3.2097 | 3.2097 | 3.2097
#CAN Trenton 1-2 - SO2 Rate Annual v3.1, Unit 3604 and retrofits | 47 | 1751 | Rate Constraint in lbs/MMBtu | FALSE | L | Annual | Emissions at Affected Plants SO2 | Thousand Tons | 0 | 0 | 0 | 0 | 0 | 0 | 0 | 0
#CAN Trenton 1-2 - SO2 Rate Annual v3.1, Unit 3604 and retrofits | 47 | 1751 | Rate Constraint in lbs/MMBtu | FALSE | L | Annual | Allowances Purchased SO2 | Thousand Tons | 0 | 0 | 0 | 0 | 0 | 0 | 0 | 0
#CAN Trenton 1-2 - SO2 Rate Annual v3.1, Unit 3604 and retrofits | 47 | 1751 | Rate Constraint in lbs/MMBtu | FALSE | L | Annual | Allowances Sold SO2 | Thousand Tons | 0 | 0 | 0 | 0 | 0 | 0 | 0 | 0
#CAN Trenton 1-2 - SO2 Rate Annual v3.1, Unit 3604 and retrofits | 47 | 1751 | Rate Constraint in lbs/MMBtu | FALSE | L | Annual | Allowances Banked | Thousand Tons | 0 | 0 | 0 | 0 | 0 | 0 | 0 | 0
#CAN Trenton 1-2 - SO2 Rate Annual v3.1, Unit 3604 and retrofits | 47 | 1751 | Rate Constraint in lbs/MMBtu | FALSE | L | Annual | Allowances Withdrawn (1:1) | Thousand Tons | 0 | 0 | 0 | 0 | 0 | 0 | 0 | 0
#CAN Trenton 1-2 - SO2 Rate Annual v3.1, Unit 3604 and retrofits | 47 | 1751 | Rate Constraint in lbs/MMBtu | FALSE | L | Annual | Allowances Withdrawn (n:1) | Thousand Tons | 0 | 0 | 0 | 0 | 0 | 0 | 0 | 0
#CAN Trenton 1-2 - SO2 Rate Annual v3.1, Unit 3604 and retrofits | 47 | 1751 | Rate Constraint in lbs/MMBtu | FALSE | L | Annual | Net Emissions Allowance Position | Thousand Tons | 0 | 0 | 0 | 0 | 0 | 0 | 0 | 0
#CAN Trenton 1-2 - SO2 Rate Annual v3.1, Unit 3604 and retrofits | 47 | 1751 | Rate Constraint in lbs/MMBtu | FALSE | L | Annual | Fuel Consumed | TBtu | 0 | 0 | 0 | 0 | 0 | 0 | 0 | 0
#CAN Trenton 1-2 - SO2 Rate Annual v3.1, Unit 3604 and retrofits | 47 | 1751 | Rate Constraint in lbs/MMBtu | FALSE | L | Annual | Rate | lb/MMBtu | 0 | 0 | 0 | 0 | 0 | 0 | 0 | 0
#CAN Trenton 1-2 - SO2 Rate Annual v3.1, Unit 3604 and retrofits | 47 | 1751 | Rate Constraint in lbs/MMBtu | FALSE | L | Annual | Generation | TWh | 0 | 0 | 0 | 0 | 0 | 0 | 0 | 0
#CAN Trenton 1-2 - SO2 Rate Annual v3.1, Unit 3604 and retrofits | 47 | 1751 | Rate Constraint in lbs/MMBtu | FALSE | L | Annual | Qualifying Generation | TWh | 0 | 0 | 0 | 0 | 0 | 0 | 0 | 0
#CAN Trenton 1-2 - SO2 Rate Annual v3.1, Unit 3604 and retrofits | 47 | 1751 | Rate Constraint in lbs/MMBtu | FALSE | L | Annual | Rate | lb/MWh | 0 | 0 | 0 | 0 | 0 | 0 | 0 | 0
#CAN Trenton 1-2 - SO2 Rate Annual v3.1, Unit 3604 and retrofits | 47 | 1751 | Rate Constraint in lbs/MMBtu | FALSE | L | Annual | Constraint Shadow Price | US2016$/Ton | 0 | 0 | 0 | 0 | 0 | 0 | 0 | 0
#MATS - HCL Rate in 2015 | 48 | 2407 | MACT Fuel Choice Floor in lbs/MMBtu | FALSE | L | Annual | Seasons Included | Seasons | Winter, WintShld, Summer | Winter, WintShld, Summer | Winter, WintShld, Summer | Winter, WintShld, Summer | Winter, WintShld, Summer | Winter, WintShld, Summer | Winter, WintShld, Summer | Winter, WintShld, Summer
#MATS - HCL Rate in 2015 | 48 | 2407 | MACT Fuel Choice Floor in lbs/MMBtu | FALSE | L | Annual | Emission Floor | lb/MMBtu | 0.002 | 0.002 | 0.002 | 0.002 | 0.002 | 0.002 | 0.002 | 0.002
#MATS - HCL Rate in 2015 | 48 | 2407 | MACT Fuel Choice Floor in lbs/MMBtu | FALSE | L | Annual | Emissions at Affected Plants HCL | Thousand Tons | 4.1773 | 4.3996 | 4.4163 | 4.2455 | 3.7555 | 3.795 | 3.7507 | 3.4371
#MATS - HCL Rate in 2015 | 48 | 2407 | MACT Fuel Choice Floor in lbs/MMBtu | FALSE | L | Annual | Allowances Purchased HCL | Thousand Tons | 0 | 0 | 0 | 0 | 0 | 0 | 0 | 0
#MATS - HCL Rate in 2015 | 48 | 2407 | MACT Fuel Choice Floor in lbs/MMBtu | FALSE | L | Annual | Allowances Sold HCL | Thousand Tons | 0 | 0 | 0 | 0 | 0 | 0 | 0 | 0
#MATS - HCL Rate in 2015 | 48 | 2407 | MACT Fuel Choice Floor in lbs/MMBtu | FALSE | L | Annual | Allowances Banked | Thousand Tons | 0 | 0 | 0 | 0 | 0 | 0 | 0 | 0
#MATS - HCL Rate in 2015 | 48 | 2407 | MACT Fuel Choice Floor in lbs/MMBtu | FALSE | L | Annual | Allowances Withdrawn (1:1) | Thousand Tons | 0 | 0 | 0 | 0 | 0 | 0 | 0 | 0
#MATS - HCL Rate in 2015 | 48 | 2407 | MACT Fuel Choice Floor in lbs/MMBtu | FALSE | L | Annual | Allowances Withdrawn (n:1) | Thousand Tons | 0 | 0 | 0 | 0 | 0 | 0 | 0 | 0
#MATS - HCL Rate in 2015 | 48 | 2407 | MACT Fuel Choice Floor in lbs/MMBtu | FALSE | L | Annual | Net Emissions Allowance Position | Thousand Tons | 4.1773 | 4.3996 | 4.4163 | 4.2455 | 3.7555 | 3.795 | 3.7507 | 3.4371
#MATS - HCL Rate in 2015 | 48 | 2407 | MACT Fuel Choice Floor in lbs/MMBtu | FALSE | L | Annual | Fuel Consumed | TBtu | 9020.4607 | 9503.155 | 9556.9722 | 9174.5538 | 8163.6264 | 8203.0491 | 8102.9858 | 7431.1017
#MATS - HCL Rate in 2015 | 48 | 2407 | MACT Fuel Choice Floor in lbs/MMBtu | FALSE | L | Annual | Rate | lb/MMBtu | 0.00092619 | 0.00092592 | 0.00092421 | 0.00092548 | 0.00092007 | 0.00092527 | 0.00092576 | 0.00092505
#MATS - HCL Rate in 2015 | 48 | 2407 | MACT Fuel Choice Floor in lbs/MMBtu | FALSE | L | Annual | Generation | TWh | 870.1131 | 916.6427 | 921.5049 | 884.6568 | 785.8309 | 789.1544 | 779.409 | 714.7128
#MATS - HCL Rate in 2015 | 48 | 2407 | MACT Fuel Choice Floor in lbs/MMBtu | FALSE | L | Annual | Qualifying Generation | TWh | 870.1131 | 916.6427 | 921.5049 | 884.6568 | 785.8309 | 789.1544 | 779.409 | 714.7128
#MATS - HCL Rate in 2015 | 48 | 2407 | MACT Fuel Choice Floor in lbs/MMBtu | FALSE | L | Annual | Constraint Shadow Price | US2016$/Ton | 0 | 0 | 0 | 0 | 0 | 0 | 0 | 0
#MATS - HCL Rate in 2015 (IGCC) | 49 | 2409 | MACT Fuel Choice Floor in lbs/MMBtu | FALSE | L | Annual | Seasons Included | Seasons | Winter, WintShld, Summer | Winter, WintShld, Summer | Winter, WintShld, Summer | Winter, WintShld, Summer | Winter, WintShld, Summer | Winter, WintShld, Summer | Winter, WintShld, Summer | Winter, WintShld, Summer
#MATS - HCL Rate in 2015 (IGCC) | 49 | 2409 | MACT Fuel Choice Floor in lbs/MMBtu | FALSE | L | Annual | Emission Floor | lb/MMBtu | 0.005 | 0.005 | 0.005 | 0.005 | 0.005 | 0.005 | 0.005 | 0.005
#MATS - HCL Rate in 2015 (IGCC) | 49 | 2409 | MACT Fuel Choice Floor in lbs/MMBtu | FALSE | L | Annual | Emissions at Affected Plants HCL | Thousand Tons | 0.0096157 | 0.0096157 | 0.0096157 | 0.0096157 | 0.0096157 | 0.0096157 | 0.0088651 | 0
#MATS - HCL Rate in 2015 (IGCC) | 49 | 2409 | MACT Fuel Choice Floor in lbs/MMBtu | FALSE | L | Annual | Allowances Purchased HCL | Thousand Tons | 0 | 0 | 0 | 0 | 0 | 0 | 0 | 0
#MATS - HCL Rate in 2015 (IGCC) | 49 | 2409 | MACT Fuel Choice Floor in lbs/MMBtu | FALSE | L | Annual | Allowances Sold HCL | Thousand Tons | 0 | 0 | 0 | 0 | 0 | 0 | 0 | 0
#MATS - HCL Rate in 2015 (IGCC) | 49 | 2409 | MACT Fuel Choice Floor in lbs/MMBtu | FALSE | L | Annual | Allowances Banked | Thousand Tons | 0 | 0 | 0 | 0 | 0 | 0 | 0 | 0
#MATS - HCL Rate in 2015 (IGCC) | 49 | 2409 | MACT Fuel Choice Floor in lbs/MMBtu | FALSE | L | Annual | Allowances Withdrawn (1:1) | Thousand Tons | 0 | 0 | 0 | 0 | 0 | 0 | 0 | 0
#MATS - HCL Rate in 2015 (IGCC) | 49 | 2409 | MACT Fuel Choice Floor in lbs/MMBtu | FALSE | L | Annual | Allowances Withdrawn (n:1) | Thousand Tons | 0 | 0 | 0 | 0 | 0 | 0 | 0 | 0
#MATS - HCL Rate in 2015 (IGCC) | 49 | 2409 | MACT Fuel Choice Floor in lbs/MMBtu | FALSE | L | Annual | Net Emissions Allowance Position | Thousand Tons | 0.0096157 | 0.0096157 | 0.0096157 | 0.0096157 | 0.0096157 | 0.0096157 | 0.0088651 | 0
#MATS - HCL Rate in 2015 (IGCC) | 49 | 2409 | MACT Fuel Choice Floor in lbs/MMBtu | FALSE | L | Annual | Fuel Consumed | TBtu | 49.0885 | 49.0885 | 49.0885 | 49.0885 | 49.0885 | 49.0885 | 45.2568 | 0
#MATS - HCL Rate in 2015 (IGCC) | 49 | 2409 | MACT Fuel Choice Floor in lbs/MMBtu | FALSE | L | Annual | Rate | lb/MMBtu | 0.00039177 | 0.00039177 | 0.00039177 | 0.00039177 | 0.00039177 | 0.00039177 | 0.00039177 | 0
#MATS - HCL Rate in 2015 (IGCC) | 49 | 2409 | MACT Fuel Choice Floor in lbs/MMBtu | FALSE | L | Annual | Generation | TWh | 4.2895 | 4.2895 | 4.2895 | 4.2895 | 4.2895 | 4.2895 | 3.9546 | 0
#MATS - HCL Rate in 2015 (IGCC) | 49 | 2409 | MACT Fuel Choice Floor in lbs/MMBtu | FALSE | L | Annual | Qualifying Generation | TWh | 4.2895 | 4.2895 | 4.2895 | 4.2895 | 4.2895 | 4.2895 | 3.9546 | 0
#MATS - HCL Rate in 2015 (IGCC) | 49 | 2409 | MACT Fuel Choice Floor in lbs/MMBtu | FALSE | L | Annual | Constraint Shadow Price | US2016$/Ton | 0 | 0 | 0 | 0 | 0 | 0 | 0 | 0
#MATS - HCL Rate in 2015 (PK) | 50 | 2408 | MACT Fuel Choice Floor in lbs/MMBtu | FALSE | L | Annual | Seasons Included | Seasons | Winter, WintShld, Summer | Winter, WintShld, Summer | Winter, WintShld, Summer | Winter, WintShld, Summer | Winter, WintShld, Summer | Winter, WintShld, Summer | Winter, WintShld, Summer | Winter, WintShld, Summer
#MATS - HCL Rate in 2015 (PK) | 50 | 2408 | MACT Fuel Choice Floor in lbs/MMBtu | FALSE | L | Annual | Emission Floor | lb/MMBtu | 0.0005 | 0.0005 | 0.0005 | 0.0005 | 0.0005 | 0.0005 | 0.0005 | 0.0005
#MATS - HCL Rate in 2015 (PK) | 50 | 2408 | MACT Fuel Choice Floor in lbs/MMBtu | FALSE | L | Annual | Emissions at Affected Plants HCL | Thousand Tons | 0.056962 | 0.073002 | 0.070629 | 0.088986 | 0.084955 | 0.069354 | 0.070034 | 0.059937
#MATS - HCL Rate in 2015 (PK) | 50 | 2408 | MACT Fuel Choice Floor in lbs/MMBtu | FALSE | L | Annual | Allowances Purchased HCL | Thousand Tons | 0 | 0 | 0 | 0 | 0 | 0 | 0 | 0
#MATS - HCL Rate in 2015 (PK) | 50 | 2408 | MACT Fuel Choice Floor in lbs/MMBtu | FALSE | L | Annual | Allowances Sold HCL | Thousand Tons | 0 | 0 | 0 | 0 | 0 | 0 | 0 | 0
#MATS - HCL Rate in 2015 (PK) | 50 | 2408 | MACT Fuel Choice Floor in lbs/MMBtu | FALSE | L | Annual | Allowances Banked | Thousand Tons | 0 | 0 | 0 | 0 | 0 | 0 | 0 | 0
#MATS - HCL Rate in 2015 (PK) | 50 | 2408 | MACT Fuel Choice Floor in lbs/MMBtu | FALSE | L | Annual | Allowances Withdrawn (1:1) | Thousand Tons | 0 | 0 | 0 | 0 | 0 | 0 | 0 | 0
#MATS - HCL Rate in 2015 (PK) | 50 | 2408 | MACT Fuel Choice Floor in lbs/MMBtu | FALSE | L | Annual | Allowances Withdrawn (n:1) | Thousand Tons | 0 | 0 | 0 | 0 | 0 | 0 | 0 | 0
#MATS - HCL Rate in 2015 (PK) | 50 | 2408 | MACT Fuel Choice Floor in lbs/MMBtu | FALSE | L | Annual | Net Emissions Allowance Position | Thousand Tons | 0.056962 | 0.073002 | 0.070629 | 0.088986 | 0.084955 | 0.069354 | 0.070034 | 0.059937
#MATS - HCL Rate in 2015 (PK) | 50 | 2408 | MACT Fuel Choice Floor in lbs/MMBtu | FALSE | L | Annual | Fuel Consumed | TBtu | 127.8838 | 158.298 | 159.5559 | 186.9451 | 179.5283 | 160.2295 | 162.9699 | 140.8833
#MATS - HCL Rate in 2015 (PK) | 50 | 2408 | MACT Fuel Choice Floor in lbs/MMBtu | FALSE | L | Annual | Rate | lb/MMBtu | 0.00089084 | 0.00092234 | 0.00088533 | 0.000952 | 0.00094643 | 0.00086568 | 0.00085948 | 0.00085088
#MATS - HCL Rate in 2015 (PK) | 50 | 2408 | MACT Fuel Choice Floor in lbs/MMBtu | FALSE | L | Annual | Generation | TWh | 11.7891 | 14.5085 | 14.6135 | 17.2496 | 16.5233 | 14.7474 | 14.9811 | 12.9161
#MATS - HCL Rate in 2015 (PK) | 50 | 2408 | MACT Fuel Choice Floor in lbs/MMBtu | FALSE | L | Annual | Qualifying Generation | TWh | 11.7891 | 14.5085 | 14.6135 | 17.2496 | 16.5233 | 14.7474 | 14.9811 | 12.9161
#MATS - HCL Rate in 2015 (PK) | 50 | 2408 | MACT Fuel Choice Floor in lbs/MMBtu | FALSE | L | Annual | Constraint Shadow Price | US2016$/Ton | 0 | 0 | 0 | 0 | 0 | 0 | 0 | 0
#MATS - MER Rate in 2015 (Bit and Subbit) | 51 | 2403 | MACT Fuel Choice Floor in lbs/MMBtu | FALSE | L | Annual | Seasons Included | Seasons | Winter, WintShld, Summer | Winter, WintShld, Summer | Winter, WintShld, Summer | Winter, WintShld, Summer | Winter, WintShld, Summer | Winter, WintShld, Summer | Winter, WintShld, Summer | Winter, WintShld, Summer
#MATS - MER Rate in 2015 (Bit and Subbit) | 51 | 2403 | MACT Fuel Choice Floor in lbs/MMBtu | FALSE | L | Annual | Emission Floor | lbs/MMBtu | 1.2e-06 | 1.2e-06 | 1.2e-06 | 1.2e-06 | 1.2e-06 | 1.2e-06 | 1.2e-06 | 1.2e-06
#MATS - MER Rate in 2015 (Bit and Subbit) | 51 | 2403 | MACT Fuel Choice Floor in lbs/MMBtu | FALSE | L | Annual | Emissions at Affected Plants MER | lbs | 5264.8265 | 5466.3691 | 5510.3039 | 5175.5351 | 4507.6993 | 4580.625 | 4542.4665 | 4078.7158
#MATS - MER Rate in 2015 (Bit and Subbit) | 51 | 2403 | MACT Fuel Choice Floor in lbs/MMBtu | FALSE | L | Annual | Allowances Purchased MER | lbs | 0 | 0 | 0 | 0 | 0 | 0 | 0 | 0
#MATS - MER Rate in 2015 (Bit and Subbit) | 51 | 2403 | MACT Fuel Choice Floor in lbs/MMBtu | FALSE | L | Annual | Allowances Sold MER | lbs | 0 | 0 | 0 | 0 | 0 | 0 | 0 | 0
#MATS - MER Rate in 2015 (Bit and Subbit) | 51 | 2403 | MACT Fuel Choice Floor in lbs/MMBtu | FALSE | L | Annual | Allowances Banked | lbs | 0 | 0 | 0 | 0 | 0 | 0 | 0 | 0
#MATS - MER Rate in 2015 (Bit and Subbit) | 51 | 2403 | MACT Fuel Choice Floor in lbs/MMBtu | FALSE | L | Annual | Allowances Withdrawn (1:1) | lbs | 0 | 0 | 0 | 0 | 0 | 0 | 0 | 0
#MATS - MER Rate in 2015 (Bit and Subbit) | 51 | 2403 | MACT Fuel Choice Floor in lbs/MMBtu | FALSE | L | Annual | Allowances Withdrawn (n:1) | lbs | 0 | 0 | 0 | 0 | 0 | 0 | 0 | 0
#MATS - MER Rate in 2015 (Bit and Subbit) | 51 | 2403 | MACT Fuel Choice Floor in lbs/MMBtu | FALSE | L | Annual | Net Emissions Allowance Position | lbs | 5264.8265 | 5466.3691 | 5510.3039 | 5175.5351 | 4507.6993 | 4580.625 | 4542.4665 | 4078.7158
#MATS - MER Rate in 2015 (Bit and Subbit) | 51 | 2403 | MACT Fuel Choice Floor in lbs/MMBtu | FALSE | L | Annual | Fuel Consumed | TBtu | 8274.081 | 8720.084 | 8762.2784 | 8431.7317 | 7497.5124 | 7531.2087 | 7441.735 | 6788.9016
#MATS - MER Rate in 2015 (Bit and Subbit) | 51 | 2403 | MACT Fuel Choice Floor in lbs/MMBtu | FALSE | L | Annual | Rate | lb/MMBtu | 6.363e-07 | 6.2687e-07 | 6.2887e-07 | 6.1382e-07 | 6.0123e-07 | 6.0822e-07 | 6.104e-07 | 6.0079e-07
#MATS - MER Rate in 2015 (Bit and Subbit) | 51 | 2403 | MACT Fuel Choice Floor in lbs/MMBtu | FALSE | L | Annual | Generation | TWh | 801.491 | 844.7144 | 848.5464 | 816.5942 | 724.8622 | 727.6512 | 718.9283 | 655.9549
#MATS - MER Rate in 2015 (Bit and Subbit) | 51 | 2403 | MACT Fuel Choice Floor in lbs/MMBtu | FALSE | L | Annual | Qualifying Generation | TWh | 801.491 | 844.7144 | 848.5464 | 816.5942 | 724.8622 | 727.6512 | 718.9283 | 655.9549
#MATS - MER Rate in 2015 (Bit and Subbit) | 51 | 2403 | MACT Fuel Choice Floor in lbs/MMBtu | FALSE | L | Annual | Constraint Shadow Price | US2016$/Lb | 0 | 0 | 0 | 0 | 0 | 0 | 0 | 0
#MATS - MER Rate in 2015 (IGCC) | 52 | 2406 | MACT Fuel Choice Floor in lbs/MMBtu | FALSE | L | Annual | Seasons Included | Seasons | Winter, WintShld, Summer | Winter, WintShld, Summer | Winter, WintShld, Summer | Winter, WintShld, Summer | Winter, WintShld, Summer | Winter, WintShld, Summer | Winter, WintShld, Summer | Winter, WintShld, Summer
#MATS - MER Rate in 2015 (IGCC) | 52 | 2406 | MACT Fuel Choice Floor in lbs/MMBtu | FALSE | L | Annual | Emission Floor | lbs/MMBtu | 3e-06 | 3e-06 | 3e-06 | 3e-06 | 3e-06 | 3e-06 | 3e-06 | 3e-06
#MATS - MER Rate in 2015 (IGCC) | 52 | 2406 | MACT Fuel Choice Floor in lbs/MMBtu | FALSE | L | Annual | Emissions at Affected Plants MER | lbs | 39.4149 | 39.4149 | 39.4149 | 39.4149 | 39.4149 | 39.4149 | 36.3382 | 0
#MATS - MER Rate in 2015 (IGCC) | 52 | 2406 | MACT Fuel Choice Floor in lbs/MMBtu | FALSE | L | Annual | Allowances Purchased MER | lbs | 0 | 0 | 0 | 0 | 0 | 0 | 0 | 0
#MATS - MER Rate in 2015 (IGCC) | 52 | 2406 | MACT Fuel Choice Floor in lbs/MMBtu | FALSE | L | Annual | Allowances Sold MER | lbs | 0 | 0 | 0 | 0 | 0 | 0 | 0 | 0
#MATS - MER Rate in 2015 (IGCC) | 52 | 2406 | MACT Fuel Choice Floor in lbs/MMBtu | FALSE | L | Annual | Allowances Banked | lbs | 0 | 0 | 0 | 0 | 0 | 0 | 0 | 0
#MATS - MER Rate in 2015 (IGCC) | 52 | 2406 | MACT Fuel Choice Floor in lbs/MMBtu | FALSE | L | Annual | Allowances Withdrawn (1:1) | lbs | 0 | 0 | 0 | 0 | 0 | 0 | 0 | 0
#MATS - MER Rate in 2015 (IGCC) | 52 | 2406 | MACT Fuel Choice Floor in lbs/MMBtu | FALSE | L | Annual | Allowances Withdrawn (n:1) | lbs | 0 | 0 | 0 | 0 | 0 | 0 | 0 | 0
#MATS - MER Rate in 2015 (IGCC) | 52 | 2406 | MACT Fuel Choice Floor in lbs/MMBtu | FALSE | L | Annual | Net Emissions Allowance Position | lbs | 39.4149 | 39.4149 | 39.4149 | 39.4149 | 39.4149 | 39.4149 | 36.3382 | 0
#MATS - MER Rate in 2015 (IGCC) | 52 | 2406 | MACT Fuel Choice Floor in lbs/MMBtu | FALSE | L | Annual | Fuel Consumed | TBtu | 49.0885 | 49.0885 | 49.0885 | 49.0885 | 49.0885 | 49.0885 | 45.2568 | 0
#MATS - MER Rate in 2015 (IGCC) | 52 | 2406 | MACT Fuel Choice Floor in lbs/MMBtu | FALSE | L | Annual | Rate | lb/MMBtu | 8.0293e-07 | 8.0293e-07 | 8.0293e-07 | 8.0293e-07 | 8.0293e-07 | 8.0293e-07 | 8.0293e-07 | 0
#MATS - MER Rate in 2015 (IGCC) | 52 | 2406 | MACT Fuel Choice Floor in lbs/MMBtu | FALSE | L | Annual | Generation | TWh | 4.2895 | 4.2895 | 4.2895 | 4.2895 | 4.2895 | 4.2895 | 3.9546 | 0
#MATS - MER Rate in 2015 (IGCC) | 52 | 2406 | MACT Fuel Choice Floor in lbs/MMBtu | FALSE | L | Annual | Qualifying Generation | TWh | 4.2895 | 4.2895 | 4.2895 | 4.2895 | 4.2895 | 4.2895 | 3.9546 | 0
#MATS - MER Rate in 2015 (IGCC) | 52 | 2406 | MACT Fuel Choice Floor in lbs/MMBtu | FALSE | L | Annual | Constraint Shadow Price | US2016$/Lb | 0 | 0 | 0 | 0 | 0 | 0 | 0 | 0
#MATS - MER Rate in 2015 (Lig) | 53 | 2404 | MACT Fuel Choice Floor in lbs/MMBtu | FALSE | L | Annual | Seasons Included | Seasons | Winter, WintShld, Summer | Winter, WintShld, Summer | Winter, WintShld, Summer | Winter, WintShld, Summer | Winter, WintShld, Summer | Winter, WintShld, Summer | Winter, WintShld, Summer | Winter, WintShld, Summer
#MATS - MER Rate in 2015 (Lig) | 53 | 2404 | MACT Fuel Choice Floor in lbs/MMBtu | FALSE | L | Annual | Emission Floor | lbs/MMBtu | 4e-06 | 4e-06 | 4e-06 | 4e-06 | 4e-06 | 4e-06 | 4e-06 | 4e-06
#MATS - MER Rate in 2015 (Lig) | 53 | 2404 | MACT Fuel Choice Floor in lbs/MMBtu | FALSE | L | Annual | Emissions at Affected Plants MER | lbs | 987.8413 | 1024.4753 | 1042.139 | 971.134 | 817.8766 | 854.2515 | 749.1666 | 711.4003
#MATS - MER Rate in 2015 (Lig) | 53 | 2404 | MACT Fuel Choice Floor in lbs/MMBtu | FALSE | L | Annual | Allowances Purchased MER | lbs | 0 | 0 | 0 | 0 | 0 | 0 | 0 | 0
#MATS - MER Rate in 2015 (Lig) | 53 | 2404 | MACT Fuel Choice Floor in lbs/MMBtu | FALSE | L | Annual | Allowances Sold MER | lbs | 0 | 0 | 0 | 0 | 0 | 0 | 0 | 0
#MATS - MER Rate in 2015 (Lig) | 53 | 2404 | MACT Fuel Choice Floor in lbs/MMBtu | FALSE | L | Annual | Allowances Banked | lbs | 0 | 0 | 0 | 0 | 0 | 0 | 0 | 0
#MATS - MER Rate in 2015 (Lig) | 53 | 2404 | MACT Fuel Choice Floor in lbs/MMBtu | FALSE | L | Annual | Allowances Withdrawn (1:1) | lbs | 0 | 0 | 0 | 0 | 0 | 0 | 0 | 0
#MATS - MER Rate in 2015 (Lig) | 53 | 2404 | MACT Fuel Choice Floor in lbs/MMBtu | FALSE | L | Annual | Allowances Withdrawn (n:1) | lbs | 0 | 0 | 0 | 0 | 0 | 0 | 0 | 0
#MATS - MER Rate in 2015 (Lig) | 53 | 2404 | MACT Fuel Choice Floor in lbs/MMBtu | FALSE | L | Annual | Net Emissions Allowance Position | lbs | 987.8413 | 1024.4753 | 1042.139 | 971.134 | 817.8766 | 854.2515 | 749.1666 | 711.4003
#MATS - MER Rate in 2015 (Lig) | 53 | 2404 | MACT Fuel Choice Floor in lbs/MMBtu | FALSE | L | Annual | Fuel Consumed | TBtu | 746.3797 | 783.071 | 794.6938 | 742.8222 | 666.1139 | 671.8404 | 661.2507 | 642.2001
#MATS - MER Rate in 2015 (Lig) | 53 | 2404 | MACT Fuel Choice Floor in lbs/MMBtu | FALSE | L | Annual | Rate | lb/MMBtu | 1.3235e-06 | 1.3083e-06 | 1.3114e-06 | 1.3074e-06 | 1.2278e-06 | 1.2715e-06 | 1.133e-06 | 1.1078e-06
#MATS - MER Rate in 2015 (Lig) | 53 | 2404 | MACT Fuel Choice Floor in lbs/MMBtu | FALSE | L | Annual | Generation | TWh | 68.6222 | 71.9283 | 72.9585 | 68.0625 | 60.9687 | 61.5032 | 60.4807 | 58.7579
#MATS - MER Rate in 2015 (Lig) | 53 | 2404 | MACT Fuel Choice Floor in lbs/MMBtu | FALSE | L | Annual | Qualifying Generation | TWh | 68.6222 | 71.9283 | 72.9585 | 68.0625 | 60.9687 | 61.5032 | 60.4807 | 58.7579
#MATS - MER Rate in 2015 (Lig) | 53 | 2404 | MACT Fuel Choice Floor in lbs/MMBtu | FALSE | L | Annual | Constraint Shadow Price | US2016$/Lb | 0 | 0 | 0 | 0 | 0 | 0 | 0 | 0
#MATS - MER Rate in 2015 (PK) | 54 | 2405 | MACT Fuel Choice Floor in lbs/MMBtu | FALSE | L | Annual | Seasons Included | Seasons | Winter, WintShld, Summer | Winter, WintShld, Summer | Winter, WintShld, Summer | Winter, WintShld, Summer | Winter, WintShld, Summer | Winter, WintShld, Summer | Winter, WintShld, Summer | Winter, WintShld, Summer
#MATS - MER Rate in 2015 (PK) | 54 | 2405 | MACT Fuel Choice Floor in lbs/MMBtu | FALSE | L | Annual | Emission Floor | lbs/MMBtu | 2e-07 | 2e-07 | 2e-07 | 2e-07 | 2e-07 | 2e-07 | 2e-07 | 2e-07
#MATS - MER Rate in 2015 (PK) | 54 | 2405 | MACT Fuel Choice Floor in lbs/MMBtu | FALSE | L | Annual | Emissions at Affected Plants MER | lbs | 73.6414 | 84.8279 | 90.5809 | 99.6822 | 95.4329 | 89.7304 | 91.3082 | 81.9815
#MATS - MER Rate in 2015 (PK) | 54 | 2405 | MACT Fuel Choice Floor in lbs/MMBtu | FALSE | L | Annual | Allowances Purchased MER | lbs | 0 | 0 | 0 | 0 | 0 | 0 | 0 | 0
#MATS - MER Rate in 2015 (PK) | 54 | 2405 | MACT Fuel Choice Floor in lbs/MMBtu | FALSE | L | Annual | Allowances Sold MER | lbs | 0 | 0 | 0 | 0 | 0 | 0 | 0 | 0
#MATS - MER Rate in 2015 (PK) | 54 | 2405 | MACT Fuel Choice Floor in lbs/MMBtu | FALSE | L | Annual | Allowances Banked | lbs | 0 | 0 | 0 | 0 | 0 | 0 | 0 | 0
#MATS - MER Rate in 2015 (PK) | 54 | 2405 | MACT Fuel Choice Floor in lbs/MMBtu | FALSE | L | Annual | Allowances Withdrawn (1:1) | lbs | 0 | 0 | 0 | 0 | 0 | 0 | 0 | 0
#MATS - MER Rate in 2015 (PK) | 54 | 2405 | MACT Fuel Choice Floor in lbs/MMBtu | FALSE | L | Annual | Allowances Withdrawn (n:1) | lbs | 0 | 0 | 0 | 0 | 0 | 0 | 0 | 0
#MATS - MER Rate in 2015 (PK) | 54 | 2405 | MACT Fuel Choice Floor in lbs/MMBtu | FALSE | L | Annual | Net Emissions Allowance Position | lbs | 73.6414 | 84.8279 | 90.5809 | 99.6822 | 95.4329 | 89.7304 | 91.3082 | 81.9815
#MATS - MER Rate in 2015 (PK) | 54 | 2405 | MACT Fuel Choice Floor in lbs/MMBtu | FALSE | L | Annual | Fuel Consumed | TBtu | 127.8838 | 158.298 | 159.5559 | 186.9451 | 179.5283 | 160.2295 | 162.9699 | 140.8833
#MATS - MER Rate in 2015 (PK) | 54 | 2405 | MACT Fuel Choice Floor in lbs/MMBtu | FALSE | L | Annual | Rate | lb/MMBtu | 5.7585e-07 | 5.3587e-07 | 5.6771e-07 | 5.3322e-07 | 5.3158e-07 | 5.6001e-07 | 5.6028e-07 | 5.8191e-07
#MATS - MER Rate in 2015 (PK) | 54 | 2405 | MACT Fuel Choice Floor in lbs/MMBtu | FALSE | L | Annual | Generation | TWh | 11.7891 | 14.5085 | 14.6135 | 17.2496 | 16.5233 | 14.7474 | 14.9811 | 12.9161
#MATS - MER Rate in 2015 (PK) | 54 | 2405 | MACT Fuel Choice Floor in lbs/MMBtu | FALSE | L | Annual | Qualifying Generation | TWh | 11.7891 | 14.5085 | 14.6135 | 17.2496 | 16.5233 | 14.7474 | 14.9811 | 12.9161
#MATS - MER Rate in 2015 (PK) | 54 | 2405 | MACT Fuel Choice Floor in lbs/MMBtu | FALSE | L | Annual | Constraint Shadow Price | US2016$/Lb | 0 | 0 | 0 | 0 | 0 | 0 | 0 | 0
AES Somerset MER Rate Limit v3.1 | 58 | 2038 | Rate Constraint in lbs/MMBtu | FALSE | L | Annual | Seasons Included | Seasons | Winter, WintShld, Summer | Winter, WintShld, Summer | Winter, WintShld, Summer | Winter, WintShld, Summer | Winter, WintShld, Summer | Winter, WintShld, Summer | Winter, WintShld, Summer | Winter, WintShld, Summer
AES Somerset MER Rate Limit v3.1 | 58 | 2038 | Rate Constraint in lbs/MMBtu | FALSE | L | Annual | Standard MER | lb/MMBtu | 6e-07 | 6e-07 | 6e-07 | 6e-07 | 6e-07 | 6e-07 | 6e-07 | 6e-07
AES Somerset MER Rate Limit v3.1 | 58 | 2038 | Rate Constraint in lbs/MMBtu | FALSE | L | Annual | Emissions at Affected Plants MER | lbs | 0 | 0 | 0 | 0 | 0 | 0 | 0 | 0
AES Somerset MER Rate Limit v3.1 | 58 | 2038 | Rate Constraint in lbs/MMBtu | FALSE | L | Annual | Allowances Purchased MER | lbs | 0 | 0 | 0 | 0 | 0 | 0 | 0 | 0
AES Somerset MER Rate Limit v3.1 | 58 | 2038 | Rate Constraint in lbs/MMBtu | FALSE | L | Annual | Allowances Sold MER | lbs | 0 | 0 | 0 | 0 | 0 | 0 | 0 | 0
AES Somerset MER Rate Limit v3.1 | 58 | 2038 | Rate Constraint in lbs/MMBtu | FALSE | L | Annual | Allowances Banked | lbs | 0 | 0 | 0 | 0 | 0 | 0 | 0 | 0
AES Somerset MER Rate Limit v3.1 | 58 | 2038 | Rate Constraint in lbs/MMBtu | FALSE | L | Annual | Allowances Withdrawn (1:1) | lbs | 0 | 0 | 0 | 0 | 0 | 0 | 0 | 0
AES Somerset MER Rate Limit v3.1 | 58 | 2038 | Rate Constraint in lbs/MMBtu | FALSE | L | Annual | Allowances Withdrawn (n:1) | lbs | 0 | 0 | 0 | 0 | 0 | 0 | 0 | 0
AES Somerset MER Rate Limit v3.1 | 58 | 2038 | Rate Constraint in lbs/MMBtu | FALSE | L | Annual | Net Emissions Allowance Position | lbs | 0 | 0 | 0 | 0 | 0 | 0 | 0 | 0
AES Somerset MER Rate Limit v3.1 | 58 | 2038 | Rate Constraint in lbs/MMBtu | FALSE | L | Annual | Fuel Consumed | TBtu | 0 | 0 | 0 | 0 | 0 | 0 | 0 | 0
AES Somerset MER Rate Limit v3.1 | 58 | 2038 | Rate Constraint in lbs/MMBtu | FALSE | L | Annual | Rate | lb/MMBtu | 0 | 0 | 0 | 0 | 0 | 0 | 0 | 0
AES Somerset MER Rate Limit v3.1 | 58 | 2038 | Rate Constraint in lbs/MMBtu | FALSE | L | Annual | Generation | TWh | 0 | 0 | 0 | 0 | 0 | 0 | 0 | 0
AES Somerset MER Rate Limit v3.1 | 58 | 2038 | Rate Constraint in lbs/MMBtu | FALSE | L | Annual | Qualifying Generation | TWh | 0 | 0 | 0 | 0 | 0 | 0 | 0 | 0
AES Somerset MER Rate Limit v3.1 | 58 | 2038 | Rate Constraint in lbs/MMBtu | FALSE | L | Annual | Rate | lb/MWh | 0 | 0 | 0 | 0 | 0 | 0 | 0 | 0
AES Somerset MER Rate Limit v3.1 | 58 | 2038 | Rate Constraint in lbs/MMBtu | FALSE | L | Annual | Constraint Shadow Price | US2016$/Lb | 0 | 0 | 0 | 0 | 0 | 0 | 0 | 0
AZ Hg Rule - MER Removal Annual v3.1 | 59 | 1513 | MACT Fuel Choice Floor in lbs/MMBtu | FALSE | L | Annual | Seasons Included | Seasons | Winter, WintShld, Summer | Winter, WintShld, Summer | Winter, WintShld, Summer | Winter, WintShld, Summer | Winter, WintShld, Summer | Winter, WintShld, Summer | Winter, WintShld, Summer | Winter, WintShld, Summer
AZ Hg Rule - MER Removal Annual v3.1 | 59 | 1513 | MACT Fuel Choice Floor in lbs/MMBtu | FALSE | L | Annual | Emission Floor | lbs/MMBtu | 8.44e-07 | 8.44e-07 | 8.44e-07 | 8.44e-07 | 8.44e-07 | 8.44e-07 | 8.44e-07 | 8.44e-07
AZ Hg Rule - MER Removal Annual v3.1 | 59 | 1513 | MACT Fuel Choice Floor in lbs/MMBtu | FALSE | L | Annual | Emissions at Affected Plants MER | lbs | 120.7703 | 130.9693 | 108.362 | 99.7241 | 90.234 | 90.2751 | 91.9159 | 91.9137
AZ Hg Rule - MER Removal Annual v3.1 | 59 | 1513 | MACT Fuel Choice Floor in lbs/MMBtu | FALSE | L | Annual | Allowances Purchased MER | lbs | 0 | 0 | 0 | 0 | 0 | 0 | 0 | 0
AZ Hg Rule - MER Removal Annual v3.1 | 59 | 1513 | MACT Fuel Choice Floor in lbs/MMBtu | FALSE | L | Annual | Allowances Sold MER | lbs | 0 | 0 | 0 | 0 | 0 | 0 | 0 | 0
AZ Hg Rule - MER Removal Annual v3.1 | 59 | 1513 | MACT Fuel Choice Floor in lbs/MMBtu | FALSE | L | Annual | Allowances Banked | lbs | 0 | 0 | 0 | 0 | 0 | 0 | 0 | 0
AZ Hg Rule - MER Removal Annual v3.1 | 59 | 1513 | MACT Fuel Choice Floor in lbs/MMBtu | FALSE | L | Annual | Allowances Withdrawn (1:1) | lbs | 0 | 0 | 0 | 0 | 0 | 0 | 0 | 0
AZ Hg Rule - MER Removal Annual v3.1 | 59 | 1513 | MACT Fuel Choice Floor in lbs/MMBtu | FALSE | L | Annual | Allowances Withdrawn (n:1) | lbs | 0 | 0 | 0 | 0 | 0 | 0 | 0 | 0
AZ Hg Rule - MER Removal Annual v3.1 | 59 | 1513 | MACT Fuel Choice Floor in lbs/MMBtu | FALSE | L | Annual | Net Emissions Allowance Position | lbs | 120.7703 | 130.9693 | 108.362 | 99.7241 | 90.234 | 90.2751 | 91.9159 | 91.9137
AZ Hg Rule - MER Removal Annual v3.1 | 59 | 1513 | MACT Fuel Choice Floor in lbs/MMBtu | FALSE | L | Annual | Fuel Consumed | TBtu | 147.919 | 162.6853 | 135.7778 | 123.2831 | 110.0305 | 110.0941 | 112.638 | 112.6345
AZ Hg Rule - MER Removal Annual v3.1 | 59 | 1513 | MACT Fuel Choice Floor in lbs/MMBtu | FALSE | L | Annual | Rate | lb/MMBtu | 8.1646e-07 | 8.0505e-07 | 7.9808e-07 | 8.089e-07 | 8.2008e-07 | 8.1998e-07 | 8.1603e-07 | 8.1603e-07
AZ Hg Rule - MER Removal Annual v3.1 | 59 | 1513 | MACT Fuel Choice Floor in lbs/MMBtu | FALSE | L | Annual | Generation | TWh | 14.0607 | 15.4433 | 13.0444 | 11.8702 | 10.543 | 10.5486 | 10.7721 | 10.7718
AZ Hg Rule - MER Removal Annual v3.1 | 59 | 1513 | MACT Fuel Choice Floor in lbs/MMBtu | FALSE | L | Annual | Qualifying Generation | TWh | 14.0607 | 15.4433 | 13.0444 | 11.8702 | 10.543 | 10.5486 | 10.7721 | 10.7718
AZ Hg Rule - MER Removal Annual v3.1 | 59 | 1513 | MACT Fuel Choice Floor in lbs/MMBtu | FALSE | L | Annual | Constraint Shadow Price | US2016$/Lb | 0 | 0 | 0 | 0 | 0 | 0 | 0 | 0
BART NOX Annual- Antelope Valley 1- v5.16 | 60 | 6656 | Rate Constraint in lbs/MMBtu | FALSE | L | Annual | Seasons Included | Seasons | Winter, WintShld, Summer | Winter, WintShld, Summer | Winter, WintShld, Summer | Winter, WintShld, Summer | Winter, WintShld, Summer | Winter, WintShld, Summer | Winter, WintShld, Summer | Winter, WintShld, Summer
BART NOX Annual- Antelope Valley 1- v5.16 | 60 | 6656 | Rate Constraint in lbs/MMBtu | FALSE | L | Annual | Standard NOX | lb/MMBtu | 0.17 | 0.17 | 0.17 | 0.17 | 0.17 | 0.17 | 0.17 | 0.17
BART NOX Annual- Antelope Valley 1- v5.16 | 60 | 6656 | Rate Constraint in lbs/MMBtu | FALSE | L | Annual | Emissions at Affected Plants NOX | Thousand Tons | 2.0453 | 2.0453 | 2.0453 | 2.0453 | 2.0453 | 2.0453 | 2.0453 | 2.0453
BART NOX Annual- Antelope Valley 1- v5.16 | 60 | 6656 | Rate Constraint in lbs/MMBtu | FALSE | L | Annual | Allowances Purchased NOX | Thousand Tons | 0 | 0 | 0 | 0 | 0 | 0 | 0 | 0
BART NOX Annual- Antelope Valley 1- v5.16 | 60 | 6656 | Rate Constraint in lbs/MMBtu | FALSE | L | Annual | Allowances Sold NOX | Thousand Tons | 0 | 0 | 0 | 0 | 0 | 0 | 0 | 0
BART NOX Annual- Antelope Valley 1- v5.16 | 60 | 6656 | Rate Constraint in lbs/MMBtu | FALSE | L | Annual | Allowances Banked | Thousand Tons | 0 | 0 | 0 | 0 | 0 | 0 | 0 | 0
BART NOX Annual- Antelope Valley 1- v5.16 | 60 | 6656 | Rate Constraint in lbs/MMBtu | FALSE | L | Annual | Allowances Withdrawn (1:1) | Thousand Tons | 0 | 0 | 0 | 0 | 0 | 0 | 0 | 0
BART NOX Annual- Antelope Valley 1- v5.16 | 60 | 6656 | Rate Constraint in lbs/MMBtu | FALSE | L | Annual | Allowances Withdrawn (n:1) | Thousand Tons | 0 | 0 | 0 | 0 | 0 | 0 | 0 | 0
BART NOX Annual- Antelope Valley 1- v5.16 | 60 | 6656 | Rate Constraint in lbs/MMBtu | FALSE | L | Annual | Net Emissions Allowance Position | Thousand Tons | 2.0453 | 2.0453 | 2.0453 | 2.0453 | 2.0453 | 2.0453 | 2.0453 | 2.0453
BART NOX Annual- Antelope Valley 1- v5.16 | 60 | 6656 | Rate Constraint in lbs/MMBtu | FALSE | L | Annual | Fuel Consumed | TBtu | 37.3032 | 37.3032 | 37.3032 | 37.3032 | 37.3032 | 37.3032 | 37.3032 | 37.3032
BART NOX Annual- Antelope Valley 1- v5.16 | 60 | 6656 | Rate Constraint in lbs/MMBtu | FALSE | L | Annual | Rate | lb/MMBtu | 0.10966 | 0.10966 | 0.10966 | 0.10966 | 0.10966 | 0.10966 | 0.10966 | 0.10966
BART NOX Annual- Antelope Valley 1- v5.16 | 60 | 6656 | Rate Constraint in lbs/MMBtu | FALSE | L | Annual | Generation | TWh | 3.305 | 3.305 | 3.305 | 3.305 | 3.305 | 3.305 | 3.305 | 3.305
BART NOX Annual- Antelope Valley 1- v5.16 | 60 | 6656 | Rate Constraint in lbs/MMBtu | FALSE | L | Annual | Qualifying Generation | TWh | 3.305 | 3.305 | 3.305 | 3.305 | 3.305 | 3.305 | 3.305 | 3.305
BART NOX Annual- Antelope Valley 1- v5.16 | 60 | 6656 | Rate Constraint in lbs/MMBtu | FALSE | L | Annual | Rate | lb/MWh | 1.2377 | 1.2377 | 1.2377 | 1.2377 | 1.2377 | 1.2377 | 1.2377 | 1.2377
BART NOX Annual- Antelope Valley 1- v5.16 | 60 | 6656 | Rate Constraint in lbs/MMBtu | FALSE | L | Annual | Constraint Shadow Price | US2016$/Ton | 0 | 0 | 0 | 0 | 0 | 0 | 0 | 0
BART NOX Annual- Antelope Valley 2- v5.16 | 61 | 6657 | Rate Constraint in lbs/MMBtu | FALSE | L | Annual | Seasons Included | Seasons | Winter, WintShld, Summer | Winter, WintShld, Summer | Winter, WintShld, Summer | Winter, WintShld, Summer | Winter, WintShld, Summer | Winter, WintShld, Summer | Winter, WintShld, Summer | Winter, WintShld, Summer
BART NOX Annual- Antelope Valley 2- v5.16 | 61 | 6657 | Rate Constraint in lbs/MMBtu | FALSE | L | Annual | Standard NOX | lb/MMBtu | 0.17 | 0.17 | 0.17 | 0.17 | 0.17 | 0.17 | 0.17 | 0.17
BART NOX Annual- Antelope Valley 2- v5.16 | 61 | 6657 | Rate Constraint in lbs/MMBtu | FALSE | L | Annual | Emissions at Affected Plants NOX | Thousand Tons | 2.0168 | 2.0168 | 2.0168 | 2.0168 | 2.0168 | 2.0168 | 2.0168 | 2.0168
BART NOX Annual- Antelope Valley 2- v5.16 | 61 | 6657 | Rate Constraint in lbs/MMBtu | FALSE | L | Annual | Allowances Purchased NOX | Thousand Tons | 0 | 0 | 0 | 0 | 0 | 0 | 0 | 0
BART NOX Annual- Antelope Valley 2- v5.16 | 61 | 6657 | Rate Constraint in lbs/MMBtu | FALSE | L | Annual | Allowances Sold NOX | Thousand Tons | 0 | 0 | 0 | 0 | 0 | 0 | 0 | 0
BART NOX Annual- Antelope Valley 2- v5.16 | 61 | 6657 | Rate Constraint in lbs/MMBtu | FALSE | L | Annual | Allowances Banked | Thousand Tons | 0 | 0 | 0 | 0 | 0 | 0 | 0 | 0
BART NOX Annual- Antelope Valley 2- v5.16 | 61 | 6657 | Rate Constraint in lbs/MMBtu | FALSE | L | Annual | Allowances Withdrawn (1:1) | Thousand Tons | 0 | 0 | 0 | 0 | 0 | 0 | 0 | 0
BART NOX Annual- Antelope Valley 2- v5.16 | 61 | 6657 | Rate Constraint in lbs/MMBtu | FALSE | L | Annual | Allowances Withdrawn (n:1) | Thousand Tons | 0 | 0 | 0 | 0 | 0 | 0 | 0 | 0
BART NOX Annual- Antelope Valley 2- v5.16 | 61 | 6657 | Rate Constraint in lbs/MMBtu | FALSE | L | Annual | Net Emissions Allowance Position | Thousand Tons | 2.0168 | 2.0168 | 2.0168 | 2.0168 | 2.0168 | 2.0168 | 2.0168 | 2.0168
BART NOX Annual- Antelope Valley 2- v5.16 | 61 | 6657 | Rate Constraint in lbs/MMBtu | FALSE | L | Annual | Fuel Consumed | TBtu | 37.0355 | 37.0355 | 37.0355 | 37.0355 | 37.0355 | 37.0355 | 37.0355 | 37.0355
BART NOX Annual- Antelope Valley 2- v5.16 | 61 | 6657 | Rate Constraint in lbs/MMBtu | FALSE | L | Annual | Rate | lb/MMBtu | 0.10891 | 0.10891 | 0.10891 | 0.10891 | 0.10891 | 0.10891 | 0.10891 | 0.10891
BART NOX Annual- Antelope Valley 2- v5.16 | 61 | 6657 | Rate Constraint in lbs/MMBtu | FALSE | L | Annual | Generation | TWh | 3.305 | 3.305 | 3.305 | 3.305 | 3.305 | 3.305 | 3.305 | 3.305
BART NOX Annual- Antelope Valley 2- v5.16 | 61 | 6657 | Rate Constraint in lbs/MMBtu | FALSE | L | Annual | Qualifying Generation | TWh | 3.305 | 3.305 | 3.305 | 3.305 | 3.305 | 3.305 | 3.305 | 3.305
BART NOX Annual- Antelope Valley 2- v5.16 | 61 | 6657 | Rate Constraint in lbs/MMBtu | FALSE | L | Annual | Rate | lb/MWh | 1.2204 | 1.2204 | 1.2204 | 1.2204 | 1.2204 | 1.2204 | 1.2204 | 1.2204
BART NOX Annual- Antelope Valley 2- v5.16 | 61 | 6657 | Rate Constraint in lbs/MMBtu | FALSE | L | Annual | Constraint Shadow Price | US2016$/Ton | 0 | 0 | 0 | 0 | 0 | 0 | 0 | 0
BART NOX Annual- Arthur Kill- v5.16 | 62 | 6661 | Rate Constraint in lbs/MMBtu | FALSE | L | Annual | Seasons Included | Seasons | Winter, WintShld, Summer | Winter, WintShld, Summer | Winter, WintShld, Summer | Winter, WintShld, Summer | Winter, WintShld, Summer | Winter, WintShld, Summer | Winter, WintShld, Summer | Winter, WintShld, Summer
BART NOX Annual- Arthur Kill- v5.16 | 62 | 6661 | Rate Constraint in lbs/MMBtu | FALSE | L | Annual | Standard NOX | lb/MMBtu | 0.15 | 0.15 | 0.15 | 0.15 | 0.15 | 0.15 | 0.15 | 0.15
BART NOX Annual- Arthur Kill- v5.16 | 62 | 6661 | Rate Constraint in lbs/MMBtu | FALSE | L | Annual | Emissions at Affected Plants NOX | Thousand Tons | 0.1445 | 0.1445 | 0.1445 | 0.098129 | 0.097672 | 0.098129 | 0.092241 | 0.094164
BART NOX Annual- Arthur Kill- v5.16 | 62 | 6661 | Rate Constraint in lbs/MMBtu | FALSE | L | Annual | Allowances Purchased NOX | Thousand Tons | 0 | 0 | 0 | 0 | 0 | 0 | 0 | 0
BART NOX Annual- Arthur Kill- v5.16 | 62 | 6661 | Rate Constraint in lbs/MMBtu | FALSE | L | Annual | Allowances Sold NOX | Thousand Tons | 0 | 0 | 0 | 0 | 0 | 0 | 0 | 0
BART NOX Annual- Arthur Kill- v5.16 | 62 | 6661 | Rate Constraint in lbs/MMBtu | FALSE | L | Annual | Allowances Banked | Thousand Tons | 0 | 0 | 0 | 0 | 0 | 0 | 0 | 0
BART NOX Annual- Arthur Kill- v5.16 | 62 | 6661 | Rate Constraint in lbs/MMBtu | FALSE | L | Annual | Allowances Withdrawn (1:1) | Thousand Tons | 0 | 0 | 0 | 0 | 0 | 0 | 0 | 0
BART NOX Annual- Arthur Kill- v5.16 | 62 | 6661 | Rate Constraint in lbs/MMBtu | FALSE | L | Annual | Allowances Withdrawn (n:1) | Thousand Tons | 0 | 0 | 0 | 0 | 0 | 0 | 0 | 0
BART NOX Annual- Arthur Kill- v5.16 | 62 | 6661 | Rate Constraint in lbs/MMBtu | FALSE | L | Annual | Net Emissions Allowance Position | Thousand Tons | 0.1445 | 0.1445 | 0.1445 | 0.098129 | 0.097672 | 0.098129 | 0.092241 | 0.094164
BART NOX Annual- Arthur Kill- v5.16 | 62 | 6661 | Rate Constraint in lbs/MMBtu | FALSE | L | Annual | Fuel Consumed | TBtu | 3.707 | 3.707 | 3.707 | 2.5174 | 2.5057 | 2.5174 | 2.3664 | 2.4157
BART NOX Annual- Arthur Kill- v5.16 | 62 | 6661 | Rate Constraint in lbs/MMBtu | FALSE | L | Annual | Rate | lb/MMBtu | 0.07796 | 0.07796 | 0.07796 | 0.07796 | 0.07796 | 0.07796 | 0.07796 | 0.07796
BART NOX Annual- Arthur Kill- v5.16 | 62 | 6661 | Rate Constraint in lbs/MMBtu | FALSE | L | Annual | Generation | TWh | 0.33697 | 0.33697 | 0.33697 | 0.22883 | 0.22777 | 0.22883 | 0.2151 | 0.21959
BART NOX Annual- Arthur Kill- v5.16 | 62 | 6661 | Rate Constraint in lbs/MMBtu | FALSE | L | Annual | Qualifying Generation | TWh | 0.33697 | 0.33697 | 0.33697 | 0.22883 | 0.22777 | 0.22883 | 0.2151 | 0.21959
BART NOX Annual- Arthur Kill- v5.16 | 62 | 6661 | Rate Constraint in lbs/MMBtu | FALSE | L | Annual | Rate | lb/MWh | 0.85764 | 0.85764 | 0.85764 | 0.85764 | 0.85764 | 0.85764 | 0.85764 | 0.85764
BART NOX Annual- Arthur Kill- v5.16 | 62 | 6661 | Rate Constraint in lbs/MMBtu | FALSE | L | Annual | Constraint Shadow Price | US2016$/Ton | 0 | 0 | 0 | 0 | 0 | 0 | 0 | 0
BART NOX Annual- B L England 2- v5.16 | 63 | 6663 | Rate Constraint in lbs/MMBtu | FALSE | L | Annual | Seasons Included | Seasons | Winter, WintShld, Summer | Winter, WintShld, Summer | Winter, WintShld, Summer | Winter, WintShld, Summer | Winter, WintShld, Summer | Winter, WintShld, Summer | Winter, WintShld, Summer | Winter, WintShld, Summer
BART NOX Annual- B L England 2- v5.16 | 63 | 6663 | Rate Constraint in lbs/MMBtu | FALSE | L | Annual | Standard NOX | lb/MMBtu | 0.1 | 0.1 | 0.1 | 0.1 | 0.1 | 0.1 | 0.1 | 0.1
BART NOX Annual- B L England 2- v5.16 | 63 | 6663 | Rate Constraint in lbs/MMBtu | FALSE | L | Annual | Emissions at Affected Plants NOX | Thousand Tons | 0 | 0 | 0 | 0 | 0 | 0 | 0 | 0
BART NOX Annual- B L England 2- v5.16 | 63 | 6663 | Rate Constraint in lbs/MMBtu | FALSE | L | Annual | Allowances Purchased NOX | Thousand Tons | 0 | 0 | 0 | 0 | 0 | 0 | 0 | 0
BART NOX Annual- B L England 2- v5.16 | 63 | 6663 | Rate Constraint in lbs/MMBtu | FALSE | L | Annual | Allowances Sold NOX | Thousand Tons | 0 | 0 | 0 | 0 | 0 | 0 | 0 | 0
BART NOX Annual- B L England 2- v5.16 | 63 | 6663 | Rate Constraint in lbs/MMBtu | FALSE | L | Annual | Allowances Banked | Thousand Tons | 0 | 0 | 0 | 0 | 0 | 0 | 0 | 0
BART NOX Annual- B L England 2- v5.16 | 63 | 6663 | Rate Constraint in lbs/MMBtu | FALSE | L | Annual | Allowances Withdrawn (1:1) | Thousand Tons | 0 | 0 | 0 | 0 | 0 | 0 | 0 | 0
BART NOX Annual- B L England 2- v5.16 | 63 | 6663 | Rate Constraint in lbs/MMBtu | FALSE | L | Annual | Allowances Withdrawn (n:1) | Thousand Tons | 0 | 0 | 0 | 0 | 0 | 0 | 0 | 0
BART NOX Annual- B L England 2- v5.16 | 63 | 6663 | Rate Constraint in lbs/MMBtu | FALSE | L | Annual | Net Emissions Allowance Position | Thousand Tons | 0 | 0 | 0 | 0 | 0 | 0 | 0 | 0
BART NOX Annual- B L England 2- v5.16 | 63 | 6663 | Rate Constraint in lbs/MMBtu | FALSE | L | Annual | Fuel Consumed | TBtu | 0 | 0 | 0 | 0 | 0 | 0 | 0 | 0
BART NOX Annual- B L England 2- v5.16 | 63 | 6663 | Rate Constraint in lbs/MMBtu | FALSE | L | Annual | Rate | lb/MMBtu | 0 | 0 | 0 | 0 | 0 | 0 | 0 | 0
BART NOX Annual- B L England 2- v5.16 | 63 | 6663 | Rate Constraint in lbs/MMBtu | FALSE | L | Annual | Generation | TWh | 0 | 0 | 0 | 0 | 0 | 0 | 0 | 0
BART NOX Annual- B L England 2- v5.16 | 63 | 6663 | Rate Constraint in lbs/MMBtu | FALSE | L | Annual | Qualifying Generation | TWh | 0 | 0 | 0 | 0 | 0 | 0 | 0 | 0
BART NOX Annual- B L England 2- v5.16 | 63 | 6663 | Rate Constraint in lbs/MMBtu | FALSE | L | Annual | Rate | lb/MWh | 0 | 0 | 0 | 0 | 0 | 0 | 0 | 0
BART NOX Annual- B L England 2- v5.16 | 63 | 6663 | Rate Constraint in lbs/MMBtu | FALSE | L | Annual | Constraint Shadow Price | US2016$/Ton | 0 | 0 | 0 | 0 | 0 | 0 | 0 | 0
BART NOX Annual- Big Stone 1- v5.16 | 64 | 6689 | Rate Constraint in lbs/MMBtu | FALSE | L | Annual | Seasons Included | Seasons | Winter, WintShld, Summer | Winter, WintShld, Summer | Winter, WintShld, Summer | Winter, WintShld, Summer | Winter, WintShld, Summer | Winter, WintShld, Summer | Winter, WintShld, Summer | Winter, WintShld, Summer
BART NOX Annual- Big Stone 1- v5.16 | 64 | 6689 | Rate Constraint in lbs/MMBtu | FALSE | L | Annual | Standard NOX | lb/MMBtu | 0.1 | 0.1 | 0.1 | 0.1 | 0.1 | 0.1 | 0.1 | 0.1
BART NOX Annual- Big Stone 1- v5.16 | 64 | 6689 | Rate Constraint in lbs/MMBtu | FALSE | L | Annual | Emissions at Affected Plants NOX | Thousand Tons | 0.52307 | 0.60704 | 0.63122 | 0.72983 | 0.76531 | 0.952 | 0.952 | 0.7965
BART NOX Annual- Big Stone 1- v5.16 | 64 | 6689 | Rate Constraint in lbs/MMBtu | FALSE | L | Annual | Allowances Purchased NOX | Thousand Tons | 0 | 0 | 0 | 0 | 0 | 0 | 0 | 0
BART NOX Annual- Big Stone 1- v5.16 | 64 | 6689 | Rate Constraint in lbs/MMBtu | FALSE | L | Annual | Allowances Sold NOX | Thousand Tons | 0 | 0 | 0 | 0 | 0 | 0 | 0 | 0
BART NOX Annual- Big Stone 1- v5.16 | 64 | 6689 | Rate Constraint in lbs/MMBtu | FALSE | L | Annual | Allowances Banked | Thousand Tons | 0 | 0 | 0 | 0 | 0 | 0 | 0 | 0
BART NOX Annual- Big Stone 1- v5.16 | 64 | 6689 | Rate Constraint in lbs/MMBtu | FALSE | L | Annual | Allowances Withdrawn (1:1) | Thousand Tons | 0 | 0 | 0 | 0 | 0 | 0 | 0 | 0
BART NOX Annual- Big Stone 1- v5.16 | 64 | 6689 | Rate Constraint in lbs/MMBtu | FALSE | L | Annual | Allowances Withdrawn (n:1) | Thousand Tons | 0 | 0 | 0 | 0 | 0 | 0 | 0 | 0
BART NOX Annual- Big Stone 1- v5.16 | 64 | 6689 | Rate Constraint in lbs/MMBtu | FALSE | L | Annual | Net Emissions Allowance Position | Thousand Tons | 0.52307 | 0.60704 | 0.63122 | 0.72983 | 0.76531 | 0.952 | 0.952 | 0.7965
BART NOX Annual- Big Stone 1- v5.16 | 64 | 6689 | Rate Constraint in lbs/MMBtu | FALSE | L | Annual | Fuel Consumed | TBtu | 12.5996 | 14.6222 | 15.2046 | 17.58 | 18.4345 | 22.9316 | 22.9316 | 19.1857
BART NOX Annual- Big Stone 1- v5.16 | 64 | 6689 | Rate Constraint in lbs/MMBtu | FALSE | L | Annual | Rate | lb/MMBtu | 0.08303 | 0.08303 | 0.08303 | 0.08303 | 0.08303 | 0.08303 | 0.08303 | 0.08303
BART NOX Annual- Big Stone 1- v5.16 | 64 | 6689 | Rate Constraint in lbs/MMBtu | FALSE | L | Annual | Generation | TWh | 1.1531 | 1.3382 | 1.3915 | 1.6089 | 1.6871 | 2.0986 | 2.0986 | 1.7558
BART NOX Annual- Big Stone 1- v5.16 | 64 | 6689 | Rate Constraint in lbs/MMBtu | FALSE | L | Annual | Qualifying Generation | TWh | 1.1531 | 1.3382 | 1.3915 | 1.6089 | 1.6871 | 2.0986 | 2.0986 | 1.7558
BART NOX Annual- Big Stone 1- v5.16 | 64 | 6689 | Rate Constraint in lbs/MMBtu | FALSE | L | Annual | Rate | lb/MWh | 0.90727 | 0.90727 | 0.90727 | 0.90727 | 0.90727 | 0.90727 | 0.90727 | 0.90727
BART NOX Annual- Big Stone 1- v5.16 | 64 | 6689 | Rate Constraint in lbs/MMBtu | FALSE | L | Annual | Constraint Shadow Price | US2016$/Ton | 0 | 0 | 0 | 0 | 0 | 0 | 0 | 0
BART NOX Annual- Bowline Point 1- v6.17 | 65 | 6994 | Rate Constraint in lbs/MMBtu | FALSE | L | Annual | Seasons Included | Seasons | Winter, WintShld, Summer | Winter, WintShld, Summer | Winter, WintShld, Summer | Winter, WintShld, Summer | Winter, WintShld, Summer | Winter, WintShld, Summer | Winter, WintShld, Summer | Winter, WintShld, Summer
BART NOX Annual- Bowline Point 1- v6.17 | 65 | 6994 | Rate Constraint in lbs/MMBtu | FALSE | L | Annual | Standard NOX | lb/MMBtu | 0.15 | 0.15 | 0.15 | 0.15 | 0.15 | 0.15 | 0.15 | 0.15
BART NOX Annual- Bowline Point 1- v6.17 | 65 | 6994 | Rate Constraint in lbs/MMBtu | FALSE | L | Annual | Emissions at Affected Plants NOX | Thousand Tons | 0.038472 | 0.049127 | 0.06364 | 0.10734 | 0.12515 | 0.11671 | 0.070903 | 0.072969
BART NOX Annual- Bowline Point 1- v6.17 | 65 | 6994 | Rate Constraint in lbs/MMBtu | FALSE | L | Annual | Allowances Purchased NOX | Thousand Tons | 0 | 0 | 0 | 0 | 0 | 0 | 0 | 0
BART NOX Annual- Bowline Point 1- v6.17 | 65 | 6994 | Rate Constraint in lbs/MMBtu | FALSE | L | Annual | Allowances Sold NOX | Thousand Tons | 0 | 0 | 0 | 0 | 0 | 0 | 0 | 0
BART NOX Annual- Bowline Point 1- v6.17 | 65 | 6994 | Rate Constraint in lbs/MMBtu | FALSE | L | Annual | Allowances Banked | Thousand Tons | 0 | 0 | 0 | 0 | 0 | 0 | 0 | 0
BART NOX Annual- Bowline Point 1- v6.17 | 65 | 6994 | Rate Constraint in lbs/MMBtu | FALSE | L | Annual | Allowances Withdrawn (1:1) | Thousand Tons | 0 | 0 | 0 | 0 | 0 | 0 | 0 | 0
BART NOX Annual- Bowline Point 1- v6.17 | 65 | 6994 | Rate Constraint in lbs/MMBtu | FALSE | L | Annual | Allowances Withdrawn (n:1) | Thousand Tons | 0 | 0 | 0 | 0 | 0 | 0 | 0 | 0
BART NOX Annual- Bowline Point 1- v6.17 | 65 | 6994 | Rate Constraint in lbs/MMBtu | FALSE | L | Annual | Net Emissions Allowance Position | Thousand Tons | 0.038472 | 0.049127 | 0.06364 | 0.10734 | 0.12515 | 0.11671 | 0.070903 | 0.072969
BART NOX Annual- Bowline Point 1- v6.17 | 65 | 6994 | Rate Constraint in lbs/MMBtu | FALSE | L | Annual | Fuel Consumed | TBtu | 0.96181 | 1.2282 | 1.591 | 2.6835 | 3.1287 | 2.9178 | 1.7726 | 1.8242
BART NOX Annual- Bowline Point 1- v6.17 | 65 | 6994 | Rate Constraint in lbs/MMBtu | FALSE | L | Annual | Rate | lb/MMBtu | 0.08 | 0.08 | 0.08 | 0.08 | 0.08 | 0.08 | 0.08 | 0.08
BART NOX Annual- Bowline Point 1- v6.17 | 65 | 6994 | Rate Constraint in lbs/MMBtu | FALSE | L | Annual | Generation | TWh | 0.087692 | 0.11198 | 0.14506 | 0.24466 | 0.28526 | 0.26603 | 0.16161 | 0.16632
BART NOX Annual- Bowline Point 1- v6.17 | 65 | 6994 | Rate Constraint in lbs/MMBtu | FALSE | L | Annual | Qualifying Generation | TWh | 0.087692 | 0.11198 | 0.14506 | 0.24466 | 0.28526 | 0.26603 | 0.16161 | 0.16632
BART NOX Annual- Bowline Point 1- v6.17 | 65 | 6994 | Rate Constraint in lbs/MMBtu | FALSE | L | Annual | Rate | lb/MWh | 0.87744 | 0.87744 | 0.87744 | 0.87744 | 0.87744 | 0.87744 | 0.87744 | 0.87744
BART NOX Annual- Bowline Point 1- v6.17 | 65 | 6994 | Rate Constraint in lbs/MMBtu | FALSE | L | Annual | Constraint Shadow Price | US2016$/Ton | 0 | 0 | 0 | 0 | 0 | 0 | 0 | 0
BART NOX Annual- Bowline Point 2- v6.17 | 66 | 6995 | Rate Constraint in lbs/MMBtu | FALSE | L | Annual | Seasons Included | Seasons | Winter, WintShld, Summer | Winter, WintShld, Summer | Winter, WintShld, Summer | Winter, WintShld, Summer | Winter, WintShld, Summer | Winter, WintShld, Summer | Winter, WintShld, Summer | Winter, WintShld, Summer
BART NOX Annual- Bowline Point 2- v6.17 | 66 | 6995 | Rate Constraint in lbs/MMBtu | FALSE | L | Annual | Standard NOX | lb/MMBtu | 0.15 | 0.15 | 0.15 | 0.15 | 0.15 | 0.15 | 0.15 | 0.15
BART NOX Annual- Bowline Point 2- v6.17 | 66 | 6995 | Rate Constraint in lbs/MMBtu | FALSE | L | Annual | Emissions at Affected Plants NOX | Thousand Tons | 0.041195 | 0.041195 | 0.039372 | 0.0081039 | 0.0081039 | 0.0081039 | 0.0081039 | 0.0081039
BART NOX Annual- Bowline Point 2- v6.17 | 66 | 6995 | Rate Constraint in lbs/MMBtu | FALSE | L | Annual | Allowances Purchased NOX | Thousand Tons | 0 | 0 | 0 | 0 | 0 | 0 | 0 | 0
BART NOX Annual- Bowline Point 2- v6.17 | 66 | 6995 | Rate Constraint in lbs/MMBtu | FALSE | L | Annual | Allowances Sold NOX | Thousand Tons | 0 | 0 | 0 | 0 | 0 | 0 | 0 | 0
BART NOX Annual- Bowline Point 2- v6.17 | 66 | 6995 | Rate Constraint in lbs/MMBtu | FALSE | L | Annual | Allowances Banked | Thousand Tons | 0 | 0 | 0 | 0 | 0 | 0 | 0 | 0
BART NOX Annual- Bowline Point 2- v6.17 | 66 | 6995 | Rate Constraint in lbs/MMBtu | FALSE | L | Annual | Allowances Withdrawn (1:1) | Thousand Tons | 0 | 0 | 0 | 0 | 0 | 0 | 0 | 0
BART NOX Annual- Bowline Point 2- v6.17 | 66 | 6995 | Rate Constraint in lbs/MMBtu | FALSE | L | Annual | Allowances Withdrawn (n:1) | Thousand Tons | 0 | 0 | 0 | 0 | 0 | 0 | 0 | 0
BART NOX Annual- Bowline Point 2- v6.17 | 66 | 6995 | Rate Constraint in lbs/MMBtu | FALSE | L | Annual | Net Emissions Allowance Position | Thousand Tons | 0.041195 | 0.041195 | 0.039372 | 0.0081039 | 0.0081039 | 0.0081039 | 0.0081039 | 0.0081039
BART NOX Annual- Bowline Point 2- v6.17 | 66 | 6995 | Rate Constraint in lbs/MMBtu | FALSE | L | Annual | Fuel Consumed | TBtu | 1.0299 | 1.0299 | 0.98431 | 0.2026 | 0.2026 | 0.2026 | 0.2026 | 0.2026
BART NOX Annual- Bowline Point 2- v6.17 | 66 | 6995 | Rate Constraint in lbs/MMBtu | FALSE | L | Annual | Rate | lb/MMBtu | 0.08 | 0.08 | 0.08 | 0.08 | 0.08 | 0.08 | 0.08 | 0.08
BART NOX Annual- Bowline Point 2- v6.17 | 66 | 6995 | Rate Constraint in lbs/MMBtu | FALSE | L | Annual | Generation | TWh | 0.08491 | 0.08491 | 0.081153 | 0.016704 | 0.016704 | 0.016704 | 0.016704 | 0.016704
BART NOX Annual- Bowline Point 2- v6.17 | 66 | 6995 | Rate Constraint in lbs/MMBtu | FALSE | L | Annual | Qualifying Generation | TWh | 0.08491 | 0.08491 | 0.081153 | 0.016704 | 0.016704 | 0.016704 | 0.016704 | 0.016704
BART NOX Annual- Bowline Point 2- v6.17 | 66 | 6995 | Rate Constraint in lbs/MMBtu | FALSE | L | Annual | Rate | lb/MWh | 0.97032 | 0.97032 | 0.97032 | 0.97032 | 0.97032 | 0.97032 | 0.97032 | 0.97032
BART NOX Annual- Bowline Point 2- v6.17 | 66 | 6995 | Rate Constraint in lbs/MMBtu | FALSE | L | Annual | Constraint Shadow Price | US2016$/Ton | 0 | 0 | 0 | 0 | 0 | 0 | 0 | 0
BART NOX Annual- Coronado U2B- v5.16 | 67 | 6658 | Rate Constraint in lbs/MMBtu | FALSE | L | Annual | Seasons Included | Seasons | Winter, WintShld, Summer | Winter, WintShld, Summer | Winter, WintShld, Summer | Winter, WintShld, Summer | Winter, WintShld, Summer | Winter, WintShld, Summer | Winter, WintShld, Summer | Winter, WintShld, Summer
BART NOX Annual- Coronado U2B- v5.16 | 67 | 6658 | Rate Constraint in lbs/MMBtu | FALSE | L | Annual | Standard NOX | lb/MMBtu | 0.08 | 0.08 | 0.08 | 0.08 | 0.08 | 0.08 | 0.08 | 0.08
BART NOX Annual- Coronado U2B- v5.16 | 67 | 6658 | Rate Constraint in lbs/MMBtu | FALSE | L | Annual | Emissions at Affected Plants NOX | Thousand Tons | 0.47783 | 0.62708 | 0.72276 | 0.55933 | 0.55933 | 0.55933 | 0.55933 | 0.55933
BART NOX Annual- Coronado U2B- v5.16 | 67 | 6658 | Rate Constraint in lbs/MMBtu | FALSE | L | Annual | Allowances Purchased NOX | Thousand Tons | 0 | 0 | 0 | 0 | 0 | 0 | 0 | 0
BART NOX Annual- Coronado U2B- v5.16 | 67 | 6658 | Rate Constraint in lbs/MMBtu | FALSE | L | Annual | Allowances Sold NOX | Thousand Tons | 0 | 0 | 0 | 0 | 0 | 0 | 0 | 0
BART NOX Annual- Coronado U2B- v5.16 | 67 | 6658 | Rate Constraint in lbs/MMBtu | FALSE | L | Annual | Allowances Banked | Thousand Tons | 0 | 0 | 0 | 0 | 0 | 0 | 0 | 0
BART NOX Annual- Coronado U2B- v5.16 | 67 | 6658 | Rate Constraint in lbs/MMBtu | FALSE | L | Annual | Allowances Withdrawn (1:1) | Thousand Tons | 0 | 0 | 0 | 0 | 0 | 0 | 0 | 0
BART NOX Annual- Coronado U2B- v5.16 | 67 | 6658 | Rate Constraint in lbs/MMBtu | FALSE | L | Annual | Allowances Withdrawn (n:1) | Thousand Tons | 0 | 0 | 0 | 0 | 0 | 0 | 0 | 0
BART NOX Annual- Coronado U2B- v5.16 | 67 | 6658 | Rate Constraint in lbs/MMBtu | FALSE | L | Annual | Net Emissions Allowance Position | Thousand Tons | 0.47783 | 0.62708 | 0.72276 | 0.55933 | 0.55933 | 0.55933 | 0.55933 | 0.55933
BART NOX Annual- Coronado U2B- v5.16 | 67 | 6658 | Rate Constraint in lbs/MMBtu | FALSE | L | Annual | Fuel Consumed | TBtu | 17.0199 | 22.3359 | 25.7439 | 19.9226 | 19.9226 | 19.9226 | 19.9226 | 19.9226
BART NOX Annual- Coronado U2B- v5.16 | 67 | 6658 | Rate Constraint in lbs/MMBtu | FALSE | L | Annual | Rate | lb/MMBtu | 0.05615 | 0.05615 | 0.05615 | 0.05615 | 0.05615 | 0.05615 | 0.05615 | 0.05615
BART NOX Annual- Coronado U2B- v5.16 | 67 | 6658 | Rate Constraint in lbs/MMBtu | FALSE | L | Annual | Generation | TWh | 1.5871 | 2.0828 | 2.4006 | 1.8578 | 1.8578 | 1.8578 | 1.8578 | 1.8578
BART NOX Annual- Coronado U2B- v5.16 | 67 | 6658 | Rate Constraint in lbs/MMBtu | FALSE | L | Annual | Qualifying Generation | TWh | 1.5871 | 2.0828 | 2.4006 | 1.8578 | 1.8578 | 1.8578 | 1.8578 | 1.8578
BART NOX Annual- Coronado U2B- v5.16 | 67 | 6658 | Rate Constraint in lbs/MMBtu | FALSE | L | Annual | Rate | lb/MWh | 0.60215 | 0.60215 | 0.60215 | 0.60215 | 0.60215 | 0.60215 | 0.60215 | 0.60215
BART NOX Annual- Coronado U2B- v5.16 | 67 | 6658 | Rate Constraint in lbs/MMBtu | FALSE | L | Annual | Constraint Shadow Price | US2016$/Ton | 0 | 0 | 0 | 0 | 0 | 0 | 0 | 0
BART NOX Annual- Danskammer 4- v6.17 | 68 | 7005 | Rate Constraint in lbs/MMBtu | FALSE | L | Annual | Seasons Included | Seasons | Winter, WintShld, Summer | Winter, WintShld, Summer | Winter, WintShld, Summer | Winter, WintShld, Summer | Winter, WintShld, Summer | Winter, WintShld, Summer | Winter, WintShld, Summer | Winter, WintShld, Summer
BART NOX Annual- Danskammer 4- v6.17 | 68 | 7005 | Rate Constraint in lbs/MMBtu | FALSE | L | Annual | Standard NOX | lb/MMBtu | 0.12 | 0.12 | 0.12 | 0.12 | 0.12 | 0.12 | 0.12 | 0.12
BART NOX Annual- Danskammer 4- v6.17 | 68 | 7005 | Rate Constraint in lbs/MMBtu | FALSE | L | Annual | Emissions at Affected Plants NOX | Thousand Tons | 0.015325 | 0.015401 | 0.022486 | 0.039344 | 0.046487 | 0.043488 | 0.02297 | 0.023407
BART NOX Annual- Danskammer 4- v6.17 | 68 | 7005 | Rate Constraint in lbs/MMBtu | FALSE | L | Annual | Allowances Purchased NOX | Thousand Tons | 0 | 0 | 0 | 0 | 0 | 0 | 0 | 0
BART NOX Annual- Danskammer 4- v6.17 | 68 | 7005 | Rate Constraint in lbs/MMBtu | FALSE | L | Annual | Allowances Sold NOX | Thousand Tons | 0 | 0 | 0 | 0 | 0 | 0 | 0 | 0
BART NOX Annual- Danskammer 4- v6.17 | 68 | 7005 | Rate Constraint in lbs/MMBtu | FALSE | L | Annual | Allowances Banked | Thousand Tons | 0 | 0 | 0 | 0 | 0 | 0 | 0 | 0
BART NOX Annual- Danskammer 4- v6.17 | 68 | 7005 | Rate Constraint in lbs/MMBtu | FALSE | L | Annual | Allowances Withdrawn (1:1) | Thousand Tons | 0 | 0 | 0 | 0 | 0 | 0 | 0 | 0
BART NOX Annual- Danskammer 4- v6.17 | 68 | 7005 | Rate Constraint in lbs/MMBtu | FALSE | L | Annual | Allowances Withdrawn (n:1) | Thousand Tons | 0 | 0 | 0 | 0 | 0 | 0 | 0 | 0
BART NOX Annual- Danskammer 4- v6.17 | 68 | 7005 | Rate Constraint in lbs/MMBtu | FALSE | L | Annual | Net Emissions Allowance Position | Thousand Tons | 0.015325 | 0.015401 | 0.022486 | 0.039344 | 0.046487 | 0.043488 | 0.02297 | 0.023407
BART NOX Annual- Danskammer 4- v6.17 | 68 | 7005 | Rate Constraint in lbs/MMBtu | FALSE | L | Annual | Fuel Consumed | TBtu | 0.3793 | 0.38117 | 0.5565 | 0.97375 | 1.1505 | 1.0763 | 0.56848 | 0.57932
BART NOX Annual- Danskammer 4- v6.17 | 68 | 7005 | Rate Constraint in lbs/MMBtu | FALSE | L | Annual | Rate | lb/MMBtu | 0.08081 | 0.08081 | 0.08081 | 0.08081 | 0.08081 | 0.08081 | 0.08081 | 0.08081
BART NOX Annual- Danskammer 4- v6.17 | 68 | 7005 | Rate Constraint in lbs/MMBtu | FALSE | L | Annual | Generation | TWh | 0.034472 | 0.034642 | 0.050577 | 0.088498 | 0.10457 | 0.097819 | 0.051666 | 0.052651
BART NOX Annual- Danskammer 4- v6.17 | 68 | 7005 | Rate Constraint in lbs/MMBtu | FALSE | L | Annual | Qualifying Generation | TWh | 0.034472 | 0.034642 | 0.050577 | 0.088498 | 0.10457 | 0.097819 | 0.051666 | 0.052651
BART NOX Annual- Danskammer 4- v6.17 | 68 | 7005 | Rate Constraint in lbs/MMBtu | FALSE | L | Annual | Rate | lb/MWh | 0.88915 | 0.88915 | 0.88915 | 0.88915 | 0.88915 | 0.88915 | 0.88915 | 0.88915
BART NOX Annual- Danskammer 4- v6.17 | 68 | 7005 | Rate Constraint in lbs/MMBtu | FALSE | L | Annual | Constraint Shadow Price | US2016$/Ton | 0 | 0 | 0 | 0 | 0 | 0 | 0 | 0
BART NOX Annual- E F Barrett- v5.16 | 69 | 6665 | Rate Constraint in lbs/MMBtu | FALSE | L | Annual | Seasons Included | Seasons | Winter, WintShld, Summer | Winter, WintShld, Summer | Winter, WintShld, Summer | Winter, WintShld, Summer | Winter, WintShld, Summer | Winter, WintShld, Summer | Winter, WintShld, Summer | Winter, WintShld, Summer
BART NOX Annual- E F Barrett- v5.16 | 69 | 6665 | Rate Constraint in lbs/MMBtu | FALSE | L | Annual | Standard NOX | lb/MMBtu | 0.1 | 0.1 | 0.1 | 0.1 | 0.1 | 0.1 | 0.1 | 0.1
BART NOX Annual- E F Barrett- v5.16 | 69 | 6665 | Rate Constraint in lbs/MMBtu | FALSE | L | Annual | Emissions at Affected Plants NOX | Thousand Tons | 0.11347 | 0.11347 | 0.0086578 | 0.0086578 | 0.0086578 | 0.0086578 | 0.0086578 | 0.0086578
BART NOX Annual- E F Barrett- v5.16 | 69 | 6665 | Rate Constraint in lbs/MMBtu | FALSE | L | Annual | Allowances Purchased NOX | Thousand Tons | 0 | 0 | 0 | 0 | 0 | 0 | 0 | 0
BART NOX Annual- E F Barrett- v5.16 | 69 | 6665 | Rate Constraint in lbs/MMBtu | FALSE | L | Annual | Allowances Sold NOX | Thousand Tons | 0 | 0 | 0 | 0 | 0 | 0 | 0 | 0
BART NOX Annual- E F Barrett- v5.16 | 69 | 6665 | Rate Constraint in lbs/MMBtu | FALSE | L | Annual | Allowances Banked | Thousand Tons | 0 | 0 | 0 | 0 | 0 | 0 | 0 | 0
BART NOX Annual- E F Barrett- v5.16 | 69 | 6665 | Rate Constraint in lbs/MMBtu | FALSE | L | Annual | Allowances Withdrawn (1:1) | Thousand Tons | 0 | 0 | 0 | 0 | 0 | 0 | 0 | 0
BART NOX Annual- E F Barrett- v5.16 | 69 | 6665 | Rate Constraint in lbs/MMBtu | FALSE | L | Annual | Allowances Withdrawn (n:1) | Thousand Tons | 0 | 0 | 0 | 0 | 0 | 0 | 0 | 0
BART NOX Annual- E F Barrett- v5.16 | 69 | 6665 | Rate Constraint in lbs/MMBtu | FALSE | L | Annual | Net Emissions Allowance Position | Thousand Tons | 0.11347 | 0.11347 | 0.0086578 | 0.0086578 | 0.0086578 | 0.0086578 | 0.0086578 | 0.0086578
BART NOX Annual- E F Barrett- v5.16 | 69 | 6665 | Rate Constraint in lbs/MMBtu | FALSE | L | Annual | Fuel Consumed | TBtu | 4.4798 | 4.4798 | 0.3418 | 0.3418 | 0.3418 | 0.3418 | 0.3418 | 0.3418
BART NOX Annual- E F Barrett- v5.16 | 69 | 6665 | Rate Constraint in lbs/MMBtu | FALSE | L | Annual | Rate | lb/MMBtu | 0.05066 | 0.05066 | 0.05066 | 0.05066 | 0.05066 | 0.05066 | 0.05066 | 0.05066
BART NOX Annual- E F Barrett- v5.16 | 69 | 6665 | Rate Constraint in lbs/MMBtu | FALSE | L | Annual | Generation | TWh | 0.40359 | 0.40359 | 0.030793 | 0.030793 | 0.030793 | 0.030793 | 0.030793 | 0.030793
BART NOX Annual- E F Barrett- v5.16 | 69 | 6665 | Rate Constraint in lbs/MMBtu | FALSE | L | Annual | Qualifying Generation | TWh | 0.40359 | 0.40359 | 0.030793 | 0.030793 | 0.030793 | 0.030793 | 0.030793 | 0.030793
BART NOX Annual- E F Barrett- v5.16 | 69 | 6665 | Rate Constraint in lbs/MMBtu | FALSE | L | Annual | Rate | lb/MWh | 0.56233 | 0.56233 | 0.56233 | 0.56233 | 0.56233 | 0.56233 | 0.56233 | 0.56233
BART NOX Annual- E F Barrett- v5.16 | 69 | 6665 | Rate Constraint in lbs/MMBtu | FALSE | L | Annual | Constraint Shadow Price | US2016$/Ton | 0 | 0 | 0 | 0 | 0 | 0 | 0 | 0
BART NOX Annual- Hunter 1- v5.16 | 73 | 6691 | Rate Constraint in lbs/MMBtu | FALSE | L | Annual | Seasons Included | Seasons |  | Winter, WintShld, Summer | Winter, WintShld, Summer | Winter, WintShld, Summer | Winter, WintShld, Summer | Winter, WintShld, Summer | Winter, WintShld, Summer | Winter, WintShld, Summer
BART NOX Annual- Hunter 1- v5.16 | 73 | 6691 | Rate Constraint in lbs/MMBtu | FALSE | L | Annual | Standard NOX | lb/MMBtu | 0 | 0.07 | 0.07 | 0.07 | 0.07 | 0.07 | 0.07 | 0.07
BART NOX Annual- Hunter 1- v5.16 | 73 | 6691 | Rate Constraint in lbs/MMBtu | FALSE | L | Annual | Emissions at Affected Plants NOX | Thousand Tons | 0 | 0 | 0 | 0 | 0 | 0 | 0 | 0
BART NOX Annual- Hunter 1- v5.16 | 73 | 6691 | Rate Constraint in lbs/MMBtu | FALSE | L | Annual | Allowances Purchased NOX | Thousand Tons | 0 | 0 | 0 | 0 | 0 | 0 | 0 | 0
BART NOX Annual- Hunter 1- v5.16 | 73 | 6691 | Rate Constraint in lbs/MMBtu | FALSE | L | Annual | Allowances Sold NOX | Thousand Tons | 0 | 0 | 0 | 0 | 0 | 0 | 0 | 0
BART NOX Annual- Hunter 1- v5.16 | 73 | 6691 | Rate Constraint in lbs/MMBtu | FALSE | L | Annual | Allowances Banked | Thousand Tons | 0 | 0 | 0 | 0 | 0 | 0 | 0 | 0
BART NOX Annual- Hunter 1- v5.16 | 73 | 6691 | Rate Constraint in lbs/MMBtu | FALSE | L | Annual | Allowances Withdrawn (1:1) | Thousand Tons | 0 | 0 | 0 | 0 | 0 | 0 | 0 | 0
BART NOX Annual- Hunter 1- v5.16 | 73 | 6691 | Rate Constraint in lbs/MMBtu | FALSE | L | Annual | Allowances Withdrawn (n:1) | Thousand Tons | 0 | 0 | 0 | 0 | 0 | 0 | 0 | 0
BART NOX Annual- Hunter 1- v5.16 | 73 | 6691 | Rate Constraint in lbs/MMBtu | FALSE | L | Annual | Net Emissions Allowance Position | Thousand Tons | 0 | 0 | 0 | 0 | 0 | 0 | 0 | 0
BART NOX Annual- Hunter 1- v5.16 | 73 | 6691 | Rate Constraint in lbs/MMBtu | FALSE | L | Annual | Fuel Consumed | TBtu | 0 | 0 | 0 | 0 | 0 | 0 | 0 | 0
BART NOX Annual- Hunter 1- v5.16 | 73 | 6691 | Rate Constraint in lbs/MMBtu | FALSE | L | Annual | Rate | lb/MMBtu | 0 | 0 | 0 | 0 | 0 | 0 | 0 | 0
BART NOX Annual- Hunter 1- v5.16 | 73 | 6691 | Rate Constraint in lbs/MMBtu | FALSE | L | Annual | Generation | TWh | 0 | 0 | 0 | 0 | 0 | 0 | 0 | 0
BART NOX Annual- Hunter 1- v5.16 | 73 | 6691 | Rate Constraint in lbs/MMBtu | FALSE | L | Annual | Qualifying Generation | TWh | 0 | 0 | 0 | 0 | 0 | 0 | 0 | 0
BART NOX Annual- Hunter 1- v5.16 | 73 | 6691 | Rate Constraint in lbs/MMBtu | FALSE | L | Annual | Rate | lb/MWh | 0 | 0 | 0 | 0 | 0 | 0 | 0 | 0
BART NOX Annual- Hunter 1- v5.16 | 73 | 6691 | Rate Constraint in lbs/MMBtu | FALSE | L | Annual | Constraint Shadow Price | US2016$/Ton | 0 | 65246.2395 | 121388.419 | 129101.1494 | 145770.2317 | 159151.637 | 179184.9912 | 163801.6233
BART NOX Annual- Hunter 2- v5.16 | 74 | 6692 | Rate Constraint in lbs/MMBtu | FALSE | L | Annual | Seasons Included | Seasons |  | Winter, WintShld, Summer | Winter, WintShld, Summer | Winter, WintShld, Summer | Winter, WintShld, Summer | Winter, WintShld, Summer | Winter, WintShld, Summer | Winter, WintShld, Summer
BART NOX Annual- Hunter 2- v5.16 | 74 | 6692 | Rate Constraint in lbs/MMBtu | FALSE | L | Annual | Standard NOX | lb/MMBtu | 0 | 0.07 | 0.07 | 0.07 | 0.07 | 0.07 | 0.07 | 0.07
BART NOX Annual- Hunter 2- v5.16 | 74 | 6692 | Rate Constraint in lbs/MMBtu | FALSE | L | Annual | Emissions at Affected Plants NOX | Thousand Tons | 0 | 0 | 0 | 0 | 0 | 0 | 0 | 0
BART NOX Annual- Hunter 2- v5.16 | 74 | 6692 | Rate Constraint in lbs/MMBtu | FALSE | L | Annual | Allowances Purchased NOX | Thousand Tons | 0 | 0 | 0 | 0 | 0 | 0 | 0 | 0
BART NOX Annual- Hunter 2- v5.16 | 74 | 6692 | Rate Constraint in lbs/MMBtu | FALSE | L | Annual | Allowances Sold NOX | Thousand Tons | 0 | 0 | 0 | 0 | 0 | 0 | 0 | 0
BART NOX Annual- Hunter 2- v5.16 | 74 | 6692 | Rate Constraint in lbs/MMBtu | FALSE | L | Annual | Allowances Banked | Thousand Tons | 0 | 0 | 0 | 0 | 0 | 0 | 0 | 0
BART NOX Annual- Hunter 2- v5.16 | 74 | 6692 | Rate Constraint in lbs/MMBtu | FALSE | L | Annual | Allowances Withdrawn (1:1) | Thousand Tons | 0 | 0 | 0 | 0 | 0 | 0 | 0 | 0
BART NOX Annual- Hunter 2- v5.16 | 74 | 6692 | Rate Constraint in lbs/MMBtu | FALSE | L | Annual | Allowances Withdrawn (n:1) | Thousand Tons | 0 | 0 | 0 | 0 | 0 | 0 | 0 | 0
BART NOX Annual- Hunter 2- v5.16 | 74 | 6692 | Rate Constraint in lbs/MMBtu | FALSE | L | Annual | Net Emissions Allowance Position | Thousand Tons | 0 | 0 | 0 | 0 | 0 | 0 | 0 | 0
BART NOX Annual- Hunter 2- v5.16 | 74 | 6692 | Rate Constraint in lbs/MMBtu | FALSE | L | Annual | Fuel Consumed | TBtu | 0 | 0 | 0 | 0 | 0 | 0 | 0 | 0
BART NOX Annual- Hunter 2- v5.16 | 74 | 6692 | Rate Constraint in lbs/MMBtu | FALSE | L | Annual | Rate | lb/MMBtu | 0 | 0 | 0 | 0 | 0 | 0 | 0 | 0
BART NOX Annual- Hunter 2- v5.16 | 74 | 6692 | Rate Constraint in lbs/MMBtu | FALSE | L | Annual | Generation | TWh | 0 | 0 | 0 | 0 | 0 | 0 | 0 | 0
BART NOX Annual- Hunter 2- v5.16 | 74 | 6692 | Rate Constraint in lbs/MMBtu | FALSE | L | Annual | Qualifying Generation | TWh | 0 | 0 | 0 | 0 | 0 | 0 | 0 | 0
BART NOX Annual- Hunter 2- v5.16 | 74 | 6692 | Rate Constraint in lbs/MMBtu | FALSE | L | Annual | Rate | lb/MWh | 0 | 0 | 0 | 0 | 0 | 0 | 0 | 0
BART NOX Annual- Hunter 2- v5.16 | 74 | 6692 | Rate Constraint in lbs/MMBtu | FALSE | L | Annual | Constraint Shadow Price | US2016$/Ton | 0 | 65698.7526 | 94184.7311 | 98854.2672 | 96171.9408 | 103047.4732 | 198213.6933 | 185826.3087
BART NOX Annual- Huntington 1- v5.16 | 75 | 6693 | Rate Constraint in lbs/MMBtu | FALSE | L | Annual | Seasons Included | Seasons |  | Winter, WintShld, Summer | Winter, WintShld, Summer | Winter, WintShld, Summer | Winter, WintShld, Summer | Winter, WintShld, Summer | Winter, WintShld, Summer | Winter, WintShld, Summer
BART NOX Annual- Huntington 1- v5.16 | 75 | 6693 | Rate Constraint in lbs/MMBtu | FALSE | L | Annual | Standard NOX | lb/MMBtu | 0 | 0.07 | 0.07 | 0.07 | 0.07 | 0.07 | 0.07 | 0.07
BART NOX Annual- Huntington 1- v5.16 | 75 | 6693 | Rate Constraint in lbs/MMBtu | FALSE | L | Annual | Emissions at Affected Plants NOX | Thousand Tons | 0 | 1.164 | 1.164 | 1.164 | 1.164 | 1.0486 | 0.84383 | 0.78859
BART NOX Annual- Huntington 1- v5.16 | 75 | 6693 | Rate Constraint in lbs/MMBtu | FALSE | L | Annual | Allowances Purchased NOX | Thousand Tons | 0 | 0 | 0 | 0 | 0 | 0 | 0 | 0
BART NOX Annual- Huntington 1- v5.16 | 75 | 6693 | Rate Constraint in lbs/MMBtu | FALSE | L | Annual | Allowances Sold NOX | Thousand Tons | 0 | 0 | 0 | 0 | 0 | 0 | 0 | 0
BART NOX Annual- Huntington 1- v5.16 | 75 | 6693 | Rate Constraint in lbs/MMBtu | FALSE | L | Annual | Allowances Banked | Thousand Tons | 0 | 0 | 0 | 0 | 0 | 0 | 0 | 0
BART NOX Annual- Huntington 1- v5.16 | 75 | 6693 | Rate Constraint in lbs/MMBtu | FALSE | L | Annual | Allowances Withdrawn (1:1) | Thousand Tons | 0 | 0 | 0 | 0 | 0 | 0 | 0 | 0
BART NOX Annual- Huntington 1- v5.16 | 75 | 6693 | Rate Constraint in lbs/MMBtu | FALSE | L | Annual | Allowances Withdrawn (n:1) | Thousand Tons | 0 | 0 | 0 | 0 | 0 | 0 | 0 | 0
BART NOX Annual- Huntington 1- v5.16 | 75 | 6693 | Rate Constraint in lbs/MMBtu | FALSE | L | Annual | Net Emissions Allowance Position | Thousand Tons | 0 | 1.164 | 1.164 | 1.164 | 1.164 | 1.0486 | 0.84383 | 0.78859
BART NOX Annual- Huntington 1- v5.16 | 75 | 6693 | Rate Constraint in lbs/MMBtu | FALSE | L | Annual | Fuel Consumed | TBtu | 0 | 33.2584 | 33.2584 | 33.2584 | 33.2584 | 29.9609 | 24.1093 | 22.531
BART NOX Annual- Huntington 1- v5.16 | 75 | 6693 | Rate Constraint in lbs/MMBtu | FALSE | L | Annual | Rate | lb/MMBtu | 0 | 0.07 | 0.07 | 0.07 | 0.07 | 0.07 | 0.07 | 0.07
BART NOX Annual- Huntington 1- v5.16 | 75 | 6693 | Rate Constraint in lbs/MMBtu | FALSE | L | Annual | Generation | TWh | 0 | 3.2914 | 3.2914 | 3.2914 | 3.2914 | 2.965 | 2.3859 | 2.2298
BART NOX Annual- Huntington 1- v5.16 | 75 | 6693 | Rate Constraint in lbs/MMBtu | FALSE | L | Annual | Qualifying Generation | TWh | 0 | 3.2914 | 3.2914 | 3.2914 | 3.2914 | 2.965 | 2.3859 | 2.2298
BART NOX Annual- Huntington 1- v5.16 | 75 | 6693 | Rate Constraint in lbs/MMBtu | FALSE | L | Annual | Rate | lb/MWh | 0 | 0.70733 | 0.70733 | 0.70733 | 0.70733 | 0.70733 | 0.70733 | 0.70733
BART NOX Annual- Huntington 1- v5.16 | 75 | 6693 | Rate Constraint in lbs/MMBtu | FALSE | L | Annual | Constraint Shadow Price | US2016$/Ton | 0 | 73618.5809 | 130340.4313 | 137470.8066 | 176773.5145 | 171066.9152 | 208385.8457 | 182384.725
BART NOX Annual- Huntington 2- v5.16 | 76 | 6694 | Rate Constraint in lbs/MMBtu | FALSE | L | Annual | Seasons Included | Seasons |  | Winter, WintShld, Summer | Winter, WintShld, Summer | Winter, WintShld, Summer | Winter, WintShld, Summer | Winter, WintShld, Summer | Winter, WintShld, Summer | Winter, WintShld, Summer
BART NOX Annual- Huntington 2- v5.16 | 76 | 6694 | Rate Constraint in lbs/MMBtu | FALSE | L | Annual | Standard NOX | lb/MMBtu | 0 | 0.07 | 0.07 | 0.07 | 0.07 | 0.07 | 0.07 | 0.07
BART NOX Annual- Huntington 2- v5.16 | 76 | 6694 | Rate Constraint in lbs/MMBtu | FALSE | L | Annual | Emissions at Affected Plants NOX | Thousand Tons | 0 | 0.14909 | 0.14909 | 0.14909 | 0.11616 | 0.101 | 0.101 | 0.101
BART NOX Annual- Huntington 2- v5.16 | 76 | 6694 | Rate Constraint in lbs/MMBtu | FALSE | L | Annual | Allowances Purchased NOX | Thousand Tons | 0 | 0 | 0 | 0 | 0 | 0 | 0 | 0
BART NOX Annual- Huntington 2- v5.16 | 76 | 6694 | Rate Constraint in lbs/MMBtu | FALSE | L | Annual | Allowances Sold NOX | Thousand Tons | 0 | 0 | 0 | 0 | 0 | 0 | 0 | 0
BART NOX Annual- Huntington 2- v5.16 | 76 | 6694 | Rate Constraint in lbs/MMBtu | FALSE | L | Annual | Allowances Banked | Thousand Tons | 0 | 0 | 0 | 0 | 0 | 0 | 0 | 0
BART NOX Annual- Huntington 2- v5.16 | 76 | 6694 | Rate Constraint in lbs/MMBtu | FALSE | L | Annual | Allowances Withdrawn (1:1) | Thousand Tons | 0 | 0 | 0 | 0 | 0 | 0 | 0 | 0
BART NOX Annual- Huntington 2- v5.16 | 76 | 6694 | Rate Constraint in lbs/MMBtu | FALSE | L | Annual | Allowances Withdrawn (n:1) | Thousand Tons | 0 | 0 | 0 | 0 | 0 | 0 | 0 | 0
BART NOX Annual- Huntington 2- v5.16 | 76 | 6694 | Rate Constraint in lbs/MMBtu | FALSE | L | Annual | Net Emissions Allowance Position | Thousand Tons | 0 | 0.14909 | 0.14909 | 0.14909 | 0.11616 | 0.101 | 0.101 | 0.101
BART NOX Annual- Huntington 2- v5.16 | 76 | 6694 | Rate Constraint in lbs/MMBtu | FALSE | L | Annual | Fuel Consumed | TBtu | 0 | 4.2597 | 4.2597 | 4.2597 | 3.319 | 2.8858 | 2.8858 | 2.8858
BART NOX Annual- Huntington 2- v5.16 | 76 | 6694 | Rate Constraint in lbs/MMBtu | FALSE | L | Annual | Rate | lb/MMBtu | 0 | 0.07 | 0.07 | 0.07 | 0.07 | 0.07 | 0.07 | 0.07
BART NOX Annual- Huntington 2- v5.16 | 76 | 6694 | Rate Constraint in lbs/MMBtu | FALSE | L | Annual | Generation | TWh | 0 | 0.41547 | 0.41547 | 0.41547 | 0.32371 | 0.28146 | 0.28146 | 0.28146
BART NOX Annual- Huntington 2- v5.16 | 76 | 6694 | Rate Constraint in lbs/MMBtu | FALSE | L | Annual | Qualifying Generation | TWh | 0 | 0.41547 | 0.41547 | 0.41547 | 0.32371 | 0.28146 | 0.28146 | 0.28146
BART NOX Annual- Huntington 2- v5.16 | 76 | 6694 | Rate Constraint in lbs/MMBtu | FALSE | L | Annual | Rate | lb/MWh | 0 | 0.7177 | 0.7177 | 0.7177 | 0.7177 | 0.7177 | 0.7177 | 0.7177
BART NOX Annual- Huntington 2- v5.16 | 76 | 6694 | Rate Constraint in lbs/MMBtu | FALSE | L | Annual | Constraint Shadow Price | US2016$/Ton | 0 | 67837.8874 | 107804.8534 | 122923.9653 | 130511.7005 | 158258.6713 | 178148.6002 | 162875.4332
BART NOX Annual- Northport 1- v5.16 | 77 | 6666 | Rate Constraint in lbs/MMBtu | FALSE | L | Annual | Seasons Included | Seasons | Winter, WintShld, Summer | Winter, WintShld, Summer | Winter, WintShld, Summer | Winter, WintShld, Summer | Winter, WintShld, Summer | Winter, WintShld, Summer | Winter, WintShld, Summer | Winter, WintShld, Summer
BART NOX Annual- Northport 1- v5.16 | 77 | 6666 | Rate Constraint in lbs/MMBtu | FALSE | L | Annual | Standard NOX | lb/MMBtu | 0.1 | 0.1 | 0.1 | 0.1 | 0.1 | 0.1 | 0.1 | 0.1
BART NOX Annual- Northport 1- v5.16 | 77 | 6666 | Rate Constraint in lbs/MMBtu | FALSE | L | Annual | Emissions at Affected Plants NOX | Thousand Tons | 0.16175 | 0.13485 | 0.10241 | 0.06055 | 0.062927 | 0.060055 | 0.019982 | 0.019982
BART NOX Annual- Northport 1- v5.16 | 77 | 6666 | Rate Constraint in lbs/MMBtu | FALSE | L | Annual | Allowances Purchased NOX | Thousand Tons | 0 | 0 | 0 | 0 | 0 | 0 | 0 | 0
BART NOX Annual- Northport 1- v5.16 | 77 | 6666 | Rate Constraint in lbs/MMBtu | FALSE | L | Annual | Allowances Sold NOX | Thousand Tons | 0 | 0 | 0 | 0 | 0 | 0 | 0 | 0
BART NOX Annual- Northport 1- v5.16 | 77 | 6666 | Rate Constraint in lbs/MMBtu | FALSE | L | Annual | Allowances Banked | Thousand Tons | 0 | 0 | 0 | 0 | 0 | 0 | 0 | 0
BART NOX Annual- Northport 1- v5.16 | 77 | 6666 | Rate Constraint in lbs/MMBtu | FALSE | L | Annual | Allowances Withdrawn (1:1) | Thousand Tons | 0 | 0 | 0 | 0 | 0 | 0 | 0 | 0
BART NOX Annual- Northport 1- v5.16 | 77 | 6666 | Rate Constraint in lbs/MMBtu | FALSE | L | Annual | Allowances Withdrawn (n:1) | Thousand Tons | 0 | 0 | 0 | 0 | 0 | 0 | 0 | 0
BART NOX Annual- Northport 1- v5.16 | 77 | 6666 | Rate Constraint in lbs/MMBtu | FALSE | L | Annual | Net Emissions Allowance Position | Thousand Tons | 0.16175 | 0.13485 | 0.10241 | 0.06055 | 0.062927 | 0.060055 | 0.019982 | 0.019982
BART NOX Annual- Northport 1- v5.16 | 77 | 6666 | Rate Constraint in lbs/MMBtu | FALSE | L | Annual | Fuel Consumed | TBtu | 5.2653 | 4.3895 | 3.3335 | 1.971 | 2.0484 | 1.9549 | 0.65045 | 0.65045
BART NOX Annual- Northport 1- v5.16 | 77 | 6666 | Rate Constraint in lbs/MMBtu | FALSE | L | Annual | Rate | lb/MMBtu | 0.06144 | 0.06144 | 0.06144 | 0.06144 | 0.06144 | 0.06144 | 0.06144 | 0.06144
BART NOX Annual- Northport 1- v5.16 | 77 | 6666 | Rate Constraint in lbs/MMBtu | FALSE | L | Annual | Generation | TWh | 0.4892 | 0.40783 | 0.30972 | 0.18313 | 0.19032 | 0.18163 | 0.060434 | 0.060434
BART NOX Annual- Northport 1- v5.16 | 77 | 6666 | Rate Constraint in lbs/MMBtu | FALSE | L | Annual | Qualifying Generation | TWh | 0.4892 | 0.40783 | 0.30972 | 0.18313 | 0.19032 | 0.18163 | 0.060434 | 0.060434
BART NOX Annual- Northport 1- v5.16 | 77 | 6666 | Rate Constraint in lbs/MMBtu | FALSE | L | Annual | Rate | lb/MWh | 0.66128 | 0.66128 | 0.66128 | 0.66128 | 0.66128 | 0.66128 | 0.66128 | 0.66128
BART NOX Annual- Northport 1- v5.16 | 77 | 6666 | Rate Constraint in lbs/MMBtu | FALSE | L | Annual | Constraint Shadow Price | US2016$/Ton | 0 | 0 | 0 | 0 | 0 | 0 | 0 | 0
BART NOX Annual- Northport 2- v5.16 | 78 | 6667 | Rate Constraint in lbs/MMBtu | FALSE | L | Annual | Seasons Included | Seasons | Winter, WintShld, Summer | Winter, WintShld, Summer | Winter, WintShld, Summer | Winter, WintShld, Summer | Winter, WintShld, Summer | Winter, WintShld, Summer | Winter, WintShld, Summer | Winter, WintShld, Summer
BART NOX Annual- Northport 2- v5.16 | 78 | 6667 | Rate Constraint in lbs/MMBtu | FALSE | L | Annual | Standard NOX | lb/MMBtu | 0.1 | 0.1 | 0.1 | 0.1 | 0.1 | 0.1 | 0.1 | 0.1
BART NOX Annual- Northport 2- v5.16 | 78 | 6667 | Rate Constraint in lbs/MMBtu | FALSE | L | Annual | Emissions at Affected Plants NOX | Thousand Tons | 0.18259 | 0.15222 | 0.11424 | 0.056188 | 0.046911 | 0.023668 | 0.023668 | 0.023668
BART NOX Annual- Northport 2- v5.16 | 78 | 6667 | Rate Constraint in lbs/MMBtu | FALSE | L | Annual | Allowances Purchased NOX | Thousand Tons | 0 | 0 | 0 | 0 | 0 | 0 | 0 | 0
BART NOX Annual- Northport 2- v5.16 | 78 | 6667 | Rate Constraint in lbs/MMBtu | FALSE | L | Annual | Allowances Sold NOX | Thousand Tons | 0 | 0 | 0 | 0 | 0 | 0 | 0 | 0
BART NOX Annual- Northport 2- v5.16 | 78 | 6667 | Rate Constraint in lbs/MMBtu | FALSE | L | Annual | Allowances Banked | Thousand Tons | 0 | 0 | 0 | 0 | 0 | 0 | 0 | 0
BART NOX Annual- Northport 2- v5.16 | 78 | 6667 | Rate Constraint in lbs/MMBtu | FALSE | L | Annual | Allowances Withdrawn (1:1) | Thousand Tons | 0 | 0 | 0 | 0 | 0 | 0 | 0 | 0
BART NOX Annual- Northport 2- v5.16 | 78 | 6667 | Rate Constraint in lbs/MMBtu | FALSE | L | Annual | Allowances Withdrawn (n:1) | Thousand Tons | 0 | 0 | 0 | 0 | 0 | 0 | 0 | 0
BART NOX Annual- Northport 2- v5.16 | 78 | 6667 | Rate Constraint in lbs/MMBtu | FALSE | L | Annual | Net Emissions Allowance Position | Thousand Tons | 0.18259 | 0.15222 | 0.11424 | 0.056188 | 0.046911 | 0.023668 | 0.023668 | 0.023668
BART NOX Annual- Northport 2- v5.16 | 78 | 6667 | Rate Constraint in lbs/MMBtu | FALSE | L | Annual | Fuel Consumed | TBtu | 5.2985 | 4.4172 | 3.3151 | 1.6305 | 1.3613 | 0.68682 | 0.68682 | 0.68682
BART NOX Annual- Northport 2- v5.16 | 78 | 6667 | Rate Constraint in lbs/MMBtu | FALSE | L | Annual | Rate | lb/MMBtu | 0.06892 | 0.06892 | 0.06892 | 0.06892 | 0.06892 | 0.06892 | 0.06892 | 0.06892
BART NOX Annual- Northport 2- v5.16 | 78 | 6667 | Rate Constraint in lbs/MMBtu | FALSE | L | Annual | Generation | TWh | 0.48798 | 0.40681 | 0.30532 | 0.15017 | 0.12538 | 0.063255 | 0.063255 | 0.063255
BART NOX Annual- Northport 2- v5.16 | 78 | 6667 | Rate Constraint in lbs/MMBtu | FALSE | L | Annual | Qualifying Generation | TWh | 0.48798 | 0.40681 | 0.30532 | 0.15017 | 0.12538 | 0.063255 | 0.063255 | 0.063255
BART NOX Annual- Northport 2- v5.16 | 78 | 6667 | Rate Constraint in lbs/MMBtu | FALSE | L | Annual | Rate | lb/MWh | 0.74833 | 0.74833 | 0.74833 | 0.74833 | 0.74833 | 0.74833 | 0.74833 | 0.74833
BART NOX Annual- Northport 2- v5.16 | 78 | 6667 | Rate Constraint in lbs/MMBtu | FALSE | L | Annual | Constraint Shadow Price | US2016$/Ton | 0 | 0 | 0 | 0 | 0 | 0 | 0 | 0
BART NOX Annual- Northport 3- v5.16 | 79 | 6668 | Rate Constraint in lbs/MMBtu | FALSE | L | Annual | Seasons Included | Seasons | Winter, WintShld, Summer | Winter, WintShld, Summer | Winter, WintShld, Summer | Winter, WintShld, Summer | Winter, WintShld, Summer | Winter, WintShld, Summer | Winter, WintShld, Summer | Winter, WintShld, Summer
BART NOX Annual- Northport 3- v5.16 | 79 | 6668 | Rate Constraint in lbs/MMBtu | FALSE | L | Annual | Standard NOX | lb/MMBtu | 0.1 | 0.1 | 0.1 | 0.1 | 0.1 | 0.1 | 0.1 | 0.1
BART NOX Annual- Northport 3- v5.16 | 79 | 6668 | Rate Constraint in lbs/MMBtu | FALSE | L | Annual | Emissions at Affected Plants NOX | Thousand Tons | 0.18077 | 0.15218 | 0.14451 | 0.072496 | 0.073739 | 0.073739 | 0.070821 | 0.049378
BART NOX Annual- Northport 3- v5.16 | 79 | 6668 | Rate Constraint in lbs/MMBtu | FALSE | L | Annual | Allowances Purchased NOX | Thousand Tons | 0 | 0 | 0 | 0 | 0 | 0 | 0 | 0
BART NOX Annual- Northport 3- v5.16 | 79 | 6668 | Rate Constraint in lbs/MMBtu | FALSE | L | Annual | Allowances Sold NOX | Thousand Tons | 0 | 0 | 0 | 0 | 0 | 0 | 0 | 0
BART NOX Annual- Northport 3- v5.16 | 79 | 6668 | Rate Constraint in lbs/MMBtu | FALSE | L | Annual | Allowances Banked | Thousand Tons | 0 | 0 | 0 | 0 | 0 | 0 | 0 | 0
BART NOX Annual- Northport 3- v5.16 | 79 | 6668 | Rate Constraint in lbs/MMBtu | FALSE | L | Annual | Allowances Withdrawn (1:1) | Thousand Tons | 0 | 0 | 0 | 0 | 0 | 0 | 0 | 0
BART NOX Annual- Northport 3- v5.16 | 79 | 6668 | Rate Constraint in lbs/MMBtu | FALSE | L | Annual | Allowances Withdrawn (n:1) | Thousand Tons | 0 | 0 | 0 | 0 | 0 | 0 | 0 | 0
BART NOX Annual- Northport 3- v5.16 | 79 | 6668 | Rate Constraint in lbs/MMBtu | FALSE | L | Annual | Net Emissions Allowance Position | Thousand Tons | 0.18077 | 0.15218 | 0.14451 | 0.072496 | 0.073739 | 0.073739 | 0.070821 | 0.049378
BART NOX Annual- Northport 3- v5.16 | 79 | 6668 | Rate Constraint in lbs/MMBtu | FALSE | L | Annual | Fuel Consumed | TBtu | 5.0964 | 4.2905 | 4.0741 | 2.0439 | 2.0789 | 2.0789 | 1.9966 | 1.3921
BART NOX Annual- Northport 3- v5.16 | 79 | 6668 | Rate Constraint in lbs/MMBtu | FALSE | L | Annual | Rate | lb/MMBtu | 0.07094 | 0.07094 | 0.07094 | 0.07094 | 0.07094 | 0.07094 | 0.07094 | 0.07094
BART NOX Annual- Northport 3- v5.16 | 79 | 6668 | Rate Constraint in lbs/MMBtu | FALSE | L | Annual | Generation | TWh | 0.47697 | 0.40154 | 0.38129 | 0.19129 | 0.19456 | 0.19456 | 0.18686 | 0.13028
BART NOX Annual- Northport 3- v5.16 | 79 | 6668 | Rate Constraint in lbs/MMBtu | FALSE | L | Annual | Qualifying Generation | TWh | 0.47697 | 0.40154 | 0.38129 | 0.19129 | 0.19456 | 0.19456 | 0.18686 | 0.13028
BART NOX Annual- Northport 3- v5.16 | 79 | 6668 | Rate Constraint in lbs/MMBtu | FALSE | L | Annual | Rate | lb/MWh | 0.75799 | 0.75799 | 0.75799 | 0.75799 | 0.75799 | 0.75799 | 0.75799 | 0.75799
BART NOX Annual- Northport 3- v5.16 | 79 | 6668 | Rate Constraint in lbs/MMBtu | FALSE | L | Annual | Constraint Shadow Price | US2016$/Ton | 0 | 0 | 0 | 0 | 0 | 0 | 0 | 0
BART NOX Annual- Northport 4- v5.16 | 80 | 6669 | Rate Constraint in lbs/MMBtu | FALSE | L | Annual | Seasons Included | Seasons | Winter, WintShld, Summer | Winter, WintShld, Summer | Winter, WintShld, Summer | Winter, WintShld, Summer | Winter, WintShld, Summer | Winter, WintShld, Summer | Winter, WintShld, Summer | Winter, WintShld, Summer
BART NOX Annual- Northport 4- v5.16 | 80 | 6669 | Rate Constraint in lbs/MMBtu | FALSE | L | Annual | Standard NOX | lb/MMBtu | 0.1 | 0.1 | 0.1 | 0.1 | 0.1 | 0.1 | 0.1 | 0.1
BART NOX Annual- Northport 4- v5.16 | 80 | 6669 | Rate Constraint in lbs/MMBtu | FALSE | L | Annual | Emissions at Affected Plants NOX | Thousand Tons | 0.14488 | 0.12778 | 0.12861 | 0.15894 | 0.12572 | 0.065939 | 0.059101 | 0.059101
BART NOX Annual- Northport 4- v5.16 | 80 | 6669 | Rate Constraint in lbs/MMBtu | FALSE | L | Annual | Allowances Purchased NOX | Thousand Tons | 0 | 0 | 0 | 0 | 0 | 0 | 0 | 0
BART NOX Annual- Northport 4- v5.16 | 80 | 6669 | Rate Constraint in lbs/MMBtu | FALSE | L | Annual | Allowances Sold NOX | Thousand Tons | 0 | 0 | 0 | 0 | 0 | 0 | 0 | 0
BART NOX Annual- Northport 4- v5.16 | 80 | 6669 | Rate Constraint in lbs/MMBtu | FALSE | L | Annual | Allowances Banked | Thousand Tons | 0 | 0 | 0 | 0 | 0 | 0 | 0 | 0
BART NOX Annual- Northport 4- v5.16 | 80 | 6669 | Rate Constraint in lbs/MMBtu | FALSE | L | Annual | Allowances Withdrawn (1:1) | Thousand Tons | 0 | 0 | 0 | 0 | 0 | 0 | 0 | 0
BART NOX Annual- Northport 4- v5.16 | 80 | 6669 | Rate Constraint in lbs/MMBtu | FALSE | L | Annual | Allowances Withdrawn (n:1) | Thousand Tons | 0 | 0 | 0 | 0 | 0 | 0 | 0 | 0
BART NOX Annual- Northport 4- v5.16 | 80 | 6669 | Rate Constraint in lbs/MMBtu | FALSE | L | Annual | Net Emissions Allowance Position | Thousand Tons | 0.14488 | 0.12778 | 0.12861 | 0.15894 | 0.12572 | 0.065939 | 0.059101 | 0.059101
BART NOX Annual- Northport 4- v5.16 | 80 | 6669 | Rate Constraint in lbs/MMBtu | FALSE | L | Annual | Fuel Consumed | TBtu | 5.043 | 4.4477 | 4.4764 | 5.5322 | 4.3758 | 2.2951 | 2.0571 | 2.0571
BART NOX Annual- Northport 4- v5.16 | 80 | 6669 | Rate Constraint in lbs/MMBtu | FALSE | L | Annual | Rate | lb/MMBtu | 0.05746 | 0.05746 | 0.05746 | 0.05746 | 0.05746 | 0.05746 | 0.05746 | 0.05746
BART NOX Annual- Northport 4- v5.16 | 80 | 6669 | Rate Constraint in lbs/MMBtu | FALSE | L | Annual | Generation | TWh | 0.47942 | 0.42282 | 0.42556 | 0.52592 | 0.41599 | 0.21819 | 0.19556 | 0.19556
BART NOX Annual- Northport 4- v5.16 | 80 | 6669 | Rate Constraint in lbs/MMBtu | FALSE | L | Annual | Qualifying Generation | TWh | 0.47942 | 0.42282 | 0.42556 | 0.52592 | 0.41599 | 0.21819 | 0.19556 | 0.19556
BART NOX Annual- Northport 4- v5.16 | 80 | 6669 | Rate Constraint in lbs/MMBtu | FALSE | L | Annual | Rate | lb/MWh | 0.60442 | 0.60442 | 0.60442 | 0.60442 | 0.60442 | 0.60442 | 0.60442 | 0.60442
BART NOX Annual- Northport 4- v5.16 | 80 | 6669 | Rate Constraint in lbs/MMBtu | FALSE | L | Annual | Constraint Shadow Price | US2016$/Ton | 0 | 0 | 0 | 0 | 0 | 0 | 0 | 0
BART NOX Annual- Ravenswood 1- v5.16 | 81 | 6675 | Rate Constraint in lbs/MMBtu | FALSE | L | Annual | Seasons Included | Seasons | Winter, WintShld, Summer | Winter, WintShld, Summer | Winter, WintShld, Summer | Winter, WintShld, Summer | Winter, WintShld, Summer | Winter, WintShld, Summer | Winter, WintShld, Summer | Winter, WintShld, Summer
BART NOX Annual- Ravenswood 1- v5.16 | 81 | 6675 | Rate Constraint in lbs/MMBtu | FALSE | L | Annual | Standard NOX | lb/MMBtu | 0.15 | 0.15 | 0.15 | 0.15 | 0.15 | 0.15 | 0.15 | 0.15
BART NOX Annual- Ravenswood 1- v5.16 | 81 | 6675 | Rate Constraint in lbs/MMBtu | FALSE | L | Annual | Emissions at Affected Plants NOX | Thousand Tons | 0.097057 | 0.097057 | 0.069165 | 0.069165 | 0.069165 | 0.069165 | 0.069088 | 0.069165
BART NOX Annual- Ravenswood 1- v5.16 | 81 | 6675 | Rate Constraint in lbs/MMBtu | FALSE | L | Annual | Allowances Purchased NOX | Thousand Tons | 0 | 0 | 0 | 0 | 0 | 0 | 0 | 0
BART NOX Annual- Ravenswood 1- v5.16 | 81 | 6675 | Rate Constraint in lbs/MMBtu | FALSE | L | Annual | Allowances Sold NOX | Thousand Tons | 0 | 0 | 0 | 0 | 0 | 0 | 0 | 0
BART NOX Annual- Ravenswood 1- v5.16 | 81 | 6675 | Rate Constraint in lbs/MMBtu | FALSE | L | Annual | Allowances Banked | Thousand Tons | 0 | 0 | 0 | 0 | 0 | 0 | 0 | 0
BART NOX Annual- Ravenswood 1- v5.16 | 81 | 6675 | Rate Constraint in lbs/MMBtu | FALSE | L | Annual | Allowances Withdrawn (1:1) | Thousand Tons | 0 | 0 | 0 | 0 | 0 | 0 | 0 | 0
BART NOX Annual- Ravenswood 1- v5.16 | 81 | 6675 | Rate Constraint in lbs/MMBtu | FALSE | L | Annual | Allowances Withdrawn (n:1) | Thousand Tons | 0 | 0 | 0 | 0 | 0 | 0 | 0 | 0
BART NOX Annual- Ravenswood 1- v5.16 | 81 | 6675 | Rate Constraint in lbs/MMBtu | FALSE | L | Annual | Net Emissions Allowance Position | Thousand Tons | 0.097057 | 0.097057 | 0.069165 | 0.069165 | 0.069165 | 0.069165 | 0.069088 | 0.069165
BART NOX Annual- Ravenswood 1- v5.16 | 81 | 6675 | Rate Constraint in lbs/MMBtu | FALSE | L | Annual | Fuel Consumed | TBtu | 2.6701 | 2.6701 | 1.9027 | 1.9027 | 1.9027 | 1.9027 | 1.9006 | 1.9027
BART NOX Annual- Ravenswood 1- v5.16 | 81 | 6675 | Rate Constraint in lbs/MMBtu | FALSE | L | Annual | Rate | lb/MMBtu | 0.0727 | 0.0727 | 0.0727 | 0.0727 | 0.0727 | 0.0727 | 0.0727 | 0.0727
BART NOX Annual- Ravenswood 1- v5.16 | 81 | 6675 | Rate Constraint in lbs/MMBtu | FALSE | L | Annual | Generation | TWh | 0.24471 | 0.24471 | 0.17439 | 0.17439 | 0.17439 | 0.17439 | 0.17419 | 0.17439
BART NOX Annual- Ravenswood 1- v5.16 | 81 | 6675 | Rate Constraint in lbs/MMBtu | FALSE | L | Annual | Qualifying Generation | TWh | 0.24471 | 0.24471 | 0.17439 | 0.17439 | 0.17439 | 0.17439 | 0.17419 | 0.17439
BART NOX Annual- Ravenswood 1- v5.16 | 81 | 6675 | Rate Constraint in lbs/MMBtu | FALSE | L | Annual | Rate | lb/MWh | 0.79323 | 0.79323 | 0.79323 | 0.79323 | 0.79323 | 0.79323 | 0.79323 | 0.79323
BART NOX Annual- Ravenswood 1- v5.16 | 81 | 6675 | Rate Constraint in lbs/MMBtu | FALSE | L | Annual | Constraint Shadow Price | US2016$/Ton | 0 | 0 | 0 | 0 | 0 | 0 | 0 | 0
BART NOX Annual- Ravenswood 2- v5.16 | 82 | 6676 | Rate Constraint in lbs/MMBtu | FALSE | L | Annual | Seasons Included | Seasons | Winter, WintShld, Summer | Winter, WintShld, Summer | Winter, WintShld, Summer | Winter, WintShld, Summer | Winter, WintShld, Summer | Winter, WintShld, Summer | Winter, WintShld, Summer | Winter, WintShld, Summer
BART NOX Annual- Ravenswood 2- v5.16 | 82 | 6676 | Rate Constraint in lbs/MMBtu | FALSE | L | Annual | Standard NOX | lb/MMBtu | 0.15 | 0.15 | 0.15 | 0.15 | 0.15 | 0.15 | 0.15 | 0.15
BART NOX Annual- Ravenswood 2- v5.16 | 82 | 6676 | Rate Constraint in lbs/MMBtu | FALSE | L | Annual | Emissions at Affected Plants NOX | Thousand Tons | 0.092588 | 0.092588 | 0.062101 | 0.064814 | 0.039532 | 0.037475 | 0.021953 | 0.021953
BART NOX Annual- Ravenswood 2- v5.16 | 82 | 6676 | Rate Constraint in lbs/MMBtu | FALSE | L | Annual | Allowances Purchased NOX | Thousand Tons | 0 | 0 | 0 | 0 | 0 | 0 | 0 | 0
BART NOX Annual- Ravenswood 2- v5.16 | 82 | 6676 | Rate Constraint in lbs/MMBtu | FALSE | L | Annual | Allowances Sold NOX | Thousand Tons | 0 | 0 | 0 | 0 | 0 | 0 | 0 | 0
BART NOX Annual- Ravenswood 2- v5.16 | 82 | 6676 | Rate Constraint in lbs/MMBtu | FALSE | L | Annual | Allowances Banked | Thousand Tons | 0 | 0 | 0 | 0 | 0 | 0 | 0 | 0
BART NOX Annual- Ravenswood 2- v5.16 | 82 | 6676 | Rate Constraint in lbs/MMBtu | FALSE | L | Annual | Allowances Withdrawn (1:1) | Thousand Tons | 0 | 0 | 0 | 0 | 0 | 0 | 0 | 0
BART NOX Annual- Ravenswood 2- v5.16 | 82 | 6676 | Rate Constraint in lbs/MMBtu | FALSE | L | Annual | Allowances Withdrawn (n:1) | Thousand Tons | 0 | 0 | 0 | 0 | 0 | 0 | 0 | 0
BART NOX Annual- Ravenswood 2- v5.16 | 82 | 6676 | Rate Constraint in lbs/MMBtu | FALSE | L | Annual | Net Emissions Allowance Position | Thousand Tons | 0.092588 | 0.092588 | 0.062101 | 0.064814 | 0.039532 | 0.037475 | 0.021953 | 0.021953
BART NOX Annual- Ravenswood 2- v5.16 | 82 | 6676 | Rate Constraint in lbs/MMBtu | FALSE | L | Annual | Fuel Consumed | TBtu | 2.7208 | 2.7208 | 1.8249 | 1.9046 | 1.1617 | 1.1012 | 0.64512 | 0.64512
BART NOX Annual- Ravenswood 2- v5.16 | 82 | 6676 | Rate Constraint in lbs/MMBtu | FALSE | L | Annual | Rate | lb/MMBtu | 0.06806 | 0.06806 | 0.06806 | 0.06806 | 0.06806 | 0.06806 | 0.06806 | 0.06806
BART NOX Annual- Ravenswood 2- v5.16 | 82 | 6676 | Rate Constraint in lbs/MMBtu | FALSE | L | Annual | Generation | TWh | 0.24538 | 0.24538 | 0.16458 | 0.17177 | 0.10477 | 0.099317 | 0.058182 | 0.058182
BART NOX Annual- Ravenswood 2- v5.16 | 82 | 6676 | Rate Constraint in lbs/MMBtu | FALSE | L | Annual | Qualifying Generation | TWh | 0.24538 | 0.24538 | 0.16458 | 0.17177 | 0.10477 | 0.099317 | 0.058182 | 0.058182
BART NOX Annual- Ravenswood 2- v5.16 | 82 | 6676 | Rate Constraint in lbs/MMBtu | FALSE | L | Annual | Rate | lb/MWh | 0.75465 | 0.75465 | 0.75465 | 0.75465 | 0.75465 | 0.75465 | 0.75465 | 0.75465
BART NOX Annual- Ravenswood 2- v5.16 | 82 | 6676 | Rate Constraint in lbs/MMBtu | FALSE | L | Annual | Constraint Shadow Price | US2016$/Ton | 0 | 0 | 0 | 0 | 0 | 0 | 0 | 0
BART NOX Annual- Ravenswood 3- v5.16 | 83 | 6677 | Rate Constraint in lbs/MMBtu | FALSE | L | Annual | Seasons Included | Seasons | Winter, WintShld, Summer | Winter, WintShld, Summer | Winter, WintShld, Summer | Winter, WintShld, Summer | Winter, WintShld, Summer | Winter, WintShld, Summer | Winter, WintShld, Summer | Winter, WintShld, Summer
BART NOX Annual- Ravenswood 3- v5.16 | 83 | 6677 | Rate Constraint in lbs/MMBtu | FALSE | L | Annual | Standard NOX | lb/MMBtu | 0.15 | 0.15 | 0.15 | 0.15 | 0.15 | 0.15 | 0.15 | 0.15
BART NOX Annual- Ravenswood 3- v5.16 | 83 | 6677 | Rate Constraint in lbs/MMBtu | FALSE | L | Annual | Emissions at Affected Plants NOX | Thousand Tons | 0.28998 | 0.30105 | 0.30044 | 0.20851 | 0.21615 | 0.21012 | 0.2053 | 0.20542
BART NOX Annual- Ravenswood 3- v5.16 | 83 | 6677 | Rate Constraint in lbs/MMBtu | FALSE | L | Annual | Allowances Purchased NOX | Thousand Tons | 0 | 0 | 0 | 0 | 0 | 0 | 0 | 0
BART NOX Annual- Ravenswood 3- v5.16 | 83 | 6677 | Rate Constraint in lbs/MMBtu | FALSE | L | Annual | Allowances Sold NOX | Thousand Tons | 0 | 0 | 0 | 0 | 0 | 0 | 0 | 0
BART NOX Annual- Ravenswood 3- v5.16 | 83 | 6677 | Rate Constraint in lbs/MMBtu | FALSE | L | Annual | Allowances Banked | Thousand Tons | 0 | 0 | 0 | 0 | 0 | 0 | 0 | 0
BART NOX Annual- Ravenswood 3- v5.16 | 83 | 6677 | Rate Constraint in lbs/MMBtu | FALSE | L | Annual | Allowances Withdrawn (1:1) | Thousand Tons | 0 | 0 | 0 | 0 | 0 | 0 | 0 | 0
BART NOX Annual- Ravenswood 3- v5.16 | 83 | 6677 | Rate Constraint in lbs/MMBtu | FALSE | L | Annual | Allowances Withdrawn (n:1) | Thousand Tons | 0 | 0 | 0 | 0 | 0 | 0 | 0 | 0
BART NOX Annual- Ravenswood 3- v5.16 | 83 | 6677 | Rate Constraint in lbs/MMBtu | FALSE | L | Annual | Net Emissions Allowance Position | Thousand Tons | 0.28998 | 0.30105 | 0.30044 | 0.20851 | 0.21615 | 0.21012 | 0.2053 | 0.20542
BART NOX Annual- Ravenswood 3- v5.16 | 83 | 6677 | Rate Constraint in lbs/MMBtu | FALSE | L | Annual | Fuel Consumed | TBtu | 7.4805 | 7.766 | 7.7503 | 5.3788 | 5.5758 | 5.4204 | 5.296 | 5.2992
BART NOX Annual- Ravenswood 3- v5.16 | 83 | 6677 | Rate Constraint in lbs/MMBtu | FALSE | L | Annual | Rate | lb/MMBtu | 0.07753 | 0.07753 | 0.07753 | 0.07753 | 0.07753 | 0.07753 | 0.07753 | 0.07753
BART NOX Annual- Ravenswood 3- v5.16 | 83 | 6677 | Rate Constraint in lbs/MMBtu | FALSE | L | Annual | Generation | TWh | 0.68566 | 0.71182 | 0.71038 | 0.49301 | 0.51107 | 0.49683 | 0.48542 | 0.48572
BART NOX Annual- Ravenswood 3- v5.16 | 83 | 6677 | Rate Constraint in lbs/MMBtu | FALSE | L | Annual | Qualifying Generation | TWh | 0.68566 | 0.71182 | 0.71038 | 0.49301 | 0.51107 | 0.49683 | 0.48542 | 0.48572
BART NOX Annual- Ravenswood 3- v5.16 | 83 | 6677 | Rate Constraint in lbs/MMBtu | FALSE | L | Annual | Rate | lb/MWh | 0.84585 | 0.84585 | 0.84585 | 0.84585 | 0.84585 | 0.84585 | 0.84585 | 0.84585
BART NOX Annual- Ravenswood 3- v5.16 | 83 | 6677 | Rate Constraint in lbs/MMBtu | FALSE | L | Annual | Constraint Shadow Price | US2016$/Ton | 0 | 0 | 0 | 0 | 0 | 0 | 0 | 0
BART NOX Annual- Transalta Centralia 1,2- v5.16 | 84 | 6728 | Rate Constraint in lbs/MMBtu | FALSE | L | Annual | Seasons Included | Seasons | Winter, WintShld, Summer | Winter, WintShld, Summer | Winter, WintShld, Summer | Winter, WintShld, Summer | Winter, WintShld, Summer | Winter, WintShld, Summer | Winter, WintShld, Summer | Winter, WintShld, Summer
BART NOX Annual- Transalta Centralia 1,2- v5.16 | 84 | 6728 | Rate Constraint in lbs/MMBtu | FALSE | L | Annual | Standard NOX | lb/MMBtu | 0.21 | 0.21 | 0.21 | 0.21 | 0.21 | 0.21 | 0.21 | 0.21
BART NOX Annual- Transalta Centralia 1,2- v5.16 | 84 | 6728 | Rate Constraint in lbs/MMBtu | FALSE | L | Annual | Emissions at Affected Plants NOX | Thousand Tons | 0 | 0 | 0 | 0 | 0 | 0 | 0 | 0
BART NOX Annual- Transalta Centralia 1,2- v5.16 | 84 | 6728 | Rate Constraint in lbs/MMBtu | FALSE | L | Annual | Allowances Purchased NOX | Thousand Tons | 0 | 0 | 0 | 0 | 0 | 0 | 0 | 0
BART NOX Annual- Transalta Centralia 1,2- v5.16 | 84 | 6728 | Rate Constraint in lbs/MMBtu | FALSE | L | Annual | Allowances Sold NOX | Thousand Tons | 0 | 0 | 0 | 0 | 0 | 0 | 0 | 0
BART NOX Annual- Transalta Centralia 1,2- v5.16 | 84 | 6728 | Rate Constraint in lbs/MMBtu | FALSE | L | Annual | Allowances Banked | Thousand Tons | 0 | 0 | 0 | 0 | 0 | 0 | 0 | 0
BART NOX Annual- Transalta Centralia 1,2- v5.16 | 84 | 6728 | Rate Constraint in lbs/MMBtu | FALSE | L | Annual | Allowances Withdrawn (1:1) | Thousand Tons | 0 | 0 | 0 | 0 | 0 | 0 | 0 | 0
BART NOX Annual- Transalta Centralia 1,2- v5.16 | 84 | 6728 | Rate Constraint in lbs/MMBtu | FALSE | L | Annual | Allowances Withdrawn (n:1) | Thousand Tons | 0 | 0 | 0 | 0 | 0 | 0 | 0 | 0
BART NOX Annual- Transalta Centralia 1,2- v5.16 | 84 | 6728 | Rate Constraint in lbs/MMBtu | FALSE | L | Annual | Net Emissions Allowance Position | Thousand Tons | 0 | 0 | 0 | 0 | 0 | 0 | 0 | 0
BART NOX Annual- Transalta Centralia 1,2- v5.16 | 84 | 6728 | Rate Constraint in lbs/MMBtu | FALSE | L | Annual | Fuel Consumed | TBtu | 0 | 0 | 0 | 0 | 0 | 0 | 0 | 0
BART NOX Annual- Transalta Centralia 1,2- v5.16 | 84 | 6728 | Rate Constraint in lbs/MMBtu | FALSE | L | Annual | Rate | lb/MMBtu | 0 | 0 | 0 | 0 | 0 | 0 | 0 | 0
BART NOX Annual- Transalta Centralia 1,2- v5.16 | 84 | 6728 | Rate Constraint in lbs/MMBtu | FALSE | L | Annual | Generation | TWh | 0 | 0 | 0 | 0 | 0 | 0 | 0 | 0
BART NOX Annual- Transalta Centralia 1,2- v5.16 | 84 | 6728 | Rate Constraint in lbs/MMBtu | FALSE | L | Annual | Qualifying Generation | TWh | 0 | 0 | 0 | 0 | 0 | 0 | 0 | 0
BART NOX Annual- Transalta Centralia 1,2- v5.16 | 84 | 6728 | Rate Constraint in lbs/MMBtu | FALSE | L | Annual | Rate | lb/MWh | 0 | 0 | 0 | 0 | 0 | 0 | 0 | 0
BART NOX Annual- Transalta Centralia 1,2- v5.16 | 84 | 6728 | Rate Constraint in lbs/MMBtu | FALSE | L | Annual | Constraint Shadow Price | US2016$/Ton | 0 | 0 | 0 | 0 | 0 | 0 | 0 | 0
BART NOX Annual-Apache Station 2 -v5.13 | 87 | 6396 | Rate Constraint in lbs/MMBtu | FALSE | L | Annual | Seasons Included | Seasons | Winter, WintShld, Summer | Winter, WintShld, Summer | Winter, WintShld, Summer | Winter, WintShld, Summer | Winter, WintShld, Summer | Winter, WintShld, Summer | Winter, WintShld, Summer | Winter, WintShld, Summer
BART NOX Annual-Apache Station 2 -v5.13 | 87 | 6396 | Rate Constraint in lbs/MMBtu | FALSE | L | Annual | Standard NOX | lb/MMBtu | 0.085 | 0.085 | 0.085 | 0.085 | 0.085 | 0.085 | 0.085 | 0.085
BART NOX Annual-Apache Station 2 -v5.13 | 87 | 6396 | Rate Constraint in lbs/MMBtu | FALSE | L | Annual | Emissions at Affected Plants NOX | Thousand Tons | 0 | 0 | 0 | 0.013353 | 0.037865 | 0.013353 | 0.00038493 | 0.00038493
BART NOX Annual-Apache Station 2 -v5.13 | 87 | 6396 | Rate Constraint in lbs/MMBtu | FALSE | L | Annual | Allowances Purchased NOX | Thousand Tons | 0 | 0 | 0 | 0 | 0 | 0 | 0 | 0
BART NOX Annual-Apache Station 2 -v5.13 | 87 | 6396 | Rate Constraint in lbs/MMBtu | FALSE | L | Annual | Allowances Sold NOX | Thousand Tons | 0 | 0 | 0 | 0 | 0 | 0 | 0 | 0
BART NOX Annual-Apache Station 2 -v5.13 | 87 | 6396 | Rate Constraint in lbs/MMBtu | FALSE | L | Annual | Allowances Banked | Thousand Tons | 0 | 0 | 0 | 0 | 0 | 0 | 0 | 0
BART NOX Annual-Apache Station 2 -v5.13 | 87 | 6396 | Rate Constraint in lbs/MMBtu | FALSE | L | Annual | Allowances Withdrawn (1:1) | Thousand Tons | 0 | 0 | 0 | 0 | 0 | 0 | 0 | 0
BART NOX Annual-Apache Station 2 -v5.13 | 87 | 6396 | Rate Constraint in lbs/MMBtu | FALSE | L | Annual | Allowances Withdrawn (n:1) | Thousand Tons | 0 | 0 | 0 | 0 | 0 | 0 | 0 | 0
BART NOX Annual-Apache Station 2 -v5.13 | 87 | 6396 | Rate Constraint in lbs/MMBtu | FALSE | L | Annual | Net Emissions Allowance Position | Thousand Tons | 0 | 0 | 0 | 0.013353 | 0.037865 | 0.013353 | 0.00038493 | 0.00038493
BART NOX Annual-Apache Station 2 -v5.13 | 87 | 6396 | Rate Constraint in lbs/MMBtu | FALSE | L | Annual | Fuel Consumed | TBtu | 0 | 0 | 0 | 0.31419 | 0.89095 | 0.31419 | 0.0090573 | 0.0090573
BART NOX Annual-Apache Station 2 -v5.13 | 87 | 6396 | Rate Constraint in lbs/MMBtu | FALSE | L | Annual | Rate | lb/MMBtu | 0 | 0 | 0 | 0.085 | 0.085 | 0.085 | 0.085 | 0.085
BART NOX Annual-Apache Station 2 -v5.13 | 87 | 6396 | Rate Constraint in lbs/MMBtu | FALSE | L | Annual | Generation | TWh | 0 | 0 | 0 | 0.028757 | 0.081544 | 0.028757 | 0.00082896 | 0.00082896
BART NOX Annual-Apache Station 2 -v5.13 | 87 | 6396 | Rate Constraint in lbs/MMBtu | FALSE | L | Annual | Qualifying Generation | TWh | 0 | 0 | 0 | 0.028757 | 0.081544 | 0.028757 | 0.00082896 | 0.00082896
BART NOX Annual-Apache Station 2 -v5.13 | 87 | 6396 | Rate Constraint in lbs/MMBtu | FALSE | L | Annual | Rate | lb/MWh | 0 | 0 | 0 | 0.92871 | 0.92871 | 0.92871 | 0.92871 | 0.92871
BART NOX Annual-Apache Station 2 -v5.13 | 87 | 6396 | Rate Constraint in lbs/MMBtu | FALSE | L | Annual | Constraint Shadow Price | US2016$/Ton | 0 | 0 | 0 | 0 | 0 | 0 | 0 | 0
BART NOX Annual-Apache Station 3 -v5.13 | 88 | 6614 | Rate Constraint in lbs/MMBtu | FALSE | L | Annual | Seasons Included | Seasons | Winter, WintShld, Summer | Winter, WintShld, Summer | Winter, WintShld, Summer | Winter, WintShld, Summer | Winter, WintShld, Summer | Winter, WintShld, Summer | Winter, WintShld, Summer | Winter, WintShld, Summer
BART NOX Annual-Apache Station 3 -v5.13 | 88 | 6614 | Rate Constraint in lbs/MMBtu | FALSE | L | Annual | Standard NOX | lb/MMBtu | 0.23 | 0.23 | 0.23 | 0.23 | 0.23 | 0.23 | 0.23 | 0.23
BART NOX Annual-Apache Station 3 -v5.13 | 88 | 6614 | Rate Constraint in lbs/MMBtu | FALSE | L | Annual | Emissions at Affected Plants NOX | Thousand Tons | 0 | 0 | 0 | 0.0021987 | 0.18452 | 0.18889 | 0.31102 | 0.31051
BART NOX Annual-Apache Station 3 -v5.13 | 88 | 6614 | Rate Constraint in lbs/MMBtu | FALSE | L | Annual | Allowances Purchased NOX | Thousand Tons | 0 | 0 | 0 | 0 | 0 | 0 | 0 | 0
BART NOX Annual-Apache Station 3 -v5.13 | 88 | 6614 | Rate Constraint in lbs/MMBtu | FALSE | L | Annual | Allowances Sold NOX | Thousand Tons | 0 | 0 | 0 | 0 | 0 | 0 | 0 | 0
BART NOX Annual-Apache Station 3 -v5.13 | 88 | 6614 | Rate Constraint in lbs/MMBtu | FALSE | L | Annual | Allowances Banked | Thousand Tons | 0 | 0 | 0 | 0 | 0 | 0 | 0 | 0
BART NOX Annual-Apache Station 3 -v5.13 | 88 | 6614 | Rate Constraint in lbs/MMBtu | FALSE | L | Annual | Allowances Withdrawn (1:1) | Thousand Tons | 0 | 0 | 0 | 0 | 0 | 0 | 0 | 0
BART NOX Annual-Apache Station 3 -v5.13 | 88 | 6614 | Rate Constraint in lbs/MMBtu | FALSE | L | Annual | Allowances Withdrawn (n:1) | Thousand Tons | 0 | 0 | 0 | 0 | 0 | 0 | 0 | 0
BART NOX Annual-Apache Station 3 -v5.13 | 88 | 6614 | Rate Constraint in lbs/MMBtu | FALSE | L | Annual | Net Emissions Allowance Position | Thousand Tons | 0 | 0 | 0 | 0.0021987 | 0.18452 | 0.18889 | 0.31102 | 0.31051
BART NOX Annual-Apache Station 3 -v5.13 | 88 | 6614 | Rate Constraint in lbs/MMBtu | FALSE | L | Annual | Fuel Consumed | TBtu | 0 | 0 | 0 | 0.019119 | 3.8333 | 3.8969 | 6.4408 | 6.4373
BART NOX Annual-Apache Station 3 -v5.13 | 88 | 6614 | Rate Constraint in lbs/MMBtu | FALSE | L | Annual | Rate | lb/MMBtu | 0 | 0 | 0 | 0.23 | 0.096271 | 0.096943 | 0.096578 | 0.096471
BART NOX Annual-Apache Station 3 -v5.13 | 88 | 6614 | Rate Constraint in lbs/MMBtu | FALSE | L | Annual | Generation | TWh | 0 | 0 | 0 | 0.0016876 | 0.33676 | 0.34236 | 0.56584 | 0.56553
BART NOX Annual-Apache Station 3 -v5.13 | 88 | 6614 | Rate Constraint in lbs/MMBtu | FALSE | L | Annual | Qualifying Generation | TWh | 0 | 0 | 0 | 0.0016876 | 0.33676 | 0.34236 | 0.56584 | 0.56553
BART NOX Annual-Apache Station 3 -v5.13 | 88 | 6614 | Rate Constraint in lbs/MMBtu | FALSE | L | Annual | Rate | lb/MWh | 0 | 0 | 0 | 2.6057 | 1.0958 | 1.1035 | 1.0993 | 1.0981
BART NOX Annual-Apache Station 3 -v5.13 | 88 | 6614 | Rate Constraint in lbs/MMBtu | FALSE | L | Annual | Constraint Shadow Price | US2016$/Ton | 0 | 0 | 0 | 426.389 | 0 | 0 | 0 | 0
BART NOX Annual-Big Cajun 2 -v5.14 | 89 | 6397 | Rate Constraint in lbs/MMBtu | FALSE | L | Annual | Seasons Included | Seasons | Winter, WintShld, Summer | Winter, WintShld, Summer | Winter, WintShld, Summer | Winter, WintShld, Summer | Winter, WintShld, Summer | Winter, WintShld, Summer | Winter, WintShld, Summer | Winter, WintShld, Summer
BART NOX Annual-Big Cajun 2 -v5.14 | 89 | 6397 | Rate Constraint in lbs/MMBtu | FALSE | L | Annual | Standard NOX | lb/MMBtu | 0.15 | 0.15 | 0.15 | 0.15 | 0.15 | 0.15 | 0.15 | 0.15
BART NOX Annual-Big Cajun 2 -v5.14 | 89 | 6397 | Rate Constraint in lbs/MMBtu | FALSE | L | Annual | Emissions at Affected Plants NOX | Thousand Tons | 0 | 0 | 0 | 0 | 0 | 0 | 0 | 0
BART NOX Annual-Big Cajun 2 -v5.14 | 89 | 6397 | Rate Constraint in lbs/MMBtu | FALSE | L | Annual | Allowances Purchased NOX | Thousand Tons | 0 | 0 | 0 | 0 | 0 | 0 | 0 | 0
BART NOX Annual-Big Cajun 2 -v5.14 | 89 | 6397 | Rate Constraint in lbs/MMBtu | FALSE | L | Annual | Allowances Sold NOX | Thousand Tons | 0 | 0 | 0 | 0 | 0 | 0 | 0 | 0
BART NOX Annual-Big Cajun 2 -v5.14 | 89 | 6397 | Rate Constraint in lbs/MMBtu | FALSE | L | Annual | Allowances Banked | Thousand Tons | 0 | 0 | 0 | 0 | 0 | 0 | 0 | 0
BART NOX Annual-Big Cajun 2 -v5.14 | 89 | 6397 | Rate Constraint in lbs/MMBtu | FALSE | L | Annual | Allowances Withdrawn (1:1) | Thousand Tons | 0 | 0 | 0 | 0 | 0 | 0 | 0 | 0
BART NOX Annual-Big Cajun 2 -v5.14 | 89 | 6397 | Rate Constraint in lbs/MMBtu | FALSE | L | Annual | Allowances Withdrawn (n:1) | Thousand Tons | 0 | 0 | 0 | 0 | 0 | 0 | 0 | 0
BART NOX Annual-Big Cajun 2 -v5.14 | 89 | 6397 | Rate Constraint in lbs/MMBtu | FALSE | L | Annual | Net Emissions Allowance Position | Thousand Tons | 0 | 0 | 0 | 0 | 0 | 0 | 0 | 0
BART NOX Annual-Big Cajun 2 -v5.14 | 89 | 6397 | Rate Constraint in lbs/MMBtu | FALSE | L | Annual | Fuel Consumed | TBtu | 0 | 0 | 0 | 0 | 0 | 0 | 0 | 0
BART NOX Annual-Big Cajun 2 -v5.14 | 89 | 6397 | Rate Constraint in lbs/MMBtu | FALSE | L | Annual | Rate | lb/MMBtu | 0 | 0 | 0 | 0 | 0 | 0 | 0 | 0
BART NOX Annual-Big Cajun 2 -v5.14 | 89 | 6397 | Rate Constraint in lbs/MMBtu | FALSE | L | Annual | Generation | TWh | 0 | 0 | 0 | 0 | 0 | 0 | 0 | 0
BART NOX Annual-Big Cajun 2 -v5.14 | 89 | 6397 | Rate Constraint in lbs/MMBtu | FALSE | L | Annual | Qualifying Generation | TWh | 0 | 0 | 0 | 0 | 0 | 0 | 0 | 0
BART NOX Annual-Big Cajun 2 -v5.14 | 89 | 6397 | Rate Constraint in lbs/MMBtu | FALSE | L | Annual | Rate | lb/MWh | 0 | 0 | 0 | 0 | 0 | 0 | 0 | 0
BART NOX Annual-Big Cajun 2 -v5.14 | 89 | 6397 | Rate Constraint in lbs/MMBtu | FALSE | L | Annual | Constraint Shadow Price | US2016$/Ton | 0 | 0 | 0 | 0 | 0 | 0 | 0 | 0
BART NOX Annual-Campbell 2 -v5.14 | 90 | 6115 | Rate Constraint in lbs/MMBtu | FALSE | L | Annual | Seasons Included | Seasons | Winter, WintShld, Summer | Winter, WintShld, Summer | Winter, WintShld, Summer | Winter, WintShld, Summer | Winter, WintShld, Summer | Winter, WintShld, Summer | Winter, WintShld, Summer | Winter, WintShld, Summer
BART NOX Annual-Campbell 2 -v5.14 | 90 | 6115 | Rate Constraint in lbs/MMBtu | FALSE | L | Annual | Standard NOX | lb/MMBtu | 0.08 | 0.08 | 0.08 | 0.08 | 0.08 | 0.08 | 0.08 | 0.08
BART NOX Annual-Campbell 2 -v5.14 | 90 | 6115 | Rate Constraint in lbs/MMBtu | FALSE | L | Annual | Emissions at Affected Plants NOX | Thousand Tons | 0.25212 | 0.27241 | 0.28694 | 0.35684 | 0.3083 | 0.31517 | 0.30609 | 0
BART NOX Annual-Campbell 2 -v5.14 | 90 | 6115 | Rate Constraint in lbs/MMBtu | FALSE | L | Annual | Allowances Purchased NOX | Thousand Tons | 0 | 0 | 0 | 0 | 0 | 0 | 0 | 0
BART NOX Annual-Campbell 2 -v5.14 | 90 | 6115 | Rate Constraint in lbs/MMBtu | FALSE | L | Annual | Allowances Sold NOX | Thousand Tons | 0 | 0 | 0 | 0 | 0 | 0 | 0 | 0
BART NOX Annual-Campbell 2 -v5.14 | 90 | 6115 | Rate Constraint in lbs/MMBtu | FALSE | L | Annual | Allowances Banked | Thousand Tons | 0 | 0 | 0 | 0 | 0 | 0 | 0 | 0
BART NOX Annual-Campbell 2 -v5.14 | 90 | 6115 | Rate Constraint in lbs/MMBtu | FALSE | L | Annual | Allowances Withdrawn (1:1) | Thousand Tons | 0 | 0 | 0 | 0 | 0 | 0 | 0 | 0
BART NOX Annual-Campbell 2 -v5.14 | 90 | 6115 | Rate Constraint in lbs/MMBtu | FALSE | L | Annual | Allowances Withdrawn (n:1) | Thousand Tons | 0 | 0 | 0 | 0 | 0 | 0 | 0 | 0
BART NOX Annual-Campbell 2 -v5.14 | 90 | 6115 | Rate Constraint in lbs/MMBtu | FALSE | L | Annual | Net Emissions Allowance Position | Thousand Tons | 0.25212 | 0.27241 | 0.28694 | 0.35684 | 0.3083 | 0.31517 | 0.30609 | 0
BART NOX Annual-Campbell 2 -v5.14 | 90 | 6115 | Rate Constraint in lbs/MMBtu | FALSE | L | Annual | Fuel Consumed | TBtu | 9.878 | 10.6726 | 11.242 | 13.9809 | 12.0789 | 12.3482 | 11.9921 | 0
BART NOX Annual-Campbell 2 -v5.14 | 90 | 6115 | Rate Constraint in lbs/MMBtu | FALSE | L | Annual | Rate | lb/MMBtu | 0.051048 | 0.051048 | 0.051048 | 0.051048 | 0.051048 | 0.051048 | 0.051048 | 0
BART NOX Annual-Campbell 2 -v5.14 | 90 | 6115 | Rate Constraint in lbs/MMBtu | FALSE | L | Annual | Generation | TWh | 0.9138 | 0.98731 | 1.04 | 1.2934 | 1.1174 | 1.1423 | 1.1094 | 0
BART NOX Annual-Campbell 2 -v5.14 | 90 | 6115 | Rate Constraint in lbs/MMBtu | FALSE | L | Annual | Qualifying Generation | TWh | 0.9138 | 0.98731 | 1.04 | 1.2934 | 1.1174 | 1.1423 | 1.1094 | 0
BART NOX Annual-Campbell 2 -v5.14 | 90 | 6115 | Rate Constraint in lbs/MMBtu | FALSE | L | Annual | Rate | lb/MWh | 0.55181 | 0.55181 | 0.55181 | 0.55181 | 0.55181 | 0.55181 | 0.55181 | 0
BART NOX Annual-Campbell 2 -v5.14 | 90 | 6115 | Rate Constraint in lbs/MMBtu | FALSE | L | Annual | Constraint Shadow Price | US2016$/Ton | 0 | 0 | 0 | 0 | 0 | 0 | 0 | 0
BART NOX Annual-Campbell 3 -v5.14 | 91 | 6116 | Rate Constraint in lbs/MMBtu | FALSE | L | Annual | Seasons Included | Seasons | Winter, WintShld, Summer | Winter, WintShld, Summer | Winter, WintShld, Summer | Winter, WintShld, Summer | Winter, WintShld, Summer | Winter, WintShld, Summer | Winter, WintShld, Summer | Winter, WintShld, Summer
BART NOX Annual-Campbell 3 -v5.14 | 91 | 6116 | Rate Constraint in lbs/MMBtu | FALSE | L | Annual | Standard NOX | lb/MMBtu | 0.08 | 0.08 | 0.08 | 0.08 | 0.08 | 0.08 | 0.08 | 0.08
BART NOX Annual-Campbell 3 -v5.14 | 91 | 6116 | Rate Constraint in lbs/MMBtu | FALSE | L | Annual | Emissions at Affected Plants NOX | Thousand Tons | 1.4839 | 1.5964 | 1.7091 | 1.789 | 1.6218 | 1.6218 | 1.6218 | 1.2136
BART NOX Annual-Campbell 3 -v5.14 | 91 | 6116 | Rate Constraint in lbs/MMBtu | FALSE | L | Annual | Allowances Purchased NOX | Thousand Tons | 0 | 0 | 0 | 0 | 0 | 0 | 0 | 0
BART NOX Annual-Campbell 3 -v5.14 | 91 | 6116 | Rate Constraint in lbs/MMBtu | FALSE | L | Annual | Allowances Sold NOX | Thousand Tons | 0 | 0 | 0 | 0 | 0 | 0 | 0 | 0
BART NOX Annual-Campbell 3 -v5.14 | 91 | 6116 | Rate Constraint in lbs/MMBtu | FALSE | L | Annual | Allowances Banked | Thousand Tons | 0 | 0 | 0 | 0 | 0 | 0 | 0 | 0
BART NOX Annual-Campbell 3 -v5.14 | 91 | 6116 | Rate Constraint in lbs/MMBtu | FALSE | L | Annual | Allowances Withdrawn (1:1) | Thousand Tons | 0 | 0 | 0 | 0 | 0 | 0 | 0 | 0
BART NOX Annual-Campbell 3 -v5.14 | 91 | 6116 | Rate Constraint in lbs/MMBtu | FALSE | L | Annual | Allowances Withdrawn (n:1) | Thousand Tons | 0 | 0 | 0 | 0 | 0 | 0 | 0 | 0
BART NOX Annual-Campbell 3 -v5.14 | 91 | 6116 | Rate Constraint in lbs/MMBtu | FALSE | L | Annual | Net Emissions Allowance Position | Thousand Tons | 1.4839 | 1.5964 | 1.7091 | 1.789 | 1.6218 | 1.6218 | 1.6218 | 1.2136
BART NOX Annual-Campbell 3 -v5.14 | 91 | 6116 | Rate Constraint in lbs/MMBtu | FALSE | L | Annual | Fuel Consumed | TBtu | 52.7281 | 56.725 | 60.7295 | 63.5674 | 57.6289 | 57.6289 | 57.6289 | 43.1216
BART NOX Annual-Campbell 3 -v5.14 | 91 | 6116 | Rate Constraint in lbs/MMBtu | FALSE | L | Annual | Rate | lb/MMBtu | 0.056286 | 0.056286 | 0.056286 | 0.056286 | 0.056286 | 0.056286 | 0.056286 | 0.056286
BART NOX Annual-Campbell 3 -v5.14 | 91 | 6116 | Rate Constraint in lbs/MMBtu | FALSE | L | Annual | Generation | TWh | 4.9666 | 5.3431 | 5.7203 | 5.9876 | 5.4282 | 5.4282 | 5.4282 | 4.0617
BART NOX Annual-Campbell 3 -v5.14 | 91 | 6116 | Rate Constraint in lbs/MMBtu | FALSE | L | Annual | Qualifying Generation | TWh | 4.9666 | 5.3431 | 5.7203 | 5.9876 | 5.4282 | 5.4282 | 5.4282 | 4.0617
BART NOX Annual-Campbell 3 -v5.14 | 91 | 6116 | Rate Constraint in lbs/MMBtu | FALSE | L | Annual | Rate | lb/MWh | 0.59756 | 0.59756 | 0.59756 | 0.59756 | 0.59756 | 0.59756 | 0.59756 | 0.59756
BART NOX Annual-Campbell 3 -v5.14 | 91 | 6116 | Rate Constraint in lbs/MMBtu | FALSE | L | Annual | Constraint Shadow Price | US2016$/Ton | 0 | 0 | 0 | 0 | 0 | 0 | 0 | 0
BART NOX AnnualCap- Oswego Harbor 5- v5.16 | 92 | 6670 | Rate Constraint in MTons | FALSE | L | Annual | Seasons Included | Seasons | Winter, WintShld, Summer | Winter, WintShld, Summer | Winter, WintShld, Summer | Winter, WintShld, Summer | Winter, WintShld, Summer | Winter, WintShld, Summer | Winter, WintShld, Summer | Winter, WintShld, Summer
BART NOX AnnualCap- Oswego Harbor 5- v5.16 | 92 | 6670 | Rate Constraint in MTons | FALSE | L | Annual | Standard NOX | Thousand Tons | 0.383 | 0.383 | 0.383 | 0.383 | 0.383 | 0.383 | 0.383 | 0.383
BART NOX AnnualCap- Oswego Harbor 5- v5.16 | 92 | 6670 | Rate Constraint in MTons | FALSE | L | Annual | Emissions at Affected Plants NOX | Thousand Tons | 0 | 0 | 0 | 0 | 0 | 0 | 0 | 0
BART NOX AnnualCap- Oswego Harbor 5- v5.16 | 92 | 6670 | Rate Constraint in MTons | FALSE | L | Annual | Allowances Purchased NOX | Thousand Tons | 0 | 0 | 0 | 0 | 0 | 0 | 0 | 0
BART NOX AnnualCap- Oswego Harbor 5- v5.16 | 92 | 6670 | Rate Constraint in MTons | FALSE | L | Annual | Allowances Sold NOX | Thousand Tons | 0 | 0 | 0 | 0 | 0 | 0 | 0 | 0
BART NOX AnnualCap- Oswego Harbor 5- v5.16 | 92 | 6670 | Rate Constraint in MTons | FALSE | L | Annual | Allowances Banked | Thousand Tons | 0 | 0 | 0 | 0 | 0 | 0 | 0 | 0
BART NOX AnnualCap- Oswego Harbor 5- v5.16 | 92 | 6670 | Rate Constraint in MTons | FALSE | L | Annual | Allowances Withdrawn (1:1) | Thousand Tons | 0 | 0 | 0 | 0 | 0 | 0 | 0 | 0
BART NOX AnnualCap- Oswego Harbor 5- v5.16 | 92 | 6670 | Rate Constraint in MTons | FALSE | L | Annual | Allowances Withdrawn (n:1) | Thousand Tons | 0 | 0 | 0 | 0 | 0 | 0 | 0 | 0
BART NOX AnnualCap- Oswego Harbor 5- v5.16 | 92 | 6670 | Rate Constraint in MTons | FALSE | L | Annual | Net Emissions Allowance Position | Thousand Tons | 0 | 0 | 0 | 0 | 0 | 0 | 0 | 0
BART NOX AnnualCap- Oswego Harbor 5- v5.16 | 92 | 6670 | Rate Constraint in MTons | FALSE | L | Annual | Fuel Consumed | TBtu | 0 | 0 | 0 | 0 | 0 | 0 | 0 | 0
BART NOX AnnualCap- Oswego Harbor 5- v5.16 | 92 | 6670 | Rate Constraint in MTons | FALSE | L | Annual | Rate | lb/MMBtu | 0 | 0 | 0 | 0 | 0 | 0 | 0 | 0
BART NOX AnnualCap- Oswego Harbor 5- v5.16 | 92 | 6670 | Rate Constraint in MTons | FALSE | L | Annual | Generation | TWh | 0 | 0 | 0 | 0 | 0 | 0 | 0 | 0
BART NOX AnnualCap- Oswego Harbor 5- v5.16 | 92 | 6670 | Rate Constraint in MTons | FALSE | L | Annual | Qualifying Generation | TWh | 0 | 0 | 0 | 0 | 0 | 0 | 0 | 0
BART NOX AnnualCap- Oswego Harbor 5- v5.16 | 92 | 6670 | Rate Constraint in MTons | FALSE | L | Annual | Rate | lb/MWh | 0 | 0 | 0 | 0 | 0 | 0 | 0 | 0
BART NOX AnnualCap- Oswego Harbor 5- v5.16 | 92 | 6670 | Rate Constraint in MTons | FALSE | L | Annual | Constraint Shadow Price | US2016$/Ton | 0 | 0 | 0 | 0 | 0 | 0 | 0 | 0
BART NOX AnnualCap- Oswego Harbor 6- v5.16 | 93 | 6671 | Rate Constraint in MTons | FALSE | L | Annual | Seasons Included | Seasons | Winter, WintShld, Summer | Winter, WintShld, Summer | Winter, WintShld, Summer | Winter, WintShld, Summer | Winter, WintShld, Summer | Winter, WintShld, Summer | Winter, WintShld, Summer | Winter, WintShld, Summer
BART NOX AnnualCap- Oswego Harbor 6- v5.16 | 93 | 6671 | Rate Constraint in MTons | FALSE | L | Annual | Standard NOX | Thousand Tons | 0.665 | 0.665 | 0.665 | 0.665 | 0.665 | 0.665 | 0.665 | 0.665
BART NOX AnnualCap- Oswego Harbor 6- v5.16 | 93 | 6671 | Rate Constraint in MTons | FALSE | L | Annual | Emissions at Affected Plants NOX | Thousand Tons | 0.060418 | 0.083624 | 0.12038 | 0.1821 | 0.070418 | 0.028433 | 0.011606 | 0.012676
BART NOX AnnualCap- Oswego Harbor 6- v5.16 | 93 | 6671 | Rate Constraint in MTons | FALSE | L | Annual | Allowances Purchased NOX | Thousand Tons | 0 | 0 | 0 | 0 | 0 | 0 | 0 | 0
BART NOX AnnualCap- Oswego Harbor 6- v5.16 | 93 | 6671 | Rate Constraint in MTons | FALSE | L | Annual | Allowances Sold NOX | Thousand Tons | 0 | 0 | 0 | 0 | 0 | 0 | 0 | 0
BART NOX AnnualCap- Oswego Harbor 6- v5.16 | 93 | 6671 | Rate Constraint in MTons | FALSE | L | Annual | Allowances Banked | Thousand Tons | 0 | 0 | 0 | 0 | 0 | 0 | 0 | 0
BART NOX AnnualCap- Oswego Harbor 6- v5.16 | 93 | 6671 | Rate Constraint in MTons | FALSE | L | Annual | Allowances Withdrawn (1:1) | Thousand Tons | 0 | 0 | 0 | 0 | 0 | 0 | 0 | 0
BART NOX AnnualCap- Oswego Harbor 6- v5.16 | 93 | 6671 | Rate Constraint in MTons | FALSE | L | Annual | Allowances Withdrawn (n:1) | Thousand Tons | 0 | 0 | 0 | 0 | 0 | 0 | 0 | 0
BART NOX AnnualCap- Oswego Harbor 6- v5.16 | 93 | 6671 | Rate Constraint in MTons | FALSE | L | Annual | Net Emissions Allowance Position | Thousand Tons | 0.060418 | 0.083624 | 0.12038 | 0.1821 | 0.070418 | 0.028433 | 0.011606 | 0.012676
BART NOX AnnualCap- Oswego Harbor 6- v5.16 | 93 | 6671 | Rate Constraint in MTons | FALSE | L | Annual | Fuel Consumed | TBtu | 1.5105 | 2.0906 | 3.0096 | 4.5525 | 1.7604 | 0.71082 | 0.29014 | 0.31691
BART NOX AnnualCap- Oswego Harbor 6- v5.16 | 93 | 6671 | Rate Constraint in MTons | FALSE | L | Annual | Rate | lb/MMBtu | 0.08 | 0.08 | 0.08 | 0.08 | 0.08 | 0.08 | 0.08 | 0.08
BART NOX AnnualCap- Oswego Harbor 6- v5.16 | 93 | 6671 | Rate Constraint in MTons | FALSE | L | Annual | Generation | TWh | 0.12581 | 0.17413 | 0.25067 | 0.37919 | 0.14663 | 0.059206 | 0.024167 | 0.026396
BART NOX AnnualCap- Oswego Harbor 6- v5.16 | 93 | 6671 | Rate Constraint in MTons | FALSE | L | Annual | Qualifying Generation | TWh | 0.12581 | 0.17413 | 0.25067 | 0.37919 | 0.14663 | 0.059206 | 0.024167 | 0.026396
BART NOX AnnualCap- Oswego Harbor 6- v5.16 | 93 | 6671 | Rate Constraint in MTons | FALSE | L | Annual | Rate | lb/MWh | 0.96048 | 0.96048 | 0.96048 | 0.96048 | 0.96048 | 0.96048 | 0.96048 | 0.96048
BART NOX AnnualCap- Oswego Harbor 6- v5.16 | 93 | 6671 | Rate Constraint in MTons | FALSE | L | Annual | Constraint Shadow Price | US2016$/Ton | 0 | 0 | 0 | 0 | 0 | 0 | 0 | 0
BART NOX Annual-Cherokee 4 -v5.13 | 94 | 5819 | Rate Constraint in lbs/MMBtu | FALSE | L | Annual | Seasons Included | Seasons | Winter, WintShld, Summer | Winter, WintShld, Summer | Winter, WintShld, Summer | Winter, WintShld, Summer | Winter, WintShld, Summer | Winter, WintShld, Summer | Winter, WintShld, Summer | Winter, WintShld, Summer
BART NOX Annual-Cherokee 4 -v5.13 | 94 | 5819 | Rate Constraint in lbs/MMBtu | FALSE | L | Annual | Standard NOX | lb/MMBtu | 0.12 | 0.12 | 0.12 | 0.12 | 0.12 | 0.12 | 0.12 | 0.12
BART NOX Annual-Cherokee 4 -v5.13 | 94 | 5819 | Rate Constraint in lbs/MMBtu | FALSE | L | Annual | Emissions at Affected Plants NOX | Thousand Tons | 0.070374 | 0.094821 | 0.12536 | 0.15907 | 0.21176 | 0.24983 | 0.21319 | 0.2085
BART NOX Annual-Cherokee 4 -v5.13 | 94 | 5819 | Rate Constraint in lbs/MMBtu | FALSE | L | Annual | Allowances Purchased NOX | Thousand Tons | 0 | 0 | 0 | 0 | 0 | 0 | 0 | 0
BART NOX Annual-Cherokee 4 -v5.13 | 94 | 5819 | Rate Constraint in lbs/MMBtu | FALSE | L | Annual | Allowances Sold NOX | Thousand Tons | 0 | 0 | 0 | 0 | 0 | 0 | 0 | 0
BART NOX Annual-Cherokee 4 -v5.13 | 94 | 5819 | Rate Constraint in lbs/MMBtu | FALSE | L | Annual | Allowances Banked | Thousand Tons | 0 | 0 | 0 | 0 | 0 | 0 | 0 | 0
BART NOX Annual-Cherokee 4 -v5.13 | 94 | 5819 | Rate Constraint in lbs/MMBtu | FALSE | L | Annual | Allowances Withdrawn (1:1) | Thousand Tons | 0 | 0 | 0 | 0 | 0 | 0 | 0 | 0
BART NOX Annual-Cherokee 4 -v5.13 | 94 | 5819 | Rate Constraint in lbs/MMBtu | FALSE | L | Annual | Allowances Withdrawn (n:1) | Thousand Tons | 0 | 0 | 0 | 0 | 0 | 0 | 0 | 0
BART NOX Annual-Cherokee 4 -v5.13 | 94 | 5819 | Rate Constraint in lbs/MMBtu | FALSE | L | Annual | Net Emissions Allowance Position | Thousand Tons | 0.070374 | 0.094821 | 0.12536 | 0.15907 | 0.21176 | 0.24983 | 0.21319 | 0.2085
BART NOX Annual-Cherokee 4 -v5.13 | 94 | 5819 | Rate Constraint in lbs/MMBtu | FALSE | L | Annual | Fuel Consumed | TBtu | 1.1729 | 1.5804 | 2.0893 | 2.6511 | 3.5293 | 4.1639 | 3.5532 | 3.475
BART NOX Annual-Cherokee 4 -v5.13 | 94 | 5819 | Rate Constraint in lbs/MMBtu | FALSE | L | Annual | Rate | lb/MMBtu | 0.12 | 0.12 | 0.12 | 0.12 | 0.12 | 0.12 | 0.12 | 0.12
BART NOX Annual-Cherokee 4 -v5.13 | 94 | 5819 | Rate Constraint in lbs/MMBtu | FALSE | L | Annual | Generation | TWh | 0.11057 | 0.14898 | 0.19695 | 0.24992 | 0.3327 | 0.39252 | 0.33496 | 0.32758
BART NOX Annual-Cherokee 4 -v5.13 | 94 | 5819 | Rate Constraint in lbs/MMBtu | FALSE | L | Annual | Qualifying Generation | TWh | 0.11057 | 0.14898 | 0.19695 | 0.24992 | 0.3327 | 0.39252 | 0.33496 | 0.32758
BART NOX Annual-Cherokee 4 -v5.13 | 94 | 5819 | Rate Constraint in lbs/MMBtu | FALSE | L | Annual | Rate | lb/MWh | 1.273 | 1.273 | 1.273 | 1.273 | 1.273 | 1.273 | 1.273 | 1.273
BART NOX Annual-Cherokee 4 -v5.13 | 94 | 5819 | Rate Constraint in lbs/MMBtu | FALSE | L | Annual | Constraint Shadow Price | US2016$/Ton | 0 | 0 | 0 | 0 | 0 | 0 | 0 | 0
BART NOX Annual-Cholla 3 -v6.17 | 96 | 7048 | Rate Constraint in lbs/MMBtu | FALSE | L | Annual | Seasons Included | Seasons | Winter, WintShld, Summer | Winter, WintShld, Summer | Winter, WintShld, Summer | Winter, WintShld, Summer | Winter, WintShld, Summer | Winter, WintShld, Summer | Winter, WintShld, Summer | Winter, WintShld, Summer
BART NOX Annual-Cholla 3 -v6.17 | 96 | 7048 | Rate Constraint in lbs/MMBtu | FALSE | L | Annual | Standard NOX | lb/MMBtu | 0.22 | 0.22 | 0.22 | 0.08 | 0.08 | 0.08 | 0.08 | 0.08
BART NOX Annual-Cholla 3 -v6.17 | 96 | 7048 | Rate Constraint in lbs/MMBtu | FALSE | L | Annual | Emissions at Affected Plants NOX | Thousand Tons | 1.8531 | 1.8531 | 0 | 0 | 0 | 0 | 0 | 0
BART NOX Annual-Cholla 3 -v6.17 | 96 | 7048 | Rate Constraint in lbs/MMBtu | FALSE | L | Annual | Allowances Purchased NOX | Thousand Tons | 0 | 0 | 0 | 0 | 0 | 0 | 0 | 0
BART NOX Annual-Cholla 3 -v6.17 | 96 | 7048 | Rate Constraint in lbs/MMBtu | FALSE | L | Annual | Allowances Sold NOX | Thousand Tons | 0 | 0 | 0 | 0 | 0 | 0 | 0 | 0
BART NOX Annual-Cholla 3 -v6.17 | 96 | 7048 | Rate Constraint in lbs/MMBtu | FALSE | L | Annual | Allowances Banked | Thousand Tons | 0 | 0 | 0 | 0 | 0 | 0 | 0 | 0
BART NOX Annual-Cholla 3 -v6.17 | 96 | 7048 | Rate Constraint in lbs/MMBtu | FALSE | L | Annual | Allowances Withdrawn (1:1) | Thousand Tons | 0 | 0 | 0 | 0 | 0 | 0 | 0 | 0
BART NOX Annual-Cholla 3 -v6.17 | 96 | 7048 | Rate Constraint in lbs/MMBtu | FALSE | L | Annual | Allowances Withdrawn (n:1) | Thousand Tons | 0 | 0 | 0 | 0 | 0 | 0 | 0 | 0
BART NOX Annual-Cholla 3 -v6.17 | 96 | 7048 | Rate Constraint in lbs/MMBtu | FALSE | L | Annual | Net Emissions Allowance Position | Thousand Tons | 1.8531 | 1.8531 | 0 | 0 | 0 | 0 | 0 | 0
BART NOX Annual-Cholla 3 -v6.17 | 96 | 7048 | Rate Constraint in lbs/MMBtu | FALSE | L | Annual | Fuel Consumed | TBtu | 20.9724 | 20.9724 | 0 | 0 | 0 | 0 | 0 | 0
BART NOX Annual-Cholla 3 -v6.17 | 96 | 7048 | Rate Constraint in lbs/MMBtu | FALSE | L | Annual | Rate | lb/MMBtu | 0.17671 | 0.17671 | 0 | 0 | 0 | 0 | 0 | 0
BART NOX Annual-Cholla 3 -v6.17 | 96 | 7048 | Rate Constraint in lbs/MMBtu | FALSE | L | Annual | Generation | TWh | 1.8735 | 1.8735 | 0 | 0 | 0 | 0 | 0 | 0
BART NOX Annual-Cholla 3 -v6.17 | 96 | 7048 | Rate Constraint in lbs/MMBtu | FALSE | L | Annual | Qualifying Generation | TWh | 1.8735 | 1.8735 | 0 | 0 | 0 | 0 | 0 | 0
BART NOX Annual-Cholla 3 -v6.17 | 96 | 7048 | Rate Constraint in lbs/MMBtu | FALSE | L | Annual | Rate | lb/MWh | 1.9781 | 1.9781 | 0 | 0 | 0 | 0 | 0 | 0
BART NOX Annual-Cholla 3 -v6.17 | 96 | 7048 | Rate Constraint in lbs/MMBtu | FALSE | L | Annual | Constraint Shadow Price | US2016$/Ton | 0 | 0 | 0 | 9876.4442 | 12399.595 | 15734.4257 | 21157.5404 | 15849.7132
BART NOX Annual-Cholla 4 -v6.17 | 97 | 7049 | Rate Constraint in lbs/MMBtu | FALSE | L | Annual | Seasons Included | Seasons | Winter, WintShld, Summer | Winter, WintShld, Summer | Winter, WintShld, Summer | Winter, WintShld, Summer | Winter, WintShld, Summer | Winter, WintShld, Summer | Winter, WintShld, Summer | Winter, WintShld, Summer
BART NOX Annual-Cholla 4 -v6.17 | 97 | 7049 | Rate Constraint in lbs/MMBtu | FALSE | L | Annual | Standard NOX | lb/MMBtu | 0.22 | 0.22 | 0.22 | 0.08 | 0.08 | 0.08 | 0.08 | 0.08
BART NOX Annual-Cholla 4 -v6.17 | 97 | 7049 | Rate Constraint in lbs/MMBtu | FALSE | L | Annual | Emissions at Affected Plants NOX | Thousand Tons | 0 | 0 | 0 | 0 | 0 | 0 | 0 | 0
BART NOX Annual-Cholla 4 -v6.17 | 97 | 7049 | Rate Constraint in lbs/MMBtu | FALSE | L | Annual | Allowances Purchased NOX | Thousand Tons | 0 | 0 | 0 | 0 | 0 | 0 | 0 | 0
BART NOX Annual-Cholla 4 -v6.17 | 97 | 7049 | Rate Constraint in lbs/MMBtu | FALSE | L | Annual | Allowances Sold NOX | Thousand Tons | 0 | 0 | 0 | 0 | 0 | 0 | 0 | 0
BART NOX Annual-Cholla 4 -v6.17 | 97 | 7049 | Rate Constraint in lbs/MMBtu | FALSE | L | Annual | Allowances Banked | Thousand Tons | 0 | 0 | 0 | 0 | 0 | 0 | 0 | 0
BART NOX Annual-Cholla 4 -v6.17 | 97 | 7049 | Rate Constraint in lbs/MMBtu | FALSE | L | Annual | Allowances Withdrawn (1:1) | Thousand Tons | 0 | 0 | 0 | 0 | 0 | 0 | 0 | 0
BART NOX Annual-Cholla 4 -v6.17 | 97 | 7049 | Rate Constraint in lbs/MMBtu | FALSE | L | Annual | Allowances Withdrawn (n:1) | Thousand Tons | 0 | 0 | 0 | 0 | 0 | 0 | 0 | 0
BART NOX Annual-Cholla 4 -v6.17 | 97 | 7049 | Rate Constraint in lbs/MMBtu | FALSE | L | Annual | Net Emissions Allowance Position | Thousand Tons | 0 | 0 | 0 | 0 | 0 | 0 | 0 | 0
BART NOX Annual-Cholla 4 -v6.17 | 97 | 7049 | Rate Constraint in lbs/MMBtu | FALSE | L | Annual | Fuel Consumed | TBtu | 0 | 0 | 0 | 0 | 0 | 0 | 0 | 0
BART NOX Annual-Cholla 4 -v6.17 | 97 | 7049 | Rate Constraint in lbs/MMBtu | FALSE | L | Annual | Rate | lb/MMBtu | 0 | 0 | 0 | 0 | 0 | 0 | 0 | 0
BART NOX Annual-Cholla 4 -v6.17 | 97 | 7049 | Rate Constraint in lbs/MMBtu | FALSE | L | Annual | Generation | TWh | 0 | 0 | 0 | 0 | 0 | 0 | 0 | 0
BART NOX Annual-Cholla 4 -v6.17 | 97 | 7049 | Rate Constraint in lbs/MMBtu | FALSE | L | Annual | Qualifying Generation | TWh | 0 | 0 | 0 | 0 | 0 | 0 | 0 | 0
BART NOX Annual-Cholla 4 -v6.17 | 97 | 7049 | Rate Constraint in lbs/MMBtu | FALSE | L | Annual | Rate | lb/MWh | 0 | 0 | 0 | 0 | 0 | 0 | 0 | 0
BART NOX Annual-Cholla 4 -v6.17 | 97 | 7049 | Rate Constraint in lbs/MMBtu | FALSE | L | Annual | Constraint Shadow Price | US2016$/Ton | 0 | 0 | 0 | 6843.7945 | 5018.3343 | 8991.9507 | 0 | 6142.6297
BART NOX Annual-Comanche 1 -v5.13 | 98 | 5820 | Rate Constraint in lbs/MMBtu | FALSE | L | Annual | Seasons Included | Seasons | Winter, WintShld, Summer | Winter, WintShld, Summer | Winter, WintShld, Summer | Winter, WintShld, Summer | Winter, WintShld, Summer | Winter, WintShld, Summer | Winter, WintShld, Summer | Winter, WintShld, Summer
BART NOX Annual-Comanche 1 -v5.13 | 98 | 5820 | Rate Constraint in lbs/MMBtu | FALSE | L | Annual | Standard NOX | lb/MMBtu | 0.2 | 0.2 | 0.2 | 0.2 | 0.2 | 0.2 | 0.2 | 0.2
BART NOX Annual-Comanche 1 -v5.13 | 98 | 5820 | Rate Constraint in lbs/MMBtu | FALSE | L | Annual | Emissions at Affected Plants NOX | Thousand Tons | 1.4948 | 1.4948 | 1.4948 | 1.4948 | 1.3619 | 1.3619 | 1.4948 | 1.4491
BART NOX Annual-Comanche 1 -v5.13 | 98 | 5820 | Rate Constraint in lbs/MMBtu | FALSE | L | Annual | Allowances Purchased NOX | Thousand Tons | 0 | 0 | 0 | 0 | 0 | 0 | 0 | 0
BART NOX Annual-Comanche 1 -v5.13 | 98 | 5820 | Rate Constraint in lbs/MMBtu | FALSE | L | Annual | Allowances Sold NOX | Thousand Tons | 0 | 0 | 0 | 0 | 0 | 0 | 0 | 0
BART NOX Annual-Comanche 1 -v5.13 | 98 | 5820 | Rate Constraint in lbs/MMBtu | FALSE | L | Annual | Allowances Banked | Thousand Tons | 0 | 0 | 0 | 0 | 0 | 0 | 0 | 0
BART NOX Annual-Comanche 1 -v5.13 | 98 | 5820 | Rate Constraint in lbs/MMBtu | FALSE | L | Annual | Allowances Withdrawn (1:1) | Thousand Tons | 0 | 0 | 0 | 0 | 0 | 0 | 0 | 0
BART NOX Annual-Comanche 1 -v5.13 | 98 | 5820 | Rate Constraint in lbs/MMBtu | FALSE | L | Annual | Allowances Withdrawn (n:1) | Thousand Tons | 0 | 0 | 0 | 0 | 0 | 0 | 0 | 0
BART NOX Annual-Comanche 1 -v5.13 | 98 | 5820 | Rate Constraint in lbs/MMBtu | FALSE | L | Annual | Net Emissions Allowance Position | Thousand Tons | 1.4948 | 1.4948 | 1.4948 | 1.4948 | 1.3619 | 1.3619 | 1.4948 | 1.4491
BART NOX Annual-Comanche 1 -v5.13 | 98 | 5820 | Rate Constraint in lbs/MMBtu | FALSE | L | Annual | Fuel Consumed | TBtu | 24.9638 | 24.9638 | 24.9638 | 24.9638 | 22.7443 | 22.7443 | 24.9638 | 24.1996
BART NOX Annual-Comanche 1 -v5.13 | 98 | 5820 | Rate Constraint in lbs/MMBtu | FALSE | L | Annual | Rate | lb/MMBtu | 0.11976 | 0.11976 | 0.11976 | 0.11976 | 0.11976 | 0.11976 | 0.11976 | 0.11976
BART NOX Annual-Comanche 1 -v5.13 | 98 | 5820 | Rate Constraint in lbs/MMBtu | FALSE | L | Annual | Generation | TWh | 2.332 | 2.332 | 2.332 | 2.332 | 2.1246 | 2.1246 | 2.332 | 2.2606
BART NOX Annual-Comanche 1 -v5.13 | 98 | 5820 | Rate Constraint in lbs/MMBtu | FALSE | L | Annual | Qualifying Generation | TWh | 2.332 | 2.332 | 2.332 | 2.332 | 2.1246 | 2.1246 | 2.332 | 2.2606
BART NOX Annual-Comanche 1 -v5.13 | 98 | 5820 | Rate Constraint in lbs/MMBtu | FALSE | L | Annual | Rate | lb/MWh | 1.282 | 1.282 | 1.282 | 1.282 | 1.282 | 1.282 | 1.282 | 1.282
BART NOX Annual-Comanche 1 -v5.13 | 98 | 5820 | Rate Constraint in lbs/MMBtu | FALSE | L | Annual | Constraint Shadow Price | US2016$/Ton | 0 | 0 | 0 | 0 | 0 | 0 | 0 | 0
BART NOX Annual-Comanche 2 -v5.13 | 99 | 5821 | Rate Constraint in lbs/MMBtu | FALSE | L | Annual | Seasons Included | Seasons | Winter, WintShld, Summer | Winter, WintShld, Summer | Winter, WintShld, Summer | Winter, WintShld, Summer | Winter, WintShld, Summer | Winter, WintShld, Summer | Winter, WintShld, Summer | Winter, WintShld, Summer
BART NOX Annual-Comanche 2 -v5.13 | 99 | 5821 | Rate Constraint in lbs/MMBtu | FALSE | L | Annual | Standard NOX | lb/MMBtu | 0.2 | 0.2 | 0.2 | 0.2 | 0.2 | 0.2 | 0.2 | 0.2
BART NOX Annual-Comanche 2 -v5.13 | 99 | 5821 | Rate Constraint in lbs/MMBtu | FALSE | L | Annual | Emissions at Affected Plants NOX | Thousand Tons | 1.9111 | 1.9111 | 1.9111 | 1.9111 | 1.7412 | 1.8526 | 1.9111 | 1.8526
BART NOX Annual-Comanche 2 -v5.13 | 99 | 5821 | Rate Constraint in lbs/MMBtu | FALSE | L | Annual | Allowances Purchased NOX | Thousand Tons | 0 | 0 | 0 | 0 | 0 | 0 | 0 | 0
BART NOX Annual-Comanche 2 -v5.13 | 99 | 5821 | Rate Constraint in lbs/MMBtu | FALSE | L | Annual | Allowances Sold NOX | Thousand Tons | 0 | 0 | 0 | 0 | 0 | 0 | 0 | 0
BART NOX Annual-Comanche 2 -v5.13 | 99 | 5821 | Rate Constraint in lbs/MMBtu | FALSE | L | Annual | Allowances Banked | Thousand Tons | 0 | 0 | 0 | 0 | 0 | 0 | 0 | 0
BART NOX Annual-Comanche 2 -v5.13 | 99 | 5821 | Rate Constraint in lbs/MMBtu | FALSE | L | Annual | Allowances Withdrawn (1:1) | Thousand Tons | 0 | 0 | 0 | 0 | 0 | 0 | 0 | 0
BART NOX Annual-Comanche 2 -v5.13 | 99 | 5821 | Rate Constraint in lbs/MMBtu | FALSE | L | Annual | Allowances Withdrawn (n:1) | Thousand Tons | 0 | 0 | 0 | 0 | 0 | 0 | 0 | 0
BART NOX Annual-Comanche 2 -v5.13 | 99 | 5821 | Rate Constraint in lbs/MMBtu | FALSE | L | Annual | Net Emissions Allowance Position | Thousand Tons | 1.9111 | 1.9111 | 1.9111 | 1.9111 | 1.7412 | 1.8526 | 1.9111 | 1.8526
BART NOX Annual-Comanche 2 -v5.13 | 99 | 5821 | Rate Constraint in lbs/MMBtu | FALSE | L | Annual | Fuel Consumed | TBtu | 25.482 | 25.482 | 25.482 | 25.482 | 23.2164 | 24.7019 | 25.482 | 24.7019
BART NOX Annual-Comanche 2 -v5.13 | 99 | 5821 | Rate Constraint in lbs/MMBtu | FALSE | L | Annual | Rate | lb/MMBtu | 0.15 | 0.15 | 0.15 | 0.15 | 0.15 | 0.15 | 0.15 | 0.15
BART NOX Annual-Comanche 2 -v5.13 | 99 | 5821 | Rate Constraint in lbs/MMBtu | FALSE | L | Annual | Generation | TWh | 2.4037 | 2.4037 | 2.4037 | 2.4037 | 2.19 | 2.3301 | 2.4037 | 2.3301
BART NOX Annual-Comanche 2 -v5.13 | 99 | 5821 | Rate Constraint in lbs/MMBtu | FALSE | L | Annual | Qualifying Generation | TWh | 2.4037 | 2.4037 | 2.4037 | 2.4037 | 2.19 | 2.3301 | 2.4037 | 2.3301
BART NOX Annual-Comanche 2 -v5.13 | 99 | 5821 | Rate Constraint in lbs/MMBtu | FALSE | L | Annual | Rate | lb/MWh | 1.5901 | 1.5901 | 1.5901 | 1.5901 | 1.5901 | 1.5901 | 1.5901 | 1.5901
BART NOX Annual-Comanche 2 -v5.13 | 99 | 5821 | Rate Constraint in lbs/MMBtu | FALSE | L | Annual | Constraint Shadow Price | US2016$/Ton | 0 | 0 | 0 | 0 | 0 | 0 | 0 | 0
BART NOX Annual-Coronado U1B -v5.13 | 100 | 6398 | Rate Constraint in lbs/MMBtu | FALSE | L | Annual | Seasons Included | Seasons | Winter, WintShld, Summer | Winter, WintShld, Summer | Winter, WintShld, Summer | Winter, WintShld, Summer | Winter, WintShld, Summer | Winter, WintShld, Summer | Winter, WintShld, Summer | Winter, WintShld, Summer
BART NOX Annual-Coronado U1B -v5.13 | 100 | 6398 | Rate Constraint in lbs/MMBtu | FALSE | L | Annual | Standard NOX | lb/MMBtu | 0.065 | 0.065 | 0.065 | 0.065 | 0.065 | 0.065 | 0.065 | 0.065
BART NOX Annual-Coronado U1B -v5.13 | 100 | 6398 | Rate Constraint in lbs/MMBtu | FALSE | L | Annual | Emissions at Affected Plants NOX | Thousand Tons | 0.41687 | 0.65312 | 0.65312 | 0.48714 | 0.48714 | 0.48714 | 0.48714 | 0.48714
BART NOX Annual-Coronado U1B -v5.13 | 100 | 6398 | Rate Constraint in lbs/MMBtu | FALSE | L | Annual | Allowances Purchased NOX | Thousand Tons | 0 | 0 | 0 | 0 | 0 | 0 | 0 | 0
BART NOX Annual-Coronado U1B -v5.13 | 100 | 6398 | Rate Constraint in lbs/MMBtu | FALSE | L | Annual | Allowances Sold NOX | Thousand Tons | 0 | 0 | 0 | 0 | 0 | 0 | 0 | 0
BART NOX Annual-Coronado U1B -v5.13 | 100 | 6398 | Rate Constraint in lbs/MMBtu | FALSE | L | Annual | Allowances Banked | Thousand Tons | 0 | 0 | 0 | 0 | 0 | 0 | 0 | 0
BART NOX Annual-Coronado U1B -v5.13 | 100 | 6398 | Rate Constraint in lbs/MMBtu | FALSE | L | Annual | Allowances Withdrawn (1:1) | Thousand Tons | 0 | 0 | 0 | 0 | 0 | 0 | 0 | 0
BART NOX Annual-Coronado U1B -v5.13 | 100 | 6398 | Rate Constraint in lbs/MMBtu | FALSE | L | Annual | Allowances Withdrawn (n:1) | Thousand Tons | 0 | 0 | 0 | 0 | 0 | 0 | 0 | 0
BART NOX Annual-Coronado U1B -v5.13 | 100 | 6398 | Rate Constraint in lbs/MMBtu | FALSE | L | Annual | Net Emissions Allowance Position | Thousand Tons | 0.41687 | 0.65312 | 0.65312 | 0.48714 | 0.48714 | 0.48714 | 0.48714 | 0.48714
BART NOX Annual-Coronado U1B -v5.13 | 100 | 6398 | Rate Constraint in lbs/MMBtu | FALSE | L | Annual | Fuel Consumed | TBtu | 16.6746 | 26.125 | 26.125 | 19.4858 | 19.4858 | 19.4858 | 19.4858 | 19.4858
BART NOX Annual-Coronado U1B -v5.13 | 100 | 6398 | Rate Constraint in lbs/MMBtu | FALSE | L | Annual | Rate | lb/MMBtu | 0.05 | 0.05 | 0.05 | 0.05 | 0.05 | 0.05 | 0.05 | 0.05
BART NOX Annual-Coronado U1B -v5.13 | 100 | 6398 | Rate Constraint in lbs/MMBtu | FALSE | L | Annual | Generation | TWh | 1.5689 | 2.4581 | 2.4581 | 1.8334 | 1.8334 | 1.8334 | 1.8334 | 1.8334
BART NOX Annual-Coronado U1B -v5.13 | 100 | 6398 | Rate Constraint in lbs/MMBtu | FALSE | L | Annual | Qualifying Generation | TWh | 1.5689 | 2.4581 | 2.4581 | 1.8334 | 1.8334 | 1.8334 | 1.8334 | 1.8334
BART NOX Annual-Coronado U1B -v5.13 | 100 | 6398 | Rate Constraint in lbs/MMBtu | FALSE | L | Annual | Rate | lb/MWh | 0.5314 | 0.5314 | 0.5314 | 0.5314 | 0.5314 | 0.5314 | 0.5314 | 0.5314
BART NOX Annual-Coronado U1B -v5.13 | 100 | 6398 | Rate Constraint in lbs/MMBtu | FALSE | L | Annual | Constraint Shadow Price | US2016$/Ton | 0 | 0 | 0 | 0 | 0 | 0 | 0 | 0
BART NOX Annual-Craig C2 -v5.13 | 101 | 5823 | Rate Constraint in lbs/MMBtu | FALSE | L | Annual | Seasons Included | Seasons | Winter, WintShld, Summer | Winter, WintShld, Summer | Winter, WintShld, Summer | Winter, WintShld, Summer | Winter, WintShld, Summer | Winter, WintShld, Summer | Winter, WintShld, Summer | Winter, WintShld, Summer
BART NOX Annual-Craig C2 -v5.13 | 101 | 5823 | Rate Constraint in lbs/MMBtu | FALSE | L | Annual | Standard NOX | lb/MMBtu | 0.08 | 0.08 | 0.08 | 0.08 | 0.08 | 0.08 | 0.08 | 0.08
BART NOX Annual-Craig C2 -v5.13 | 101 | 5823 | Rate Constraint in lbs/MMBtu | FALSE | L | Annual | Emissions at Affected Plants NOX | Thousand Tons | 0.78463 | 0.78463 | 0.78463 | 1.0985 | 1.0985 | 1.0985 | 0.78463 | 0.78463
BART NOX Annual-Craig C2 -v5.13 | 101 | 5823 | Rate Constraint in lbs/MMBtu | FALSE | L | Annual | Allowances Purchased NOX | Thousand Tons | 0 | 0 | 0 | 0 | 0 | 0 | 0 | 0
BART NOX Annual-Craig C2 -v5.13 | 101 | 5823 | Rate Constraint in lbs/MMBtu | FALSE | L | Annual | Allowances Sold NOX | Thousand Tons | 0 | 0 | 0 | 0 | 0 | 0 | 0 | 0
BART NOX Annual-Craig C2 -v5.13 | 101 | 5823 | Rate Constraint in lbs/MMBtu | FALSE | L | Annual | Allowances Banked | Thousand Tons | 0 | 0 | 0 | 0 | 0 | 0 | 0 | 0
BART NOX Annual-Craig C2 -v5.13 | 101 | 5823 | Rate Constraint in lbs/MMBtu | FALSE | L | Annual | Allowances Withdrawn (1:1) | Thousand Tons | 0 | 0 | 0 | 0 | 0 | 0 | 0 | 0
BART NOX Annual-Craig C2 -v5.13 | 101 | 5823 | Rate Constraint in lbs/MMBtu | FALSE | L | Annual | Allowances Withdrawn (n:1) | Thousand Tons | 0 | 0 | 0 | 0 | 0 | 0 | 0 | 0
BART NOX Annual-Craig C2 -v5.13 | 101 | 5823 | Rate Constraint in lbs/MMBtu | FALSE | L | Annual | Net Emissions Allowance Position | Thousand Tons | 0.78463 | 0.78463 | 0.78463 | 1.0985 | 1.0985 | 1.0985 | 0.78463 | 0.78463
BART NOX Annual-Craig C2 -v5.13 | 101 | 5823 | Rate Constraint in lbs/MMBtu | FALSE | L | Annual | Fuel Consumed | TBtu | 32.9544 | 32.9544 | 32.9544 | 31.3852 | 31.3852 | 31.3852 | 32.9544 | 32.9544
BART NOX Annual-Craig C2 -v5.13 | 101 | 5823 | Rate Constraint in lbs/MMBtu | FALSE | L | Annual | Rate | lb/MMBtu | 0.047619 | 0.047619 | 0.047619 | 0.07 | 0.07 | 0.07 | 0.047619 | 0.047619
BART NOX Annual-Craig C2 -v5.13 | 101 | 5823 | Rate Constraint in lbs/MMBtu | FALSE | L | Annual | Generation | TWh | 3.0653 | 3.0653 | 3.0653 | 3.0653 | 3.0653 | 3.0653 | 3.0653 | 3.0653
BART NOX Annual-Craig C2 -v5.13 | 101 | 5823 | Rate Constraint in lbs/MMBtu | FALSE | L | Annual | Qualifying Generation | TWh | 3.0653 | 3.0653 | 3.0653 | 3.0653 | 3.0653 | 3.0653 | 3.0653 | 3.0653
BART NOX Annual-Craig C2 -v5.13 | 101 | 5823 | Rate Constraint in lbs/MMBtu | FALSE | L | Annual | Rate | lb/MWh | 0.51195 | 0.51195 | 0.51195 | 0.71673 | 0.71673 | 0.71673 | 0.51195 | 0.51195
BART NOX Annual-Craig C2 -v5.13 | 101 | 5823 | Rate Constraint in lbs/MMBtu | FALSE | L | Annual | Constraint Shadow Price | US2016$/Ton | 0 | 0 | 0 | 0 | 0 | 0 | 0 | 0
BART NOX Annual-Dave Johnston 4 -v5.14 | 102 | 6104 | Rate Constraint in lbs/MMBtu | FALSE | L | Annual | Seasons Included | Seasons | Winter, WintShld, Summer | Winter, WintShld, Summer | Winter, WintShld, Summer | Winter, WintShld, Summer | Winter, WintShld, Summer | Winter, WintShld, Summer | Winter, WintShld, Summer | Winter, WintShld, Summer
BART NOX Annual-Dave Johnston 4 -v5.14 | 102 | 6104 | Rate Constraint in lbs/MMBtu | FALSE | L | Annual | Standard NOX | lb/MMBtu | 0.15 | 0.15 | 0.15 | 0.15 | 0.15 | 0.15 | 0.15 | 0.15
BART NOX Annual-Dave Johnston 4 -v5.14 | 102 | 6104 | Rate Constraint in lbs/MMBtu | FALSE | L | Annual | Emissions at Affected Plants NOX | Thousand Tons | 0 | 0 | 0 | 0 | 0 | 0 | 0 | 0
BART NOX Annual-Dave Johnston 4 -v5.14 | 102 | 6104 | Rate Constraint in lbs/MMBtu | FALSE | L | Annual | Allowances Purchased NOX | Thousand Tons | 0 | 0 | 0 | 0 | 0 | 0 | 0 | 0
BART NOX Annual-Dave Johnston 4 -v5.14 | 102 | 6104 | Rate Constraint in lbs/MMBtu | FALSE | L | Annual | Allowances Sold NOX | Thousand Tons | 0 | 0 | 0 | 0 | 0 | 0 | 0 | 0
BART NOX Annual-Dave Johnston 4 -v5.14 | 102 | 6104 | Rate Constraint in lbs/MMBtu | FALSE | L | Annual | Allowances Banked | Thousand Tons | 0 | 0 | 0 | 0 | 0 | 0 | 0 | 0
BART NOX Annual-Dave Johnston 4 -v5.14 | 102 | 6104 | Rate Constraint in lbs/MMBtu | FALSE | L | Annual | Allowances Withdrawn (1:1) | Thousand Tons | 0 | 0 | 0 | 0 | 0 | 0 | 0 | 0
BART NOX Annual-Dave Johnston 4 -v5.14 | 102 | 6104 | Rate Constraint in lbs/MMBtu | FALSE | L | Annual | Allowances Withdrawn (n:1) | Thousand Tons | 0 | 0 | 0 | 0 | 0 | 0 | 0 | 0
BART NOX Annual-Dave Johnston 4 -v5.14 | 102 | 6104 | Rate Constraint in lbs/MMBtu | FALSE | L | Annual | Net Emissions Allowance Position | Thousand Tons | 0 | 0 | 0 | 0 | 0 | 0 | 0 | 0
BART NOX Annual-Dave Johnston 4 -v5.14 | 102 | 6104 | Rate Constraint in lbs/MMBtu | FALSE | L | Annual | Fuel Consumed | TBtu | 0 | 0 | 0 | 0 | 0 | 0 | 0 | 0
BART NOX Annual-Dave Johnston 4 -v5.14 | 102 | 6104 | Rate Constraint in lbs/MMBtu | FALSE | L | Annual | Rate | lb/MMBtu | 0 | 0 | 0 | 0 | 0 | 0 | 0 | 0
BART NOX Annual-Dave Johnston 4 -v5.14 | 102 | 6104 | Rate Constraint in lbs/MMBtu | FALSE | L | Annual | Generation | TWh | 0 | 0 | 0 | 0 | 0 | 0 | 0 | 0
BART NOX Annual-Dave Johnston 4 -v5.14 | 102 | 6104 | Rate Constraint in lbs/MMBtu | FALSE | L | Annual | Qualifying Generation | TWh | 0 | 0 | 0 | 0 | 0 | 0 | 0 | 0
BART NOX Annual-Dave Johnston 4 -v5.14 | 102 | 6104 | Rate Constraint in lbs/MMBtu | FALSE | L | Annual | Rate | lb/MWh | 0 | 0 | 0 | 0 | 0 | 0 | 0 | 0
BART NOX Annual-Dave Johnston 4 -v5.14 | 102 | 6104 | Rate Constraint in lbs/MMBtu | FALSE | L | Annual | Constraint Shadow Price | US2016$/Ton | 0 | 0 | 0 | 0 | 0 | 0 | 0 | 0
BART NOX Annual-Four Corners 4 -v5.14 | 103 | 6235 | Rate Constraint in lbs/MMBtu | FALSE | L | Annual | Seasons Included | Seasons | Winter, WintShld, Summer | Winter, WintShld, Summer | Winter, WintShld, Summer | Winter, WintShld, Summer | Winter, WintShld, Summer | Winter, WintShld, Summer | Winter, WintShld, Summer | Winter, WintShld, Summer
BART NOX Annual-Four Corners 4 -v5.14 | 103 | 6235 | Rate Constraint in lbs/MMBtu | FALSE | L | Annual | Standard NOX | lb/MMBtu | 0.098 | 0.098 | 0.098 | 0.098 | 0.098 | 0.098 | 0.098 | 0.098
BART NOX Annual-Four Corners 4 -v5.14 | 103 | 6235 | Rate Constraint in lbs/MMBtu | FALSE | L | Annual | Emissions at Affected Plants NOX | Thousand Tons | 0.99756 | 0.99707 | 0.98892 | 0.98419 | 0.97691 | 0.97691 | 0.9944 | 0.9944
BART NOX Annual-Four Corners 4 -v5.14 | 103 | 6235 | Rate Constraint in lbs/MMBtu | FALSE | L | Annual | Allowances Purchased NOX | Thousand Tons | 0 | 0 | 0 | 0 | 0 | 0 | 0 | 0
BART NOX Annual-Four Corners 4 -v5.14 | 103 | 6235 | Rate Constraint in lbs/MMBtu | FALSE | L | Annual | Allowances Sold NOX | Thousand Tons | 0 | 0 | 0 | 0 | 0 | 0 | 0 | 0
BART NOX Annual-Four Corners 4 -v5.14 | 103 | 6235 | Rate Constraint in lbs/MMBtu | FALSE | L | Annual | Allowances Banked | Thousand Tons | 0 | 0 | 0 | 0 | 0 | 0 | 0 | 0
BART NOX Annual-Four Corners 4 -v5.14 | 103 | 6235 | Rate Constraint in lbs/MMBtu | FALSE | L | Annual | Allowances Withdrawn (1:1) | Thousand Tons | 0 | 0 | 0 | 0 | 0 | 0 | 0 | 0
BART NOX Annual-Four Corners 4 -v5.14 | 103 | 6235 | Rate Constraint in lbs/MMBtu | FALSE | L | Annual | Allowances Withdrawn (n:1) | Thousand Tons | 0 | 0 | 0 | 0 | 0 | 0 | 0 | 0
BART NOX Annual-Four Corners 4 -v5.14 | 103 | 6235 | Rate Constraint in lbs/MMBtu | FALSE | L | Annual | Net Emissions Allowance Position | Thousand Tons | 0.99756 | 0.99707 | 0.98892 | 0.98419 | 0.97691 | 0.97691 | 0.9944 | 0.9944
BART NOX Annual-Four Corners 4 -v5.14 | 103 | 6235 | Rate Constraint in lbs/MMBtu | FALSE | L | Annual | Fuel Consumed | TBtu | 39.8864 | 39.867 | 39.5409 | 39.3519 | 39.0607 | 39.0607 | 39.7601 | 39.7601
BART NOX Annual-Four Corners 4 -v5.14 | 103 | 6235 | Rate Constraint in lbs/MMBtu | FALSE | L | Annual | Rate | lb/MMBtu | 0.05002 | 0.05002 | 0.05002 | 0.05002 | 0.05002 | 0.05002 | 0.05002 | 0.05002
BART NOX Annual-Four Corners 4 -v5.14 | 103 | 6235 | Rate Constraint in lbs/MMBtu | FALSE | L | Annual | Generation | TWh | 3.9743 | 3.9724 | 3.9399 | 3.9211 | 3.8921 | 3.8921 | 3.9617 | 3.9617
BART NOX Annual-Four Corners 4 -v5.14 | 103 | 6235 | Rate Constraint in lbs/MMBtu | FALSE | L | Annual | Qualifying Generation | TWh | 3.9743 | 3.9724 | 3.9399 | 3.9211 | 3.8921 | 3.8921 | 3.9617 | 3.9617
BART NOX Annual-Four Corners 4 -v5.14 | 103 | 6235 | Rate Constraint in lbs/MMBtu | FALSE | L | Annual | Rate | lb/MWh | 0.502 | 0.502 | 0.502 | 0.502 | 0.502 | 0.502 | 0.502 | 0.502
BART NOX Annual-Four Corners 4 -v5.14 | 103 | 6235 | Rate Constraint in lbs/MMBtu | FALSE | L | Annual | Constraint Shadow Price | US2016$/Ton | 0 | 0 | 0 | 0 | 0 | 0 | 0 | 0
BART NOX Annual-Four Corners 5 -v5.14 | 104 | 6236 | Rate Constraint in lbs/MMBtu | FALSE | L | Annual | Seasons Included | Seasons | Winter, WintShld, Summer | Winter, WintShld, Summer | Winter, WintShld, Summer | Winter, WintShld, Summer | Winter, WintShld, Summer | Winter, WintShld, Summer | Winter, WintShld, Summer | Winter, WintShld, Summer
BART NOX Annual-Four Corners 5 -v5.14 | 104 | 6236 | Rate Constraint in lbs/MMBtu | FALSE | L | Annual | Standard NOX | lb/MMBtu | 0.098 | 0.098 | 0.098 | 0.098 | 0.098 | 0.098 | 0.098 | 0.098
BART NOX Annual-Four Corners 5 -v5.14 | 104 | 6236 | Rate Constraint in lbs/MMBtu | FALSE | L | Annual | Emissions at Affected Plants NOX | Thousand Tons | 1.2611 | 1.2616 | 1.2699 | 1.2747 | 1.2821 | 1.2821 | 1.2643 | 1.2643
BART NOX Annual-Four Corners 5 -v5.14 | 104 | 6236 | Rate Constraint in lbs/MMBtu | FALSE | L | Annual | Allowances Purchased NOX | Thousand Tons | 0 | 0 | 0 | 0 | 0 | 0 | 0 | 0
BART NOX Annual-Four Corners 5 -v5.14 | 104 | 6236 | Rate Constraint in lbs/MMBtu | FALSE | L | Annual | Allowances Sold NOX | Thousand Tons | 0 | 0 | 0 | 0 | 0 | 0 | 0 | 0
BART NOX Annual-Four Corners 5 -v5.14 | 104 | 6236 | Rate Constraint in lbs/MMBtu | FALSE | L | Annual | Allowances Banked | Thousand Tons | 0 | 0 | 0 | 0 | 0 | 0 | 0 | 0
BART NOX Annual-Four Corners 5 -v5.14 | 104 | 6236 | Rate Constraint in lbs/MMBtu | FALSE | L | Annual | Allowances Withdrawn (1:1) | Thousand Tons | 0 | 0 | 0 | 0 | 0 | 0 | 0 | 0
BART NOX Annual-Four Corners 5 -v5.14 | 104 | 6236 | Rate Constraint in lbs/MMBtu | FALSE | L | Annual | Allowances Withdrawn (n:1) | Thousand Tons | 0 | 0 | 0 | 0 | 0 | 0 | 0 | 0
BART NOX Annual-Four Corners 5 -v5.14 | 104 | 6236 | Rate Constraint in lbs/MMBtu | FALSE | L | Annual | Net Emissions Allowance Position | Thousand Tons | 1.2611 | 1.2616 | 1.2699 | 1.2747 | 1.2821 | 1.2821 | 1.2643 | 1.2643
BART NOX Annual-Four Corners 5 -v5.14 | 104 | 6236 | Rate Constraint in lbs/MMBtu | FALSE | L | Annual | Fuel Consumed | TBtu | 49.5423 | 49.5616 | 49.8877 | 50.0767 | 50.3679 | 50.3679 | 49.6686 | 49.6686
BART NOX Annual-Four Corners 5 -v5.14 | 104 | 6236 | Rate Constraint in lbs/MMBtu | FALSE | L | Annual | Rate | lb/MMBtu | 0.05091 | 0.05091 | 0.05091 | 0.05091 | 0.05091 | 0.05091 | 0.05091 | 0.05091
BART NOX Annual-Four Corners 5 -v5.14 | 104 | 6236 | Rate Constraint in lbs/MMBtu | FALSE | L | Annual | Generation | TWh | 4.9463 | 4.9482 | 4.9808 | 4.9997 | 5.0287 | 5.0287 | 4.9589 | 4.9589
BART NOX Annual-Four Corners 5 -v5.14 | 104 | 6236 | Rate Constraint in lbs/MMBtu | FALSE | L | Annual | Qualifying Generation | TWh | 4.9463 | 4.9482 | 4.9808 | 4.9997 | 5.0287 | 5.0287 | 4.9589 | 4.9589
BART NOX Annual-Four Corners 5 -v5.14 | 104 | 6236 | Rate Constraint in lbs/MMBtu | FALSE | L | Annual | Rate | lb/MWh | 0.50991 | 0.50991 | 0.50991 | 0.50991 | 0.50991 | 0.50991 | 0.50991 | 0.50991
BART NOX Annual-Four Corners 5 -v5.14 | 104 | 6236 | Rate Constraint in lbs/MMBtu | FALSE | L | Annual | Constraint Shadow Price | US2016$/Ton | 0 | 0 | 0 | 0 | 0 | 0 | 0 | 0
BART NOX Annual-Gerald Gentleman 1 -v5.14 | 105 | 6089 | Rate Constraint in lbs/MMBtu | FALSE | L | Annual | Seasons Included | Seasons | Winter, WintShld, Summer | Winter, WintShld, Summer | Winter, WintShld, Summer | Winter, WintShld, Summer | Winter, WintShld, Summer | Winter, WintShld, Summer | Winter, WintShld, Summer | Winter, WintShld, Summer
BART NOX Annual-Gerald Gentleman 1 -v5.14 | 105 | 6089 | Rate Constraint in lbs/MMBtu | FALSE | L | Annual | Standard NOX | lb/MMBtu | 0.23 | 0.23 | 0.23 | 0.23 | 0.23 | 0.23 | 0.23 | 0.23
BART NOX Annual-Gerald Gentleman 1 -v5.14 | 105 | 6089 | Rate Constraint in lbs/MMBtu | FALSE | L | Annual | Emissions at Affected Plants NOX | Thousand Tons | 4.8936 | 4.8849 | 4.8936 | 4.8936 | 4.8936 | 4.8936 | 4.8936 | 4.8936
BART NOX Annual-Gerald Gentleman 1 -v5.14 | 105 | 6089 | Rate Constraint in lbs/MMBtu | FALSE | L | Annual | Allowances Purchased NOX | Thousand Tons | 0 | 0 | 0 | 0 | 0 | 0 | 0 | 0
BART NOX Annual-Gerald Gentleman 1 -v5.14 | 105 | 6089 | Rate Constraint in lbs/MMBtu | FALSE | L | Annual | Allowances Sold NOX | Thousand Tons | 0 | 0 | 0 | 0 | 0 | 0 | 0 | 0
BART NOX Annual-Gerald Gentleman 1 -v5.14 | 105 | 6089 | Rate Constraint in lbs/MMBtu | FALSE | L | Annual | Allowances Banked | Thousand Tons | 0 | 0 | 0 | 0 | 0 | 0 | 0 | 0
BART NOX Annual-Gerald Gentleman 1 -v5.14 | 105 | 6089 | Rate Constraint in lbs/MMBtu | FALSE | L | Annual | Allowances Withdrawn (1:1) | Thousand Tons | 0 | 0 | 0 | 0 | 0 | 0 | 0 | 0
BART NOX Annual-Gerald Gentleman 1 -v5.14 | 105 | 6089 | Rate Constraint in lbs/MMBtu | FALSE | L | Annual | Allowances Withdrawn (n:1) | Thousand Tons | 0 | 0 | 0 | 0 | 0 | 0 | 0 | 0
BART NOX Annual-Gerald Gentleman 1 -v5.14 | 105 | 6089 | Rate Constraint in lbs/MMBtu | FALSE | L | Annual | Net Emissions Allowance Position | Thousand Tons | 4.8936 | 4.8849 | 4.8936 | 4.8936 | 4.8936 | 4.8936 | 4.8936 | 4.8936
BART NOX Annual-Gerald Gentleman 1 -v5.14 | 105 | 6089 | Rate Constraint in lbs/MMBtu | FALSE | L | Annual | Fuel Consumed | TBtu | 48.6997 | 48.613 | 48.6997 | 48.6997 | 48.6997 | 48.6997 | 48.6997 | 48.6997
BART NOX Annual-Gerald Gentleman 1 -v5.14 | 105 | 6089 | Rate Constraint in lbs/MMBtu | FALSE | L | Annual | Rate | lb/MMBtu | 0.20097 | 0.20097 | 0.20097 | 0.20097 | 0.20097 | 0.20097 | 0.20097 | 0.20097
BART NOX Annual-Gerald Gentleman 1 -v5.14 | 105 | 6089 | Rate Constraint in lbs/MMBtu | FALSE | L | Annual | Generation | TWh | 4.7914 | 4.7829 | 4.7914 | 4.7914 | 4.7914 | 4.7914 | 4.7914 | 4.7914
BART NOX Annual-Gerald Gentleman 1 -v5.14 | 105 | 6089 | Rate Constraint in lbs/MMBtu | FALSE | L | Annual | Qualifying Generation | TWh | 4.7914 | 4.7829 | 4.7914 | 4.7914 | 4.7914 | 4.7914 | 4.7914 | 4.7914
BART NOX Annual-Gerald Gentleman 1 -v5.14 | 105 | 6089 | Rate Constraint in lbs/MMBtu | FALSE | L | Annual | Rate | lb/MWh | 2.0427 | 2.0427 | 2.0427 | 2.0427 | 2.0427 | 2.0427 | 2.0427 | 2.0427
BART NOX Annual-Gerald Gentleman 1 -v5.14 | 105 | 6089 | Rate Constraint in lbs/MMBtu | FALSE | L | Annual | Constraint Shadow Price | US2016$/Ton | 0 | 0 | 0 | 0 | 0 | 0 | 0 | 0
BART NOX Annual-Gerald Gentleman 2 -v5.14 | 106 | 6090 | Rate Constraint in lbs/MMBtu | FALSE | L | Annual | Seasons Included | Seasons | Winter, WintShld, Summer | Winter, WintShld, Summer | Winter, WintShld, Summer | Winter, WintShld, Summer | Winter, WintShld, Summer | Winter, WintShld, Summer | Winter, WintShld, Summer | Winter, WintShld, Summer
BART NOX Annual-Gerald Gentleman 2 -v5.14 | 106 | 6090 | Rate Constraint in lbs/MMBtu | FALSE | L | Annual | Standard NOX | lb/MMBtu | 0.23 | 0.23 | 0.23 | 0.23 | 0.23 | 0.23 | 0.23 | 0.23
BART NOX Annual-Gerald Gentleman 2 -v5.14 | 106 | 6090 | Rate Constraint in lbs/MMBtu | FALSE | L | Annual | Emissions at Affected Plants NOX | Thousand Tons | 3.9132 | 3.9063 | 3.9132 | 3.9132 | 3.9132 | 3.9132 | 3.9132 | 3.9132
BART NOX Annual-Gerald Gentleman 2 -v5.14 | 106 | 6090 | Rate Constraint in lbs/MMBtu | FALSE | L | Annual | Allowances Purchased NOX | Thousand Tons | 0 | 0 | 0 | 0 | 0 | 0 | 0 | 0
BART NOX Annual-Gerald Gentleman 2 -v5.14 | 106 | 6090 | Rate Constraint in lbs/MMBtu | FALSE | L | Annual | Allowances Sold NOX | Thousand Tons | 0 | 0 | 0 | 0 | 0 | 0 | 0 | 0
BART NOX Annual-Gerald Gentleman 2 -v5.14 | 106 | 6090 | Rate Constraint in lbs/MMBtu | FALSE | L | Annual | Allowances Banked | Thousand Tons | 0 | 0 | 0 | 0 | 0 | 0 | 0 | 0
BART NOX Annual-Gerald Gentleman 2 -v5.14 | 106 | 6090 | Rate Constraint in lbs/MMBtu | FALSE | L | Annual | Allowances Withdrawn (1:1) | Thousand Tons | 0 | 0 | 0 | 0 | 0 | 0 | 0 | 0
BART NOX Annual-Gerald Gentleman 2 -v5.14 | 106 | 6090 | Rate Constraint in lbs/MMBtu | FALSE | L | Annual | Allowances Withdrawn (n:1) | Thousand Tons | 0 | 0 | 0 | 0 | 0 | 0 | 0 | 0
BART NOX Annual-Gerald Gentleman 2 -v5.14 | 106 | 6090 | Rate Constraint in lbs/MMBtu | FALSE | L | Annual | Net Emissions Allowance Position | Thousand Tons | 3.9132 | 3.9063 | 3.9132 | 3.9132 | 3.9132 | 3.9132 | 3.9132 | 3.9132
BART NOX Annual-Gerald Gentleman 2 -v5.14 | 106 | 6090 | Rate Constraint in lbs/MMBtu | FALSE | L | Annual | Fuel Consumed | TBtu | 51.4495 | 51.3579 | 51.4495 | 51.4495 | 51.4495 | 51.4495 | 51.4495 | 51.4495
BART NOX Annual-Gerald Gentleman 2 -v5.14 | 106 | 6090 | Rate Constraint in lbs/MMBtu | FALSE | L | Annual | Rate | lb/MMBtu | 0.15212 | 0.15212 | 0.15212 | 0.15212 | 0.15212 | 0.15212 | 0.15212 | 0.15212
BART NOX Annual-Gerald Gentleman 2 -v5.14 | 106 | 6090 | Rate Constraint in lbs/MMBtu | FALSE | L | Annual | Generation | TWh | 5.0436 | 5.0346 | 5.0436 | 5.0436 | 5.0436 | 5.0436 | 5.0436 | 5.0436
BART NOX Annual-Gerald Gentleman 2 -v5.14 | 106 | 6090 | Rate Constraint in lbs/MMBtu | FALSE | L | Annual | Qualifying Generation | TWh | 5.0436 | 5.0346 | 5.0436 | 5.0436 | 5.0436 | 5.0436 | 5.0436 | 5.0436
BART NOX Annual-Gerald Gentleman 2 -v5.14 | 106 | 6090 | Rate Constraint in lbs/MMBtu | FALSE | L | Annual | Rate | lb/MWh | 1.5518 | 1.5518 | 1.5518 | 1.5518 | 1.5518 | 1.5518 | 1.5518 | 1.5518
BART NOX Annual-Gerald Gentleman 2 -v5.14 | 106 | 6090 | Rate Constraint in lbs/MMBtu | FALSE | L | Annual | Constraint Shadow Price | US2016$/Ton | 0 | 0 | 0 | 0 | 0 | 0 | 0 | 0
BART NOX Annual-Hayden H1 -v5.13 | 107 | 5824 | Rate Constraint in lbs/MMBtu | FALSE | L | Annual | Seasons Included | Seasons | Winter, WintShld, Summer | Winter, WintShld, Summer | Winter, WintShld, Summer | Winter, WintShld, Summer | Winter, WintShld, Summer | Winter, WintShld, Summer | Winter, WintShld, Summer | Winter, WintShld, Summer
BART NOX Annual-Hayden H1 -v5.13 | 107 | 5824 | Rate Constraint in lbs/MMBtu | FALSE | L | Annual | Standard NOX | lb/MMBtu | 0.08 | 0.08 | 0.08 | 0.08 | 0.08 | 0.08 | 0.08 | 0.08
BART NOX Annual-Hayden H1 -v5.13 | 107 | 5824 | Rate Constraint in lbs/MMBtu | FALSE | L | Annual | Emissions at Affected Plants NOX | Thousand Tons | 0.2863 | 0.2938 | 0.29581 | 0.30857 | 0.28092 | 0.28092 | 0.20834 | 0.20834
BART NOX Annual-Hayden H1 -v5.13 | 107 | 5824 | Rate Constraint in lbs/MMBtu | FALSE | L | Annual | Allowances Purchased NOX | Thousand Tons | 0 | 0 | 0 | 0 | 0 | 0 | 0 | 0
BART NOX Annual-Hayden H1 -v5.13 | 107 | 5824 | Rate Constraint in lbs/MMBtu | FALSE | L | Annual | Allowances Sold NOX | Thousand Tons | 0 | 0 | 0 | 0 | 0 | 0 | 0 | 0
BART NOX Annual-Hayden H1 -v5.13 | 107 | 5824 | Rate Constraint in lbs/MMBtu | FALSE | L | Annual | Allowances Banked | Thousand Tons | 0 | 0 | 0 | 0 | 0 | 0 | 0 | 0
BART NOX Annual-Hayden H1 -v5.13 | 107 | 5824 | Rate Constraint in lbs/MMBtu | FALSE | L | Annual | Allowances Withdrawn (1:1) | Thousand Tons | 0 | 0 | 0 | 0 | 0 | 0 | 0 | 0
BART NOX Annual-Hayden H1 -v5.13 | 107 | 5824 | Rate Constraint in lbs/MMBtu | FALSE | L | Annual | Allowances Withdrawn (n:1) | Thousand Tons | 0 | 0 | 0 | 0 | 0 | 0 | 0 | 0
BART NOX Annual-Hayden H1 -v5.13 | 107 | 5824 | Rate Constraint in lbs/MMBtu | FALSE | L | Annual | Net Emissions Allowance Position | Thousand Tons | 0.2863 | 0.2938 | 0.29581 | 0.30857 | 0.28092 | 0.28092 | 0.20834 | 0.20834
BART NOX Annual-Hayden H1 -v5.13 | 107 | 5824 | Rate Constraint in lbs/MMBtu | FALSE | L | Annual | Fuel Consumed | TBtu | 13.5399 | 13.8946 | 13.9896 | 14.5932 | 13.2853 | 13.2853 | 9.8528 | 9.8528
BART NOX Annual-Hayden H1 -v5.13 | 107 | 5824 | Rate Constraint in lbs/MMBtu | FALSE | L | Annual | Rate | lb/MMBtu | 0.04229 | 0.04229 | 0.04229 | 0.04229 | 0.04229 | 0.04229 | 0.04229 | 0.04229
BART NOX Annual-Hayden H1 -v5.13 | 107 | 5824 | Rate Constraint in lbs/MMBtu | FALSE | L | Annual | Generation | TWh | 1.2317 | 1.264 | 1.2726 | 1.3275 | 1.2085 | 1.2085 | 0.89628 | 0.89628
BART NOX Annual-Hayden H1 -v5.13 | 107 | 5824 | Rate Constraint in lbs/MMBtu | FALSE | L | Annual | Qualifying Generation | TWh | 1.2317 | 1.264 | 1.2726 | 1.3275 | 1.2085 | 1.2085 | 0.89628 | 0.89628
BART NOX Annual-Hayden H1 -v5.13 | 107 | 5824 | Rate Constraint in lbs/MMBtu | FALSE | L | Annual | Rate | lb/MWh | 0.46489 | 0.46489 | 0.46489 | 0.46489 | 0.46489 | 0.46489 | 0.46489 | 0.46489
BART NOX Annual-Hayden H1 -v5.13 | 107 | 5824 | Rate Constraint in lbs/MMBtu | FALSE | L | Annual | Constraint Shadow Price | US2016$/Ton | 0 | 0 | 0 | 0 | 0 | 0 | 0 | 0
BART NOX Annual-Hayden H2 -v5.13 | 108 | 5825 | Rate Constraint in lbs/MMBtu | FALSE | L | Annual | Seasons Included | Seasons | Winter, WintShld, Summer | Winter, WintShld, Summer | Winter, WintShld, Summer | Winter, WintShld, Summer | Winter, WintShld, Summer | Winter, WintShld, Summer | Winter, WintShld, Summer | Winter, WintShld, Summer
BART NOX Annual-Hayden H2 -v5.13 | 108 | 5825 | Rate Constraint in lbs/MMBtu | FALSE | L | Annual | Standard NOX | lb/MMBtu | 0.07 | 0.07 | 0.07 | 0.07 | 0.07 | 0.07 | 0.07 | 0.07
BART NOX Annual-Hayden H2 -v5.13 | 108 | 5825 | Rate Constraint in lbs/MMBtu | FALSE | L | Annual | Emissions at Affected Plants NOX | Thousand Tons | 0.40398 | 0.42138 | 0.43577 | 0.44275 | 0.39513 | 0.39513 | 0.38342 | 0.39513
BART NOX Annual-Hayden H2 -v5.13 | 108 | 5825 | Rate Constraint in lbs/MMBtu | FALSE | L | Annual | Allowances Purchased NOX | Thousand Tons | 0 | 0 | 0 | 0 | 0 | 0 | 0 | 0
BART NOX Annual-Hayden H2 -v5.13 | 108 | 5825 | Rate Constraint in lbs/MMBtu | FALSE | L | Annual | Allowances Sold NOX | Thousand Tons | 0 | 0 | 0 | 0 | 0 | 0 | 0 | 0
BART NOX Annual-Hayden H2 -v5.13 | 108 | 5825 | Rate Constraint in lbs/MMBtu | FALSE | L | Annual | Allowances Banked | Thousand Tons | 0 | 0 | 0 | 0 | 0 | 0 | 0 | 0
BART NOX Annual-Hayden H2 -v5.13 | 108 | 5825 | Rate Constraint in lbs/MMBtu | FALSE | L | Annual | Allowances Withdrawn (1:1) | Thousand Tons | 0 | 0 | 0 | 0 | 0 | 0 | 0 | 0
BART NOX Annual-Hayden H2 -v5.13 | 108 | 5825 | Rate Constraint in lbs/MMBtu | FALSE | L | Annual | Allowances Withdrawn (n:1) | Thousand Tons | 0 | 0 | 0 | 0 | 0 | 0 | 0 | 0
BART NOX Annual-Hayden H2 -v5.13 | 108 | 5825 | Rate Constraint in lbs/MMBtu | FALSE | L | Annual | Net Emissions Allowance Position | Thousand Tons | 0.40398 | 0.42138 | 0.43577 | 0.44275 | 0.39513 | 0.39513 | 0.38342 | 0.39513
BART NOX Annual-Hayden H2 -v5.13 | 108 | 5825 | Rate Constraint in lbs/MMBtu | FALSE | L | Annual | Fuel Consumed | TBtu | 18.0309 | 18.8074 | 19.4498 | 19.7614 | 17.6359 | 17.6359 | 17.113 | 17.6359
BART NOX Annual-Hayden H2 -v5.13 | 108 | 5825 | Rate Constraint in lbs/MMBtu | FALSE | L | Annual | Rate | lb/MMBtu | 0.04481 | 0.04481 | 0.04481 | 0.04481 | 0.04481 | 0.04481 | 0.04481 | 0.04481
BART NOX Annual-Hayden H2 -v5.13 | 108 | 5825 | Rate Constraint in lbs/MMBtu | FALSE | L | Annual | Generation | TWh | 1.6527 | 1.7239 | 1.7828 | 1.8113 | 1.6165 | 1.6165 | 1.5686 | 1.6165
BART NOX Annual-Hayden H2 -v5.13 | 108 | 5825 | Rate Constraint in lbs/MMBtu | FALSE | L | Annual | Qualifying Generation | TWh | 1.6527 | 1.7239 | 1.7828 | 1.8113 | 1.6165 | 1.6165 | 1.5686 | 1.6165
BART NOX Annual-Hayden H2 -v5.13 | 108 | 5825 | Rate Constraint in lbs/MMBtu | FALSE | L | Annual | Rate | lb/MWh | 0.48888 | 0.48888 | 0.48888 | 0.48888 | 0.48888 | 0.48888 | 0.48888 | 0.48888
BART NOX Annual-Hayden H2 -v5.13 | 108 | 5825 | Rate Constraint in lbs/MMBtu | FALSE | L | Annual | Constraint Shadow Price | US2016$/Ton | 0 | 0 | 0 | 0 | 0 | 0 | 0 | 0
BART NOX Annual-Jeffrey Energy Center 1 -v5.13 | 109 | 5831 | Rate Constraint in lbs/MMBtu | FALSE | L | Annual | Seasons Included | Seasons | Winter, WintShld, Summer | Winter, WintShld, Summer | Winter, WintShld, Summer | Winter, WintShld, Summer | Winter, WintShld, Summer | Winter, WintShld, Summer | Winter, WintShld, Summer | Winter, WintShld, Summer
BART NOX Annual-Jeffrey Energy Center 1 -v5.13 | 109 | 5831 | Rate Constraint in lbs/MMBtu | FALSE | L | Annual | Standard NOX | lb/MMBtu | 0.15 | 0.15 | 0.15 | 0.15 | 0.15 | 0.15 | 0.15 | 0.15
BART NOX Annual-Jeffrey Energy Center 1 -v5.13 | 109 | 5831 | Rate Constraint in lbs/MMBtu | FALSE | L | Annual | Emissions at Affected Plants NOX | Thousand Tons | 0.83328 | 0.96849 | 0.97311 | 0.90154 | 0.80644 | 0.73998 | 0.65887 | 0.65887
BART NOX Annual-Jeffrey Energy Center 1 -v5.13 | 109 | 5831 | Rate Constraint in lbs/MMBtu | FALSE | L | Annual | Allowances Purchased NOX | Thousand Tons | 0 | 0 | 0 | 0 | 0 | 0 | 0 | 0
BART NOX Annual-Jeffrey Energy Center 1 -v5.13 | 109 | 5831 | Rate Constraint in lbs/MMBtu | FALSE | L | Annual | Allowances Sold NOX | Thousand Tons | 0 | 0 | 0 | 0 | 0 | 0 | 0 | 0
BART NOX Annual-Jeffrey Energy Center 1 -v5.13 | 109 | 5831 | Rate Constraint in lbs/MMBtu | FALSE | L | Annual | Allowances Banked | Thousand Tons | 0 | 0 | 0 | 0 | 0 | 0 | 0 | 0
BART NOX Annual-Jeffrey Energy Center 1 -v5.13 | 109 | 5831 | Rate Constraint in lbs/MMBtu | FALSE | L | Annual | Allowances Withdrawn (1:1) | Thousand Tons | 0 | 0 | 0 | 0 | 0 | 0 | 0 | 0
BART NOX Annual-Jeffrey Energy Center 1 -v5.13 | 109 | 5831 | Rate Constraint in lbs/MMBtu | FALSE | L | Annual | Allowances Withdrawn (n:1) | Thousand Tons | 0 | 0 | 0 | 0 | 0 | 0 | 0 | 0
BART NOX Annual-Jeffrey Energy Center 1 -v5.13 | 109 | 5831 | Rate Constraint in lbs/MMBtu | FALSE | L | Annual | Net Emissions Allowance Position | Thousand Tons | 0.83328 | 0.96849 | 0.97311 | 0.90154 | 0.80644 | 0.73998 | 0.65887 | 0.65887
BART NOX Annual-Jeffrey Energy Center 1 -v5.13 | 109 | 5831 | Rate Constraint in lbs/MMBtu | FALSE | L | Annual | Fuel Consumed | TBtu | 49.234 | 57.2226 | 57.4956 | 53.2665 | 47.6479 | 43.7213 | 38.9291 | 38.9291
BART NOX Annual-Jeffrey Energy Center 1 -v5.13 | 109 | 5831 | Rate Constraint in lbs/MMBtu | FALSE | L | Annual | Rate | lb/MMBtu | 0.03385 | 0.03385 | 0.03385 | 0.03385 | 0.03385 | 0.03385 | 0.03385 | 0.03385
BART NOX Annual-Jeffrey Energy Center 1 -v5.13 | 109 | 5831 | Rate Constraint in lbs/MMBtu | FALSE | L | Annual | Generation | TWh | 4.4299 | 5.1487 | 5.1733 | 4.7927 | 4.2872 | 3.9339 | 3.5027 | 3.5027
BART NOX Annual-Jeffrey Energy Center 1 -v5.13 | 109 | 5831 | Rate Constraint in lbs/MMBtu | FALSE | L | Annual | Qualifying Generation | TWh | 4.4299 | 5.1487 | 5.1733 | 4.7927 | 4.2872 | 3.9339 | 3.5027 | 3.5027
BART NOX Annual-Jeffrey Energy Center 1 -v5.13 | 109 | 5831 | Rate Constraint in lbs/MMBtu | FALSE | L | Annual | Rate | lb/MWh | 0.37621 | 0.37621 | 0.37621 | 0.37621 | 0.37621 | 0.37621 | 0.37621 | 0.37621
BART NOX Annual-Jeffrey Energy Center 1 -v5.13 | 109 | 5831 | Rate Constraint in lbs/MMBtu | FALSE | L | Annual | Constraint Shadow Price | US2016$/Ton | 0 | 0 | 0 | 0 | 0 | 0 | 0 | 0
BART NOX Annual-Jeffrey Energy Center 2 -v5.13 | 110 | 5832 | Rate Constraint in lbs/MMBtu | FALSE | L | Annual | Seasons Included | Seasons | Winter, WintShld, Summer | Winter, WintShld, Summer | Winter, WintShld, Summer | Winter, WintShld, Summer | Winter, WintShld, Summer | Winter, WintShld, Summer | Winter, WintShld, Summer | Winter, WintShld, Summer
BART NOX Annual-Jeffrey Energy Center 2 -v5.13 | 110 | 5832 | Rate Constraint in lbs/MMBtu | FALSE | L | Annual | Standard NOX | lb/MMBtu | 0.15 | 0.15 | 0.15 | 0.15 | 0.15 | 0.15 | 0.15 | 0.15
BART NOX Annual-Jeffrey Energy Center 2 -v5.13 | 110 | 5832 | Rate Constraint in lbs/MMBtu | FALSE | L | Annual | Emissions at Affected Plants NOX | Thousand Tons | 2.479 | 2.6066 | 2.6066 | 2.6066 | 2.0445 | 2.0287 | 1.9962 | 2.0287
BART NOX Annual-Jeffrey Energy Center 2 -v5.13 | 110 | 5832 | Rate Constraint in lbs/MMBtu | FALSE | L | Annual | Allowances Purchased NOX | Thousand Tons | 0 | 0 | 0 | 0 | 0 | 0 | 0 | 0
BART NOX Annual-Jeffrey Energy Center 2 -v5.13 | 110 | 5832 | Rate Constraint in lbs/MMBtu | FALSE | L | Annual | Allowances Sold NOX | Thousand Tons | 0 | 0 | 0 | 0 | 0 | 0 | 0 | 0
BART NOX Annual-Jeffrey Energy Center 2 -v5.13 | 110 | 5832 | Rate Constraint in lbs/MMBtu | FALSE | L | Annual | Allowances Banked | Thousand Tons | 0 | 0 | 0 | 0 | 0 | 0 | 0 | 0
BART NOX Annual-Jeffrey Energy Center 2 -v5.13 | 110 | 5832 | Rate Constraint in lbs/MMBtu | FALSE | L | Annual | Allowances Withdrawn (1:1) | Thousand Tons | 0 | 0 | 0 | 0 | 0 | 0 | 0 | 0
BART NOX Annual-Jeffrey Energy Center 2 -v5.13 | 110 | 5832 | Rate Constraint in lbs/MMBtu | FALSE | L | Annual | Allowances Withdrawn (n:1) | Thousand Tons | 0 | 0 | 0 | 0 | 0 | 0 | 0 | 0
BART NOX Annual-Jeffrey Energy Center 2 -v5.13 | 110 | 5832 | Rate Constraint in lbs/MMBtu | FALSE | L | Annual | Net Emissions Allowance Position | Thousand Tons | 2.479 | 2.6066 | 2.6066 | 2.6066 | 2.0445 | 2.0287 | 1.9962 | 2.0287
BART NOX Annual-Jeffrey Energy Center 2 -v5.13 | 110 | 5832 | Rate Constraint in lbs/MMBtu | FALSE | L | Annual | Fuel Consumed | TBtu | 49.5809 | 52.1315 | 52.1315 | 52.1315 | 41.8553 | 41.2217 | 39.925 | 41.2217
BART NOX Annual-Jeffrey Energy Center 2 -v5.13 | 110 | 5832 | Rate Constraint in lbs/MMBtu | FALSE | L | Annual | Rate | lb/MMBtu | 0.1 | 0.1 | 0.1 | 0.1 | 0.097694 | 0.098427 | 0.1 | 0.098427
BART NOX Annual-Jeffrey Energy Center 2 -v5.13 | 110 | 5832 | Rate Constraint in lbs/MMBtu | FALSE | L | Annual | Generation | TWh | 4.4541 | 4.6832 | 4.6832 | 4.6832 | 3.7593 | 3.7026 | 3.5866 | 3.7026
BART NOX Annual-Jeffrey Energy Center 2 -v5.13 | 110 | 5832 | Rate Constraint in lbs/MMBtu | FALSE | L | Annual | Qualifying Generation | TWh | 4.4541 | 4.6832 | 4.6832 | 4.6832 | 3.7593 | 3.7026 | 3.5866 | 3.7026
BART NOX Annual-Jeffrey Energy Center 2 -v5.13 | 110 | 5832 | Rate Constraint in lbs/MMBtu | FALSE | L | Annual | Rate | lb/MWh | 1.1132 | 1.1132 | 1.1132 | 1.1132 | 1.0877 | 1.0958 | 1.1132 | 1.0958
BART NOX Annual-Jeffrey Energy Center 2 -v5.13 | 110 | 5832 | Rate Constraint in lbs/MMBtu | FALSE | L | Annual | Constraint Shadow Price | US2016$/Ton | 0 | 0 | 0 | 0 | 0 | 0 | 0 | 0
BART NOX Annual-Jim Bridger 1 -v5.14 | 111 | 6105 | Rate Constraint in lbs/MMBtu | FALSE | L | Annual | Seasons Included | Seasons | Winter, WintShld, Summer | Winter, WintShld, Summer | Winter, WintShld, Summer | Winter, WintShld, Summer | Winter, WintShld, Summer | Winter, WintShld, Summer | Winter, WintShld, Summer | Winter, WintShld, Summer
BART NOX Annual-Jim Bridger 1 -v5.14 | 111 | 6105 | Rate Constraint in lbs/MMBtu | FALSE | L | Annual | Standard NOX | lb/MMBtu | 0.26 | 0.07 | 0.07 | 0.07 | 0.07 | 0.07 | 0.07 | 0.07
BART NOX Annual-Jim Bridger 1 -v5.14 | 111 | 6105 | Rate Constraint in lbs/MMBtu | FALSE | L | Annual | Emissions at Affected Plants NOX | Thousand Tons | 0 | 0 | 0 | 0 | 0 | 0 | 0 | 0
BART NOX Annual-Jim Bridger 1 -v5.14 | 111 | 6105 | Rate Constraint in lbs/MMBtu | FALSE | L | Annual | Allowances Purchased NOX | Thousand Tons | 0 | 0 | 0 | 0 | 0 | 0 | 0 | 0
BART NOX Annual-Jim Bridger 1 -v5.14 | 111 | 6105 | Rate Constraint in lbs/MMBtu | FALSE | L | Annual | Allowances Sold NOX | Thousand Tons | 0 | 0 | 0 | 0 | 0 | 0 | 0 | 0
BART NOX Annual-Jim Bridger 1 -v5.14 | 111 | 6105 | Rate Constraint in lbs/MMBtu | FALSE | L | Annual | Allowances Banked | Thousand Tons | 0 | 0 | 0 | 0 | 0 | 0 | 0 | 0
BART NOX Annual-Jim Bridger 1 -v5.14 | 111 | 6105 | Rate Constraint in lbs/MMBtu | FALSE | L | Annual | Allowances Withdrawn (1:1) | Thousand Tons | 0 | 0 | 0 | 0 | 0 | 0 | 0 | 0
BART NOX Annual-Jim Bridger 1 -v5.14 | 111 | 6105 | Rate Constraint in lbs/MMBtu | FALSE | L | Annual | Allowances Withdrawn (n:1) | Thousand Tons | 0 | 0 | 0 | 0 | 0 | 0 | 0 | 0
BART NOX Annual-Jim Bridger 1 -v5.14 | 111 | 6105 | Rate Constraint in lbs/MMBtu | FALSE | L | Annual | Net Emissions Allowance Position | Thousand Tons | 0 | 0 | 0 | 0 | 0 | 0 | 0 | 0
BART NOX Annual-Jim Bridger 1 -v5.14 | 111 | 6105 | Rate Constraint in lbs/MMBtu | FALSE | L | Annual | Fuel Consumed | TBtu | 0 | 0 | 0 | 0 | 0 | 0 | 0 | 0
BART NOX Annual-Jim Bridger 1 -v5.14 | 111 | 6105 | Rate Constraint in lbs/MMBtu | FALSE | L | Annual | Rate | lb/MMBtu | 0 | 0 | 0 | 0 | 0 | 0 | 0 | 0
BART NOX Annual-Jim Bridger 1 -v5.14 | 111 | 6105 | Rate Constraint in lbs/MMBtu | FALSE | L | Annual | Generation | TWh | 0 | 0 | 0 | 0 | 0 | 0 | 0 | 0
BART NOX Annual-Jim Bridger 1 -v5.14 | 111 | 6105 | Rate Constraint in lbs/MMBtu | FALSE | L | Annual | Qualifying Generation | TWh | 0 | 0 | 0 | 0 | 0 | 0 | 0 | 0
BART NOX Annual-Jim Bridger 1 -v5.14 | 111 | 6105 | Rate Constraint in lbs/MMBtu | FALSE | L | Annual | Rate | lb/MWh | 0 | 0 | 0 | 0 | 0 | 0 | 0 | 0
BART NOX Annual-Jim Bridger 1 -v5.14 | 111 | 6105 | Rate Constraint in lbs/MMBtu | FALSE | L | Annual | Constraint Shadow Price | US2016$/Ton | 0 | 14005.6926 | 13451.1976 | 18216.5643 | 11419.7646 | 20003.0508 | 28699.0221 | 18221.1644
BART NOX Annual-Jim Bridger 2 -v5.14 | 112 | 6106 | Rate Constraint in lbs/MMBtu | FALSE | L | Annual | Seasons Included | Seasons | Winter, WintShld, Summer | Winter, WintShld, Summer | Winter, WintShld, Summer | Winter, WintShld, Summer | Winter, WintShld, Summer | Winter, WintShld, Summer | Winter, WintShld, Summer | Winter, WintShld, Summer
BART NOX Annual-Jim Bridger 2 -v5.14 | 112 | 6106 | Rate Constraint in lbs/MMBtu | FALSE | L | Annual | Standard NOX | lb/MMBtu | 0.26 | 0.07 | 0.07 | 0.07 | 0.07 | 0.07 | 0.07 | 0.07
BART NOX Annual-Jim Bridger 2 -v5.14 | 112 | 6106 | Rate Constraint in lbs/MMBtu | FALSE | L | Annual | Emissions at Affected Plants NOX | Thousand Tons | 1.4625 | 0.48649 | 0.47287 | 0.50095 | 0.47334 | 0.50821 | 0.50821 | 0.47334
BART NOX Annual-Jim Bridger 2 -v5.14 | 112 | 6106 | Rate Constraint in lbs/MMBtu | FALSE | L | Annual | Allowances Purchased NOX | Thousand Tons | 0 | 0 | 0 | 0 | 0 | 0 | 0 | 0
BART NOX Annual-Jim Bridger 2 -v5.14 | 112 | 6106 | Rate Constraint in lbs/MMBtu | FALSE | L | Annual | Allowances Sold NOX | Thousand Tons | 0 | 0 | 0 | 0 | 0 | 0 | 0 | 0
BART NOX Annual-Jim Bridger 2 -v5.14 | 112 | 6106 | Rate Constraint in lbs/MMBtu | FALSE | L | Annual | Allowances Banked | Thousand Tons | 0 | 0 | 0 | 0 | 0 | 0 | 0 | 0
BART NOX Annual-Jim Bridger 2 -v5.14 | 112 | 6106 | Rate Constraint in lbs/MMBtu | FALSE | L | Annual | Allowances Withdrawn (1:1) | Thousand Tons | 0 | 0 | 0 | 0 | 0 | 0 | 0 | 0
BART NOX Annual-Jim Bridger 2 -v5.14 | 112 | 6106 | Rate Constraint in lbs/MMBtu | FALSE | L | Annual | Allowances Withdrawn (n:1) | Thousand Tons | 0 | 0 | 0 | 0 | 0 | 0 | 0 | 0
BART NOX Annual-Jim Bridger 2 -v5.14 | 112 | 6106 | Rate Constraint in lbs/MMBtu | FALSE | L | Annual | Net Emissions Allowance Position | Thousand Tons | 1.4625 | 0.48649 | 0.47287 | 0.50095 | 0.47334 | 0.50821 | 0.50821 | 0.47334
BART NOX Annual-Jim Bridger 2 -v5.14 | 112 | 6106 | Rate Constraint in lbs/MMBtu | FALSE | L | Annual | Fuel Consumed | TBtu | 21.0426 | 13.8997 | 13.5105 | 14.3127 | 13.5241 | 14.5202 | 14.5202 | 13.5241
BART NOX Annual-Jim Bridger 2 -v5.14 | 112 | 6106 | Rate Constraint in lbs/MMBtu | FALSE | L | Annual | Rate | lb/MMBtu | 0.139 | 0.07 | 0.07 | 0.07 | 0.07 | 0.07 | 0.07 | 0.07
BART NOX Annual-Jim Bridger 2 -v5.14 | 112 | 6106 | Rate Constraint in lbs/MMBtu | FALSE | L | Annual | Generation | TWh | 2.0416 | 1.3421 | 1.3045 | 1.3819 | 1.3058 | 1.402 | 1.402 | 1.3058
BART NOX Annual-Jim Bridger 2 -v5.14 | 112 | 6106 | Rate Constraint in lbs/MMBtu | FALSE | L | Annual | Qualifying Generation | TWh | 2.0416 | 1.3421 | 1.3045 | 1.3819 | 1.3058 | 1.402 | 1.402 | 1.3058
BART NOX Annual-Jim Bridger 2 -v5.14 | 112 | 6106 | Rate Constraint in lbs/MMBtu | FALSE | L | Annual | Rate | lb/MWh | 1.4327 | 0.72498 | 0.72498 | 0.72499 | 0.72499 | 0.72499 | 0.72499 | 0.72499
BART NOX Annual-Jim Bridger 2 -v5.14 | 112 | 6106 | Rate Constraint in lbs/MMBtu | FALSE | L | Annual | Constraint Shadow Price | US2016$/Ton | 0 | 14138.9896 | 13583.3151 | 18079.4923 | 11263.0504 | 21220.6997 | 28494.7475 | 18033.4953
BART NOX Annual-Jim Bridger 3 -v5.14 | 113 | 6107 | Rate Constraint in lbs/MMBtu | FALSE | L | Annual | Seasons Included | Seasons | Winter, WintShld, Summer | Winter, WintShld, Summer | Winter, WintShld, Summer | Winter, WintShld, Summer | Winter, WintShld, Summer | Winter, WintShld, Summer | Winter, WintShld, Summer | Winter, WintShld, Summer
BART NOX Annual-Jim Bridger 3 -v5.14 | 113 | 6107 | Rate Constraint in lbs/MMBtu | FALSE | L | Annual | Standard NOX | lb/MMBtu | 0.07 | 0.07 | 0.07 | 0.07 | 0.07 | 0.07 | 0.07 | 0.07
BART NOX Annual-Jim Bridger 3 -v5.14 | 113 | 6107 | Rate Constraint in lbs/MMBtu | FALSE | L | Annual | Emissions at Affected Plants NOX | Thousand Tons | 0.32995 | 0.69565 | 0.71704 | 0.74616 | 0.65889 | 0.68823 | 0.71817 | 0.70717
BART NOX Annual-Jim Bridger 3 -v5.14 | 113 | 6107 | Rate Constraint in lbs/MMBtu | FALSE | L | Annual | Allowances Purchased NOX | Thousand Tons | 0 | 0 | 0 | 0 | 0 | 0 | 0 | 0
BART NOX Annual-Jim Bridger 3 -v5.14 | 113 | 6107 | Rate Constraint in lbs/MMBtu | FALSE | L | Annual | Allowances Sold NOX | Thousand Tons | 0 | 0 | 0 | 0 | 0 | 0 | 0 | 0
BART NOX Annual-Jim Bridger 3 -v5.14 | 113 | 6107 | Rate Constraint in lbs/MMBtu | FALSE | L | Annual | Allowances Banked | Thousand Tons | 0 | 0 | 0 | 0 | 0 | 0 | 0 | 0
BART NOX Annual-Jim Bridger 3 -v5.14 | 113 | 6107 | Rate Constraint in lbs/MMBtu | FALSE | L | Annual | Allowances Withdrawn (1:1) | Thousand Tons | 0 | 0 | 0 | 0 | 0 | 0 | 0 | 0
BART NOX Annual-Jim Bridger 3 -v5.14 | 113 | 6107 | Rate Constraint in lbs/MMBtu | FALSE | L | Annual | Allowances Withdrawn (n:1) | Thousand Tons | 0 | 0 | 0 | 0 | 0 | 0 | 0 | 0
BART NOX Annual-Jim Bridger 3 -v5.14 | 113 | 6107 | Rate Constraint in lbs/MMBtu | FALSE | L | Annual | Net Emissions Allowance Position | Thousand Tons | 0.32995 | 0.69565 | 0.71704 | 0.74616 | 0.65889 | 0.68823 | 0.71817 | 0.70717
BART NOX Annual-Jim Bridger 3 -v5.14 | 113 | 6107 | Rate Constraint in lbs/MMBtu | FALSE | L | Annual | Fuel Consumed | TBtu | 13.2696 | 27.977 | 28.8375 | 30.0086 | 26.4986 | 27.6787 | 28.8826 | 28.4405
BART NOX Annual-Jim Bridger 3 -v5.14 | 113 | 6107 | Rate Constraint in lbs/MMBtu | FALSE | L | Annual | Rate | lb/MMBtu | 0.04973 | 0.04973 | 0.04973 | 0.04973 | 0.04973 | 0.04973 | 0.04973 | 0.04973
BART NOX Annual-Jim Bridger 3 -v5.14 | 113 | 6107 | Rate Constraint in lbs/MMBtu | FALSE | L | Annual | Generation | TWh | 1.2838 | 2.7068 | 2.79 | 2.9033 | 2.5637 | 2.6779 | 2.7944 | 2.7516
BART NOX Annual-Jim Bridger 3 -v5.14 | 113 | 6107 | Rate Constraint in lbs/MMBtu | FALSE | L | Annual | Qualifying Generation | TWh | 1.2838 | 2.7068 | 2.79 | 2.9033 | 2.5637 | 2.6779 | 2.7944 | 2.7516
BART NOX Annual-Jim Bridger 3 -v5.14 | 113 | 6107 | Rate Constraint in lbs/MMBtu | FALSE | L | Annual | Rate | lb/MWh | 0.51401 | 0.51401 | 0.51401 | 0.51401 | 0.51401 | 0.51401 | 0.51401 | 0.51401
BART NOX Annual-Jim Bridger 3 -v5.14 | 113 | 6107 | Rate Constraint in lbs/MMBtu | FALSE | L | Annual | Constraint Shadow Price | US2016$/Ton | 0 | 0 | 0 | 0 | 0 | 0 | 0 | 0
BART NOX Annual-Jim Bridger 4 -v5.14 | 114 | 6108 | Rate Constraint in lbs/MMBtu | FALSE | L | Annual | Seasons Included | Seasons | Winter, WintShld, Summer | Winter, WintShld, Summer | Winter, WintShld, Summer | Winter, WintShld, Summer | Winter, WintShld, Summer | Winter, WintShld, Summer | Winter, WintShld, Summer | Winter, WintShld, Summer
BART NOX Annual-Jim Bridger 4 -v5.14 | 114 | 6108 | Rate Constraint in lbs/MMBtu | FALSE | L | Annual | Standard NOX | lb/MMBtu | 0.07 | 0.07 | 0.07 | 0.07 | 0.07 | 0.07 | 0.07 | 0.07
BART NOX Annual-Jim Bridger 4 -v5.14 | 114 | 6108 | Rate Constraint in lbs/MMBtu | FALSE | L | Annual | Emissions at Affected Plants NOX | Thousand Tons | 0.4236 | 0.46839 | 0.5752 | 0.55263 | 0.53242 | 0.70336 | 0.83469 | 0.75245
BART NOX Annual-Jim Bridger 4 -v5.14 | 114 | 6108 | Rate Constraint in lbs/MMBtu | FALSE | L | Annual | Allowances Purchased NOX | Thousand Tons | 0 | 0 | 0 | 0 | 0 | 0 | 0 | 0
BART NOX Annual-Jim Bridger 4 -v5.14 | 114 | 6108 | Rate Constraint in lbs/MMBtu | FALSE | L | Annual | Allowances Sold NOX | Thousand Tons | 0 | 0 | 0 | 0 | 0 | 0 | 0 | 0
BART NOX Annual-Jim Bridger 4 -v5.14 | 114 | 6108 | Rate Constraint in lbs/MMBtu | FALSE | L | Annual | Allowances Banked | Thousand Tons | 0 | 0 | 0 | 0 | 0 | 0 | 0 | 0
BART NOX Annual-Jim Bridger 4 -v5.14 | 114 | 6108 | Rate Constraint in lbs/MMBtu | FALSE | L | Annual | Allowances Withdrawn (1:1) | Thousand Tons | 0 | 0 | 0 | 0 | 0 | 0 | 0 | 0
BART NOX Annual-Jim Bridger 4 -v5.14 | 114 | 6108 | Rate Constraint in lbs/MMBtu | FALSE | L | Annual | Allowances Withdrawn (n:1) | Thousand Tons | 0 | 0 | 0 | 0 | 0 | 0 | 0 | 0
BART NOX Annual-Jim Bridger 4 -v5.14 | 114 | 6108 | Rate Constraint in lbs/MMBtu | FALSE | L | Annual | Net Emissions Allowance Position | Thousand Tons | 0.4236 | 0.46839 | 0.5752 | 0.55263 | 0.53242 | 0.70336 | 0.83469 | 0.75245
BART NOX Annual-Jim Bridger 4 -v5.14 | 114 | 6108 | Rate Constraint in lbs/MMBtu | FALSE | L | Annual | Fuel Consumed | TBtu | 17.2513 | 19.0751 | 23.4248 | 22.5058 | 21.6826 | 28.6444 | 33.9926 | 30.6433
BART NOX Annual-Jim Bridger 4 -v5.14 | 114 | 6108 | Rate Constraint in lbs/MMBtu | FALSE | L | Annual | Rate | lb/MMBtu | 0.04911 | 0.04911 | 0.04911 | 0.04911 | 0.04911 | 0.04911 | 0.04911 | 0.04911
BART NOX Annual-Jim Bridger 4 -v5.14 | 114 | 6108 | Rate Constraint in lbs/MMBtu | FALSE | L | Annual | Generation | TWh | 1.6676 | 1.8439 | 2.2644 | 2.1755 | 2.096 | 2.7689 | 3.2859 | 2.9621
BART NOX Annual-Jim Bridger 4 -v5.14 | 114 | 6108 | Rate Constraint in lbs/MMBtu | FALSE | L | Annual | Qualifying Generation | TWh | 1.6676 | 1.8439 | 2.2644 | 2.1755 | 2.096 | 2.7689 | 3.2859 | 2.9621
BART NOX Annual-Jim Bridger 4 -v5.14 | 114 | 6108 | Rate Constraint in lbs/MMBtu | FALSE | L | Annual | Rate | lb/MWh | 0.50804 | 0.50804 | 0.50804 | 0.50804 | 0.50804 | 0.50804 | 0.50804 | 0.50804
BART NOX Annual-Jim Bridger 4 -v5.14 | 114 | 6108 | Rate Constraint in lbs/MMBtu | FALSE | L | Annual | Constraint Shadow Price | US2016$/Ton | 0 | 0 | 0 | 0 | 0 | 0 | 0 | 0
BART NOX Annual-La Cygne 1 & 2 -v5.13 | 115 | 5833 | Rate Constraint in lbs/MMBtu | FALSE | L | Annual | Seasons Included | Seasons | Winter, WintShld, Summer | Winter, WintShld, Summer | Winter, WintShld, Summer | Winter, WintShld, Summer | Winter, WintShld, Summer | Winter, WintShld, Summer | Winter, WintShld, Summer | Winter, WintShld, Summer
BART NOX Annual-La Cygne 1 & 2 -v5.13 | 115 | 5833 | Rate Constraint in lbs/MMBtu | FALSE | L | Annual | Standard NOX | lb/MMBtu | 0.13 | 0.13 | 0.13 | 0.13 | 0.13 | 0.13 | 0.13 | 0.13
BART NOX Annual-La Cygne 1 & 2 -v5.13 | 115 | 5833 | Rate Constraint in lbs/MMBtu | FALSE | L | Annual | Emissions at Affected Plants NOX | Thousand Tons | 2.469 | 2.9348 | 3.5411 | 2.8232 | 2.881 | 3.0462 | 3.2195 | 2.8322
BART NOX Annual-La Cygne 1 & 2 -v5.13 | 115 | 5833 | Rate Constraint in lbs/MMBtu | FALSE | L | Annual | Allowances Purchased NOX | Thousand Tons | 0 | 0 | 0 | 0 | 0 | 0 | 0 | 0
BART NOX Annual-La Cygne 1 & 2 -v5.13 | 115 | 5833 | Rate Constraint in lbs/MMBtu | FALSE | L | Annual | Allowances Sold NOX | Thousand Tons | 0 | 0 | 0 | 0 | 0 | 0 | 0 | 0
BART NOX Annual-La Cygne 1 & 2 -v5.13 | 115 | 5833 | Rate Constraint in lbs/MMBtu | FALSE | L | Annual | Allowances Banked | Thousand Tons | 0 | 0 | 0 | 0 | 0 | 0 | 0 | 0
BART NOX Annual-La Cygne 1 & 2 -v5.13 | 115 | 5833 | Rate Constraint in lbs/MMBtu | FALSE | L | Annual | Allowances Withdrawn (1:1) | Thousand Tons | 0 | 0 | 0 | 0 | 0 | 0 | 0 | 0
BART NOX Annual-La Cygne 1 & 2 -v5.13 | 115 | 5833 | Rate Constraint in lbs/MMBtu | FALSE | L | Annual | Allowances Withdrawn (n:1) | Thousand Tons | 0 | 0 | 0 | 0 | 0 | 0 | 0 | 0
BART NOX Annual-La Cygne 1 & 2 -v5.13 | 115 | 5833 | Rate Constraint in lbs/MMBtu | FALSE | L | Annual | Net Emissions Allowance Position | Thousand Tons | 2.469 | 2.9348 | 3.5411 | 2.8232 | 2.881 | 3.0462 | 3.2195 | 2.8322
BART NOX Annual-La Cygne 1 & 2 -v5.13 | 115 | 5833 | Rate Constraint in lbs/MMBtu | FALSE | L | Annual | Fuel Consumed | TBtu | 57.7971 | 68.5125 | 82.0455 | 65.9566 | 67.3893 | 71.0473 | 75.3388 | 66.3161
BART NOX Annual-La Cygne 1 & 2 -v5.13 | 115 | 5833 | Rate Constraint in lbs/MMBtu | FALSE | L | Annual | Rate | lb/MMBtu | 0.085438 | 0.085671 | 0.086322 | 0.085607 | 0.085504 | 0.085752 | 0.085468 | 0.085416
BART NOX Annual-La Cygne 1 & 2 -v5.13 | 115 | 5833 | Rate Constraint in lbs/MMBtu | FALSE | L | Annual | Generation | TWh | 5.2314 | 6.2077 | 7.4555 | 5.9744 | 6.1014 | 6.4397 | 6.82 | 6.0019
BART NOX Annual-La Cygne 1 & 2 -v5.13 | 115 | 5833 | Rate Constraint in lbs/MMBtu | FALSE | L | Annual | Qualifying Generation | TWh | 5.2314 | 6.2077 | 7.4555 | 5.9744 | 6.1014 | 6.4397 | 6.82 | 6.0019
BART NOX Annual-La Cygne 1 & 2 -v5.13 | 115 | 5833 | Rate Constraint in lbs/MMBtu | FALSE | L | Annual | Rate | lb/MWh | 0.94393 | 0.94552 | 0.94994 | 0.94508 | 0.94438 | 0.94607 | 0.94413 | 0.94378
BART NOX Annual-La Cygne 1 & 2 -v5.13 | 115 | 5833 | Rate Constraint in lbs/MMBtu | FALSE | L | Annual | Constraint Shadow Price | US2016$/Ton | 0 | 0 | 0 | 0 | 0 | 0 | 0 | 0
BART NOX Annual-Laramie 1 -v5.14 | 116 | 6099 | Rate Constraint in lbs/MMBtu | FALSE | L | Annual | Seasons Included | Seasons | Winter, WintShld, Summer | Winter, WintShld, Summer | Winter, WintShld, Summer | Winter, WintShld, Summer | Winter, WintShld, Summer | Winter, WintShld, Summer | Winter, WintShld, Summer | Winter, WintShld, Summer
BART NOX Annual-Laramie 1 -v5.14 | 116 | 6099 | Rate Constraint in lbs/MMBtu | FALSE | L | Annual | Standard NOX | lb/MMBtu | 0.06 | 0.06 | 0.06 | 0.06 | 0.06 | 0.06 | 0.06 | 0.06
BART NOX Annual-Laramie 1 -v5.14 | 116 | 6099 | Rate Constraint in lbs/MMBtu | FALSE | L | Annual | Emissions at Affected Plants NOX | Thousand Tons | 1.2651 | 1.2651 | 1.2651 | 1.2651 | 1.2651 | 1.2517 | 1.2651 | 1.2651
BART NOX Annual-Laramie 1 -v5.14 | 116 | 6099 | Rate Constraint in lbs/MMBtu | FALSE | L | Annual | Allowances Purchased NOX | Thousand Tons | 0 | 0 | 0 | 0 | 0 | 0 | 0 | 0
BART NOX Annual-Laramie 1 -v5.14 | 116 | 6099 | Rate Constraint in lbs/MMBtu | FALSE | L | Annual | Allowances Sold NOX | Thousand Tons | 0 | 0 | 0 | 0 | 0 | 0 | 0 | 0
BART NOX Annual-Laramie 1 -v5.14 | 116 | 6099 | Rate Constraint in lbs/MMBtu | FALSE | L | Annual | Allowances Banked | Thousand Tons | 0 | 0 | 0 | 0 | 0 | 0 | 0 | 0
BART NOX Annual-Laramie 1 -v5.14 | 116 | 6099 | Rate Constraint in lbs/MMBtu | FALSE | L | Annual | Allowances Withdrawn (1:1) | Thousand Tons | 0 | 0 | 0 | 0 | 0 | 0 | 0 | 0
BART NOX Annual-Laramie 1 -v5.14 | 116 | 6099 | Rate Constraint in lbs/MMBtu | FALSE | L | Annual | Allowances Withdrawn (n:1) | Thousand Tons | 0 | 0 | 0 | 0 | 0 | 0 | 0 | 0
BART NOX Annual-Laramie 1 -v5.14 | 116 | 6099 | Rate Constraint in lbs/MMBtu | FALSE | L | Annual | Net Emissions Allowance Position | Thousand Tons | 1.2651 | 1.2651 | 1.2651 | 1.2651 | 1.2651 | 1.2517 | 1.2651 | 1.2651
BART NOX Annual-Laramie 1 -v5.14 | 116 | 6099 | Rate Constraint in lbs/MMBtu | FALSE | L | Annual | Fuel Consumed | TBtu | 42.1706 | 42.1706 | 42.1706 | 42.1706 | 42.1706 | 41.7221 | 42.1706 | 42.1706
BART NOX Annual-Laramie 1 -v5.14 | 116 | 6099 | Rate Constraint in lbs/MMBtu | FALSE | L | Annual | Rate | lb/MMBtu | 0.06 | 0.06 | 0.06 | 0.06 | 0.06 | 0.06 | 0.06 | 0.06
BART NOX Annual-Laramie 1 -v5.14 | 116 | 6099 | Rate Constraint in lbs/MMBtu | FALSE | L | Annual | Generation | TWh | 4.0852 | 4.0852 | 4.0852 | 4.0852 | 4.0852 | 4.0418 | 4.0852 | 4.0852
BART NOX Annual-Laramie 1 -v5.14 | 116 | 6099 | Rate Constraint in lbs/MMBtu | FALSE | L | Annual | Qualifying Generation | TWh | 4.0852 | 4.0852 | 4.0852 | 4.0852 | 4.0852 | 4.0418 | 4.0852 | 4.0852
BART NOX Annual-Laramie 1 -v5.14 | 116 | 6099 | Rate Constraint in lbs/MMBtu | FALSE | L | Annual | Rate | lb/MWh | 0.61936 | 0.61936 | 0.61936 | 0.61936 | 0.61936 | 0.61936 | 0.61936 | 0.61936
BART NOX Annual-Laramie 1 -v5.14 | 116 | 6099 | Rate Constraint in lbs/MMBtu | FALSE | L | Annual | Constraint Shadow Price | US2016$/Ton | 7983.361 | 9503.2605 | 10649.4751 | 9822.7526 | 9042.9577 | 11087.7531 | 11605.9003 | 12070.6189
BART NOX Annual-Laramie 2 -v5.14 | 117 | 6100 | Rate Constraint in lbs/MMBtu | FALSE | L | Annual | Seasons Included | Seasons | Winter, WintShld, Summer | Winter, WintShld, Summer | Winter, WintShld, Summer | Winter, WintShld, Summer | Winter, WintShld, Summer | Winter, WintShld, Summer | Winter, WintShld, Summer | Winter, WintShld, Summer
BART NOX Annual-Laramie 2 -v5.14 | 117 | 6100 | Rate Constraint in lbs/MMBtu | FALSE | L | Annual | Standard NOX | lb/MMBtu | 0.15 | 0.15 | 0.15 | 0.15 | 0.15 | 0.15 | 0.15 | 0.15
BART NOX Annual-Laramie 2 -v5.14 | 117 | 6100 | Rate Constraint in lbs/MMBtu | FALSE | L | Annual | Emissions at Affected Plants NOX | Thousand Tons | 2.7806 | 2.7806 | 2.7806 | 2.7806 | 2.7806 | 2.7806 | 2.7806 | 2.7806
BART NOX Annual-Laramie 2 -v5.14 | 117 | 6100 | Rate Constraint in lbs/MMBtu | FALSE | L | Annual | Allowances Purchased NOX | Thousand Tons | 0 | 0 | 0 | 0 | 0 | 0 | 0 | 0
BART NOX Annual-Laramie 2 -v5.14 | 117 | 6100 | Rate Constraint in lbs/MMBtu | FALSE | L | Annual | Allowances Sold NOX | Thousand Tons | 0 | 0 | 0 | 0 | 0 | 0 | 0 | 0
BART NOX Annual-Laramie 2 -v5.14 | 117 | 6100 | Rate Constraint in lbs/MMBtu | FALSE | L | Annual | Allowances Banked | Thousand Tons | 0 | 0 | 0 | 0 | 0 | 0 | 0 | 0
BART NOX Annual-Laramie 2 -v5.14 | 117 | 6100 | Rate Constraint in lbs/MMBtu | FALSE | L | Annual | Allowances Withdrawn (1:1) | Thousand Tons | 0 | 0 | 0 | 0 | 0 | 0 | 0 | 0
BART NOX Annual-Laramie 2 -v5.14 | 117 | 6100 | Rate Constraint in lbs/MMBtu | FALSE | L | Annual | Allowances Withdrawn (n:1) | Thousand Tons | 0 | 0 | 0 | 0 | 0 | 0 | 0 | 0
BART NOX Annual-Laramie 2 -v5.14 | 117 | 6100 | Rate Constraint in lbs/MMBtu | FALSE | L | Annual | Net Emissions Allowance Position | Thousand Tons | 2.7806 | 2.7806 | 2.7806 | 2.7806 | 2.7806 | 2.7806 | 2.7806 | 2.7806
BART NOX Annual-Laramie 2 -v5.14 | 117 | 6100 | Rate Constraint in lbs/MMBtu | FALSE | L | Annual | Fuel Consumed | TBtu | 42.1056 | 42.1056 | 42.1056 | 42.1056 | 42.1056 | 42.1056 | 42.1056 | 42.1056
BART NOX Annual-Laramie 2 -v5.14 | 117 | 6100 | Rate Constraint in lbs/MMBtu | FALSE | L | Annual | Rate | lb/MMBtu | 0.13208 | 0.13208 | 0.13208 | 0.13208 | 0.13208 | 0.13208 | 0.13208 | 0.13208
BART NOX Annual-Laramie 2 -v5.14 | 117 | 6100 | Rate Constraint in lbs/MMBtu | FALSE | L | Annual | Generation | TWh | 4.1084 | 4.1084 | 4.1084 | 4.1084 | 4.1084 | 4.1084 | 4.1084 | 4.1084
BART NOX Annual-Laramie 2 -v5.14 | 117 | 6100 | Rate Constraint in lbs/MMBtu | FALSE | L | Annual | Qualifying Generation | TWh | 4.1084 | 4.1084 | 4.1084 | 4.1084 | 4.1084 | 4.1084 | 4.1084 | 4.1084
BART NOX Annual-Laramie 2 -v5.14 | 117 | 6100 | Rate Constraint in lbs/MMBtu | FALSE | L | Annual | Rate | lb/MWh | 1.3536 | 1.3536 | 1.3536 | 1.3536 | 1.3536 | 1.3536 | 1.3536 | 1.3536
BART NOX Annual-Laramie 2 -v5.14 | 117 | 6100 | Rate Constraint in lbs/MMBtu | FALSE | L | Annual | Constraint Shadow Price | US2016$/Ton | 0 | 0 | 0 | 0 | 0 | 0 | 0 | 0
BART NOX Annual-Laramie 3 -v5.14 | 118 | 6101 | Rate Constraint in lbs/MMBtu | FALSE | L | Annual | Seasons Included | Seasons | Winter, WintShld, Summer | Winter, WintShld, Summer | Winter, WintShld, Summer | Winter, WintShld, Summer | Winter, WintShld, Summer | Winter, WintShld, Summer | Winter, WintShld, Summer | Winter, WintShld, Summer
BART NOX Annual-Laramie 3 -v5.14 | 118 | 6101 | Rate Constraint in lbs/MMBtu | FALSE | L | Annual | Standard NOX | lb/MMBtu | 0.15 | 0.15 | 0.15 | 0.15 | 0.15 | 0.15 | 0.15 | 0.15
BART NOX Annual-Laramie 3 -v5.14 | 118 | 6101 | Rate Constraint in lbs/MMBtu | FALSE | L | Annual | Emissions at Affected Plants NOX | Thousand Tons | 2.7909 | 2.7909 | 2.7909 | 2.7909 | 2.7909 | 2.7909 | 2.7909 | 2.7909
BART NOX Annual-Laramie 3 -v5.14 | 118 | 6101 | Rate Constraint in lbs/MMBtu | FALSE | L | Annual | Allowances Purchased NOX | Thousand Tons | 0 | 0 | 0 | 0 | 0 | 0 | 0 | 0
BART NOX Annual-Laramie 3 -v5.14 | 118 | 6101 | Rate Constraint in lbs/MMBtu | FALSE | L | Annual | Allowances Sold NOX | Thousand Tons | 0 | 0 | 0 | 0 | 0 | 0 | 0 | 0
BART NOX Annual-Laramie 3 -v5.14 | 118 | 6101 | Rate Constraint in lbs/MMBtu | FALSE | L | Annual | Allowances Banked | Thousand Tons | 0 | 0 | 0 | 0 | 0 | 0 | 0 | 0
BART NOX Annual-Laramie 3 -v5.14 | 118 | 6101 | Rate Constraint in lbs/MMBtu | FALSE | L | Annual | Allowances Withdrawn (1:1) | Thousand Tons | 0 | 0 | 0 | 0 | 0 | 0 | 0 | 0
BART NOX Annual-Laramie 3 -v5.14 | 118 | 6101 | Rate Constraint in lbs/MMBtu | FALSE | L | Annual | Allowances Withdrawn (n:1) | Thousand Tons | 0 | 0 | 0 | 0 | 0 | 0 | 0 | 0
BART NOX Annual-Laramie 3 -v5.14 | 118 | 6101 | Rate Constraint in lbs/MMBtu | FALSE | L | Annual | Net Emissions Allowance Position | Thousand Tons | 2.7909 | 2.7909 | 2.7909 | 2.7909 | 2.7909 | 2.7909 | 2.7909 | 2.7909
BART NOX Annual-Laramie 3 -v5.14 | 118 | 6101 | Rate Constraint in lbs/MMBtu | FALSE | L | Annual | Fuel Consumed | TBtu | 41.9876 | 41.9876 | 41.9876 | 41.9876 | 41.9876 | 41.9876 | 41.9876 | 41.9876
BART NOX Annual-Laramie 3 -v5.14 | 118 | 6101 | Rate Constraint in lbs/MMBtu | FALSE | L | Annual | Rate | lb/MMBtu | 0.13294 | 0.13294 | 0.13294 | 0.13294 | 0.13294 | 0.13294 | 0.13294 | 0.13294
BART NOX Annual-Laramie 3 -v5.14 | 118 | 6101 | Rate Constraint in lbs/MMBtu | FALSE | L | Annual | Generation | TWh | 4.1083 | 4.1083 | 4.1083 | 4.1083 | 4.1083 | 4.1083 | 4.1083 | 4.1083
BART NOX Annual-Laramie 3 -v5.14 | 118 | 6101 | Rate Constraint in lbs/MMBtu | FALSE | L | Annual | Qualifying Generation | TWh | 4.1083 | 4.1083 | 4.1083 | 4.1083 | 4.1083 | 4.1083 | 4.1083 | 4.1083
BART NOX Annual-Laramie 3 -v5.14 | 118 | 6101 | Rate Constraint in lbs/MMBtu | FALSE | L | Annual | Rate | lb/MWh | 1.3587 | 1.3587 | 1.3587 | 1.3587 | 1.3587 | 1.3587 | 1.3587 | 1.3587
BART NOX Annual-Laramie 3 -v5.14 | 118 | 6101 | Rate Constraint in lbs/MMBtu | FALSE | L | Annual | Constraint Shadow Price | US2016$/Ton | 0 | 0 | 0 | 0 | 0 | 0 | 0 | 0
BART NOX Annual-Lawrence 4 -v5.14 | 119 | 6095 | Rate Constraint in lbs/MMBtu | FALSE | L | Annual | Seasons Included | Seasons | Winter, WintShld, Summer | Winter, WintShld, Summer | Winter, WintShld, Summer | Winter, WintShld, Summer | Winter, WintShld, Summer | Winter, WintShld, Summer | Winter, WintShld, Summer | Winter, WintShld, Summer
BART NOX Annual-Lawrence 4 -v5.14 | 119 | 6095 | Rate Constraint in lbs/MMBtu | FALSE | L | Annual | Standard NOX | lb/MMBtu | 0.18 | 0.18 | 0.18 | 0.18 | 0.18 | 0.18 | 0.18 | 0.18
BART NOX Annual-Lawrence 4 -v5.14 | 119 | 6095 | Rate Constraint in lbs/MMBtu | FALSE | L | Annual | Emissions at Affected Plants NOX | Thousand Tons | 0.2747 | 0.35187 | 0.33539 | 0.33539 | 0.33539 | 0.3618 | 0.3618 | 0.33539
BART NOX Annual-Lawrence 4 -v5.14 | 119 | 6095 | Rate Constraint in lbs/MMBtu | FALSE | L | Annual | Allowances Purchased NOX | Thousand Tons | 0 | 0 | 0 | 0 | 0 | 0 | 0 | 0
BART NOX Annual-Lawrence 4 -v5.14 | 119 | 6095 | Rate Constraint in lbs/MMBtu | FALSE | L | Annual | Allowances Sold NOX | Thousand Tons | 0 | 0 | 0 | 0 | 0 | 0 | 0 | 0
BART NOX Annual-Lawrence 4 -v5.14 | 119 | 6095 | Rate Constraint in lbs/MMBtu | FALSE | L | Annual | Allowances Banked | Thousand Tons | 0 | 0 | 0 | 0 | 0 | 0 | 0 | 0
BART NOX Annual-Lawrence 4 -v5.14 | 119 | 6095 | Rate Constraint in lbs/MMBtu | FALSE | L | Annual | Allowances Withdrawn (1:1) | Thousand Tons | 0 | 0 | 0 | 0 | 0 | 0 | 0 | 0
BART NOX Annual-Lawrence 4 -v5.14 | 119 | 6095 | Rate Constraint in lbs/MMBtu | FALSE | L | Annual | Allowances Withdrawn (n:1) | Thousand Tons | 0 | 0 | 0 | 0 | 0 | 0 | 0 | 0
BART NOX Annual-Lawrence 4 -v5.14 | 119 | 6095 | Rate Constraint in lbs/MMBtu | FALSE | L | Annual | Net Emissions Allowance Position | Thousand Tons | 0.2747 | 0.35187 | 0.33539 | 0.33539 | 0.33539 | 0.3618 | 0.3618 | 0.33539
BART NOX Annual-Lawrence 4 -v5.14 | 119 | 6095 | Rate Constraint in lbs/MMBtu | FALSE | L | Annual | Fuel Consumed | TBtu | 3.6788 | 4.7123 | 4.4916 | 4.4916 | 4.4916 | 4.8453 | 4.8453 | 4.4916
BART NOX Annual-Lawrence 4 -v5.14 | 119 | 6095 | Rate Constraint in lbs/MMBtu | FALSE | L | Annual | Rate | lb/MMBtu | 0.14934 | 0.14934 | 0.14934 | 0.14934 | 0.14934 | 0.14934 | 0.14934 | 0.14934
BART NOX Annual-Lawrence 4 -v5.14 | 119 | 6095 | Rate Constraint in lbs/MMBtu | FALSE | L | Annual | Generation | TWh | 0.32202 | 0.41249 | 0.39317 | 0.39317 | 0.39317 | 0.42413 | 0.42413 | 0.39317
BART NOX Annual-Lawrence 4 -v5.14 | 119 | 6095 | Rate Constraint in lbs/MMBtu | FALSE | L | Annual | Qualifying Generation | TWh | 0.32202 | 0.41249 | 0.39317 | 0.39317 | 0.39317 | 0.42413 | 0.42413 | 0.39317
BART NOX Annual-Lawrence 4 -v5.14 | 119 | 6095 | Rate Constraint in lbs/MMBtu | FALSE | L | Annual | Rate | lb/MWh | 1.7061 | 1.7061 | 1.7061 | 1.7061 | 1.7061 | 1.7061 | 1.7061 | 1.7061
BART NOX Annual-Lawrence 4 -v5.14 | 119 | 6095 | Rate Constraint in lbs/MMBtu | FALSE | L | Annual | Constraint Shadow Price | US2016$/Ton | 0 | 0 | 0 | 0 | 0 | 0 | 0 | 0
BART NOX Annual-Lawrence 5 -v5.14 | 120 | 6096 | Rate Constraint in lbs/MMBtu | FALSE | L | Annual | Seasons Included | Seasons | Winter, WintShld, Summer | Winter, WintShld, Summer | Winter, WintShld, Summer | Winter, WintShld, Summer | Winter, WintShld, Summer | Winter, WintShld, Summer | Winter, WintShld, Summer | Winter, WintShld, Summer
BART NOX Annual-Lawrence 5 -v5.14 | 120 | 6096 | Rate Constraint in lbs/MMBtu | FALSE | L | Annual | Standard NOX | lb/MMBtu | 0.15 | 0.15 | 0.15 | 0.15 | 0.15 | 0.15 | 0.15 | 0.15
BART NOX Annual-Lawrence 5 -v5.14 | 120 | 6096 | Rate Constraint in lbs/MMBtu | FALSE | L | Annual | Emissions at Affected Plants NOX | Thousand Tons | 1.409 | 1.6668 | 1.7338 | 1.6305 | 1.2307 | 1.2307 | 1.2307 | 1.0594
BART NOX Annual-Lawrence 5 -v5.14 | 120 | 6096 | Rate Constraint in lbs/MMBtu | FALSE | L | Annual | Allowances Purchased NOX | Thousand Tons | 0 | 0 | 0 | 0 | 0 | 0 | 0 | 0
BART NOX Annual-Lawrence 5 -v5.14 | 120 | 6096 | Rate Constraint in lbs/MMBtu | FALSE | L | Annual | Allowances Sold NOX | Thousand Tons | 0 | 0 | 0 | 0 | 0 | 0 | 0 | 0
BART NOX Annual-Lawrence 5 -v5.14 | 120 | 6096 | Rate Constraint in lbs/MMBtu | FALSE | L | Annual | Allowances Banked | Thousand Tons | 0 | 0 | 0 | 0 | 0 | 0 | 0 | 0
BART NOX Annual-Lawrence 5 -v5.14 | 120 | 6096 | Rate Constraint in lbs/MMBtu | FALSE | L | Annual | Allowances Withdrawn (1:1) | Thousand Tons | 0 | 0 | 0 | 0 | 0 | 0 | 0 | 0
BART NOX Annual-Lawrence 5 -v5.14 | 120 | 6096 | Rate Constraint in lbs/MMBtu | FALSE | L | Annual | Allowances Withdrawn (n:1) | Thousand Tons | 0 | 0 | 0 | 0 | 0 | 0 | 0 | 0
BART NOX Annual-Lawrence 5 -v5.14 | 120 | 6096 | Rate Constraint in lbs/MMBtu | FALSE | L | Annual | Net Emissions Allowance Position | Thousand Tons | 1.409 | 1.6668 | 1.7338 | 1.6305 | 1.2307 | 1.2307 | 1.2307 | 1.0594
BART NOX Annual-Lawrence 5 -v5.14 | 120 | 6096 | Rate Constraint in lbs/MMBtu | FALSE | L | Annual | Fuel Consumed | TBtu | 21.9539 | 25.9709 | 27.015 | 25.4049 | 19.1762 | 19.1762 | 19.1762 | 16.5063
BART NOX Annual-Lawrence 5 -v5.14 | 120 | 6096 | Rate Constraint in lbs/MMBtu | FALSE | L | Annual | Rate | lb/MMBtu | 0.12836 | 0.12836 | 0.12836 | 0.12836 | 0.12836 | 0.12836 | 0.12836 | 0.12836
BART NOX Annual-Lawrence 5 -v5.14 | 120 | 6096 | Rate Constraint in lbs/MMBtu | FALSE | L | Annual | Generation | TWh | 2.06 | 2.437 | 2.5349 | 2.3839 | 1.7994 | 1.7994 | 1.7994 | 1.5489
BART NOX Annual-Lawrence 5 -v5.14 | 120 | 6096 | Rate Constraint in lbs/MMBtu | FALSE | L | Annual | Qualifying Generation | TWh | 2.06 | 2.437 | 2.5349 | 2.3839 | 1.7994 | 1.7994 | 1.7994 | 1.5489
BART NOX Annual-Lawrence 5 -v5.14 | 120 | 6096 | Rate Constraint in lbs/MMBtu | FALSE | L | Annual | Rate | lb/MWh | 1.3679 | 1.3679 | 1.3679 | 1.3679 | 1.3679 | 1.3679 | 1.3679 | 1.3679
BART NOX Annual-Lawrence 5 -v5.14 | 120 | 6096 | Rate Constraint in lbs/MMBtu | FALSE | L | Annual | Constraint Shadow Price | US2016$/Ton | 0 | 0 | 0 | 0 | 0 | 0 | 0 | 0
BART NOX Annual-Leland Olds 1 -v5.13 | 121 | 5855 | Rate Constraint in lbs/MMBtu | FALSE | L | Annual | Seasons Included | Seasons | Winter, WintShld, Summer | Winter, WintShld, Summer | Winter, WintShld, Summer | Winter, WintShld, Summer | Winter, WintShld, Summer | Winter, WintShld, Summer | Winter, WintShld, Summer | Winter, WintShld, Summer
BART NOX Annual-Leland Olds 1 -v5.13 | 121 | 5855 | Rate Constraint in lbs/MMBtu | FALSE | L | Annual | Standard NOX | lb/MMBtu | 0.19 | 0.19 | 0.19 | 0.19 | 0.19 | 0.19 | 0.19 | 0.19
BART NOX Annual-Leland Olds 1 -v5.13 | 121 | 5855 | Rate Constraint in lbs/MMBtu | FALSE | L | Annual | Emissions at Affected Plants NOX | Thousand Tons | 1.601 | 1.601 | 1.601 | 1.601 | 1.601 | 1.601 | 1.5316 | 1.601
BART NOX Annual-Leland Olds 1 -v5.13 | 121 | 5855 | Rate Constraint in lbs/MMBtu | FALSE | L | Annual | Allowances Purchased NOX | Thousand Tons | 0 | 0 | 0 | 0 | 0 | 0 | 0 | 0
BART NOX Annual-Leland Olds 1 -v5.13 | 121 | 5855 | Rate Constraint in lbs/MMBtu | FALSE | L | Annual | Allowances Sold NOX | Thousand Tons | 0 | 0 | 0 | 0 | 0 | 0 | 0 | 0
BART NOX Annual-Leland Olds 1 -v5.13 | 121 | 5855 | Rate Constraint in lbs/MMBtu | FALSE | L | Annual | Allowances Banked | Thousand Tons | 0 | 0 | 0 | 0 | 0 | 0 | 0 | 0
BART NOX Annual-Leland Olds 1 -v5.13 | 121 | 5855 | Rate Constraint in lbs/MMBtu | FALSE | L | Annual | Allowances Withdrawn (1:1) | Thousand Tons | 0 | 0 | 0 | 0 | 0 | 0 | 0 | 0
BART NOX Annual-Leland Olds 1 -v5.13 | 121 | 5855 | Rate Constraint in lbs/MMBtu | FALSE | L | Annual | Allowances Withdrawn (n:1) | Thousand Tons | 0 | 0 | 0 | 0 | 0 | 0 | 0 | 0
BART NOX Annual-Leland Olds 1 -v5.13 | 121 | 5855 | Rate Constraint in lbs/MMBtu | FALSE | L | Annual | Net Emissions Allowance Position | Thousand Tons | 1.601 | 1.601 | 1.601 | 1.601 | 1.601 | 1.601 | 1.5316 | 1.601
BART NOX Annual-Leland Olds 1 -v5.13 | 121 | 5855 | Rate Constraint in lbs/MMBtu | FALSE | L | Annual | Fuel Consumed | TBtu | 17.8755 | 17.8755 | 17.8755 | 17.8755 | 17.8755 | 17.8755 | 17.1004 | 17.8755
BART NOX Annual-Leland Olds 1 -v5.13 | 121 | 5855 | Rate Constraint in lbs/MMBtu | FALSE | L | Annual | Rate | lb/MMBtu | 0.17913 | 0.17913 | 0.17913 | 0.17913 | 0.17913 | 0.17913 | 0.17913 | 0.17913
BART NOX Annual-Leland Olds 1 -v5.13 | 121 | 5855 | Rate Constraint in lbs/MMBtu | FALSE | L | Annual | Generation | TWh | 1.5348 | 1.5348 | 1.5348 | 1.5348 | 1.5348 | 1.5348 | 1.4682 | 1.5348
BART NOX Annual-Leland Olds 1 -v5.13 | 121 | 5855 | Rate Constraint in lbs/MMBtu | FALSE | L | Annual | Qualifying Generation | TWh | 1.5348 | 1.5348 | 1.5348 | 1.5348 | 1.5348 | 1.5348 | 1.4682 | 1.5348
BART NOX Annual-Leland Olds 1 -v5.13 | 121 | 5855 | Rate Constraint in lbs/MMBtu | FALSE | L | Annual | Rate | lb/MWh | 2.0863 | 2.0863 | 2.0863 | 2.0863 | 2.0863 | 2.0863 | 2.0863 | 2.0863
BART NOX Annual-Leland Olds 1 -v5.13 | 121 | 5855 | Rate Constraint in lbs/MMBtu | FALSE | L | Annual | Constraint Shadow Price | US2016$/Ton | 0 | 0 | 0 | 0 | 0 | 0 | 0 | 0
BART NOX Annual-Leland Olds 2 -v5.13 | 122 | 5856 | Rate Constraint in lbs/MMBtu | FALSE | L | Annual | Seasons Included | Seasons | Winter, WintShld, Summer | Winter, WintShld, Summer | Winter, WintShld, Summer | Winter, WintShld, Summer | Winter, WintShld, Summer | Winter, WintShld, Summer | Winter, WintShld, Summer | Winter, WintShld, Summer
BART NOX Annual-Leland Olds 2 -v5.13 | 122 | 5856 | Rate Constraint in lbs/MMBtu | FALSE | L | Annual | Standard NOX | lb/MMBtu | 0.35 | 0.35 | 0.35 | 0.35 | 0.35 | 0.35 | 0.35 | 0.35
BART NOX Annual-Leland Olds 2 -v5.13 | 122 | 5856 | Rate Constraint in lbs/MMBtu | FALSE | L | Annual | Emissions at Affected Plants NOX | Thousand Tons | 5.5 | 5.5 | 5.5 | 5.5 | 5.5 | 5.5 | 5.4025 | 5.5
BART NOX Annual-Leland Olds 2 -v5.13 | 122 | 5856 | Rate Constraint in lbs/MMBtu | FALSE | L | Annual | Allowances Purchased NOX | Thousand Tons | 0 | 0 | 0 | 0 | 0 | 0 | 0 | 0
BART NOX Annual-Leland Olds 2 -v5.13 | 122 | 5856 | Rate Constraint in lbs/MMBtu | FALSE | L | Annual | Allowances Sold NOX | Thousand Tons | 0 | 0 | 0 | 0 | 0 | 0 | 0 | 0
BART NOX Annual-Leland Olds 2 -v5.13 | 122 | 5856 | Rate Constraint in lbs/MMBtu | FALSE | L | Annual | Allowances Banked | Thousand Tons | 0 | 0 | 0 | 0 | 0 | 0 | 0 | 0
BART NOX Annual-Leland Olds 2 -v5.13 | 122 | 5856 | Rate Constraint in lbs/MMBtu | FALSE | L | Annual | Allowances Withdrawn (1:1) | Thousand Tons | 0 | 0 | 0 | 0 | 0 | 0 | 0 | 0
BART NOX Annual-Leland Olds 2 -v5.13 | 122 | 5856 | Rate Constraint in lbs/MMBtu | FALSE | L | Annual | Allowances Withdrawn (n:1) | Thousand Tons | 0 | 0 | 0 | 0 | 0 | 0 | 0 | 0
BART NOX Annual-Leland Olds 2 -v5.13 | 122 | 5856 | Rate Constraint in lbs/MMBtu | FALSE | L | Annual | Net Emissions Allowance Position | Thousand Tons | 5.5 | 5.5 | 5.5 | 5.5 | 5.5 | 5.5 | 5.4025 | 5.5
BART NOX Annual-Leland Olds 2 -v5.13 | 122 | 5856 | Rate Constraint in lbs/MMBtu | FALSE | L | Annual | Fuel Consumed | TBtu | 37.2404 | 37.2404 | 37.2404 | 37.2404 | 37.2404 | 37.2404 | 36.5797 | 37.2404
BART NOX Annual-Leland Olds 2 -v5.13 | 122 | 5856 | Rate Constraint in lbs/MMBtu | FALSE | L | Annual | Rate | lb/MMBtu | 0.29538 | 0.29538 | 0.29538 | 0.29538 | 0.29538 | 0.29538 | 0.29538 | 0.29538
BART NOX Annual-Leland Olds 2 -v5.13 | 122 | 5856 | Rate Constraint in lbs/MMBtu | FALSE | L | Annual | Generation | TWh | 3.209 | 3.209 | 3.209 | 3.209 | 3.209 | 3.209 | 3.1521 | 3.209
BART NOX Annual-Leland Olds 2 -v5.13 | 122 | 5856 | Rate Constraint in lbs/MMBtu | FALSE | L | Annual | Qualifying Generation | TWh | 3.209 | 3.209 | 3.209 | 3.209 | 3.209 | 3.209 | 3.1521 | 3.209
BART NOX Annual-Leland Olds 2 -v5.13 | 122 | 5856 | Rate Constraint in lbs/MMBtu | FALSE | L | Annual | Rate | lb/MWh | 3.4279 | 3.4279 | 3.4279 | 3.4279 | 3.4279 | 3.4279 | 3.4279 | 3.4279
BART NOX Annual-Leland Olds 2 -v5.13 | 122 | 5856 | Rate Constraint in lbs/MMBtu | FALSE | L | Annual | Constraint Shadow Price | US2016$/Ton | 0 | 0 | 0 | 0 | 0 | 0 | 0 | 0
BART NOX Annual-Martin Drake 6 -v5.13 | 123 | 5827 | Rate Constraint in lbs/MMBtu | FALSE | L | Annual | Seasons Included | Seasons | Winter, WintShld, Summer | Winter, WintShld, Summer | Winter, WintShld, Summer | Winter, WintShld, Summer | Winter, WintShld, Summer | Winter, WintShld, Summer | Winter, WintShld, Summer | Winter, WintShld, Summer
BART NOX Annual-Martin Drake 6 -v5.13 | 123 | 5827 | Rate Constraint in lbs/MMBtu | FALSE | L | Annual | Standard NOX | lb/MMBtu | 0.32 | 0.32 | 0.32 | 0.32 | 0.32 | 0.32 | 0.32 | 0.32
BART NOX Annual-Martin Drake 6 -v5.13 | 123 | 5827 | Rate Constraint in lbs/MMBtu | FALSE | L | Annual | Emissions at Affected Plants NOX | Thousand Tons | 0.64339 | 0.71068 | 0.71068 | 0.71068 | 0.4779 | 0.62617 | 0.60538 | 0.62617
BART NOX Annual-Martin Drake 6 -v5.13 | 123 | 5827 | Rate Constraint in lbs/MMBtu | FALSE | L | Annual | Allowances Purchased NOX | Thousand Tons | 0 | 0 | 0 | 0 | 0 | 0 | 0 | 0
BART NOX Annual-Martin Drake 6 -v5.13 | 123 | 5827 | Rate Constraint in lbs/MMBtu | FALSE | L | Annual | Allowances Sold NOX | Thousand Tons | 0 | 0 | 0 | 0 | 0 | 0 | 0 | 0
BART NOX Annual-Martin Drake 6 -v5.13 | 123 | 5827 | Rate Constraint in lbs/MMBtu | FALSE | L | Annual | Allowances Banked | Thousand Tons | 0 | 0 | 0 | 0 | 0 | 0 | 0 | 0
BART NOX Annual-Martin Drake 6 -v5.13 | 123 | 5827 | Rate Constraint in lbs/MMBtu | FALSE | L | Annual | Allowances Withdrawn (1:1) | Thousand Tons | 0 | 0 | 0 | 0 | 0 | 0 | 0 | 0
BART NOX Annual-Martin Drake 6 -v5.13 | 123 | 5827 | Rate Constraint in lbs/MMBtu | FALSE | L | Annual | Allowances Withdrawn (n:1) | Thousand Tons | 0 | 0 | 0 | 0 | 0 | 0 | 0 | 0
BART NOX Annual-Martin Drake 6 -v5.13 | 123 | 5827 | Rate Constraint in lbs/MMBtu | FALSE | L | Annual | Net Emissions Allowance Position | Thousand Tons | 0.64339 | 0.71068 | 0.71068 | 0.71068 | 0.4779 | 0.62617 | 0.60538 | 0.62617
BART NOX Annual-Martin Drake 6 -v5.13 | 123 | 5827 | Rate Constraint in lbs/MMBtu | FALSE | L | Annual | Fuel Consumed | TBtu | 6.2004 | 6.8488 | 6.8488 | 6.8488 | 4.6055 | 6.0344 | 5.834 | 6.0344
BART NOX Annual-Martin Drake 6 -v5.13 | 123 | 5827 | Rate Constraint in lbs/MMBtu | FALSE | L | Annual | Rate | lb/MMBtu | 0.20753 | 0.20753 | 0.20753 | 0.20753 | 0.20753 | 0.20753 | 0.20753 | 0.20753
BART NOX Annual-Martin Drake 6 -v5.13 | 123 | 5827 | Rate Constraint in lbs/MMBtu | FALSE | L | Annual | Generation | TWh | 0.52193 | 0.57651 | 0.57651 | 0.57651 | 0.38768 | 0.50796 | 0.49109 | 0.50796
BART NOX Annual-Martin Drake 6 -v5.13 | 123 | 5827 | Rate Constraint in lbs/MMBtu | FALSE | L | Annual | Qualifying Generation | TWh | 0.52193 | 0.57651 | 0.57651 | 0.57651 | 0.38768 | 0.50796 | 0.49109 | 0.50796
BART NOX Annual-Martin Drake 6 -v5.13 | 123 | 5827 | Rate Constraint in lbs/MMBtu | FALSE | L | Annual | Rate | lb/MWh | 2.4654 | 2.4654 | 2.4654 | 2.4654 | 2.4654 | 2.4654 | 2.4654 | 2.4654
BART NOX Annual-Martin Drake 6 -v5.13 | 123 | 5827 | Rate Constraint in lbs/MMBtu | FALSE | L | Annual | Constraint Shadow Price | US2016$/Ton | 0 | 0 | 0 | 0 | 0 | 0 | 0 | 0
BART NOX Annual-Martin Drake 7 -v5.13 | 124 | 5828 | Rate Constraint in lbs/MMBtu | FALSE | L | Annual | Seasons Included | Seasons | Winter, WintShld, Summer | Winter, WintShld, Summer | Winter, WintShld, Summer | Winter, WintShld, Summer | Winter, WintShld, Summer | Winter, WintShld, Summer | Winter, WintShld, Summer | Winter, WintShld, Summer
BART NOX Annual-Martin Drake 7 -v5.13 | 124 | 5828 | Rate Constraint in lbs/MMBtu | FALSE | L | Annual | Standard NOX | lb/MMBtu | 0.32 | 0.32 | 0.32 | 0.32 | 0.32 | 0.32 | 0.32 | 0.32
BART NOX Annual-Martin Drake 7 -v5.13 | 124 | 5828 | Rate Constraint in lbs/MMBtu | FALSE | L | Annual | Emissions at Affected Plants NOX | Thousand Tons | 1.1893 | 1.2753 | 1.2753 | 1.2753 | 1.1069 | 1.1069 | 1.1069 | 1.1069
BART NOX Annual-Martin Drake 7 -v5.13 | 124 | 5828 | Rate Constraint in lbs/MMBtu | FALSE | L | Annual | Allowances Purchased NOX | Thousand Tons | 0 | 0 | 0 | 0 | 0 | 0 | 0 | 0
BART NOX Annual-Martin Drake 7 -v5.13 | 124 | 5828 | Rate Constraint in lbs/MMBtu | FALSE | L | Annual | Allowances Sold NOX | Thousand Tons | 0 | 0 | 0 | 0 | 0 | 0 | 0 | 0
BART NOX Annual-Martin Drake 7 -v5.13 | 124 | 5828 | Rate Constraint in lbs/MMBtu | FALSE | L | Annual | Allowances Banked | Thousand Tons | 0 | 0 | 0 | 0 | 0 | 0 | 0 | 0
BART NOX Annual-Martin Drake 7 -v5.13 | 124 | 5828 | Rate Constraint in lbs/MMBtu | FALSE | L | Annual | Allowances Withdrawn (1:1) | Thousand Tons | 0 | 0 | 0 | 0 | 0 | 0 | 0 | 0
BART NOX Annual-Martin Drake 7 -v5.13 | 124 | 5828 | Rate Constraint in lbs/MMBtu | FALSE | L | Annual | Allowances Withdrawn (n:1) | Thousand Tons | 0 | 0 | 0 | 0 | 0 | 0 | 0 | 0
BART NOX Annual-Martin Drake 7 -v5.13 | 124 | 5828 | Rate Constraint in lbs/MMBtu | FALSE | L | Annual | Net Emissions Allowance Position | Thousand Tons | 1.1893 | 1.2753 | 1.2753 | 1.2753 | 1.1069 | 1.1069 | 1.1069 | 1.1069
BART NOX Annual-Martin Drake 7 -v5.13 | 124 | 5828 | Rate Constraint in lbs/MMBtu | FALSE | L | Annual | Fuel Consumed | TBtu | 10.7283 | 11.5047 | 11.5047 | 11.5047 | 9.9851 | 9.9851 | 9.9851 | 9.9851
BART NOX Annual-Martin Drake 7 -v5.13 | 124 | 5828 | Rate Constraint in lbs/MMBtu | FALSE | L | Annual | Rate | lb/MMBtu | 0.2217 | 0.2217 | 0.2217 | 0.2217 | 0.2217 | 0.2217 | 0.2217 | 0.2217
BART NOX Annual-Martin Drake 7 -v5.13 | 124 | 5828 | Rate Constraint in lbs/MMBtu | FALSE | L | Annual | Generation | TWh | 0.90596 | 0.97152 | 0.97152 | 0.97152 | 0.8432 | 0.8432 | 0.8432 | 0.8432
BART NOX Annual-Martin Drake 7 -v5.13 | 124 | 5828 | Rate Constraint in lbs/MMBtu | FALSE | L | Annual | Qualifying Generation | TWh | 0.90596 | 0.97152 | 0.97152 | 0.97152 | 0.8432 | 0.8432 | 0.8432 | 0.8432
BART NOX Annual-Martin Drake 7 -v5.13 | 124 | 5828 | Rate Constraint in lbs/MMBtu | FALSE | L | Annual | Rate | lb/MWh | 2.6254 | 2.6254 | 2.6254 | 2.6254 | 2.6254 | 2.6254 | 2.6254 | 2.6254
BART NOX Annual-Martin Drake 7 -v5.13 | 124 | 5828 | Rate Constraint in lbs/MMBtu | FALSE | L | Annual | Constraint Shadow Price | US2016$/Ton | 0 | 0 | 0 | 0 | 0 | 0 | 0 | 0
BART NOX Annual-Merrimack 2 -v5.13 | 125 | 5844 | Rate Constraint in lbs/MMBtu | FALSE | L | Annual | Seasons Included | Seasons | Winter, WintShld, Summer | Winter, WintShld, Summer | Winter, WintShld, Summer | Winter, WintShld, Summer | Winter, WintShld, Summer | Winter, WintShld, Summer | Winter, WintShld, Summer | Winter, WintShld, Summer
BART NOX Annual-Merrimack 2 -v5.13 | 125 | 5844 | Rate Constraint in lbs/MMBtu | FALSE | L | Annual | Standard NOX | lb/MMBtu | 0.3 | 0.3 | 0.3 | 0.3 | 0.3 | 0.3 | 0.3 | 0.3
BART NOX Annual-Merrimack 2 -v5.13 | 125 | 5844 | Rate Constraint in lbs/MMBtu | FALSE | L | Annual | Emissions at Affected Plants NOX | Thousand Tons | 0 | 0 | 0 | 0 | 0 | 0 | 0 | 0
BART NOX Annual-Merrimack 2 -v5.13 | 125 | 5844 | Rate Constraint in lbs/MMBtu | FALSE | L | Annual | Allowances Purchased NOX | Thousand Tons | 0 | 0 | 0 | 0 | 0 | 0 | 0 | 0
BART NOX Annual-Merrimack 2 -v5.13 | 125 | 5844 | Rate Constraint in lbs/MMBtu | FALSE | L | Annual | Allowances Sold NOX | Thousand Tons | 0 | 0 | 0 | 0 | 0 | 0 | 0 | 0
BART NOX Annual-Merrimack 2 -v5.13 | 125 | 5844 | Rate Constraint in lbs/MMBtu | FALSE | L | Annual | Allowances Banked | Thousand Tons | 0 | 0 | 0 | 0 | 0 | 0 | 0 | 0
BART NOX Annual-Merrimack 2 -v5.13 | 125 | 5844 | Rate Constraint in lbs/MMBtu | FALSE | L | Annual | Allowances Withdrawn (1:1) | Thousand Tons | 0 | 0 | 0 | 0 | 0 | 0 | 0 | 0
BART NOX Annual-Merrimack 2 -v5.13 | 125 | 5844 | Rate Constraint in lbs/MMBtu | FALSE | L | Annual | Allowances Withdrawn (n:1) | Thousand Tons | 0 | 0 | 0 | 0 | 0 | 0 | 0 | 0
BART NOX Annual-Merrimack 2 -v5.13 | 125 | 5844 | Rate Constraint in lbs/MMBtu | FALSE | L | Annual | Net Emissions Allowance Position | Thousand Tons | 0 | 0 | 0 | 0 | 0 | 0 | 0 | 0
BART NOX Annual-Merrimack 2 -v5.13 | 125 | 5844 | Rate Constraint in lbs/MMBtu | FALSE | L | Annual | Fuel Consumed | TBtu | 0 | 0 | 0 | 0 | 0 | 0 | 0 | 0
BART NOX Annual-Merrimack 2 -v5.13 | 125 | 5844 | Rate Constraint in lbs/MMBtu | FALSE | L | Annual | Rate | lb/MMBtu | 0 | 0 | 0 | 0 | 0 | 0 | 0 | 0
BART NOX Annual-Merrimack 2 -v5.13 | 125 | 5844 | Rate Constraint in lbs/MMBtu | FALSE | L | Annual | Generation | TWh | 0 | 0 | 0 | 0 | 0 | 0 | 0 | 0
BART NOX Annual-Merrimack 2 -v5.13 | 125 | 5844 | Rate Constraint in lbs/MMBtu | FALSE | L | Annual | Qualifying Generation | TWh | 0 | 0 | 0 | 0 | 0 | 0 | 0 | 0
BART NOX Annual-Merrimack 2 -v5.13 | 125 | 5844 | Rate Constraint in lbs/MMBtu | FALSE | L | Annual | Rate | lb/MWh | 0 | 0 | 0 | 0 | 0 | 0 | 0 | 0
BART NOX Annual-Merrimack 2 -v5.13 | 125 | 5844 | Rate Constraint in lbs/MMBtu | FALSE | L | Annual | Constraint Shadow Price | US2016$/Ton | 0 | 0 | 0 | 0 | 0 | 0 | 0 | 0
BART NOX Annual-Milton R Young B1 -v5.13 | 126 | 5857 | Rate Constraint in lbs/MMBtu | FALSE | L | Annual | Seasons Included | Seasons | Winter, WintShld, Summer | Winter, WintShld, Summer | Winter, WintShld, Summer | Winter, WintShld, Summer | Winter, WintShld, Summer | Winter, WintShld, Summer | Winter, WintShld, Summer | Winter, WintShld, Summer
BART NOX Annual-Milton R Young B1 -v5.13 | 126 | 5857 | Rate Constraint in lbs/MMBtu | FALSE | L | Annual | Standard NOX | lb/MMBtu | 0.36 | 0.36 | 0.36 | 0.36 | 0.36 | 0.36 | 0.36 | 0.36
BART NOX Annual-Milton R Young B1 -v5.13 | 126 | 5857 | Rate Constraint in lbs/MMBtu | FALSE | L | Annual | Emissions at Affected Plants NOX | Thousand Tons | 1.8988 | 2.4537 | 2.5075 | 2.5059 | 1.7163 | 1.7841 | 1.79 | 1.6244
BART NOX Annual-Milton R Young B1 -v5.13 | 126 | 5857 | Rate Constraint in lbs/MMBtu | FALSE | L | Annual | Allowances Purchased NOX | Thousand Tons | 0 | 0 | 0 | 0 | 0 | 0 | 0 | 0
BART NOX Annual-Milton R Young B1 -v5.13 | 126 | 5857 | Rate Constraint in lbs/MMBtu | FALSE | L | Annual | Allowances Sold NOX | Thousand Tons | 0 | 0 | 0 | 0 | 0 | 0 | 0 | 0
BART NOX Annual-Milton R Young B1 -v5.13 | 126 | 5857 | Rate Constraint in lbs/MMBtu | FALSE | L | Annual | Allowances Banked | Thousand Tons | 0 | 0 | 0 | 0 | 0 | 0 | 0 | 0
BART NOX Annual-Milton R Young B1 -v5.13 | 126 | 5857 | Rate Constraint in lbs/MMBtu | FALSE | L | Annual | Allowances Withdrawn (1:1) | Thousand Tons | 0 | 0 | 0 | 0 | 0 | 0 | 0 | 0
BART NOX Annual-Milton R Young B1 -v5.13 | 126 | 5857 | Rate Constraint in lbs/MMBtu | FALSE | L | Annual | Allowances Withdrawn (n:1) | Thousand Tons | 0 | 0 | 0 | 0 | 0 | 0 | 0 | 0
BART NOX Annual-Milton R Young B1 -v5.13 | 126 | 5857 | Rate Constraint in lbs/MMBtu | FALSE | L | Annual | Net Emissions Allowance Position | Thousand Tons | 1.8988 | 2.4537 | 2.5075 | 2.5059 | 1.7163 | 1.7841 | 1.79 | 1.6244
BART NOX Annual-Milton R Young B1 -v5.13 | 126 | 5857 | Rate Constraint in lbs/MMBtu | FALSE | L | Annual | Fuel Consumed | TBtu | 14.3439 | 18.5351 | 18.9417 | 18.9299 | 12.9647 | 13.4769 | 13.5215 | 12.2705
BART NOX Annual-Milton R Young B1 -v5.13 | 126 | 5857 | Rate Constraint in lbs/MMBtu | FALSE | L | Annual | Rate | lb/MMBtu | 0.26476 | 0.26476 | 0.26476 | 0.26476 | 0.26476 | 0.26476 | 0.26476 | 0.26476
BART NOX Annual-Milton R Young B1 -v5.13 | 126 | 5857 | Rate Constraint in lbs/MMBtu | FALSE | L | Annual | Generation | TWh | 1.2487 | 1.6136 | 1.649 | 1.6479 | 1.1286 | 1.1732 | 1.1771 | 1.0682
BART NOX Annual-Milton R Young B1 -v5.13 | 126 | 5857 | Rate Constraint in lbs/MMBtu | FALSE | L | Annual | Qualifying Generation | TWh | 1.2487 | 1.6136 | 1.649 | 1.6479 | 1.1286 | 1.1732 | 1.1771 | 1.0682
BART NOX Annual-Milton R Young B1 -v5.13 | 126 | 5857 | Rate Constraint in lbs/MMBtu | FALSE | L | Annual | Rate | lb/MWh | 3.0413 | 3.0413 | 3.0413 | 3.0413 | 3.0413 | 3.0413 | 3.0413 | 3.0413
BART NOX Annual-Milton R Young B1 -v5.13 | 126 | 5857 | Rate Constraint in lbs/MMBtu | FALSE | L | Annual | Constraint Shadow Price | US2016$/Ton | 0 | 0 | 0 | 0 | 0 | 0 | 0 | 0
BART NOX Annual-Milton R Young B2 -v5.13 | 127 | 5858 | Rate Constraint in lbs/MMBtu | FALSE | L | Annual | Seasons Included | Seasons | Winter, WintShld, Summer | Winter, WintShld, Summer | Winter, WintShld, Summer | Winter, WintShld, Summer | Winter, WintShld, Summer | Winter, WintShld, Summer | Winter, WintShld, Summer | Winter, WintShld, Summer
BART NOX Annual-Milton R Young B2 -v5.13 | 127 | 5858 | Rate Constraint in lbs/MMBtu | FALSE | L | Annual | Standard NOX | lb/MMBtu | 0.35 | 0.35 | 0.35 | 0.35 | 0.35 | 0.35 | 0.35 | 0.35
BART NOX Annual-Milton R Young B2 -v5.13 | 127 | 5858 | Rate Constraint in lbs/MMBtu | FALSE | L | Annual | Emissions at Affected Plants NOX | Thousand Tons | 3.4787 | 4.9443 | 4.6922 | 4.7122 | 4.5141 | 4.7937 | 4.5079 | 4.2202
BART NOX Annual-Milton R Young B2 -v5.13 | 127 | 5858 | Rate Constraint in lbs/MMBtu | FALSE | L | Annual | Allowances Purchased NOX | Thousand Tons | 0 | 0 | 0 | 0 | 0 | 0 | 0 | 0
BART NOX Annual-Milton R Young B2 -v5.13 | 127 | 5858 | Rate Constraint in lbs/MMBtu | FALSE | L | Annual | Allowances Sold NOX | Thousand Tons | 0 | 0 | 0 | 0 | 0 | 0 | 0 | 0
BART NOX Annual-Milton R Young B2 -v5.13 | 127 | 5858 | Rate Constraint in lbs/MMBtu | FALSE | L | Annual | Allowances Banked | Thousand Tons | 0 | 0 | 0 | 0 | 0 | 0 | 0 | 0
BART NOX Annual-Milton R Young B2 -v5.13 | 127 | 5858 | Rate Constraint in lbs/MMBtu | FALSE | L | Annual | Allowances Withdrawn (1:1) | Thousand Tons | 0 | 0 | 0 | 0 | 0 | 0 | 0 | 0
BART NOX Annual-Milton R Young B2 -v5.13 | 127 | 5858 | Rate Constraint in lbs/MMBtu | FALSE | L | Annual | Allowances Withdrawn (n:1) | Thousand Tons | 0 | 0 | 0 | 0 | 0 | 0 | 0 | 0
BART NOX Annual-Milton R Young B2 -v5.13 | 127 | 5858 | Rate Constraint in lbs/MMBtu | FALSE | L | Annual | Net Emissions Allowance Position | Thousand Tons | 3.4787 | 4.9443 | 4.6922 | 4.7122 | 4.5141 | 4.7937 | 4.5079 | 4.2202
BART NOX Annual-Milton R Young B2 -v5.13 | 127 | 5858 | Rate Constraint in lbs/MMBtu | FALSE | L | Annual | Fuel Consumed | TBtu | 24.6307 | 35.0079 | 33.2228 | 33.3645 | 31.9619 | 33.9414 | 31.9177 | 29.8807
BART NOX Annual-Milton R Young B2 -v5.13 | 127 | 5858 | Rate Constraint in lbs/MMBtu | FALSE | L | Annual | Rate | lb/MMBtu | 0.28247 | 0.28247 | 0.28247 | 0.28247 | 0.28247 | 0.28247 | 0.28247 | 0.28247
BART NOX Annual-Milton R Young B2 -v5.13 | 127 | 5858 | Rate Constraint in lbs/MMBtu | FALSE | L | Annual | Generation | TWh | 2.1875 | 3.1091 | 2.9505 | 2.9631 | 2.8385 | 3.0143 | 2.8346 | 2.6537
BART NOX Annual-Milton R Young B2 -v5.13 | 127 | 5858 | Rate Constraint in lbs/MMBtu | FALSE | L | Annual | Qualifying Generation | TWh | 2.1875 | 3.1091 | 2.9505 | 2.9631 | 2.8385 | 3.0143 | 2.8346 | 2.6537
BART NOX Annual-Milton R Young B2 -v5.13 | 127 | 5858 | Rate Constraint in lbs/MMBtu | FALSE | L | Annual | Rate | lb/MWh | 3.1806 | 3.1806 | 3.1806 | 3.1806 | 3.1806 | 3.1806 | 3.1806 | 3.1806
BART NOX Annual-Milton R Young B2 -v5.13 | 127 | 5858 | Rate Constraint in lbs/MMBtu | FALSE | L | Annual | Constraint Shadow Price | US2016$/Ton | 0 | 0 | 0 | 0 | 0 | 0 | 0 | 0
BART NOX Annual-Muskogee 4 -v6.17 | 128 | 6989 | Rate Constraint in lbs/MMBtu | FALSE | L | Annual | Seasons Included | Seasons | Winter, WintShld, Summer | Winter, WintShld, Summer | Winter, WintShld, Summer | Winter, WintShld, Summer | Winter, WintShld, Summer | Winter, WintShld, Summer | Winter, WintShld, Summer | Winter, WintShld, Summer
BART NOX Annual-Muskogee 4 -v6.17 | 128 | 6989 | Rate Constraint in lbs/MMBtu | FALSE | L | Annual | Standard NOX | lb/MMBtu | 0.15 | 0.15 | 0.15 | 0.15 | 0.15 | 0.15 | 0.15 | 0.15
BART NOX Annual-Muskogee 4 -v6.17 | 128 | 6989 | Rate Constraint in lbs/MMBtu | FALSE | L | Annual | Emissions at Affected Plants NOX | Thousand Tons | 0.087698 | 0.098497 | 0.11996 | 0.11996 | 0.1483 | 0.12041 | 0.11205 | 0.027852
BART NOX Annual-Muskogee 4 -v6.17 | 128 | 6989 | Rate Constraint in lbs/MMBtu | FALSE | L | Annual | Allowances Purchased NOX | Thousand Tons | 0 | 0 | 0 | 0 | 0 | 0 | 0 | 0
BART NOX Annual-Muskogee 4 -v6.17 | 128 | 6989 | Rate Constraint in lbs/MMBtu | FALSE | L | Annual | Allowances Sold NOX | Thousand Tons | 0 | 0 | 0 | 0 | 0 | 0 | 0 | 0
BART NOX Annual-Muskogee 4 -v6.17 | 128 | 6989 | Rate Constraint in lbs/MMBtu | FALSE | L | Annual | Allowances Banked | Thousand Tons | 0 | 0 | 0 | 0 | 0 | 0 | 0 | 0
BART NOX Annual-Muskogee 4 -v6.17 | 128 | 6989 | Rate Constraint in lbs/MMBtu | FALSE | L | Annual | Allowances Withdrawn (1:1) | Thousand Tons | 0 | 0 | 0 | 0 | 0 | 0 | 0 | 0
BART NOX Annual-Muskogee 4 -v6.17 | 128 | 6989 | Rate Constraint in lbs/MMBtu | FALSE | L | Annual | Allowances Withdrawn (n:1) | Thousand Tons | 0 | 0 | 0 | 0 | 0 | 0 | 0 | 0
BART NOX Annual-Muskogee 4 -v6.17 | 128 | 6989 | Rate Constraint in lbs/MMBtu | FALSE | L | Annual | Net Emissions Allowance Position | Thousand Tons | 0.087698 | 0.098497 | 0.11996 | 0.11996 | 0.1483 | 0.12041 | 0.11205 | 0.027852
BART NOX Annual-Muskogee 4 -v6.17 | 128 | 6989 | Rate Constraint in lbs/MMBtu | FALSE | L | Annual | Fuel Consumed | TBtu | 2.6371 | 2.9619 | 3.6072 | 3.6072 | 4.4595 | 3.6207 | 3.3695 | 0.83754
BART NOX Annual-Muskogee 4 -v6.17 | 128 | 6989 | Rate Constraint in lbs/MMBtu | FALSE | L | Annual | Rate | lb/MMBtu | 0.06651 | 0.06651 | 0.06651 | 0.06651 | 0.06651 | 0.06651 | 0.06651 | 0.06651
BART NOX Annual-Muskogee 4 -v6.17 | 128 | 6989 | Rate Constraint in lbs/MMBtu | FALSE | L | Annual | Generation | TWh | 0.23974 | 0.26926 | 0.32793 | 0.32793 | 0.40541 | 0.32915 | 0.30632 | 0.07614
BART NOX Annual-Muskogee 4 -v6.17 | 128 | 6989 | Rate Constraint in lbs/MMBtu | FALSE | L | Annual | Qualifying Generation | TWh | 0.23974 | 0.26926 | 0.32793 | 0.32793 | 0.40541 | 0.32915 | 0.30632 | 0.07614
BART NOX Annual-Muskogee 4 -v6.17 | 128 | 6989 | Rate Constraint in lbs/MMBtu | FALSE | L | Annual | Rate | lb/MWh | 0.73161 | 0.73161 | 0.73161 | 0.73161 | 0.73161 | 0.73161 | 0.73161 | 0.73161
BART NOX Annual-Muskogee 4 -v6.17 | 128 | 6989 | Rate Constraint in lbs/MMBtu | FALSE | L | Annual | Constraint Shadow Price | US2016$/Ton | 0 | 0 | 0 | 0 | 0 | 0 | 0 | 0
BART NOX Annual-Muskogee 5 -v6.17 | 129 | 6990 | Rate Constraint in lbs/MMBtu | FALSE | L | Annual | Seasons Included | Seasons | Winter, WintShld, Summer | Winter, WintShld, Summer | Winter, WintShld, Summer | Winter, WintShld, Summer | Winter, WintShld, Summer | Winter, WintShld, Summer | Winter, WintShld, Summer | Winter, WintShld, Summer
BART NOX Annual-Muskogee 5 -v6.17 | 129 | 6990 | Rate Constraint in lbs/MMBtu | FALSE | L | Annual | Standard NOX | lb/MMBtu | 0.15 | 0.15 | 0.15 | 0.15 | 0.15 | 0.15 | 0.15 | 0.15
BART NOX Annual-Muskogee 5 -v6.17 | 129 | 6990 | Rate Constraint in lbs/MMBtu | FALSE | L | Annual | Emissions at Affected Plants NOX | Thousand Tons | 0.092077 | 0.11336 | 0.12527 | 0.12791 | 0.15079 | 0.12243 | 0.11672 | 0.02832
BART NOX Annual-Muskogee 5 -v6.17 | 129 | 6990 | Rate Constraint in lbs/MMBtu | FALSE | L | Annual | Allowances Purchased NOX | Thousand Tons | 0 | 0 | 0 | 0 | 0 | 0 | 0 | 0
BART NOX Annual-Muskogee 5 -v6.17 | 129 | 6990 | Rate Constraint in lbs/MMBtu | FALSE | L | Annual | Allowances Sold NOX | Thousand Tons | 0 | 0 | 0 | 0 | 0 | 0 | 0 | 0
BART NOX Annual-Muskogee 5 -v6.17 | 129 | 6990 | Rate Constraint in lbs/MMBtu | FALSE | L | Annual | Allowances Banked | Thousand Tons | 0 | 0 | 0 | 0 | 0 | 0 | 0 | 0
BART NOX Annual-Muskogee 5 -v6.17 | 129 | 6990 | Rate Constraint in lbs/MMBtu | FALSE | L | Annual | Allowances Withdrawn (1:1) | Thousand Tons | 0 | 0 | 0 | 0 | 0 | 0 | 0 | 0
BART NOX Annual-Muskogee 5 -v6.17 | 129 | 6990 | Rate Constraint in lbs/MMBtu | FALSE | L | Annual | Allowances Withdrawn (n:1) | Thousand Tons | 0 | 0 | 0 | 0 | 0 | 0 | 0 | 0
BART NOX Annual-Muskogee 5 -v6.17 | 129 | 6990 | Rate Constraint in lbs/MMBtu | FALSE | L | Annual | Net Emissions Allowance Position | Thousand Tons | 0.092077 | 0.11336 | 0.12527 | 0.12791 | 0.15079 | 0.12243 | 0.11672 | 0.02832
BART NOX Annual-Muskogee 5 -v6.17 | 129 | 6990 | Rate Constraint in lbs/MMBtu | FALSE | L | Annual | Fuel Consumed | TBtu | 2.6585 | 3.273 | 3.6169 | 3.6932 | 4.3538 | 3.5348 | 3.3699 | 0.81768
BART NOX Annual-Muskogee 5 -v6.17 | 129 | 6990 | Rate Constraint in lbs/MMBtu | FALSE | L | Annual | Rate | lb/MMBtu | 0.06927 | 0.06927 | 0.06927 | 0.06927 | 0.06927 | 0.06927 | 0.06927 | 0.06927
BART NOX Annual-Muskogee 5 -v6.17 | 129 | 6990 | Rate Constraint in lbs/MMBtu | FALSE | L | Annual | Generation | TWh | 0.2417 | 0.29757 | 0.32884 | 0.33578 | 0.39584 | 0.32138 | 0.30638 | 0.074341
BART NOX Annual-Muskogee 5 -v6.17 | 129 | 6990 | Rate Constraint in lbs/MMBtu | FALSE | L | Annual | Qualifying Generation | TWh | 0.2417 | 0.29757 | 0.32884 | 0.33578 | 0.39584 | 0.32138 | 0.30638 | 0.074341
BART NOX Annual-Muskogee 5 -v6.17 | 129 | 6990 | Rate Constraint in lbs/MMBtu | FALSE | L | Annual | Rate | lb/MWh | 0.7619 | 0.7619 | 0.7619 | 0.7619 | 0.7619 | 0.7619 | 0.7619 | 0.7619
BART NOX Annual-Muskogee 5 -v6.17 | 129 | 6990 | Rate Constraint in lbs/MMBtu | FALSE | L | Annual | Constraint Shadow Price | US2016$/Ton | 0 | 0 | 0 | 0 | 0 | 0 | 0 | 0
BART NOX Annual-Naughton 1 -v5.14 | 130 | 6109 | Rate Constraint in lbs/MMBtu | FALSE | L | Annual | Seasons Included | Seasons | Winter, WintShld, Summer | Winter, WintShld, Summer | Winter, WintShld, Summer | Winter, WintShld, Summer | Winter, WintShld, Summer | Winter, WintShld, Summer | Winter, WintShld, Summer | Winter, WintShld, Summer
BART NOX Annual-Naughton 1 -v5.14 | 130 | 6109 | Rate Constraint in lbs/MMBtu | FALSE | L | Annual | Standard NOX | lb/MMBtu | 0.26 | 0.26 | 0.26 | 0.26 | 0.26 | 0.26 | 0.26 | 0.26
BART NOX Annual-Naughton 1 -v5.14 | 130 | 6109 | Rate Constraint in lbs/MMBtu | FALSE | L | Annual | Emissions at Affected Plants NOX | Thousand Tons | 0 | 0 | 0 | 0 | 0 | 0 | 0 | 0
BART NOX Annual-Naughton 1 -v5.14 | 130 | 6109 | Rate Constraint in lbs/MMBtu | FALSE | L | Annual | Allowances Purchased NOX | Thousand Tons | 0 | 0 | 0 | 0 | 0 | 0 | 0 | 0
BART NOX Annual-Naughton 1 -v5.14 | 130 | 6109 | Rate Constraint in lbs/MMBtu | FALSE | L | Annual | Allowances Sold NOX | Thousand Tons | 0 | 0 | 0 | 0 | 0 | 0 | 0 | 0
BART NOX Annual-Naughton 1 -v5.14 | 130 | 6109 | Rate Constraint in lbs/MMBtu | FALSE | L | Annual | Allowances Banked | Thousand Tons | 0 | 0 | 0 | 0 | 0 | 0 | 0 | 0
BART NOX Annual-Naughton 1 -v5.14 | 130 | 6109 | Rate Constraint in lbs/MMBtu | FALSE | L | Annual | Allowances Withdrawn (1:1) | Thousand Tons | 0 | 0 | 0 | 0 | 0 | 0 | 0 | 0
BART NOX Annual-Naughton 1 -v5.14 | 130 | 6109 | Rate Constraint in lbs/MMBtu | FALSE | L | Annual | Allowances Withdrawn (n:1) | Thousand Tons | 0 | 0 | 0 | 0 | 0 | 0 | 0 | 0
BART NOX Annual-Naughton 1 -v5.14 | 130 | 6109 | Rate Constraint in lbs/MMBtu | FALSE | L | Annual | Net Emissions Allowance Position | Thousand Tons | 0 | 0 | 0 | 0 | 0 | 0 | 0 | 0
BART NOX Annual-Naughton 1 -v5.14 | 130 | 6109 | Rate Constraint in lbs/MMBtu | FALSE | L | Annual | Fuel Consumed | TBtu | 0 | 0 | 0 | 0 | 0 | 0 | 0 | 0
BART NOX Annual-Naughton 1 -v5.14 | 130 | 6109 | Rate Constraint in lbs/MMBtu | FALSE | L | Annual | Rate | lb/MMBtu | 0 | 0 | 0 | 0 | 0 | 0 | 0 | 0
BART NOX Annual-Naughton 1 -v5.14 | 130 | 6109 | Rate Constraint in lbs/MMBtu | FALSE | L | Annual | Generation | TWh | 0 | 0 | 0 | 0 | 0 | 0 | 0 | 0
BART NOX Annual-Naughton 1 -v5.14 | 130 | 6109 | Rate Constraint in lbs/MMBtu | FALSE | L | Annual | Qualifying Generation | TWh | 0 | 0 | 0 | 0 | 0 | 0 | 0 | 0
BART NOX Annual-Naughton 1 -v5.14 | 130 | 6109 | Rate Constraint in lbs/MMBtu | FALSE | L | Annual | Rate | lb/MWh | 0 | 0 | 0 | 0 | 0 | 0 | 0 | 0
BART NOX Annual-Naughton 1 -v5.14 | 130 | 6109 | Rate Constraint in lbs/MMBtu | FALSE | L | Annual | Constraint Shadow Price | US2016$/Ton | 0 | 0 | 0 | 0 | 0 | 0 | 0 | 0
BART NOX Annual-Naughton 2 -v5.14 | 131 | 6110 | Rate Constraint in lbs/MMBtu | FALSE | L | Annual | Seasons Included | Seasons | Winter, WintShld, Summer | Winter, WintShld, Summer | Winter, WintShld, Summer | Winter, WintShld, Summer | Winter, WintShld, Summer | Winter, WintShld, Summer | Winter, WintShld, Summer | Winter, WintShld, Summer
BART NOX Annual-Naughton 2 -v5.14 | 131 | 6110 | Rate Constraint in lbs/MMBtu | FALSE | L | Annual | Standard NOX | lb/MMBtu | 0.26 | 0.26 | 0.26 | 0.26 | 0.26 | 0.26 | 0.26 | 0.26
BART NOX Annual-Naughton 2 -v5.14 | 131 | 6110 | Rate Constraint in lbs/MMBtu | FALSE | L | Annual | Emissions at Affected Plants NOX | Thousand Tons | 0 | 0 | 0 | 0 | 0 | 0 | 0 | 0
BART NOX Annual-Naughton 2 -v5.14 | 131 | 6110 | Rate Constraint in lbs/MMBtu | FALSE | L | Annual | Allowances Purchased NOX | Thousand Tons | 0 | 0 | 0 | 0 | 0 | 0 | 0 | 0
BART NOX Annual-Naughton 2 -v5.14 | 131 | 6110 | Rate Constraint in lbs/MMBtu | FALSE | L | Annual | Allowances Sold NOX | Thousand Tons | 0 | 0 | 0 | 0 | 0 | 0 | 0 | 0
BART NOX Annual-Naughton 2 -v5.14 | 131 | 6110 | Rate Constraint in lbs/MMBtu | FALSE | L | Annual | Allowances Banked | Thousand Tons | 0 | 0 | 0 | 0 | 0 | 0 | 0 | 0
BART NOX Annual-Naughton 2 -v5.14 | 131 | 6110 | Rate Constraint in lbs/MMBtu | FALSE | L | Annual | Allowances Withdrawn (1:1) | Thousand Tons | 0 | 0 | 0 | 0 | 0 | 0 | 0 | 0
BART NOX Annual-Naughton 2 -v5.14 | 131 | 6110 | Rate Constraint in lbs/MMBtu | FALSE | L | Annual | Allowances Withdrawn (n:1) | Thousand Tons | 0 | 0 | 0 | 0 | 0 | 0 | 0 | 0
BART NOX Annual-Naughton 2 -v5.14 | 131 | 6110 | Rate Constraint in lbs/MMBtu | FALSE | L | Annual | Net Emissions Allowance Position | Thousand Tons | 0 | 0 | 0 | 0 | 0 | 0 | 0 | 0
BART NOX Annual-Naughton 2 -v5.14 | 131 | 6110 | Rate Constraint in lbs/MMBtu | FALSE | L | Annual | Fuel Consumed | TBtu | 0 | 0 | 0 | 0 | 0 | 0 | 0 | 0
BART NOX Annual-Naughton 2 -v5.14 | 131 | 6110 | Rate Constraint in lbs/MMBtu | FALSE | L | Annual | Rate | lb/MMBtu | 0 | 0 | 0 | 0 | 0 | 0 | 0 | 0
BART NOX Annual-Naughton 2 -v5.14 | 131 | 6110 | Rate Constraint in lbs/MMBtu | FALSE | L | Annual | Generation | TWh | 0 | 0 | 0 | 0 | 0 | 0 | 0 | 0
BART NOX Annual-Naughton 2 -v5.14 | 131 | 6110 | Rate Constraint in lbs/MMBtu | FALSE | L | Annual | Qualifying Generation | TWh | 0 | 0 | 0 | 0 | 0 | 0 | 0 | 0
BART NOX Annual-Naughton 2 -v5.14 | 131 | 6110 | Rate Constraint in lbs/MMBtu | FALSE | L | Annual | Rate | lb/MWh | 0 | 0 | 0 | 0 | 0 | 0 | 0 | 0
BART NOX Annual-Naughton 2 -v5.14 | 131 | 6110 | Rate Constraint in lbs/MMBtu | FALSE | L | Annual | Constraint Shadow Price | US2016$/Ton | 0 | 0 | 0 | 0 | 0 | 0 | 0 | 0
BART NOX Annual-Naughton 3 -v5.14 | 132 | 6111 | Rate Constraint in lbs/MMBtu | FALSE | L | Annual | Seasons Included | Seasons | Winter, WintShld, Summer | Winter, WintShld, Summer | Winter, WintShld, Summer | Winter, WintShld, Summer | Winter, WintShld, Summer | Winter, WintShld, Summer | Winter, WintShld, Summer | Winter, WintShld, Summer
BART NOX Annual-Naughton 3 -v5.14 | 132 | 6111 | Rate Constraint in lbs/MMBtu | FALSE | L | Annual | Standard NOX | lb/MMBtu | 0.07 | 0.07 | 0.07 | 0.07 | 0.07 | 0.07 | 0.07 | 0.07
BART NOX Annual-Naughton 3 -v5.14 | 132 | 6111 | Rate Constraint in lbs/MMBtu | FALSE | L | Annual | Emissions at Affected Plants NOX | Thousand Tons | 0 | 0 | 0 | 0 | 0 | 0 | 0 | 0
BART NOX Annual-Naughton 3 -v5.14 | 132 | 6111 | Rate Constraint in lbs/MMBtu | FALSE | L | Annual | Allowances Purchased NOX | Thousand Tons | 0 | 0 | 0 | 0 | 0 | 0 | 0 | 0
BART NOX Annual-Naughton 3 -v5.14 | 132 | 6111 | Rate Constraint in lbs/MMBtu | FALSE | L | Annual | Allowances Sold NOX | Thousand Tons | 0 | 0 | 0 | 0 | 0 | 0 | 0 | 0
BART NOX Annual-Naughton 3 -v5.14 | 132 | 6111 | Rate Constraint in lbs/MMBtu | FALSE | L | Annual | Allowances Banked | Thousand Tons | 0 | 0 | 0 | 0 | 0 | 0 | 0 | 0
BART NOX Annual-Naughton 3 -v5.14 | 132 | 6111 | Rate Constraint in lbs/MMBtu | FALSE | L | Annual | Allowances Withdrawn (1:1) | Thousand Tons | 0 | 0 | 0 | 0 | 0 | 0 | 0 | 0
BART NOX Annual-Naughton 3 -v5.14 | 132 | 6111 | Rate Constraint in lbs/MMBtu | FALSE | L | Annual | Allowances Withdrawn (n:1) | Thousand Tons | 0 | 0 | 0 | 0 | 0 | 0 | 0 | 0
BART NOX Annual-Naughton 3 -v5.14 | 132 | 6111 | Rate Constraint in lbs/MMBtu | FALSE | L | Annual | Net Emissions Allowance Position | Thousand Tons | 0 | 0 | 0 | 0 | 0 | 0 | 0 | 0
BART NOX Annual-Naughton 3 -v5.14 | 132 | 6111 | Rate Constraint in lbs/MMBtu | FALSE | L | Annual | Fuel Consumed | TBtu | 0 | 0 | 0 | 0 | 0 | 0 | 0 | 0
BART NOX Annual-Naughton 3 -v5.14 | 132 | 6111 | Rate Constraint in lbs/MMBtu | FALSE | L | Annual | Rate | lb/MMBtu | 0 | 0 | 0 | 0 | 0 | 0 | 0 | 0
BART NOX Annual-Naughton 3 -v5.14 | 132 | 6111 | Rate Constraint in lbs/MMBtu | FALSE | L | Annual | Generation | TWh | 0 | 0 | 0 | 0 | 0 | 0 | 0 | 0
BART NOX Annual-Naughton 3 -v5.14 | 132 | 6111 | Rate Constraint in lbs/MMBtu | FALSE | L | Annual | Qualifying Generation | TWh | 0 | 0 | 0 | 0 | 0 | 0 | 0 | 0
BART NOX Annual-Naughton 3 -v5.14 | 132 | 6111 | Rate Constraint in lbs/MMBtu | FALSE | L | Annual | Rate | lb/MWh | 0 | 0 | 0 | 0 | 0 | 0 | 0 | 0
BART NOX Annual-Naughton 3 -v5.14 | 132 | 6111 | Rate Constraint in lbs/MMBtu | FALSE | L | Annual | Constraint Shadow Price | US2016$/Ton | 0 | 0 | 0 | 0 | 0 | 0 | 0 | 0
BART NOX Annual-Nebraska City 1 -v5.14 | 133 | 6091 | Rate Constraint in lbs/MMBtu | FALSE | L | Annual | Seasons Included | Seasons | Winter, WintShld, Summer | Winter, WintShld, Summer | Winter, WintShld, Summer | Winter, WintShld, Summer | Winter, WintShld, Summer | Winter, WintShld, Summer | Winter, WintShld, Summer | Winter, WintShld, Summer
BART NOX Annual-Nebraska City 1 -v5.14 | 133 | 6091 | Rate Constraint in lbs/MMBtu | FALSE | L | Annual | Standard NOX | lb/MMBtu | 0.23 | 0.23 | 0.23 | 0.23 | 0.23 | 0.23 | 0.23 | 0.23
BART NOX Annual-Nebraska City 1 -v5.14 | 133 | 6091 | Rate Constraint in lbs/MMBtu | FALSE | L | Annual | Emissions at Affected Plants NOX | Thousand Tons | 4.6164 | 4.6164 | 4.6164 | 4.6164 | 4.6164 | 4.6164 | 4.6164 | 4.6164
BART NOX Annual-Nebraska City 1 -v5.14 | 133 | 6091 | Rate Constraint in lbs/MMBtu | FALSE | L | Annual | Allowances Purchased NOX | Thousand Tons | 0 | 0 | 0 | 0 | 0 | 0 | 0 | 0
BART NOX Annual-Nebraska City 1 -v5.14 | 133 | 6091 | Rate Constraint in lbs/MMBtu | FALSE | L | Annual | Allowances Sold NOX | Thousand Tons | 0 | 0 | 0 | 0 | 0 | 0 | 0 | 0
BART NOX Annual-Nebraska City 1 -v5.14 | 133 | 6091 | Rate Constraint in lbs/MMBtu | FALSE | L | Annual | Allowances Banked | Thousand Tons | 0 | 0 | 0 | 0 | 0 | 0 | 0 | 0
BART NOX Annual-Nebraska City 1 -v5.14 | 133 | 6091 | Rate Constraint in lbs/MMBtu | FALSE | L | Annual | Allowances Withdrawn (1:1) | Thousand Tons | 0 | 0 | 0 | 0 | 0 | 0 | 0 | 0
BART NOX Annual-Nebraska City 1 -v5.14 | 133 | 6091 | Rate Constraint in lbs/MMBtu | FALSE | L | Annual | Allowances Withdrawn (n:1) | Thousand Tons | 0 | 0 | 0 | 0 | 0 | 0 | 0 | 0
BART NOX Annual-Nebraska City 1 -v5.14 | 133 | 6091 | Rate Constraint in lbs/MMBtu | FALSE | L | Annual | Net Emissions Allowance Position | Thousand Tons | 4.6164 | 4.6164 | 4.6164 | 4.6164 | 4.6164 | 4.6164 | 4.6164 | 4.6164
BART NOX Annual-Nebraska City 1 -v5.14 | 133 | 6091 | Rate Constraint in lbs/MMBtu | FALSE | L | Annual | Fuel Consumed | TBtu | 46.1453 | 46.1453 | 46.1453 | 46.1453 | 46.1453 | 46.1453 | 46.1453 | 46.1453
BART NOX Annual-Nebraska City 1 -v5.14 | 133 | 6091 | Rate Constraint in lbs/MMBtu | FALSE | L | Annual | Rate | lb/MMBtu | 0.20008 | 0.20008 | 0.20008 | 0.20008 | 0.20008 | 0.20008 | 0.20008 | 0.20008
BART NOX Annual-Nebraska City 1 -v5.14 | 133 | 6091 | Rate Constraint in lbs/MMBtu | FALSE | L | Annual | Generation | TWh | 4.6632 | 4.6632 | 4.6632 | 4.6632 | 4.6632 | 4.6632 | 4.6632 | 4.6632
BART NOX Annual-Nebraska City 1 -v5.14 | 133 | 6091 | Rate Constraint in lbs/MMBtu | FALSE | L | Annual | Qualifying Generation | TWh | 4.6632 | 4.6632 | 4.6632 | 4.6632 | 4.6632 | 4.6632 | 4.6632 | 4.6632
BART NOX Annual-Nebraska City 1 -v5.14 | 133 | 6091 | Rate Constraint in lbs/MMBtu | FALSE | L | Annual | Rate | lb/MWh | 1.9799 | 1.9799 | 1.9799 | 1.9799 | 1.9799 | 1.9799 | 1.9799 | 1.9799
BART NOX Annual-Nebraska City 1 -v5.14 | 133 | 6091 | Rate Constraint in lbs/MMBtu | FALSE | L | Annual | Constraint Shadow Price | US2016$/Ton | 0 | 0 | 0 | 0 | 0 | 0 | 0 | 0
BART NOX Annual-Northeastern 3313 -v5.13 | 134 | 5862 | Rate Constraint in lbs/MMBtu | FALSE | L | Annual | Seasons Included | Seasons | Winter, WintShld, Summer | Winter, WintShld, Summer | Winter, WintShld, Summer | Winter, WintShld, Summer | Winter, WintShld, Summer | Winter, WintShld, Summer | Winter, WintShld, Summer | Winter, WintShld, Summer
BART NOX Annual-Northeastern 3313 -v5.13 | 134 | 5862 | Rate Constraint in lbs/MMBtu | FALSE | L | Annual | Standard NOX | lb/MMBtu | 0.23 | 0.23 | 0.23 | 0.23 | 0.23 | 0.23 | 0.23 | 0.23
BART NOX Annual-Northeastern 3313 -v5.13 | 134 | 5862 | Rate Constraint in lbs/MMBtu | FALSE | L | Annual | Emissions at Affected Plants NOX | Thousand Tons | 0.99366 | 1.136 | 1.0812 | 0 | 0 | 0 | 0 | 0
BART NOX Annual-Northeastern 3313 -v5.13 | 134 | 5862 | Rate Constraint in lbs/MMBtu | FALSE | L | Annual | Allowances Purchased NOX | Thousand Tons | 0 | 0 | 0 | 0 | 0 | 0 | 0 | 0
BART NOX Annual-Northeastern 3313 -v5.13 | 134 | 5862 | Rate Constraint in lbs/MMBtu | FALSE | L | Annual | Allowances Sold NOX | Thousand Tons | 0 | 0 | 0 | 0 | 0 | 0 | 0 | 0
BART NOX Annual-Northeastern 3313 -v5.13 | 134 | 5862 | Rate Constraint in lbs/MMBtu | FALSE | L | Annual | Allowances Banked | Thousand Tons | 0 | 0 | 0 | 0 | 0 | 0 | 0 | 0
BART NOX Annual-Northeastern 3313 -v5.13 | 134 | 5862 | Rate Constraint in lbs/MMBtu | FALSE | L | Annual | Allowances Withdrawn (1:1) | Thousand Tons | 0 | 0 | 0 | 0 | 0 | 0 | 0 | 0
BART NOX Annual-Northeastern 3313 -v5.13 | 134 | 5862 | Rate Constraint in lbs/MMBtu | FALSE | L | Annual | Allowances Withdrawn (n:1) | Thousand Tons | 0 | 0 | 0 | 0 | 0 | 0 | 0 | 0
BART NOX Annual-Northeastern 3313 -v5.13 | 134 | 5862 | Rate Constraint in lbs/MMBtu | FALSE | L | Annual | Net Emissions Allowance Position | Thousand Tons | 0.99366 | 1.136 | 1.0812 | 0 | 0 | 0 | 0 | 0
BART NOX Annual-Northeastern 3313 -v5.13 | 134 | 5862 | Rate Constraint in lbs/MMBtu | FALSE | L | Annual | Fuel Consumed | TBtu | 17.0008 | 19.4362 | 18.4986 | 0 | 0 | 0 | 0 | 0
BART NOX Annual-Northeastern 3313 -v5.13 | 134 | 5862 | Rate Constraint in lbs/MMBtu | FALSE | L | Annual | Rate | lb/MMBtu | 0.1169 | 0.1169 | 0.1169 | 0 | 0 | 0 | 0 | 0
BART NOX Annual-Northeastern 3313 -v5.13 | 134 | 5862 | Rate Constraint in lbs/MMBtu | FALSE | L | Annual | Generation | TWh | 1.5697 | 1.7945 | 1.708 | 0 | 0 | 0 | 0 | 0
BART NOX Annual-Northeastern 3313 -v5.13 | 134 | 5862 | Rate Constraint in lbs/MMBtu | FALSE | L | Annual | Qualifying Generation | TWh | 1.5697 | 1.7945 | 1.708 | 0 | 0 | 0 | 0 | 0
BART NOX Annual-Northeastern 3313 -v5.13 | 134 | 5862 | Rate Constraint in lbs/MMBtu | FALSE | L | Annual | Rate | lb/MWh | 1.2661 | 1.2661 | 1.2661 | 0 | 0 | 0 | 0 | 0
BART NOX Annual-Northeastern 3313 -v5.13 | 134 | 5862 | Rate Constraint in lbs/MMBtu | FALSE | L | Annual | Constraint Shadow Price | US2016$/Ton | 0 | 0 | 0 | 0 | 0 | 0 | 0 | 0
BART NOX Annual-Pawnee 1 -v5.13 | 135 | 5829 | Rate Constraint in lbs/MMBtu | FALSE | L | Annual | Seasons Included | Seasons | Winter, WintShld, Summer | Winter, WintShld, Summer | Winter, WintShld, Summer | Winter, WintShld, Summer | Winter, WintShld, Summer | Winter, WintShld, Summer | Winter, WintShld, Summer | Winter, WintShld, Summer
BART NOX Annual-Pawnee 1 -v5.13 | 135 | 5829 | Rate Constraint in lbs/MMBtu | FALSE | L | Annual | Standard NOX | lb/MMBtu | 0.07 | 0.07 | 0.07 | 0.07 | 0.07 | 0.07 | 0.07 | 0.07
BART NOX Annual-Pawnee 1 -v5.13 | 135 | 5829 | Rate Constraint in lbs/MMBtu | FALSE | L | Annual | Emissions at Affected Plants NOX | Thousand Tons | 1.0691 | 1.0691 | 1.0691 | 1.0691 | 1.0691 | 1.0691 | 1.0691 | 1.0691
BART NOX Annual-Pawnee 1 -v5.13 | 135 | 5829 | Rate Constraint in lbs/MMBtu | FALSE | L | Annual | Allowances Purchased NOX | Thousand Tons | 0 | 0 | 0 | 0 | 0 | 0 | 0 | 0
BART NOX Annual-Pawnee 1 -v5.13 | 135 | 5829 | Rate Constraint in lbs/MMBtu | FALSE | L | Annual | Allowances Sold NOX | Thousand Tons | 0 | 0 | 0 | 0 | 0 | 0 | 0 | 0
BART NOX Annual-Pawnee 1 -v5.13 | 135 | 5829 | Rate Constraint in lbs/MMBtu | FALSE | L | Annual | Allowances Banked | Thousand Tons | 0 | 0 | 0 | 0 | 0 | 0 | 0 | 0
BART NOX Annual-Pawnee 1 -v5.13 | 135 | 5829 | Rate Constraint in lbs/MMBtu | FALSE | L | Annual | Allowances Withdrawn (1:1) | Thousand Tons | 0 | 0 | 0 | 0 | 0 | 0 | 0 | 0
BART NOX Annual-Pawnee 1 -v5.13 | 135 | 5829 | Rate Constraint in lbs/MMBtu | FALSE | L | Annual | Allowances Withdrawn (n:1) | Thousand Tons | 0 | 0 | 0 | 0 | 0 | 0 | 0 | 0
BART NOX Annual-Pawnee 1 -v5.13 | 135 | 5829 | Rate Constraint in lbs/MMBtu | FALSE | L | Annual | Net Emissions Allowance Position | Thousand Tons | 1.0691 | 1.0691 | 1.0691 | 1.0691 | 1.0691 | 1.0691 | 1.0691 | 1.0691
BART NOX Annual-Pawnee 1 -v5.13 | 135 | 5829 | Rate Constraint in lbs/MMBtu | FALSE | L | Annual | Fuel Consumed | TBtu | 38.5762 | 38.5762 | 38.5762 | 38.5762 | 38.5762 | 38.5762 | 38.5762 | 38.5762
BART NOX Annual-Pawnee 1 -v5.13 | 135 | 5829 | Rate Constraint in lbs/MMBtu | FALSE | L | Annual | Rate | lb/MMBtu | 0.05543 | 0.05543 | 0.05543 | 0.05543 | 0.05543 | 0.05543 | 0.05543 | 0.05543
BART NOX Annual-Pawnee 1 -v5.13 | 135 | 5829 | Rate Constraint in lbs/MMBtu | FALSE | L | Annual | Generation | TWh | 3.6417 | 3.6417 | 3.6417 | 3.6417 | 3.6417 | 3.6417 | 3.6417 | 3.6417
BART NOX Annual-Pawnee 1 -v5.13 | 135 | 5829 | Rate Constraint in lbs/MMBtu | FALSE | L | Annual | Qualifying Generation | TWh | 3.6417 | 3.6417 | 3.6417 | 3.6417 | 3.6417 | 3.6417 | 3.6417 | 3.6417
BART NOX Annual-Pawnee 1 -v5.13 | 135 | 5829 | Rate Constraint in lbs/MMBtu | FALSE | L | Annual | Rate | lb/MWh | 0.58717 | 0.58717 | 0.58717 | 0.58717 | 0.58717 | 0.58717 | 0.58717 | 0.58717
BART NOX Annual-Pawnee 1 -v5.13 | 135 | 5829 | Rate Constraint in lbs/MMBtu | FALSE | L | Annual | Constraint Shadow Price | US2016$/Ton | 0 | 0 | 0 | 0 | 0 | 0 | 0 | 0
BART NOX Annual-Ray D Nixon 1 -v5.13 | 136 | 5830 | Rate Constraint in lbs/MMBtu | FALSE | L | Annual | Seasons Included | Seasons | Winter, WintShld, Summer | Winter, WintShld, Summer | Winter, WintShld, Summer | Winter, WintShld, Summer | Winter, WintShld, Summer | Winter, WintShld, Summer | Winter, WintShld, Summer | Winter, WintShld, Summer
BART NOX Annual-Ray D Nixon 1 -v5.13 | 136 | 5830 | Rate Constraint in lbs/MMBtu | FALSE | L | Annual | Standard NOX | lb/MMBtu | 0.21 | 0.21 | 0.21 | 0.21 | 0.21 | 0.21 | 0.21 | 0.21
BART NOX Annual-Ray D Nixon 1 -v5.13 | 136 | 5830 | Rate Constraint in lbs/MMBtu | FALSE | L | Annual | Emissions at Affected Plants NOX | Thousand Tons | 1.1752 | 1.1752 | 1.1752 | 1.1752 | 1.1752 | 1.1752 | 1.1752 | 1.1752
BART NOX Annual-Ray D Nixon 1 -v5.13 | 136 | 5830 | Rate Constraint in lbs/MMBtu | FALSE | L | Annual | Allowances Purchased NOX | Thousand Tons | 0 | 0 | 0 | 0 | 0 | 0 | 0 | 0
BART NOX Annual-Ray D Nixon 1 -v5.13 | 136 | 5830 | Rate Constraint in lbs/MMBtu | FALSE | L | Annual | Allowances Sold NOX | Thousand Tons | 0 | 0 | 0 | 0 | 0 | 0 | 0 | 0
BART NOX Annual-Ray D Nixon 1 -v5.13 | 136 | 5830 | Rate Constraint in lbs/MMBtu | FALSE | L | Annual | Allowances Banked | Thousand Tons | 0 | 0 | 0 | 0 | 0 | 0 | 0 | 0
BART NOX Annual-Ray D Nixon 1 -v5.13 | 136 | 5830 | Rate Constraint in lbs/MMBtu | FALSE | L | Annual | Allowances Withdrawn (1:1) | Thousand Tons | 0 | 0 | 0 | 0 | 0 | 0 | 0 | 0
BART NOX Annual-Ray D Nixon 1 -v5.13 | 136 | 5830 | Rate Constraint in lbs/MMBtu | FALSE | L | Annual | Allowances Withdrawn (n:1) | Thousand Tons | 0 | 0 | 0 | 0 | 0 | 0 | 0 | 0
BART NOX Annual-Ray D Nixon 1 -v5.13 | 136 | 5830 | Rate Constraint in lbs/MMBtu | FALSE | L | Annual | Net Emissions Allowance Position | Thousand Tons | 1.1752 | 1.1752 | 1.1752 | 1.1752 | 1.1752 | 1.1752 | 1.1752 | 1.1752
BART NOX Annual-Ray D Nixon 1 -v5.13 | 136 | 5830 | Rate Constraint in lbs/MMBtu | FALSE | L | Annual | Fuel Consumed | TBtu | 15.9323 | 15.9323 | 15.9323 | 15.9323 | 15.9323 | 15.9323 | 15.9323 | 15.9323
BART NOX Annual-Ray D Nixon 1 -v5.13 | 136 | 5830 | Rate Constraint in lbs/MMBtu | FALSE | L | Annual | Rate | lb/MMBtu | 0.14752 | 0.14752 | 0.14752 | 0.14752 | 0.14752 | 0.14752 | 0.14752 | 0.14752
BART NOX Annual-Ray D Nixon 1 -v5.13 | 136 | 5830 | Rate Constraint in lbs/MMBtu | FALSE | L | Annual | Generation | TWh | 1.438 | 1.438 | 1.438 | 1.438 | 1.438 | 1.438 | 1.438 | 1.438
BART NOX Annual-Ray D Nixon 1 -v5.13 | 136 | 5830 | Rate Constraint in lbs/MMBtu | FALSE | L | Annual | Qualifying Generation | TWh | 1.438 | 1.438 | 1.438 | 1.438 | 1.438 | 1.438 | 1.438 | 1.438
BART NOX Annual-Ray D Nixon 1 -v5.13 | 136 | 5830 | Rate Constraint in lbs/MMBtu | FALSE | L | Annual | Rate | lb/MWh | 1.6345 | 1.6345 | 1.6345 | 1.6345 | 1.6345 | 1.6345 | 1.6345 | 1.6345
BART NOX Annual-Ray D Nixon 1 -v5.13 | 136 | 5830 | Rate Constraint in lbs/MMBtu | FALSE | L | Annual | Constraint Shadow Price | US2016$/Ton | 0 | 0 | 0 | 0 | 0 | 0 | 0 | 0
BART NOX Annual-San Juan 1 -v5.14 | 137 | 6237 | Rate Constraint in lbs/MMBtu | FALSE | L | Annual | Seasons Included | Seasons | Winter, WintShld, Summer | Winter, WintShld, Summer | Winter, WintShld, Summer | Winter, WintShld, Summer | Winter, WintShld, Summer | Winter, WintShld, Summer | Winter, WintShld, Summer | Winter, WintShld, Summer
BART NOX Annual-San Juan 1 -v5.14 | 137 | 6237 | Rate Constraint in lbs/MMBtu | FALSE | L | Annual | Standard NOX | lb/MMBtu | 0.23 | 0.23 | 0.23 | 0.23 | 0.23 | 0.23 | 0.23 | 0.23
BART NOX Annual-San Juan 1 -v5.14 | 137 | 6237 | Rate Constraint in lbs/MMBtu | FALSE | L | Annual | Emissions at Affected Plants NOX | Thousand Tons | 0 | 0 | 0 | 0 | 0 | 0 | 0 | 0
BART NOX Annual-San Juan 1 -v5.14 | 137 | 6237 | Rate Constraint in lbs/MMBtu | FALSE | L | Annual | Allowances Purchased NOX | Thousand Tons | 0 | 0 | 0 | 0 | 0 | 0 | 0 | 0
BART NOX Annual-San Juan 1 -v5.14 | 137 | 6237 | Rate Constraint in lbs/MMBtu | FALSE | L | Annual | Allowances Sold NOX | Thousand Tons | 0 | 0 | 0 | 0 | 0 | 0 | 0 | 0
BART NOX Annual-San Juan 1 -v5.14 | 137 | 6237 | Rate Constraint in lbs/MMBtu | FALSE | L | Annual | Allowances Banked | Thousand Tons | 0 | 0 | 0 | 0 | 0 | 0 | 0 | 0
BART NOX Annual-San Juan 1 -v5.14 | 137 | 6237 | Rate Constraint in lbs/MMBtu | FALSE | L | Annual | Allowances Withdrawn (1:1) | Thousand Tons | 0 | 0 | 0 | 0 | 0 | 0 | 0 | 0
BART NOX Annual-San Juan 1 -v5.14 | 137 | 6237 | Rate Constraint in lbs/MMBtu | FALSE | L | Annual | Allowances Withdrawn (n:1) | Thousand Tons | 0 | 0 | 0 | 0 | 0 | 0 | 0 | 0
BART NOX Annual-San Juan 1 -v5.14 | 137 | 6237 | Rate Constraint in lbs/MMBtu | FALSE | L | Annual | Net Emissions Allowance Position | Thousand Tons | 0 | 0 | 0 | 0 | 0 | 0 | 0 | 0
BART NOX Annual-San Juan 1 -v5.14 | 137 | 6237 | Rate Constraint in lbs/MMBtu | FALSE | L | Annual | Fuel Consumed | TBtu | 0 | 0 | 0 | 0 | 0 | 0 | 0 | 0
BART NOX Annual-San Juan 1 -v5.14 | 137 | 6237 | Rate Constraint in lbs/MMBtu | FALSE | L | Annual | Rate | lb/MMBtu | 0 | 0 | 0 | 0 | 0 | 0 | 0 | 0
BART NOX Annual-San Juan 1 -v5.14 | 137 | 6237 | Rate Constraint in lbs/MMBtu | FALSE | L | Annual | Generation | TWh | 0 | 0 | 0 | 0 | 0 | 0 | 0 | 0
BART NOX Annual-San Juan 1 -v5.14 | 137 | 6237 | Rate Constraint in lbs/MMBtu | FALSE | L | Annual | Qualifying Generation | TWh | 0 | 0 | 0 | 0 | 0 | 0 | 0 | 0
BART NOX Annual-San Juan 1 -v5.14 | 137 | 6237 | Rate Constraint in lbs/MMBtu | FALSE | L | Annual | Rate | lb/MWh | 0 | 0 | 0 | 0 | 0 | 0 | 0 | 0
BART NOX Annual-San Juan 1 -v5.14 | 137 | 6237 | Rate Constraint in lbs/MMBtu | FALSE | L | Annual | Constraint Shadow Price | US2016$/Ton | 0 | 0 | 0 | 0 | 0 | 0 | 0 | 0
BART NOX Annual-San Juan 4 -v5.14 | 138 | 6238 | Rate Constraint in lbs/MMBtu | FALSE | L | Annual | Seasons Included | Seasons | Winter, WintShld, Summer | Winter, WintShld, Summer | Winter, WintShld, Summer | Winter, WintShld, Summer | Winter, WintShld, Summer | Winter, WintShld, Summer | Winter, WintShld, Summer | Winter, WintShld, Summer
BART NOX Annual-San Juan 4 -v5.14 | 138 | 6238 | Rate Constraint in lbs/MMBtu | FALSE | L | Annual | Standard NOX | lb/MMBtu | 0.23 | 0.23 | 0.23 | 0.23 | 0.23 | 0.23 | 0.23 | 0.23
BART NOX Annual-San Juan 4 -v5.14 | 138 | 6238 | Rate Constraint in lbs/MMBtu | FALSE | L | Annual | Emissions at Affected Plants NOX | Thousand Tons | 2.5364 | 3.0755 | 3.0755 | 2.0835 | 1.6462 | 1.6462 | 1.6402 | 1.0105
BART NOX Annual-San Juan 4 -v5.14 | 138 | 6238 | Rate Constraint in lbs/MMBtu | FALSE | L | Annual | Allowances Purchased NOX | Thousand Tons | 0 | 0 | 0 | 0 | 0 | 0 | 0 | 0
BART NOX Annual-San Juan 4 -v5.14 | 138 | 6238 | Rate Constraint in lbs/MMBtu | FALSE | L | Annual | Allowances Sold NOX | Thousand Tons | 0 | 0 | 0 | 0 | 0 | 0 | 0 | 0
BART NOX Annual-San Juan 4 -v5.14 | 138 | 6238 | Rate Constraint in lbs/MMBtu | FALSE | L | Annual | Allowances Banked | Thousand Tons | 0 | 0 | 0 | 0 | 0 | 0 | 0 | 0
BART NOX Annual-San Juan 4 -v5.14 | 138 | 6238 | Rate Constraint in lbs/MMBtu | FALSE | L | Annual | Allowances Withdrawn (1:1) | Thousand Tons | 0 | 0 | 0 | 0 | 0 | 0 | 0 | 0
BART NOX Annual-San Juan 4 -v5.14 | 138 | 6238 | Rate Constraint in lbs/MMBtu | FALSE | L | Annual | Allowances Withdrawn (n:1) | Thousand Tons | 0 | 0 | 0 | 0 | 0 | 0 | 0 | 0
BART NOX Annual-San Juan 4 -v5.14 | 138 | 6238 | Rate Constraint in lbs/MMBtu | FALSE | L | Annual | Net Emissions Allowance Position | Thousand Tons | 2.5364 | 3.0755 | 3.0755 | 2.0835 | 1.6462 | 1.6462 | 1.6402 | 1.0105
BART NOX Annual-San Juan 4 -v5.14 | 138 | 6238 | Rate Constraint in lbs/MMBtu | FALSE | L | Annual | Fuel Consumed | TBtu | 22.6466 | 27.4596 | 27.4596 | 18.6026 | 14.6985 | 14.6985 | 14.6446 | 9.0222
BART NOX Annual-San Juan 4 -v5.14 | 138 | 6238 | Rate Constraint in lbs/MMBtu | FALSE | L | Annual | Rate | lb/MMBtu | 0.224 | 0.224 | 0.224 | 0.224 | 0.224 | 0.224 | 0.224 | 0.224
BART NOX Annual-San Juan 4 -v5.14 | 138 | 6238 | Rate Constraint in lbs/MMBtu | FALSE | L | Annual | Generation | TWh | 2.1353 | 2.5891 | 2.5891 | 1.754 | 1.3859 | 1.3859 | 1.3808 | 0.85067
BART NOX Annual-San Juan 4 -v5.14 | 138 | 6238 | Rate Constraint in lbs/MMBtu | FALSE | L | Annual | Qualifying Generation | TWh | 2.1353 | 2.5891 | 2.5891 | 1.754 | 1.3859 | 1.3859 | 1.3808 | 0.85067
BART NOX Annual-San Juan 4 -v5.14 | 138 | 6238 | Rate Constraint in lbs/MMBtu | FALSE | L | Annual | Rate | lb/MWh | 2.3757 | 2.3757 | 2.3757 | 2.3757 | 2.3757 | 2.3757 | 2.3757 | 2.3757
BART NOX Annual-San Juan 4 -v5.14 | 138 | 6238 | Rate Constraint in lbs/MMBtu | FALSE | L | Annual | Constraint Shadow Price | US2016$/Ton | 0 | 0 | 0 | 0 | 0 | 0 | 0 | 0
BART NOX Annual-Sooner 1 -v5.13 | 139 | 5864 | Rate Constraint in lbs/MMBtu | FALSE | L | Annual | Seasons Included | Seasons | Winter, WintShld, Summer | Winter, WintShld, Summer | Winter, WintShld, Summer | Winter, WintShld, Summer | Winter, WintShld, Summer | Winter, WintShld, Summer | Winter, WintShld, Summer | Winter, WintShld, Summer
BART NOX Annual-Sooner 1 -v5.13 | 139 | 5864 | Rate Constraint in lbs/MMBtu | FALSE | L | Annual | Standard NOX | lb/MMBtu | 0.15 | 0.15 | 0.15 | 0.15 | 0.15 | 0.15 | 0.15 | 0.15
BART NOX Annual-Sooner 1 -v5.13 | 139 | 5864 | Rate Constraint in lbs/MMBtu | FALSE | L | Annual | Emissions at Affected Plants NOX | Thousand Tons | 1.2299 | 1.993 | 2.1095 | 1.8018 | 1.4401 | 1.6883 | 1.6883 | 1.4639
BART NOX Annual-Sooner 1 -v5.13 | 139 | 5864 | Rate Constraint in lbs/MMBtu | FALSE | L | Annual | Allowances Purchased NOX | Thousand Tons | 0 | 0 | 0 | 0 | 0 | 0 | 0 | 0
BART NOX Annual-Sooner 1 -v5.13 | 139 | 5864 | Rate Constraint in lbs/MMBtu | FALSE | L | Annual | Allowances Sold NOX | Thousand Tons | 0 | 0 | 0 | 0 | 0 | 0 | 0 | 0
BART NOX Annual-Sooner 1 -v5.13 | 139 | 5864 | Rate Constraint in lbs/MMBtu | FALSE | L | Annual | Allowances Banked | Thousand Tons | 0 | 0 | 0 | 0 | 0 | 0 | 0 | 0
BART NOX Annual-Sooner 1 -v5.13 | 139 | 5864 | Rate Constraint in lbs/MMBtu | FALSE | L | Annual | Allowances Withdrawn (1:1) | Thousand Tons | 0 | 0 | 0 | 0 | 0 | 0 | 0 | 0
BART NOX Annual-Sooner 1 -v5.13 | 139 | 5864 | Rate Constraint in lbs/MMBtu | FALSE | L | Annual | Allowances Withdrawn (n:1) | Thousand Tons | 0 | 0 | 0 | 0 | 0 | 0 | 0 | 0
BART NOX Annual-Sooner 1 -v5.13 | 139 | 5864 | Rate Constraint in lbs/MMBtu | FALSE | L | Annual | Net Emissions Allowance Position | Thousand Tons | 1.2299 | 1.993 | 2.1095 | 1.8018 | 1.4401 | 1.6883 | 1.6883 | 1.4639
BART NOX Annual-Sooner 1 -v5.13 | 139 | 5864 | Rate Constraint in lbs/MMBtu | FALSE | L | Annual | Fuel Consumed | TBtu | 19.4237 | 31.4744 | 33.3143 | 28.4557 | 22.7425 | 26.6628 | 26.6628 | 23.1189
BART NOX Annual-Sooner 1 -v5.13 | 139 | 5864 | Rate Constraint in lbs/MMBtu | FALSE | L | Annual | Rate | lb/MMBtu | 0.12664 | 0.12664 | 0.12664 | 0.12664 | 0.12664 | 0.12664 | 0.12664 | 0.12664
BART NOX Annual-Sooner 1 -v5.13 | 139 | 5864 | Rate Constraint in lbs/MMBtu | FALSE | L | Annual | Generation | TWh | 1.8257 | 2.9584 | 3.1313 | 2.6747 | 2.1377 | 2.5061 | 2.5061 | 2.173
BART NOX Annual-Sooner 1 -v5.13 | 139 | 5864 | Rate Constraint in lbs/MMBtu | FALSE | L | Annual | Qualifying Generation | TWh | 1.8257 | 2.9584 | 3.1313 | 2.6747 | 2.1377 | 2.5061 | 2.5061 | 2.173
BART NOX Annual-Sooner 1 -v5.13 | 139 | 5864 | Rate Constraint in lbs/MMBtu | FALSE | L | Annual | Rate | lb/MWh | 1.3473 | 1.3473 | 1.3473 | 1.3473 | 1.3473 | 1.3473 | 1.3473 | 1.3473
BART NOX Annual-Sooner 1 -v5.13 | 139 | 5864 | Rate Constraint in lbs/MMBtu | FALSE | L | Annual | Constraint Shadow Price | US2016$/Ton | 0 | 0 | 0 | 0 | 0 | 0 | 0 | 0
BART NOX Annual-Sooner 2 -v5.13 | 140 | 5865 | Rate Constraint in lbs/MMBtu | FALSE | L | Annual | Seasons Included | Seasons | Winter, WintShld, Summer | Winter, WintShld, Summer | Winter, WintShld, Summer | Winter, WintShld, Summer | Winter, WintShld, Summer | Winter, WintShld, Summer | Winter, WintShld, Summer | Winter, WintShld, Summer
BART NOX Annual-Sooner 2 -v5.13 | 140 | 5865 | Rate Constraint in lbs/MMBtu | FALSE | L | Annual | Standard NOX | lb/MMBtu | 0.15 | 0.15 | 0.15 | 0.15 | 0.15 | 0.15 | 0.15 | 0.15
BART NOX Annual-Sooner 2 -v5.13 | 140 | 5865 | Rate Constraint in lbs/MMBtu | FALSE | L | Annual | Emissions at Affected Plants NOX | Thousand Tons | 1.2097 | 2.0633 | 2.1004 | 2.0209 | 1.5129 | 1.6807 | 1.6807 | 1.4501
BART NOX Annual-Sooner 2 -v5.13 | 140 | 5865 | Rate Constraint in lbs/MMBtu | FALSE | L | Annual | Allowances Purchased NOX | Thousand Tons | 0 | 0 | 0 | 0 | 0 | 0 | 0 | 0
BART NOX Annual-Sooner 2 -v5.13 | 140 | 5865 | Rate Constraint in lbs/MMBtu | FALSE | L | Annual | Allowances Sold NOX | Thousand Tons | 0 | 0 | 0 | 0 | 0 | 0 | 0 | 0
BART NOX Annual-Sooner 2 -v5.13 | 140 | 5865 | Rate Constraint in lbs/MMBtu | FALSE | L | Annual | Allowances Banked | Thousand Tons | 0 | 0 | 0 | 0 | 0 | 0 | 0 | 0
BART NOX Annual-Sooner 2 -v5.13 | 140 | 5865 | Rate Constraint in lbs/MMBtu | FALSE | L | Annual | Allowances Withdrawn (1:1) | Thousand Tons | 0 | 0 | 0 | 0 | 0 | 0 | 0 | 0
BART NOX Annual-Sooner 2 -v5.13 | 140 | 5865 | Rate Constraint in lbs/MMBtu | FALSE | L | Annual | Allowances Withdrawn (n:1) | Thousand Tons | 0 | 0 | 0 | 0 | 0 | 0 | 0 | 0
BART NOX Annual-Sooner 2 -v5.13 | 140 | 5865 | Rate Constraint in lbs/MMBtu | FALSE | L | Annual | Net Emissions Allowance Position | Thousand Tons | 1.2097 | 2.0633 | 2.1004 | 2.0209 | 1.5129 | 1.6807 | 1.6807 | 1.4501
BART NOX Annual-Sooner 2 -v5.13 | 140 | 5865 | Rate Constraint in lbs/MMBtu | FALSE | L | Annual | Fuel Consumed | TBtu | 19.0303 | 32.4591 | 33.0437 | 31.7928 | 23.8008 | 26.4408 | 26.4408 | 22.813
BART NOX Annual-Sooner 2 -v5.13 | 140 | 5865 | Rate Constraint in lbs/MMBtu | FALSE | L | Annual | Rate | lb/MMBtu | 0.12713 | 0.12713 | 0.12713 | 0.12713 | 0.12713 | 0.12713 | 0.12713 | 0.12713
BART NOX Annual-Sooner 2 -v5.13 | 140 | 5865 | Rate Constraint in lbs/MMBtu | FALSE | L | Annual | Generation | TWh | 1.8002 | 3.0706 | 3.1259 | 3.0075 | 2.2515 | 2.5013 | 2.5013 | 2.1581
BART NOX Annual-Sooner 2 -v5.13 | 140 | 5865 | Rate Constraint in lbs/MMBtu | FALSE | L | Annual | Qualifying Generation | TWh | 1.8002 | 3.0706 | 3.1259 | 3.0075 | 2.2515 | 2.5013 | 2.5013 | 2.1581
BART NOX Annual-Sooner 2 -v5.13 | 140 | 5865 | Rate Constraint in lbs/MMBtu | FALSE | L | Annual | Rate | lb/MWh | 1.3439 | 1.3439 | 1.3439 | 1.3439 | 1.3439 | 1.3439 | 1.3439 | 1.3439
BART NOX Annual-Sooner 2 -v5.13 | 140 | 5865 | Rate Constraint in lbs/MMBtu | FALSE | L | Annual | Constraint Shadow Price | US2016$/Ton | 0 | 0 | 0 | 0 | 0 | 0 | 0 | 0
BART NOX Annual-Tecumseh Energy Center 9 -v5.14 | 141 | 6031 | Rate Constraint in lbs/MMBtu | FALSE | L | Annual | Seasons Included | Seasons | Winter, WintShld, Summer | Winter, WintShld, Summer | Winter, WintShld, Summer | Winter, WintShld, Summer | Winter, WintShld, Summer | Winter, WintShld, Summer | Winter, WintShld, Summer | Winter, WintShld, Summer
BART NOX Annual-Tecumseh Energy Center 9 -v5.14 | 141 | 6031 | Rate Constraint in lbs/MMBtu | FALSE | L | Annual | Standard NOX | lb/MMBtu | 0.18 | 0.18 | 0.18 | 0.18 | 0.18 | 0.18 | 0.18 | 0.18
BART NOX Annual-Tecumseh Energy Center 9 -v5.14 | 141 | 6031 | Rate Constraint in lbs/MMBtu | FALSE | L | Annual | Emissions at Affected Plants NOX | Thousand Tons | 0 | 0 | 0 | 0 | 0 | 0 | 0 | 0
BART NOX Annual-Tecumseh Energy Center 9 -v5.14 | 141 | 6031 | Rate Constraint in lbs/MMBtu | FALSE | L | Annual | Allowances Purchased NOX | Thousand Tons | 0 | 0 | 0 | 0 | 0 | 0 | 0 | 0
BART NOX Annual-Tecumseh Energy Center 9 -v5.14 | 141 | 6031 | Rate Constraint in lbs/MMBtu | FALSE | L | Annual | Allowances Sold NOX | Thousand Tons | 0 | 0 | 0 | 0 | 0 | 0 | 0 | 0
BART NOX Annual-Tecumseh Energy Center 9 -v5.14 | 141 | 6031 | Rate Constraint in lbs/MMBtu | FALSE | L | Annual | Allowances Banked | Thousand Tons | 0 | 0 | 0 | 0 | 0 | 0 | 0 | 0
BART NOX Annual-Tecumseh Energy Center 9 -v5.14 | 141 | 6031 | Rate Constraint in lbs/MMBtu | FALSE | L | Annual | Allowances Withdrawn (1:1) | Thousand Tons | 0 | 0 | 0 | 0 | 0 | 0 | 0 | 0
BART NOX Annual-Tecumseh Energy Center 9 -v5.14 | 141 | 6031 | Rate Constraint in lbs/MMBtu | FALSE | L | Annual | Allowances Withdrawn (n:1) | Thousand Tons | 0 | 0 | 0 | 0 | 0 | 0 | 0 | 0
BART NOX Annual-Tecumseh Energy Center 9 -v5.14 | 141 | 6031 | Rate Constraint in lbs/MMBtu | FALSE | L | Annual | Net Emissions Allowance Position | Thousand Tons | 0 | 0 | 0 | 0 | 0 | 0 | 0 | 0
BART NOX Annual-Tecumseh Energy Center 9 -v5.14 | 141 | 6031 | Rate Constraint in lbs/MMBtu | FALSE | L | Annual | Fuel Consumed | TBtu | 0 | 0 | 0 | 0 | 0 | 0 | 0 | 0
BART NOX Annual-Tecumseh Energy Center 9 -v5.14 | 141 | 6031 | Rate Constraint in lbs/MMBtu | FALSE | L | Annual | Rate | lb/MMBtu | 0 | 0 | 0 | 0 | 0 | 0 | 0 | 0
BART NOX Annual-Tecumseh Energy Center 9 -v5.14 | 141 | 6031 | Rate Constraint in lbs/MMBtu | FALSE | L | Annual | Generation | TWh | 0 | 0 | 0 | 0 | 0 | 0 | 0 | 0
BART NOX Annual-Tecumseh Energy Center 9 -v5.14 | 141 | 6031 | Rate Constraint in lbs/MMBtu | FALSE | L | Annual | Qualifying Generation | TWh | 0 | 0 | 0 | 0 | 0 | 0 | 0 | 0
BART NOX Annual-Tecumseh Energy Center 9 -v5.14 | 141 | 6031 | Rate Constraint in lbs/MMBtu | FALSE | L | Annual | Rate | lb/MWh | 0 | 0 | 0 | 0 | 0 | 0 | 0 | 0
BART NOX Annual-Tecumseh Energy Center 9 -v5.14 | 141 | 6031 | Rate Constraint in lbs/MMBtu | FALSE | L | Annual | Constraint Shadow Price | US2016$/Ton | 0 | 0 | 0 | 0 | 0 | 0 | 0 | 0
BART SO2 Annual- Arthur Kill- v5.16 | 142 | 6662 | Rate Constraint in lbs/MMBtu | FALSE | L | Annual | Seasons Included | Seasons | Winter, WintShld, Summer | Winter, WintShld, Summer | Winter, WintShld, Summer | Winter, WintShld, Summer | Winter, WintShld, Summer | Winter, WintShld, Summer | Winter, WintShld, Summer | Winter, WintShld, Summer
BART SO2 Annual- Arthur Kill- v5.16 | 142 | 6662 | Rate Constraint in lbs/MMBtu | FALSE | L | Annual | Standard SO2 | lb/MMBtu | 0.15 | 0.15 | 0.15 | 0.15 | 0.15 | 0.15 | 0.15 | 0.15
BART SO2 Annual- Arthur Kill- v5.16 | 142 | 6662 | Rate Constraint in lbs/MMBtu | FALSE | L | Annual | Emissions at Affected Plants SO2 | Thousand Tons | 0 | 0 | 0 | 0 | 0 | 0 | 0 | 0
BART SO2 Annual- Arthur Kill- v5.16 | 142 | 6662 | Rate Constraint in lbs/MMBtu | FALSE | L | Annual | Allowances Purchased SO2 | Thousand Tons | 0 | 0 | 0 | 0 | 0 | 0 | 0 | 0
BART SO2 Annual- Arthur Kill- v5.16 | 142 | 6662 | Rate Constraint in lbs/MMBtu | FALSE | L | Annual | Allowances Sold SO2 | Thousand Tons | 0 | 0 | 0 | 0 | 0 | 0 | 0 | 0
BART SO2 Annual- Arthur Kill- v5.16 | 142 | 6662 | Rate Constraint in lbs/MMBtu | FALSE | L | Annual | Allowances Banked | Thousand Tons | 0 | 0 | 0 | 0 | 0 | 0 | 0 | 0
BART SO2 Annual- Arthur Kill- v5.16 | 142 | 6662 | Rate Constraint in lbs/MMBtu | FALSE | L | Annual | Allowances Withdrawn (1:1) | Thousand Tons | 0 | 0 | 0 | 0 | 0 | 0 | 0 | 0
BART SO2 Annual- Arthur Kill- v5.16 | 142 | 6662 | Rate Constraint in lbs/MMBtu | FALSE | L | Annual | Allowances Withdrawn (n:1) | Thousand Tons | 0 | 0 | 0 | 0 | 0 | 0 | 0 | 0
BART SO2 Annual- Arthur Kill- v5.16 | 142 | 6662 | Rate Constraint in lbs/MMBtu | FALSE | L | Annual | Net Emissions Allowance Position | Thousand Tons | 0 | 0 | 0 | 0 | 0 | 0 | 0 | 0
BART SO2 Annual- Arthur Kill- v5.16 | 142 | 6662 | Rate Constraint in lbs/MMBtu | FALSE | L | Annual | Fuel Consumed | TBtu | 3.707 | 3.707 | 3.707 | 2.5174 | 2.5057 | 2.5174 | 2.3664 | 2.4157
BART SO2 Annual- Arthur Kill- v5.16 | 142 | 6662 | Rate Constraint in lbs/MMBtu | FALSE | L | Annual | Rate | lb/MMBtu | 0 | 0 | 0 | 0 | 0 | 0 | 0 | 0
BART SO2 Annual- Arthur Kill- v5.16 | 142 | 6662 | Rate Constraint in lbs/MMBtu | FALSE | L | Annual | Generation | TWh | 0.33697 | 0.33697 | 0.33697 | 0.22883 | 0.22777 | 0.22883 | 0.2151 | 0.21959
BART SO2 Annual- Arthur Kill- v5.16 | 142 | 6662 | Rate Constraint in lbs/MMBtu | FALSE | L | Annual | Qualifying Generation | TWh | 0.33697 | 0.33697 | 0.33697 | 0.22883 | 0.22777 | 0.22883 | 0.2151 | 0.21959
BART SO2 Annual- Arthur Kill- v5.16 | 142 | 6662 | Rate Constraint in lbs/MMBtu | FALSE | L | Annual | Rate | lb/MWh | 0 | 0 | 0 | 0 | 0 | 0 | 0 | 0
BART SO2 Annual- Arthur Kill- v5.16 | 142 | 6662 | Rate Constraint in lbs/MMBtu | FALSE | L | Annual | Constraint Shadow Price | US2016$/Ton | 0 | 0 | 0 | 0 | 0 | 0 | 0 | 0
BART SO2 Annual- B L England 2- v5.16 | 143 | 6664 | Rate Constraint in lbs/MMBtu | FALSE | L | Annual | Seasons Included | Seasons | Winter, WintShld, Summer | Winter, WintShld, Summer | Winter, WintShld, Summer | Winter, WintShld, Summer | Winter, WintShld, Summer | Winter, WintShld, Summer | Winter, WintShld, Summer | Winter, WintShld, Summer
BART SO2 Annual- B L England 2- v5.16 | 143 | 6664 | Rate Constraint in lbs/MMBtu | FALSE | L | Annual | Standard SO2 | lb/MMBtu | 0.15 | 0.15 | 0.15 | 0.15 | 0.15 | 0.15 | 0.15 | 0.15
BART SO2 Annual- B L England 2- v5.16 | 143 | 6664 | Rate Constraint in lbs/MMBtu | FALSE | L | Annual | Emissions at Affected Plants SO2 | Thousand Tons | 0 | 0 | 0 | 0 | 0 | 0 | 0 | 0
BART SO2 Annual- B L England 2- v5.16 | 143 | 6664 | Rate Constraint in lbs/MMBtu | FALSE | L | Annual | Allowances Purchased SO2 | Thousand Tons | 0 | 0 | 0 | 0 | 0 | 0 | 0 | 0
BART SO2 Annual- B L England 2- v5.16 | 143 | 6664 | Rate Constraint in lbs/MMBtu | FALSE | L | Annual | Allowances Sold SO2 | Thousand Tons | 0 | 0 | 0 | 0 | 0 | 0 | 0 | 0
BART SO2 Annual- B L England 2- v5.16 | 143 | 6664 | Rate Constraint in lbs/MMBtu | FALSE | L | Annual | Allowances Banked | Thousand Tons | 0 | 0 | 0 | 0 | 0 | 0 | 0 | 0
BART SO2 Annual- B L England 2- v5.16 | 143 | 6664 | Rate Constraint in lbs/MMBtu | FALSE | L | Annual | Allowances Withdrawn (1:1) | Thousand Tons | 0 | 0 | 0 | 0 | 0 | 0 | 0 | 0
BART SO2 Annual- B L England 2- v5.16 | 143 | 6664 | Rate Constraint in lbs/MMBtu | FALSE | L | Annual | Allowances Withdrawn (n:1) | Thousand Tons | 0 | 0 | 0 | 0 | 0 | 0 | 0 | 0
BART SO2 Annual- B L England 2- v5.16 | 143 | 6664 | Rate Constraint in lbs/MMBtu | FALSE | L | Annual | Net Emissions Allowance Position | Thousand Tons | 0 | 0 | 0 | 0 | 0 | 0 | 0 | 0
BART SO2 Annual- B L England 2- v5.16 | 143 | 6664 | Rate Constraint in lbs/MMBtu | FALSE | L | Annual | Fuel Consumed | TBtu | 0 | 0 | 0 | 0 | 0 | 0 | 0 | 0
BART SO2 Annual- B L England 2- v5.16 | 143 | 6664 | Rate Constraint in lbs/MMBtu | FALSE | L | Annual | Rate | lb/MMBtu | 0 | 0 | 0 | 0 | 0 | 0 | 0 | 0
BART SO2 Annual- B L England 2- v5.16 | 143 | 6664 | Rate Constraint in lbs/MMBtu | FALSE | L | Annual | Generation | TWh | 0 | 0 | 0 | 0 | 0 | 0 | 0 | 0
BART SO2 Annual- B L England 2- v5.16 | 143 | 6664 | Rate Constraint in lbs/MMBtu | FALSE | L | Annual | Qualifying Generation | TWh | 0 | 0 | 0 | 0 | 0 | 0 | 0 | 0
BART SO2 Annual- B L England 2- v5.16 | 143 | 6664 | Rate Constraint in lbs/MMBtu | FALSE | L | Annual | Rate | lb/MWh | 0 | 0 | 0 | 0 | 0 | 0 | 0 | 0
BART SO2 Annual- B L England 2- v5.16 | 143 | 6664 | Rate Constraint in lbs/MMBtu | FALSE | L | Annual | Constraint Shadow Price | US2016$/Ton | 0 | 0 | 0 | 0 | 0 | 0 | 0 | 0
BART SO2 Annual- Big Stone 1- v5.16 | 144 | 6690 | Rate Constraint in lbs/MMBtu | FALSE | L | Annual | Seasons Included | Seasons | Winter, WintShld, Summer | Winter, WintShld, Summer | Winter, WintShld, Summer | Winter, WintShld, Summer | Winter, WintShld, Summer | Winter, WintShld, Summer | Winter, WintShld, Summer | Winter, WintShld, Summer
BART SO2 Annual- Big Stone 1- v5.16 | 144 | 6690 | Rate Constraint in lbs/MMBtu | FALSE | L | Annual | Standard SO2 | lb/MMBtu | 0.09 | 0.09 | 0.09 | 0.09 | 0.09 | 0.09 | 0.09 | 0.09
BART SO2 Annual- Big Stone 1- v5.16 | 144 | 6690 | Rate Constraint in lbs/MMBtu | FALSE | L | Annual | Emissions at Affected Plants SO2 | Thousand Tons | 0.50398 | 0.58489 | 0.60819 | 0.7032 | 0.73738 | 0.91726 | 1.0319 | 0.86336
BART SO2 Annual- Big Stone 1- v5.16 | 144 | 6690 | Rate Constraint in lbs/MMBtu | FALSE | L | Annual | Allowances Purchased SO2 | Thousand Tons | 0 | 0 | 0 | 0 | 0 | 0 | 0 | 0
BART SO2 Annual- Big Stone 1- v5.16 | 144 | 6690 | Rate Constraint in lbs/MMBtu | FALSE | L | Annual | Allowances Sold SO2 | Thousand Tons | 0 | 0 | 0 | 0 | 0 | 0 | 0 | 0
BART SO2 Annual- Big Stone 1- v5.16 | 144 | 6690 | Rate Constraint in lbs/MMBtu | FALSE | L | Annual | Allowances Banked | Thousand Tons | 0 | 0 | 0 | 0 | 0 | 0 | 0 | 0
BART SO2 Annual- Big Stone 1- v5.16 | 144 | 6690 | Rate Constraint in lbs/MMBtu | FALSE | L | Annual | Allowances Withdrawn (1:1) | Thousand Tons | 0 | 0 | 0 | 0 | 0 | 0 | 0 | 0
BART SO2 Annual- Big Stone 1- v5.16 | 144 | 6690 | Rate Constraint in lbs/MMBtu | FALSE | L | Annual | Allowances Withdrawn (n:1) | Thousand Tons | 0 | 0 | 0 | 0 | 0 | 0 | 0 | 0
BART SO2 Annual- Big Stone 1- v5.16 | 144 | 6690 | Rate Constraint in lbs/MMBtu | FALSE | L | Annual | Net Emissions Allowance Position | Thousand Tons | 0.50398 | 0.58489 | 0.60819 | 0.7032 | 0.73738 | 0.91726 | 1.0319 | 0.86336
BART SO2 Annual- Big Stone 1- v5.16 | 144 | 6690 | Rate Constraint in lbs/MMBtu | FALSE | L | Annual | Fuel Consumed | TBtu | 12.5996 | 14.6222 | 15.2046 | 17.58 | 18.4345 | 22.9316 | 22.9316 | 19.1857
BART SO2 Annual- Big Stone 1- v5.16 | 144 | 6690 | Rate Constraint in lbs/MMBtu | FALSE | L | Annual | Rate | lb/MMBtu | 0.08 | 0.08 | 0.08 | 0.08 | 0.08 | 0.08 | 0.09 | 0.09
BART SO2 Annual- Big Stone 1- v5.16 | 144 | 6690 | Rate Constraint in lbs/MMBtu | FALSE | L | Annual | Generation | TWh | 1.1531 | 1.3382 | 1.3915 | 1.6089 | 1.6871 | 2.0986 | 2.0986 | 1.7558
BART SO2 Annual- Big Stone 1- v5.16 | 144 | 6690 | Rate Constraint in lbs/MMBtu | FALSE | L | Annual | Qualifying Generation | TWh | 1.1531 | 1.3382 | 1.3915 | 1.6089 | 1.6871 | 2.0986 | 2.0986 | 1.7558
BART SO2 Annual- Big Stone 1- v5.16 | 144 | 6690 | Rate Constraint in lbs/MMBtu | FALSE | L | Annual | Rate | lb/MWh | 0.87416 | 0.87416 | 0.87416 | 0.87416 | 0.87416 | 0.87416 | 0.98343 | 0.98343
BART SO2 Annual- Big Stone 1- v5.16 | 144 | 6690 | Rate Constraint in lbs/MMBtu | FALSE | L | Annual | Constraint Shadow Price | US2016$/Ton | 0 | 0 | 0 | 0 | 0 | 0 | 589.787 | 3886.5111
BART SO2 Annual Cap-Deerhaven B2 -v5.13 | 145 | 6314 | Rate Constraint in MTons | FALSE | L | Annual | Seasons Included | Seasons | Winter, WintShld, Summer | Winter, WintShld, Summer | Winter, WintShld, Summer | Winter, WintShld, Summer | Winter, WintShld, Summer | Winter, WintShld, Summer | Winter, WintShld, Summer | Winter, WintShld, Summer
BART SO2 Annual Cap-Deerhaven B2 -v5.13 | 145 | 6314 | Rate Constraint in MTons | FALSE | L | Annual | Standard SO2 | Thousand Tons | 5.5 | 5.5 | 5.5 | 5.5 | 5.5 | 5.5 | 5.5 | 5.5
BART SO2 Annual Cap-Deerhaven B2 -v5.13 | 145 | 6314 | Rate Constraint in MTons | FALSE | L | Annual | Emissions at Affected Plants SO2 | Thousand Tons | 0 | 0 | 0 | 0 | 0 | 0 | 0 | 0
BART SO2 Annual Cap-Deerhaven B2 -v5.13 | 145 | 6314 | Rate Constraint in MTons | FALSE | L | Annual | Allowances Purchased SO2 | Thousand Tons | 0 | 0 | 0 | 0 | 0 | 0 | 0 | 0
BART SO2 Annual Cap-Deerhaven B2 -v5.13 | 145 | 6314 | Rate Constraint in MTons | FALSE | L | Annual | Allowances Sold SO2 | Thousand Tons | 0 | 0 | 0 | 0 | 0 | 0 | 0 | 0
BART SO2 Annual Cap-Deerhaven B2 -v5.13 | 145 | 6314 | Rate Constraint in MTons | FALSE | L | Annual | Allowances Banked | Thousand Tons | 0 | 0 | 0 | 0 | 0 | 0 | 0 | 0
BART SO2 Annual Cap-Deerhaven B2 -v5.13 | 145 | 6314 | Rate Constraint in MTons | FALSE | L | Annual | Allowances Withdrawn (1:1) | Thousand Tons | 0 | 0 | 0 | 0 | 0 | 0 | 0 | 0
BART SO2 Annual Cap-Deerhaven B2 -v5.13 | 145 | 6314 | Rate Constraint in MTons | FALSE | L | Annual | Allowances Withdrawn (n:1) | Thousand Tons | 0 | 0 | 0 | 0 | 0 | 0 | 0 | 0
BART SO2 Annual Cap-Deerhaven B2 -v5.13 | 145 | 6314 | Rate Constraint in MTons | FALSE | L | Annual | Net Emissions Allowance Position | Thousand Tons | 0 | 0 | 0 | 0 | 0 | 0 | 0 | 0
BART SO2 Annual Cap-Deerhaven B2 -v5.13 | 145 | 6314 | Rate Constraint in MTons | FALSE | L | Annual | Fuel Consumed | TBtu | 0 | 0 | 0 | 0 | 0 | 0 | 0 | 0
BART SO2 Annual Cap-Deerhaven B2 -v5.13 | 145 | 6314 | Rate Constraint in MTons | FALSE | L | Annual | Rate | lb/MMBtu | 0 | 0 | 0 | 0 | 0 | 0 | 0 | 0
BART SO2 Annual Cap-Deerhaven B2 -v5.13 | 145 | 6314 | Rate Constraint in MTons | FALSE | L | Annual | Generation | TWh | 0 | 0 | 0 | 0 | 0 | 0 | 0 | 0
BART SO2 Annual Cap-Deerhaven B2 -v5.13 | 145 | 6314 | Rate Constraint in MTons | FALSE | L | Annual | Qualifying Generation | TWh | 0 | 0 | 0 | 0 | 0 | 0 | 0 | 0
BART SO2 Annual Cap-Deerhaven B2 -v5.13 | 145 | 6314 | Rate Constraint in MTons | FALSE | L | Annual | Rate | lb/MWh | 0 | 0 | 0 | 0 | 0 | 0 | 0 | 0
BART SO2 Annual Cap-Deerhaven B2 -v5.13 | 145 | 6314 | Rate Constraint in MTons | FALSE | L | Annual | Constraint Shadow Price | US2016$/Ton | 0 | 0 | 0 | 0 | 0 | 0 | 0 | 0
BART SO2 Annual Cap-Northside 1-3 -v5.13 | 146 | 6315 | Rate Constraint in MTons | FALSE | L | Annual | Seasons Included | Seasons | Winter, WintShld, Summer | Winter, WintShld, Summer | Winter, WintShld, Summer | Winter, WintShld, Summer | Winter, WintShld, Summer | Winter, WintShld, Summer | Winter, WintShld, Summer | Winter, WintShld, Summer
BART SO2 Annual Cap-Northside 1-3 -v5.13 | 146 | 6315 | Rate Constraint in MTons | FALSE | L | Annual | Standard SO2 | Thousand Tons | 3.6 | 3.6 | 3.6 | 3.6 | 3.6 | 3.6 | 3.6 | 3.6
BART SO2 Annual Cap-Northside 1-3 -v5.13 | 146 | 6315 | Rate Constraint in MTons | FALSE | L | Annual | Emissions at Affected Plants SO2 | Thousand Tons | 0 | 1.8072 | 0.58263 | 2.4792 | 2.4792 | 0 | 0 | 0
BART SO2 Annual Cap-Northside 1-3 -v5.13 | 146 | 6315 | Rate Constraint in MTons | FALSE | L | Annual | Allowances Purchased SO2 | Thousand Tons | 0 | 0 | 0 | 0 | 0 | 0 | 0 | 0
BART SO2 Annual Cap-Northside 1-3 -v5.13 | 146 | 6315 | Rate Constraint in MTons | FALSE | L | Annual | Allowances Sold SO2 | Thousand Tons | 0 | 0 | 0 | 0 | 0 | 0 | 0 | 0
BART SO2 Annual Cap-Northside 1-3 -v5.13 | 146 | 6315 | Rate Constraint in MTons | FALSE | L | Annual | Allowances Banked | Thousand Tons | 0 | 0 | 0 | 0 | 0 | 0 | 0 | 0
BART SO2 Annual Cap-Northside 1-3 -v5.13 | 146 | 6315 | Rate Constraint in MTons | FALSE | L | Annual | Allowances Withdrawn (1:1) | Thousand Tons | 0 | 0 | 0 | 0 | 0 | 0 | 0 | 0
BART SO2 Annual Cap-Northside 1-3 -v5.13 | 146 | 6315 | Rate Constraint in MTons | FALSE | L | Annual | Allowances Withdrawn (n:1) | Thousand Tons | 0 | 0 | 0 | 0 | 0 | 0 | 0 | 0
BART SO2 Annual Cap-Northside 1-3 -v5.13 | 146 | 6315 | Rate Constraint in MTons | FALSE | L | Annual | Net Emissions Allowance Position | Thousand Tons | 0 | 1.8072 | 0.58263 | 2.4792 | 2.4792 | 0 | 0 | 0
BART SO2 Annual Cap-Northside 1-3 -v5.13 | 146 | 6315 | Rate Constraint in MTons | FALSE | L | Annual | Fuel Consumed | TBtu | 0 | 10.4408 | 3.3661 | 14.3234 | 14.3234 | 0 | 0 | 0
BART SO2 Annual Cap-Northside 1-3 -v5.13 | 146 | 6315 | Rate Constraint in MTons | FALSE | L | Annual | Rate | lb/MMBtu | 0 | 0.34618 | 0.34618 | 0.34618 | 0.34618 | 0 | 0 | 0
BART SO2 Annual Cap-Northside 1-3 -v5.13 | 146 | 6315 | Rate Constraint in MTons | FALSE | L | Annual | Generation | TWh | 0 | 0.9965 | 0.32127 | 1.3671 | 1.3671 | 0 | 0 | 0
BART SO2 Annual Cap-Northside 1-3 -v5.13 | 146 | 6315 | Rate Constraint in MTons | FALSE | L | Annual | Qualifying Generation | TWh | 0 | 0.9965 | 0.32127 | 1.3671 | 1.3671 | 0 | 0 | 0
BART SO2 Annual Cap-Northside 1-3 -v5.13 | 146 | 6315 | Rate Constraint in MTons | FALSE | L | Annual | Rate | lb/MWh | 0 | 3.6271 | 3.6271 | 3.6271 | 3.6271 | 0 | 0 | 0
BART SO2 Annual Cap-Northside 1-3 -v5.13 | 146 | 6315 | Rate Constraint in MTons | FALSE | L | Annual | Constraint Shadow Price | US2016$/Ton | 0 | 0 | 0 | 0 | 0 | 0 | 0 | 0
BART SO2 Annual- Coal Creek 1- v6.17 | 147 | 6979 | Rate Constraint in lbs/MMBtu | FALSE | L | Annual | Seasons Included | Seasons | Winter, WintShld, Summer | Winter, WintShld, Summer | Winter, WintShld, Summer | Winter, WintShld, Summer | Winter, WintShld, Summer | Winter, WintShld, Summer | Winter, WintShld, Summer | Winter, WintShld, Summer
BART SO2 Annual- Coal Creek 1- v6.17 | 147 | 6979 | Rate Constraint in lbs/MMBtu | FALSE | L | Annual | Standard SO2 | lb/MMBtu | 0.15 | 0.15 | 0.15 | 0.15 | 0.15 | 0.15 | 0.15 | 0.15
BART SO2 Annual- Coal Creek 1- v6.17 | 147 | 6979 | Rate Constraint in lbs/MMBtu | FALSE | L | Annual | Emissions at Affected Plants SO2 | Thousand Tons | 3.1517 | 3.1517 | 3.1517 | 3.1517 | 3.1517 | 3.1517 | 3.1517 | 3.1517
BART SO2 Annual- Coal Creek 1- v6.17 | 147 | 6979 | Rate Constraint in lbs/MMBtu | FALSE | L | Annual | Allowances Purchased SO2 | Thousand Tons | 0 | 0 | 0 | 0 | 0 | 0 | 0 | 0
BART SO2 Annual- Coal Creek 1- v6.17 | 147 | 6979 | Rate Constraint in lbs/MMBtu | FALSE | L | Annual | Allowances Sold SO2 | Thousand Tons | 0 | 0 | 0 | 0 | 0 | 0 | 0 | 0
BART SO2 Annual- Coal Creek 1- v6.17 | 147 | 6979 | Rate Constraint in lbs/MMBtu | FALSE | L | Annual | Allowances Banked | Thousand Tons | 0 | 0 | 0 | 0 | 0 | 0 | 0 | 0
BART SO2 Annual- Coal Creek 1- v6.17 | 147 | 6979 | Rate Constraint in lbs/MMBtu | FALSE | L | Annual | Allowances Withdrawn (1:1) | Thousand Tons | 0 | 0 | 0 | 0 | 0 | 0 | 0 | 0
BART SO2 Annual- Coal Creek 1- v6.17 | 147 | 6979 | Rate Constraint in lbs/MMBtu | FALSE | L | Annual | Allowances Withdrawn (n:1) | Thousand Tons | 0 | 0 | 0 | 0 | 0 | 0 | 0 | 0
BART SO2 Annual- Coal Creek 1- v6.17 | 147 | 6979 | Rate Constraint in lbs/MMBtu | FALSE | L | Annual | Net Emissions Allowance Position | Thousand Tons | 3.1517 | 3.1517 | 3.1517 | 3.1517 | 3.1517 | 3.1517 | 3.1517 | 3.1517
BART SO2 Annual- Coal Creek 1- v6.17 | 147 | 6979 | Rate Constraint in lbs/MMBtu | FALSE | L | Annual | Fuel Consumed | TBtu | 43.9521 | 43.9521 | 43.9521 | 43.9521 | 43.9521 | 43.9521 | 43.9521 | 43.9521
BART SO2 Annual- Coal Creek 1- v6.17 | 147 | 6979 | Rate Constraint in lbs/MMBtu | FALSE | L | Annual | Rate | lb/MMBtu | 0.14342 | 0.14342 | 0.14342 | 0.14342 | 0.14342 | 0.14342 | 0.14342 | 0.14342
BART SO2 Annual- Coal Creek 1- v6.17 | 147 | 6979 | Rate Constraint in lbs/MMBtu | FALSE | L | Annual | Generation | TWh | 4.1716 | 4.1716 | 4.1716 | 4.1716 | 4.1716 | 4.1716 | 4.1716 | 4.1716
BART SO2 Annual- Coal Creek 1- v6.17 | 147 | 6979 | Rate Constraint in lbs/MMBtu | FALSE | L | Annual | Qualifying Generation | TWh | 4.1716 | 4.1716 | 4.1716 | 4.1716 | 4.1716 | 4.1716 | 4.1716 | 4.1716
BART SO2 Annual- Coal Creek 1- v6.17 | 147 | 6979 | Rate Constraint in lbs/MMBtu | FALSE | L | Annual | Rate | lb/MWh | 1.511 | 1.511 | 1.511 | 1.511 | 1.511 | 1.511 | 1.511 | 1.511
BART SO2 Annual- Coal Creek 1- v6.17 | 147 | 6979 | Rate Constraint in lbs/MMBtu | FALSE | L | Annual | Constraint Shadow Price | US2016$/Ton | 0 | 0 | 0 | 0 | 0 | 0 | 0 | 0
BART SO2 Annual- Coal Creek 2- v6.17 | 148 | 6980 | Rate Constraint in lbs/MMBtu | FALSE | L | Annual | Seasons Included | Seasons | Winter, WintShld, Summer | Winter, WintShld, Summer | Winter, WintShld, Summer | Winter, WintShld, Summer | Winter, WintShld, Summer | Winter, WintShld, Summer | Winter, WintShld, Summer | Winter, WintShld, Summer
BART SO2 Annual- Coal Creek 2- v6.17 | 148 | 6980 | Rate Constraint in lbs/MMBtu | FALSE | L | Annual | Standard SO2 | lb/MMBtu | 0.15 | 0.15 | 0.15 | 0.15 | 0.15 | 0.15 | 0.15 | 0.15
BART SO2 Annual- Coal Creek 2- v6.17 | 148 | 6980 | Rate Constraint in lbs/MMBtu | FALSE | L | Annual | Emissions at Affected Plants SO2 | Thousand Tons | 3.1704 | 3.1704 | 3.1704 | 3.1704 | 3.1704 | 3.1704 | 3.1704 | 3.1704
BART SO2 Annual- Coal Creek 2- v6.17 | 148 | 6980 | Rate Constraint in lbs/MMBtu | FALSE | L | Annual | Allowances Purchased SO2 | Thousand Tons | 0 | 0 | 0 | 0 | 0 | 0 | 0 | 0
BART SO2 Annual- Coal Creek 2- v6.17 | 148 | 6980 | Rate Constraint in lbs/MMBtu | FALSE | L | Annual | Allowances Sold SO2 | Thousand Tons | 0 | 0 | 0 | 0 | 0 | 0 | 0 | 0
BART SO2 Annual- Coal Creek 2- v6.17 | 148 | 6980 | Rate Constraint in lbs/MMBtu | FALSE | L | Annual | Allowances Banked | Thousand Tons | 0 | 0 | 0 | 0 | 0 | 0 | 0 | 0
BART SO2 Annual- Coal Creek 2- v6.17 | 148 | 6980 | Rate Constraint in lbs/MMBtu | FALSE | L | Annual | Allowances Withdrawn (1:1) | Thousand Tons | 0 | 0 | 0 | 0 | 0 | 0 | 0 | 0
BART SO2 Annual- Coal Creek 2- v6.17 | 148 | 6980 | Rate Constraint in lbs/MMBtu | FALSE | L | Annual | Allowances Withdrawn (n:1) | Thousand Tons | 0 | 0 | 0 | 0 | 0 | 0 | 0 | 0
BART SO2 Annual- Coal Creek 2- v6.17 | 148 | 6980 | Rate Constraint in lbs/MMBtu | FALSE | L | Annual | Net Emissions Allowance Position | Thousand Tons | 3.1704 | 3.1704 | 3.1704 | 3.1704 | 3.1704 | 3.1704 | 3.1704 | 3.1704
BART SO2 Annual- Coal Creek 2- v6.17 | 148 | 6980 | Rate Constraint in lbs/MMBtu | FALSE | L | Annual | Fuel Consumed | TBtu | 44.339 | 44.339 | 44.339 | 44.339 | 44.339 | 44.339 | 44.339 | 44.339
BART SO2 Annual- Coal Creek 2- v6.17 | 148 | 6980 | Rate Constraint in lbs/MMBtu | FALSE | L | Annual | Rate | lb/MMBtu | 0.14301 | 0.14301 | 0.14301 | 0.14301 | 0.14301 | 0.14301 | 0.14301 | 0.14301
BART SO2 Annual- Coal Creek 2- v6.17 | 148 | 6980 | Rate Constraint in lbs/MMBtu | FALSE | L | Annual | Generation | TWh | 4.2083 | 4.2083 | 4.2083 | 4.2083 | 4.2083 | 4.2083 | 4.2083 | 4.2083
BART SO2 Annual- Coal Creek 2- v6.17 | 148 | 6980 | Rate Constraint in lbs/MMBtu | FALSE | L | Annual | Qualifying Generation | TWh | 4.2083 | 4.2083 | 4.2083 | 4.2083 | 4.2083 | 4.2083 | 4.2083 | 4.2083
BART SO2 Annual- Coal Creek 2- v6.17 | 148 | 6980 | Rate Constraint in lbs/MMBtu | FALSE | L | Annual | Rate | lb/MWh | 1.5067 | 1.5067 | 1.5067 | 1.5067 | 1.5067 | 1.5067 | 1.5067 | 1.5067
BART SO2 Annual- Coal Creek 2- v6.17 | 148 | 6980 | Rate Constraint in lbs/MMBtu | FALSE | L | Annual | Constraint Shadow Price | US2016$/Ton | 0 | 0 | 0 | 0 | 0 | 0 | 0 | 0
BART SO2 Annual- Comanche 1- v5.16 | 149 | 6681 | Rate Constraint in lbs/MMBtu | FALSE | L | Annual | Seasons Included | Seasons | Winter, WintShld, Summer | Winter, WintShld, Summer | Winter, WintShld, Summer | Winter, WintShld, Summer | Winter, WintShld, Summer | Winter, WintShld, Summer | Winter, WintShld, Summer | Winter, WintShld, Summer
BART SO2 Annual- Comanche 1- v5.16 | 149 | 6681 | Rate Constraint in lbs/MMBtu | FALSE | L | Annual | Standard SO2 | lb/MMBtu | 0.12 | 0.12 | 0.12 | 0.12 | 0.12 | 0.12 | 0.12 | 0.12
BART SO2 Annual- Comanche 1- v5.16 | 149 | 6681 | Rate Constraint in lbs/MMBtu | FALSE | L | Annual | Emissions at Affected Plants SO2 | Thousand Tons | 0.99855 | 0.99855 | 0.99855 | 0.99855 | 0.90977 | 0.90977 | 0.99855 | 0.96799
BART SO2 Annual- Comanche 1- v5.16 | 149 | 6681 | Rate Constraint in lbs/MMBtu | FALSE | L | Annual | Allowances Purchased SO2 | Thousand Tons | 0 | 0 | 0 | 0 | 0 | 0 | 0 | 0
BART SO2 Annual- Comanche 1- v5.16 | 149 | 6681 | Rate Constraint in lbs/MMBtu | FALSE | L | Annual | Allowances Sold SO2 | Thousand Tons | 0 | 0 | 0 | 0 | 0 | 0 | 0 | 0
BART SO2 Annual- Comanche 1- v5.16 | 149 | 6681 | Rate Constraint in lbs/MMBtu | FALSE | L | Annual | Allowances Banked | Thousand Tons | 0 | 0 | 0 | 0 | 0 | 0 | 0 | 0
BART SO2 Annual- Comanche 1- v5.16 | 149 | 6681 | Rate Constraint in lbs/MMBtu | FALSE | L | Annual | Allowances Withdrawn (1:1) | Thousand Tons | 0 | 0 | 0 | 0 | 0 | 0 | 0 | 0
BART SO2 Annual- Comanche 1- v5.16 | 149 | 6681 | Rate Constraint in lbs/MMBtu | FALSE | L | Annual | Allowances Withdrawn (n:1) | Thousand Tons | 0 | 0 | 0 | 0 | 0 | 0 | 0 | 0
BART SO2 Annual- Comanche 1- v5.16 | 149 | 6681 | Rate Constraint in lbs/MMBtu | FALSE | L | Annual | Net Emissions Allowance Position | Thousand Tons | 0.99855 | 0.99855 | 0.99855 | 0.99855 | 0.90977 | 0.90977 | 0.99855 | 0.96799
BART SO2 Annual- Comanche 1- v5.16 | 149 | 6681 | Rate Constraint in lbs/MMBtu | FALSE | L | Annual | Fuel Consumed | TBtu | 24.9638 | 24.9638 | 24.9638 | 24.9638 | 22.7443 | 22.7443 | 24.9638 | 24.1996
BART SO2 Annual- Comanche 1- v5.16 | 149 | 6681 | Rate Constraint in lbs/MMBtu | FALSE | L | Annual | Rate | lb/MMBtu | 0.08 | 0.08 | 0.08 | 0.08 | 0.08 | 0.08 | 0.08 | 0.08
BART SO2 Annual- Comanche 1- v5.16 | 149 | 6681 | Rate Constraint in lbs/MMBtu | FALSE | L | Annual | Generation | TWh | 2.332 | 2.332 | 2.332 | 2.332 | 2.1246 | 2.1246 | 2.332 | 2.2606
BART SO2 Annual- Comanche 1- v5.16 | 149 | 6681 | Rate Constraint in lbs/MMBtu | FALSE | L | Annual | Qualifying Generation | TWh | 2.332 | 2.332 | 2.332 | 2.332 | 2.1246 | 2.1246 | 2.332 | 2.2606
BART SO2 Annual- Comanche 1- v5.16 | 149 | 6681 | Rate Constraint in lbs/MMBtu | FALSE | L | Annual | Rate | lb/MWh | 0.8564 | 0.8564 | 0.8564 | 0.8564 | 0.8564 | 0.8564 | 0.8564 | 0.8564
BART SO2 Annual- Comanche 1- v5.16 | 149 | 6681 | Rate Constraint in lbs/MMBtu | FALSE | L | Annual | Constraint Shadow Price | US2016$/Ton | 0 | 0 | 0 | 0 | 0 | 0 | 0 | 0
BART SO2 Annual- Comanche 1,2- v5.16 | 150 | 6683 | Rate Constraint in lbs/MMBtu | FALSE | L | Annual | Seasons Included | Seasons | Winter, WintShld, Summer | Winter, WintShld, Summer | Winter, WintShld, Summer | Winter, WintShld, Summer | Winter, WintShld, Summer | Winter, WintShld, Summer | Winter, WintShld, Summer | Winter, WintShld, Summer
BART SO2 Annual- Comanche 1,2- v5.16 | 150 | 6683 | Rate Constraint in lbs/MMBtu | FALSE | L | Annual | Standard SO2 | lb/MMBtu | 0.1 | 0.1 | 0.1 | 0.1 | 0.1 | 0.1 | 0.1 | 0.1
BART SO2 Annual- Comanche 1,2- v5.16 | 150 | 6683 | Rate Constraint in lbs/MMBtu | FALSE | L | Annual | Emissions at Affected Plants SO2 | Thousand Tons | 2.0178 | 2.0178 | 2.0178 | 2.0178 | 1.8384 | 1.8979 | 2.0178 | 1.9561
BART SO2 Annual- Comanche 1,2- v5.16 | 150 | 6683 | Rate Constraint in lbs/MMBtu | FALSE | L | Annual | Allowances Purchased SO2 | Thousand Tons | 0 | 0 | 0 | 0 | 0 | 0 | 0 | 0
BART SO2 Annual- Comanche 1,2- v5.16 | 150 | 6683 | Rate Constraint in lbs/MMBtu | FALSE | L | Annual | Allowances Sold SO2 | Thousand Tons | 0 | 0 | 0 | 0 | 0 | 0 | 0 | 0
BART SO2 Annual- Comanche 1,2- v5.16 | 150 | 6683 | Rate Constraint in lbs/MMBtu | FALSE | L | Annual | Allowances Banked | Thousand Tons | 0 | 0 | 0 | 0 | 0 | 0 | 0 | 0
BART SO2 Annual- Comanche 1,2- v5.16 | 150 | 6683 | Rate Constraint in lbs/MMBtu | FALSE | L | Annual | Allowances Withdrawn (1:1) | Thousand Tons | 0 | 0 | 0 | 0 | 0 | 0 | 0 | 0
BART SO2 Annual- Comanche 1,2- v5.16 | 150 | 6683 | Rate Constraint in lbs/MMBtu | FALSE | L | Annual | Allowances Withdrawn (n:1) | Thousand Tons | 0 | 0 | 0 | 0 | 0 | 0 | 0 | 0
BART SO2 Annual- Comanche 1,2- v5.16 | 150 | 6683 | Rate Constraint in lbs/MMBtu | FALSE | L | Annual | Net Emissions Allowance Position | Thousand Tons | 2.0178 | 2.0178 | 2.0178 | 2.0178 | 1.8384 | 1.8979 | 2.0178 | 1.9561
BART SO2 Annual- Comanche 1,2- v5.16 | 150 | 6683 | Rate Constraint in lbs/MMBtu | FALSE | L | Annual | Fuel Consumed | TBtu | 50.4458 | 50.4458 | 50.4458 | 50.4458 | 45.9608 | 47.4463 | 50.4458 | 48.9015
BART SO2 Annual- Comanche 1,2- v5.16 | 150 | 6683 | Rate Constraint in lbs/MMBtu | FALSE | L | Annual | Rate | lb/MMBtu | 0.08 | 0.08 | 0.08 | 0.08 | 0.08 | 0.08 | 0.08 | 0.08
BART SO2 Annual- Comanche 1,2- v5.16 | 150 | 6683 | Rate Constraint in lbs/MMBtu | FALSE | L | Annual | Generation | TWh | 4.7357 | 4.7357 | 4.7357 | 4.7357 | 4.3147 | 4.4548 | 4.7357 | 4.5907
BART SO2 Annual- Comanche 1,2- v5.16 | 150 | 6683 | Rate Constraint in lbs/MMBtu | FALSE | L | Annual | Qualifying Generation | TWh | 4.7357 | 4.7357 | 4.7357 | 4.7357 | 4.3147 | 4.4548 | 4.7357 | 4.5907
BART SO2 Annual- Comanche 1,2- v5.16 | 150 | 6683 | Rate Constraint in lbs/MMBtu | FALSE | L | Annual | Rate | lb/MWh | 0.85218 | 0.85218 | 0.85218 | 0.85218 | 0.85218 | 0.85205 | 0.85218 | 0.85218
BART SO2 Annual- Comanche 1,2- v5.16 | 150 | 6683 | Rate Constraint in lbs/MMBtu | FALSE | L | Annual | Constraint Shadow Price | US2016$/Ton | 0 | 0 | 0 | 0 | 0 | 0 | 0 | 0
BART SO2 Annual- Comanche 2- v5.16 | 151 | 6682 | Rate Constraint in lbs/MMBtu | FALSE | L | Annual | Seasons Included | Seasons | Winter, WintShld, Summer | Winter, WintShld, Summer | Winter, WintShld, Summer | Winter, WintShld, Summer | Winter, WintShld, Summer | Winter, WintShld, Summer | Winter, WintShld, Summer | Winter, WintShld, Summer
BART SO2 Annual- Comanche 2- v5.16 | 151 | 6682 | Rate Constraint in lbs/MMBtu | FALSE | L | Annual | Standard SO2 | lb/MMBtu | 0.12 | 0.12 | 0.12 | 0.12 | 0.12 | 0.12 | 0.12 | 0.12
BART SO2 Annual- Comanche 2- v5.16 | 151 | 6682 | Rate Constraint in lbs/MMBtu | FALSE | L | Annual | Emissions at Affected Plants SO2 | Thousand Tons | 1.0193 | 1.0193 | 1.0193 | 1.0193 | 0.92866 | 0.98808 | 1.0193 | 0.98808
BART SO2 Annual- Comanche 2- v5.16 | 151 | 6682 | Rate Constraint in lbs/MMBtu | FALSE | L | Annual | Allowances Purchased SO2 | Thousand Tons | 0 | 0 | 0 | 0 | 0 | 0 | 0 | 0
BART SO2 Annual- Comanche 2- v5.16 | 151 | 6682 | Rate Constraint in lbs/MMBtu | FALSE | L | Annual | Allowances Sold SO2 | Thousand Tons | 0 | 0 | 0 | 0 | 0 | 0 | 0 | 0
BART SO2 Annual- Comanche 2- v5.16 | 151 | 6682 | Rate Constraint in lbs/MMBtu | FALSE | L | Annual | Allowances Banked | Thousand Tons | 0 | 0 | 0 | 0 | 0 | 0 | 0 | 0
BART SO2 Annual- Comanche 2- v5.16 | 151 | 6682 | Rate Constraint in lbs/MMBtu | FALSE | L | Annual | Allowances Withdrawn (1:1) | Thousand Tons | 0 | 0 | 0 | 0 | 0 | 0 | 0 | 0
BART SO2 Annual- Comanche 2- v5.16 | 151 | 6682 | Rate Constraint in lbs/MMBtu | FALSE | L | Annual | Allowances Withdrawn (n:1) | Thousand Tons | 0 | 0 | 0 | 0 | 0 | 0 | 0 | 0
BART SO2 Annual- Comanche 2- v5.16 | 151 | 6682 | Rate Constraint in lbs/MMBtu | FALSE | L | Annual | Net Emissions Allowance Position | Thousand Tons | 1.0193 | 1.0193 | 1.0193 | 1.0193 | 0.92866 | 0.98808 | 1.0193 | 0.98808
BART SO2 Annual- Comanche 2- v5.16 | 151 | 6682 | Rate Constraint in lbs/MMBtu | FALSE | L | Annual | Fuel Consumed | TBtu | 25.482 | 25.482 | 25.482 | 25.482 | 23.2164 | 24.7019 | 25.482 | 24.7019
BART SO2 Annual- Comanche 2- v5.16 | 151 | 6682 | Rate Constraint in lbs/MMBtu | FALSE | L | Annual | Rate | lb/MMBtu | 0.08 | 0.08 | 0.08 | 0.08 | 0.08 | 0.08 | 0.08 | 0.08
BART SO2 Annual- Comanche 2- v5.16 | 151 | 6682 | Rate Constraint in lbs/MMBtu | FALSE | L | Annual | Generation | TWh | 2.4037 | 2.4037 | 2.4037 | 2.4037 | 2.19 | 2.3301 | 2.4037 | 2.3301
BART SO2 Annual- Comanche 2- v5.16 | 151 | 6682 | Rate Constraint in lbs/MMBtu | FALSE | L | Annual | Qualifying Generation | TWh | 2.4037 | 2.4037 | 2.4037 | 2.4037 | 2.19 | 2.3301 | 2.4037 | 2.3301
BART SO2 Annual- Comanche 2- v5.16 | 151 | 6682 | Rate Constraint in lbs/MMBtu | FALSE | L | Annual | Rate | lb/MWh | 0.84808 | 0.84808 | 0.84808 | 0.84808 | 0.84808 | 0.84808 | 0.84808 | 0.84808
BART SO2 Annual- Comanche 2- v5.16 | 151 | 6682 | Rate Constraint in lbs/MMBtu | FALSE | L | Annual | Constraint Shadow Price | US2016$/Ton | 0 | 0 | 0 | 0 | 0 | 0 | 0 | 0
BART SO2 Annual- Danskammer 4- v6.17 | 152 | 7004 | Rate Constraint in lbs/MMBtu | FALSE | L | Annual | Seasons Included | Seasons | Winter, WintShld, Summer | Winter, WintShld, Summer | Winter, WintShld, Summer | Winter, WintShld, Summer | Winter, WintShld, Summer | Winter, WintShld, Summer | Winter, WintShld, Summer | Winter, WintShld, Summer
BART SO2 Annual- Danskammer 4- v6.17 | 152 | 7004 | Rate Constraint in lbs/MMBtu | FALSE | L | Annual | Standard SO2 | lb/MMBtu | 0.09 | 0.09 | 0.09 | 0.09 | 0.09 | 0.09 | 0.09 | 0.09
BART SO2 Annual- Danskammer 4- v6.17 | 152 | 7004 | Rate Constraint in lbs/MMBtu | FALSE | L | Annual | Emissions at Affected Plants SO2 | Thousand Tons | 0 | 0 | 0 | 0 | 0 | 0 | 0 | 0
BART SO2 Annual- Danskammer 4- v6.17 | 152 | 7004 | Rate Constraint in lbs/MMBtu | FALSE | L | Annual | Allowances Purchased SO2 | Thousand Tons | 0 | 0 | 0 | 0 | 0 | 0 | 0 | 0
BART SO2 Annual- Danskammer 4- v6.17 | 152 | 7004 | Rate Constraint in lbs/MMBtu | FALSE | L | Annual | Allowances Sold SO2 | Thousand Tons | 0 | 0 | 0 | 0 | 0 | 0 | 0 | 0
BART SO2 Annual- Danskammer 4- v6.17 | 152 | 7004 | Rate Constraint in lbs/MMBtu | FALSE | L | Annual | Allowances Banked | Thousand Tons | 0 | 0 | 0 | 0 | 0 | 0 | 0 | 0
BART SO2 Annual- Danskammer 4- v6.17 | 152 | 7004 | Rate Constraint in lbs/MMBtu | FALSE | L | Annual | Allowances Withdrawn (1:1) | Thousand Tons | 0 | 0 | 0 | 0 | 0 | 0 | 0 | 0
BART SO2 Annual- Danskammer 4- v6.17 | 152 | 7004 | Rate Constraint in lbs/MMBtu | FALSE | L | Annual | Allowances Withdrawn (n:1) | Thousand Tons | 0 | 0 | 0 | 0 | 0 | 0 | 0 | 0
BART SO2 Annual- Danskammer 4- v6.17 | 152 | 7004 | Rate Constraint in lbs/MMBtu | FALSE | L | Annual | Net Emissions Allowance Position | Thousand Tons | 0 | 0 | 0 | 0 | 0 | 0 | 0 | 0
BART SO2 Annual- Danskammer 4- v6.17 | 152 | 7004 | Rate Constraint in lbs/MMBtu | FALSE | L | Annual | Fuel Consumed | TBtu | 0.3793 | 0.38117 | 0.5565 | 0.97375 | 1.1505 | 1.0763 | 0.56848 | 0.57932
BART SO2 Annual- Danskammer 4- v6.17 | 152 | 7004 | Rate Constraint in lbs/MMBtu | FALSE | L | Annual | Rate | lb/MMBtu | 0 | 0 | 0 | 0 | 0 | 0 | 0 | 0
BART SO2 Annual- Danskammer 4- v6.17 | 152 | 7004 | Rate Constraint in lbs/MMBtu | FALSE | L | Annual | Generation | TWh | 0.034472 | 0.034642 | 0.050577 | 0.088498 | 0.10457 | 0.097819 | 0.051666 | 0.052651
BART SO2 Annual- Danskammer 4- v6.17 | 152 | 7004 | Rate Constraint in lbs/MMBtu | FALSE | L | Annual | Qualifying Generation | TWh | 0.034472 | 0.034642 | 0.050577 | 0.088498 | 0.10457 | 0.097819 | 0.051666 | 0.052651
BART SO2 Annual- Danskammer 4- v6.17 | 152 | 7004 | Rate Constraint in lbs/MMBtu | FALSE | L | Annual | Rate | lb/MWh | 0 | 0 | 0 | 0 | 0 | 0 | 0 | 0
BART SO2 Annual- Danskammer 4- v6.17 | 152 | 7004 | Rate Constraint in lbs/MMBtu | FALSE | L | Annual | Constraint Shadow Price | US2016$/Ton | 0 | 0 | 0 | 0 | 0 | 0 | 0 | 0
BART SO2 Annual- Hayden 1- v5.16 | 156 | 6684 | Rate Constraint in lbs/MMBtu | FALSE | L | Annual | Seasons Included | Seasons | Winter, WintShld, Summer | Winter, WintShld, Summer | Winter, WintShld, Summer | Winter, WintShld, Summer | Winter, WintShld, Summer | Winter, WintShld, Summer | Winter, WintShld, Summer | Winter, WintShld, Summer
BART SO2 Annual- Hayden 1- v5.16 | 156 | 6684 | Rate Constraint in lbs/MMBtu | FALSE | L | Annual | Standard SO2 | lb/MMBtu | 0.13 | 0.13 | 0.13 | 0.13 | 0.13 | 0.13 | 0.13 | 0.13
BART SO2 Annual- Hayden 1- v5.16 | 156 | 6684 | Rate Constraint in lbs/MMBtu | FALSE | L | Annual | Emissions at Affected Plants SO2 | Thousand Tons | 0.83426 | 0.85612 | 0.86197 | 0.89916 | 0.81857 | 0.81857 | 0.60708 | 0.60708
BART SO2 Annual- Hayden 1- v5.16 | 156 | 6684 | Rate Constraint in lbs/MMBtu | FALSE | L | Annual | Allowances Purchased SO2 | Thousand Tons | 0 | 0 | 0 | 0 | 0 | 0 | 0 | 0
BART SO2 Annual- Hayden 1- v5.16 | 156 | 6684 | Rate Constraint in lbs/MMBtu | FALSE | L | Annual | Allowances Sold SO2 | Thousand Tons | 0 | 0 | 0 | 0 | 0 | 0 | 0 | 0
BART SO2 Annual- Hayden 1- v5.16 | 156 | 6684 | Rate Constraint in lbs/MMBtu | FALSE | L | Annual | Allowances Banked | Thousand Tons | 0 | 0 | 0 | 0 | 0 | 0 | 0 | 0
BART SO2 Annual- Hayden 1- v5.16 | 156 | 6684 | Rate Constraint in lbs/MMBtu | FALSE | L | Annual | Allowances Withdrawn (1:1) | Thousand Tons | 0 | 0 | 0 | 0 | 0 | 0 | 0 | 0
BART SO2 Annual- Hayden 1- v5.16 | 156 | 6684 | Rate Constraint in lbs/MMBtu | FALSE | L | Annual | Allowances Withdrawn (n:1) | Thousand Tons | 0 | 0 | 0 | 0 | 0 | 0 | 0 | 0
BART SO2 Annual- Hayden 1- v5.16 | 156 | 6684 | Rate Constraint in lbs/MMBtu | FALSE | L | Annual | Net Emissions Allowance Position | Thousand Tons | 0.83426 | 0.85612 | 0.86197 | 0.89916 | 0.81857 | 0.81857 | 0.60708 | 0.60708
BART SO2 Annual- Hayden 1- v5.16 | 156 | 6684 | Rate Constraint in lbs/MMBtu | FALSE | L | Annual | Fuel Consumed | TBtu | 13.5399 | 13.8946 | 13.9896 | 14.5932 | 13.2853 | 13.2853 | 9.8528 | 9.8528
BART SO2 Annual- Hayden 1- v5.16 | 156 | 6684 | Rate Constraint in lbs/MMBtu | FALSE | L | Annual | Rate | lb/MMBtu | 0.12323 | 0.12323 | 0.12323 | 0.12323 | 0.12323 | 0.12323 | 0.12323 | 0.12323
BART SO2 Annual- Hayden 1- v5.16 | 156 | 6684 | Rate Constraint in lbs/MMBtu | FALSE | L | Annual | Generation | TWh | 1.2317 | 1.264 | 1.2726 | 1.3275 | 1.2085 | 1.2085 | 0.89628 | 0.89628
BART SO2 Annual- Hayden 1- v5.16 | 156 | 6684 | Rate Constraint in lbs/MMBtu | FALSE | L | Annual | Qualifying Generation | TWh | 1.2317 | 1.264 | 1.2726 | 1.3275 | 1.2085 | 1.2085 | 0.89628 | 0.89628
BART SO2 Annual- Hayden 1- v5.16 | 156 | 6684 | Rate Constraint in lbs/MMBtu | FALSE | L | Annual | Rate | lb/MWh | 1.3547 | 1.3547 | 1.3547 | 1.3547 | 1.3547 | 1.3547 | 1.3547 | 1.3547
BART SO2 Annual- Hayden 1- v5.16 | 156 | 6684 | Rate Constraint in lbs/MMBtu | FALSE | L | Annual | Constraint Shadow Price | US2016$/Ton | 0 | 0 | 0 | 0 | 0 | 0 | 0 | 0
BART SO2 Annual- Hayden 2- v5.16 | 157 | 6685 | Rate Constraint in lbs/MMBtu | FALSE | L | Annual | Seasons Included | Seasons | Winter, WintShld, Summer | Winter, WintShld, Summer | Winter, WintShld, Summer | Winter, WintShld, Summer | Winter, WintShld, Summer | Winter, WintShld, Summer | Winter, WintShld, Summer | Winter, WintShld, Summer
BART SO2 Annual- Hayden 2- v5.16 | 157 | 6685 | Rate Constraint in lbs/MMBtu | FALSE | L | Annual | Standard SO2 | lb/MMBtu | 0.13 | 0.13 | 0.13 | 0.13 | 0.13 | 0.13 | 0.13 | 0.13
BART SO2 Annual- Hayden 2- v5.16 | 157 | 6685 | Rate Constraint in lbs/MMBtu | FALSE | L | Annual | Emissions at Affected Plants SO2 | Thousand Tons | 1.111 | 1.1588 | 1.1984 | 1.2176 | 1.0866 | 1.0866 | 1.0544 | 1.0866
BART SO2 Annual- Hayden 2- v5.16 | 157 | 6685 | Rate Constraint in lbs/MMBtu | FALSE | L | Annual | Allowances Purchased SO2 | Thousand Tons | 0 | 0 | 0 | 0 | 0 | 0 | 0 | 0
BART SO2 Annual- Hayden 2- v5.16 | 157 | 6685 | Rate Constraint in lbs/MMBtu | FALSE | L | Annual | Allowances Sold SO2 | Thousand Tons | 0 | 0 | 0 | 0 | 0 | 0 | 0 | 0
BART SO2 Annual- Hayden 2- v5.16 | 157 | 6685 | Rate Constraint in lbs/MMBtu | FALSE | L | Annual | Allowances Banked | Thousand Tons | 0 | 0 | 0 | 0 | 0 | 0 | 0 | 0
BART SO2 Annual- Hayden 2- v5.16 | 157 | 6685 | Rate Constraint in lbs/MMBtu | FALSE | L | Annual | Allowances Withdrawn (1:1) | Thousand Tons | 0 | 0 | 0 | 0 | 0 | 0 | 0 | 0
BART SO2 Annual- Hayden 2- v5.16 | 157 | 6685 | Rate Constraint in lbs/MMBtu | FALSE | L | Annual | Allowances Withdrawn (n:1) | Thousand Tons | 0 | 0 | 0 | 0 | 0 | 0 | 0 | 0
BART SO2 Annual- Hayden 2- v5.16 | 157 | 6685 | Rate Constraint in lbs/MMBtu | FALSE | L | Annual | Net Emissions Allowance Position | Thousand Tons | 1.111 | 1.1588 | 1.1984 | 1.2176 | 1.0866 | 1.0866 | 1.0544 | 1.0866
BART SO2 Annual- Hayden 2- v5.16 | 157 | 6685 | Rate Constraint in lbs/MMBtu | FALSE | L | Annual | Fuel Consumed | TBtu | 18.0309 | 18.8074 | 19.4498 | 19.7614 | 17.6359 | 17.6359 | 17.113 | 17.6359
BART SO2 Annual- Hayden 2- v5.16 | 157 | 6685 | Rate Constraint in lbs/MMBtu | FALSE | L | Annual | Rate | lb/MMBtu | 0.12323 | 0.12323 | 0.12323 | 0.12323 | 0.12323 | 0.12323 | 0.12323 | 0.12323
BART SO2 Annual- Hayden 2- v5.16 | 157 | 6685 | Rate Constraint in lbs/MMBtu | FALSE | L | Annual | Generation | TWh | 1.6527 | 1.7239 | 1.7828 | 1.8113 | 1.6165 | 1.6165 | 1.5686 | 1.6165
BART SO2 Annual- Hayden 2- v5.16 | 157 | 6685 | Rate Constraint in lbs/MMBtu | FALSE | L | Annual | Qualifying Generation | TWh | 1.6527 | 1.7239 | 1.7828 | 1.8113 | 1.6165 | 1.6165 | 1.5686 | 1.6165
BART SO2 Annual- Hayden 2- v5.16 | 157 | 6685 | Rate Constraint in lbs/MMBtu | FALSE | L | Annual | Rate | lb/MWh | 1.3444 | 1.3444 | 1.3444 | 1.3444 | 1.3444 | 1.3444 | 1.3444 | 1.3444
BART SO2 Annual- Hayden 2- v5.16 | 157 | 6685 | Rate Constraint in lbs/MMBtu | FALSE | L | Annual | Constraint Shadow Price | US2016$/Ton | 0 | 0 | 0 | 0 | 0 | 0 | 0 | 0
BART SO2 Annual- Laramie 1- v6.17 | 158 | 6981 | Rate Constraint in lbs/MMBtu | FALSE | L | Annual | Seasons Included | Seasons | Winter, WintShld, Summer | Winter, WintShld, Summer | Winter, WintShld, Summer | Winter, WintShld, Summer | Winter, WintShld, Summer | Winter, WintShld, Summer | Winter, WintShld, Summer | Winter, WintShld, Summer
BART SO2 Annual- Laramie 1- v6.17 | 158 | 6981 | Rate Constraint in lbs/MMBtu | FALSE | L | Annual | Standard SO2 | lb/MMBtu | 0.12 | 0.12 | 0.12 | 0.12 | 0.12 | 0.12 | 0.12 | 0.12
BART SO2 Annual- Laramie 1- v6.17 | 158 | 6981 | Rate Constraint in lbs/MMBtu | FALSE | L | Annual | Emissions at Affected Plants SO2 | Thousand Tons | 1.2651 | 1.2651 | 1.2651 | 1.2651 | 2.5302 | 2.5033 | 2.5302 | 2.5302
BART SO2 Annual- Laramie 1- v6.17 | 158 | 6981 | Rate Constraint in lbs/MMBtu | FALSE | L | Annual | Allowances Purchased SO2 | Thousand Tons | 0 | 0 | 0 | 0 | 0 | 0 | 0 | 0
BART SO2 Annual- Laramie 1- v6.17 | 158 | 6981 | Rate Constraint in lbs/MMBtu | FALSE | L | Annual | Allowances Sold SO2 | Thousand Tons | 0 | 0 | 0 | 0 | 0 | 0 | 0 | 0
BART SO2 Annual- Laramie 1- v6.17 | 158 | 6981 | Rate Constraint in lbs/MMBtu | FALSE | L | Annual | Allowances Banked | Thousand Tons | 0 | 0 | 0 | 0 | 0 | 0 | 0 | 0
BART SO2 Annual- Laramie 1- v6.17 | 158 | 6981 | Rate Constraint in lbs/MMBtu | FALSE | L | Annual | Allowances Withdrawn (1:1) | Thousand Tons | 0 | 0 | 0 | 0 | 0 | 0 | 0 | 0
BART SO2 Annual- Laramie 1- v6.17 | 158 | 6981 | Rate Constraint in lbs/MMBtu | FALSE | L | Annual | Allowances Withdrawn (n:1) | Thousand Tons | 0 | 0 | 0 | 0 | 0 | 0 | 0 | 0
BART SO2 Annual- Laramie 1- v6.17 | 158 | 6981 | Rate Constraint in lbs/MMBtu | FALSE | L | Annual | Net Emissions Allowance Position | Thousand Tons | 1.2651 | 1.2651 | 1.2651 | 1.2651 | 2.5302 | 2.5033 | 2.5302 | 2.5302
BART SO2 Annual- Laramie 1- v6.17 | 158 | 6981 | Rate Constraint in lbs/MMBtu | FALSE | L | Annual | Fuel Consumed | TBtu | 42.1706 | 42.1706 | 42.1706 | 42.1706 | 42.1706 | 41.7221 | 42.1706 | 42.1706
BART SO2 Annual- Laramie 1- v6.17 | 158 | 6981 | Rate Constraint in lbs/MMBtu | FALSE | L | Annual | Rate | lb/MMBtu | 0.06 | 0.06 | 0.06 | 0.06 | 0.12 | 0.12 | 0.12 | 0.12
BART SO2 Annual- Laramie 1- v6.17 | 158 | 6981 | Rate Constraint in lbs/MMBtu | FALSE | L | Annual | Generation | TWh | 4.0852 | 4.0852 | 4.0852 | 4.0852 | 4.0852 | 4.0418 | 4.0852 | 4.0852
BART SO2 Annual- Laramie 1- v6.17 | 158 | 6981 | Rate Constraint in lbs/MMBtu | FALSE | L | Annual | Qualifying Generation | TWh | 4.0852 | 4.0852 | 4.0852 | 4.0852 | 4.0852 | 4.0418 | 4.0852 | 4.0852
BART SO2 Annual- Laramie 1- v6.17 | 158 | 6981 | Rate Constraint in lbs/MMBtu | FALSE | L | Annual | Rate | lb/MWh | 0.61936 | 0.61936 | 0.61936 | 0.61936 | 1.2387 | 1.2387 | 1.2387 | 1.2387
BART SO2 Annual- Laramie 1- v6.17 | 158 | 6981 | Rate Constraint in lbs/MMBtu | FALSE | L | Annual | Constraint Shadow Price | US2016$/Ton | 0 | 0 | 0 | 0 | 152.6946 | 659.9577 | 1338.9939 | 1877.241
BART SO2 Annual- Laramie 2- v6.17 | 159 | 6982 | Rate Constraint in lbs/MMBtu | FALSE | L | Annual | Seasons Included | Seasons | Winter, WintShld, Summer | Winter, WintShld, Summer | Winter, WintShld, Summer | Winter, WintShld, Summer | Winter, WintShld, Summer | Winter, WintShld, Summer | Winter, WintShld, Summer | Winter, WintShld, Summer
BART SO2 Annual- Laramie 2- v6.17 | 159 | 6982 | Rate Constraint in lbs/MMBtu | FALSE | L | Annual | Standard SO2 | lb/MMBtu | 0.12 | 0.12 | 0.12 | 0.12 | 0.12 | 0.12 | 0.12 | 0.12
BART SO2 Annual- Laramie 2- v6.17 | 159 | 6982 | Rate Constraint in lbs/MMBtu | FALSE | L | Annual | Emissions at Affected Plants SO2 | Thousand Tons | 1.2632 | 1.2632 | 1.2632 | 1.2632 | 2.5263 | 2.5263 | 2.5263 | 2.5263
BART SO2 Annual- Laramie 2- v6.17 | 159 | 6982 | Rate Constraint in lbs/MMBtu | FALSE | L | Annual | Allowances Purchased SO2 | Thousand Tons | 0 | 0 | 0 | 0 | 0 | 0 | 0 | 0
BART SO2 Annual- Laramie 2- v6.17 | 159 | 6982 | Rate Constraint in lbs/MMBtu | FALSE | L | Annual | Allowances Sold SO2 | Thousand Tons | 0 | 0 | 0 | 0 | 0 | 0 | 0 | 0
BART SO2 Annual- Laramie 2- v6.17 | 159 | 6982 | Rate Constraint in lbs/MMBtu | FALSE | L | Annual | Allowances Banked | Thousand Tons | 0 | 0 | 0 | 0 | 0 | 0 | 0 | 0
BART SO2 Annual- Laramie 2- v6.17 | 159 | 6982 | Rate Constraint in lbs/MMBtu | FALSE | L | Annual | Allowances Withdrawn (1:1) | Thousand Tons | 0 | 0 | 0 | 0 | 0 | 0 | 0 | 0
BART SO2 Annual- Laramie 2- v6.17 | 159 | 6982 | Rate Constraint in lbs/MMBtu | FALSE | L | Annual | Allowances Withdrawn (n:1) | Thousand Tons | 0 | 0 | 0 | 0 | 0 | 0 | 0 | 0
BART SO2 Annual- Laramie 2- v6.17 | 159 | 6982 | Rate Constraint in lbs/MMBtu | FALSE | L | Annual | Net Emissions Allowance Position | Thousand Tons | 1.2632 | 1.2632 | 1.2632 | 1.2632 | 2.5263 | 2.5263 | 2.5263 | 2.5263
BART SO2 Annual- Laramie 2- v6.17 | 159 | 6982 | Rate Constraint in lbs/MMBtu | FALSE | L | Annual | Fuel Consumed | TBtu | 42.1056 | 42.1056 | 42.1056 | 42.1056 | 42.1056 | 42.1056 | 42.1056 | 42.1056
BART SO2 Annual- Laramie 2- v6.17 | 159 | 6982 | Rate Constraint in lbs/MMBtu | FALSE | L | Annual | Rate | lb/MMBtu | 0.06 | 0.06 | 0.06 | 0.06 | 0.12 | 0.12 | 0.12 | 0.12
BART SO2 Annual- Laramie 2- v6.17 | 159 | 6982 | Rate Constraint in lbs/MMBtu | FALSE | L | Annual | Generation | TWh | 4.1084 | 4.1084 | 4.1084 | 4.1084 | 4.1084 | 4.1084 | 4.1084 | 4.1084
BART SO2 Annual- Laramie 2- v6.17 | 159 | 6982 | Rate Constraint in lbs/MMBtu | FALSE | L | Annual | Qualifying Generation | TWh | 4.1084 | 4.1084 | 4.1084 | 4.1084 | 4.1084 | 4.1084 | 4.1084 | 4.1084
BART SO2 Annual- Laramie 2- v6.17 | 159 | 6982 | Rate Constraint in lbs/MMBtu | FALSE | L | Annual | Rate | lb/MWh | 0.61493 | 0.61493 | 0.61493 | 0.61493 | 1.2299 | 1.2299 | 1.2299 | 1.2299
BART SO2 Annual- Laramie 2- v6.17 | 159 | 6982 | Rate Constraint in lbs/MMBtu | FALSE | L | Annual | Constraint Shadow Price | US2016$/Ton | 0 | 0 | 0 | 0 | 152.6946 | 659.9577 | 1338.9939 | 1877.241
BART SO2 Annual- Martin Drake 6- v5.16 | 160 | 6687 | Rate Constraint in lbs/MMBtu | FALSE | L | Annual | Seasons Included | Seasons | Winter, WintShld, Summer | Winter, WintShld, Summer | Winter, WintShld, Summer | Winter, WintShld, Summer | Winter, WintShld, Summer | Winter, WintShld, Summer | Winter, WintShld, Summer | Winter, WintShld, Summer
BART SO2 Annual- Martin Drake 6- v5.16 | 160 | 6687 | Rate Constraint in lbs/MMBtu | FALSE | L | Annual | Standard SO2 | lb/MMBtu | 0.13 | 0.13 | 0.13 | 0.13 | 0.13 | 0.13 | 0.13 | 0.13
BART SO2 Annual- Martin Drake 6- v5.16 | 160 | 6687 | Rate Constraint in lbs/MMBtu | FALSE | L | Annual | Emissions at Affected Plants SO2 | Thousand Tons | 0.2362 | 0.26091 | 0.26091 | 0.26091 | 0.17545 | 0.22988 | 0.22225 | 0.22988
BART SO2 Annual- Martin Drake 6- v5.16 | 160 | 6687 | Rate Constraint in lbs/MMBtu | FALSE | L | Annual | Allowances Purchased SO2 | Thousand Tons | 0 | 0 | 0 | 0 | 0 | 0 | 0 | 0
BART SO2 Annual- Martin Drake 6- v5.16 | 160 | 6687 | Rate Constraint in lbs/MMBtu | FALSE | L | Annual | Allowances Sold SO2 | Thousand Tons | 0 | 0 | 0 | 0 | 0 | 0 | 0 | 0
BART SO2 Annual- Martin Drake 6- v5.16 | 160 | 6687 | Rate Constraint in lbs/MMBtu | FALSE | L | Annual | Allowances Banked | Thousand Tons | 0 | 0 | 0 | 0 | 0 | 0 | 0 | 0
BART SO2 Annual- Martin Drake 6- v5.16 | 160 | 6687 | Rate Constraint in lbs/MMBtu | FALSE | L | Annual | Allowances Withdrawn (1:1) | Thousand Tons | 0 | 0 | 0 | 0 | 0 | 0 | 0 | 0
BART SO2 Annual- Martin Drake 6- v5.16 | 160 | 6687 | Rate Constraint in lbs/MMBtu | FALSE | L | Annual | Allowances Withdrawn (n:1) | Thousand Tons | 0 | 0 | 0 | 0 | 0 | 0 | 0 | 0
BART SO2 Annual- Martin Drake 6- v5.16 | 160 | 6687 | Rate Constraint in lbs/MMBtu | FALSE | L | Annual | Net Emissions Allowance Position | Thousand Tons | 0.2362 | 0.26091 | 0.26091 | 0.26091 | 0.17545 | 0.22988 | 0.22225 | 0.22988
BART SO2 Annual- Martin Drake 6- v5.16 | 160 | 6687 | Rate Constraint in lbs/MMBtu | FALSE | L | Annual | Fuel Consumed | TBtu | 6.2004 | 6.8488 | 6.8488 | 6.8488 | 4.6055 | 6.0344 | 5.834 | 6.0344
BART SO2 Annual- Martin Drake 6- v5.16 | 160 | 6687 | Rate Constraint in lbs/MMBtu | FALSE | L | Annual | Rate | lb/MMBtu | 0.07619 | 0.07619 | 0.07619 | 0.07619 | 0.07619 | 0.07619 | 0.07619 | 0.07619
BART SO2 Annual- Martin Drake 6- v5.16 | 160 | 6687 | Rate Constraint in lbs/MMBtu | FALSE | L | Annual | Generation | TWh | 0.52193 | 0.57651 | 0.57651 | 0.57651 | 0.38768 | 0.50796 | 0.49109 | 0.50796
BART SO2 Annual- Martin Drake 6- v5.16 | 160 | 6687 | Rate Constraint in lbs/MMBtu | FALSE | L | Annual | Qualifying Generation | TWh | 0.52193 | 0.57651 | 0.57651 | 0.57651 | 0.38768 | 0.50796 | 0.49109 | 0.50796
BART SO2 Annual- Martin Drake 6- v5.16 | 160 | 6687 | Rate Constraint in lbs/MMBtu | FALSE | L | Annual | Rate | lb/MWh | 0.90512 | 0.90512 | 0.90512 | 0.90512 | 0.90512 | 0.90512 | 0.90512 | 0.90512
BART SO2 Annual- Martin Drake 6- v5.16 | 160 | 6687 | Rate Constraint in lbs/MMBtu | FALSE | L | Annual | Constraint Shadow Price | US2016$/Ton | 0 | 0 | 0 | 0 | 0 | 0 | 0 | 0
BART SO2 Annual- Martin Drake 7- v5.16 | 161 | 6688 | Rate Constraint in lbs/MMBtu | FALSE | L | Annual | Seasons Included | Seasons | Winter, WintShld, Summer | Winter, WintShld, Summer | Winter, WintShld, Summer | Winter, WintShld, Summer | Winter, WintShld, Summer | Winter, WintShld, Summer | Winter, WintShld, Summer | Winter, WintShld, Summer
BART SO2 Annual- Martin Drake 7- v5.16 | 161 | 6688 | Rate Constraint in lbs/MMBtu | FALSE | L | Annual | Standard SO2 | lb/MMBtu | 0.13 | 0.13 | 0.13 | 0.13 | 0.13 | 0.13 | 0.13 | 0.13
BART SO2 Annual- Martin Drake 7- v5.16 | 161 | 6688 | Rate Constraint in lbs/MMBtu | FALSE | L | Annual | Emissions at Affected Plants SO2 | Thousand Tons | 0.4087 | 0.43827 | 0.43827 | 0.43827 | 0.38039 | 0.38039 | 0.38039 | 0.38039
BART SO2 Annual- Martin Drake 7- v5.16 | 161 | 6688 | Rate Constraint in lbs/MMBtu | FALSE | L | Annual | Allowances Purchased SO2 | Thousand Tons | 0 | 0 | 0 | 0 | 0 | 0 | 0 | 0
BART SO2 Annual- Martin Drake 7- v5.16 | 161 | 6688 | Rate Constraint in lbs/MMBtu | FALSE | L | Annual | Allowances Sold SO2 | Thousand Tons | 0 | 0 | 0 | 0 | 0 | 0 | 0 | 0
BART SO2 Annual- Martin Drake 7- v5.16 | 161 | 6688 | Rate Constraint in lbs/MMBtu | FALSE | L | Annual | Allowances Banked | Thousand Tons | 0 | 0 | 0 | 0 | 0 | 0 | 0 | 0
BART SO2 Annual- Martin Drake 7- v5.16 | 161 | 6688 | Rate Constraint in lbs/MMBtu | FALSE | L | Annual | Allowances Withdrawn (1:1) | Thousand Tons | 0 | 0 | 0 | 0 | 0 | 0 | 0 | 0
BART SO2 Annual- Martin Drake 7- v5.16 | 161 | 6688 | Rate Constraint in lbs/MMBtu | FALSE | L | Annual | Allowances Withdrawn (n:1) | Thousand Tons | 0 | 0 | 0 | 0 | 0 | 0 | 0 | 0
BART SO2 Annual- Martin Drake 7- v5.16 | 161 | 6688 | Rate Constraint in lbs/MMBtu | FALSE | L | Annual | Net Emissions Allowance Position | Thousand Tons | 0.4087 | 0.43827 | 0.43827 | 0.43827 | 0.38039 | 0.38039 | 0.38039 | 0.38039
BART SO2 Annual- Martin Drake 7- v5.16 | 161 | 6688 | Rate Constraint in lbs/MMBtu | FALSE | L | Annual | Fuel Consumed | TBtu | 10.7283 | 11.5047 | 11.5047 | 11.5047 | 9.9851 | 9.9851 | 9.9851 | 9.9851
BART SO2 Annual- Martin Drake 7- v5.16 | 161 | 6688 | Rate Constraint in lbs/MMBtu | FALSE | L | Annual | Rate | lb/MMBtu | 0.07619 | 0.07619 | 0.07619 | 0.07619 | 0.07619 | 0.07619 | 0.07619 | 0.07619
BART SO2 Annual- Martin Drake 7- v5.16 | 161 | 6688 | Rate Constraint in lbs/MMBtu | FALSE | L | Annual | Generation | TWh | 0.90596 | 0.97152 | 0.97152 | 0.97152 | 0.8432 | 0.8432 | 0.8432 | 0.8432
BART SO2 Annual- Martin Drake 7- v5.16 | 161 | 6688 | Rate Constraint in lbs/MMBtu | FALSE | L | Annual | Qualifying Generation | TWh | 0.90596 | 0.97152 | 0.97152 | 0.97152 | 0.8432 | 0.8432 | 0.8432 | 0.8432
BART SO2 Annual- Martin Drake 7- v5.16 | 161 | 6688 | Rate Constraint in lbs/MMBtu | FALSE | L | Annual | Rate | lb/MWh | 0.90224 | 0.90224 | 0.90224 | 0.90224 | 0.90224 | 0.90224 | 0.90224 | 0.90224
BART SO2 Annual- Martin Drake 7- v5.16 | 161 | 6688 | Rate Constraint in lbs/MMBtu | FALSE | L | Annual | Constraint Shadow Price | US2016$/Ton | 0 | 0 | 0 | 0 | 0 | 0 | 0 | 0
BART SO2 Annual- Nebraska City- v6.17 | 162 | 6978 | Rate Constraint in lbs/MMBtu | FALSE | L | Annual | Seasons Included | Seasons | Winter, WintShld, Summer | Winter, WintShld, Summer | Winter, WintShld, Summer | Winter, WintShld, Summer | Winter, WintShld, Summer | Winter, WintShld, Summer | Winter, WintShld, Summer | Winter, WintShld, Summer
BART SO2 Annual- Nebraska City- v6.17 | 162 | 6978 | Rate Constraint in lbs/MMBtu | FALSE | L | Annual | Standard SO2 | lb/MMBtu | 1.2 | 1.2 | 1.2 | 1.2 | 1.2 | 1.2 | 1.2 | 1.2
BART SO2 Annual- Nebraska City- v6.17 | 162 | 6978 | Rate Constraint in lbs/MMBtu | FALSE | L | Annual | Emissions at Affected Plants SO2 | Thousand Tons | 1.8458 | 1.8458 | 1.8458 | 1.8458 | 1.8458 | 1.8458 | 1.8458 | 1.8458
BART SO2 Annual- Nebraska City- v6.17 | 162 | 6978 | Rate Constraint in lbs/MMBtu | FALSE | L | Annual | Allowances Purchased SO2 | Thousand Tons | 0 | 0 | 0 | 0 | 0 | 0 | 0 | 0
BART SO2 Annual- Nebraska City- v6.17 | 162 | 6978 | Rate Constraint in lbs/MMBtu | FALSE | L | Annual | Allowances Sold SO2 | Thousand Tons | 0 | 0 | 0 | 0 | 0 | 0 | 0 | 0
BART SO2 Annual- Nebraska City- v6.17 | 162 | 6978 | Rate Constraint in lbs/MMBtu | FALSE | L | Annual | Allowances Banked | Thousand Tons | 0 | 0 | 0 | 0 | 0 | 0 | 0 | 0
BART SO2 Annual- Nebraska City- v6.17 | 162 | 6978 | Rate Constraint in lbs/MMBtu | FALSE | L | Annual | Allowances Withdrawn (1:1) | Thousand Tons | 0 | 0 | 0 | 0 | 0 | 0 | 0 | 0
BART SO2 Annual- Nebraska City- v6.17 | 162 | 6978 | Rate Constraint in lbs/MMBtu | FALSE | L | Annual | Allowances Withdrawn (n:1) | Thousand Tons | 0 | 0 | 0 | 0 | 0 | 0 | 0 | 0
BART SO2 Annual- Nebraska City- v6.17 | 162 | 6978 | Rate Constraint in lbs/MMBtu | FALSE | L | Annual | Net Emissions Allowance Position | Thousand Tons | 1.8458 | 1.8458 | 1.8458 | 1.8458 | 1.8458 | 1.8458 | 1.8458 | 1.8458
BART SO2 Annual- Nebraska City- v6.17 | 162 | 6978 | Rate Constraint in lbs/MMBtu | FALSE | L | Annual | Fuel Consumed | TBtu | 46.1453 | 46.1453 | 46.1453 | 46.1453 | 46.1453 | 46.1453 | 46.1453 | 46.1453
BART SO2 Annual- Nebraska City- v6.17 | 162 | 6978 | Rate Constraint in lbs/MMBtu | FALSE | L | Annual | Rate | lb/MMBtu | 0.08 | 0.08 | 0.08 | 0.08 | 0.08 | 0.08 | 0.08 | 0.08
BART SO2 Annual- Nebraska City- v6.17 | 162 | 6978 | Rate Constraint in lbs/MMBtu | FALSE | L | Annual | Generation | TWh | 4.6632 | 4.6632 | 4.6632 | 4.6632 | 4.6632 | 4.6632 | 4.6632 | 4.6632
BART SO2 Annual- Nebraska City- v6.17 | 162 | 6978 | Rate Constraint in lbs/MMBtu | FALSE | L | Annual | Qualifying Generation | TWh | 4.6632 | 4.6632 | 4.6632 | 4.6632 | 4.6632 | 4.6632 | 4.6632 | 4.6632
BART SO2 Annual- Nebraska City- v6.17 | 162 | 6978 | Rate Constraint in lbs/MMBtu | FALSE | L | Annual | Rate | lb/MWh | 0.79164 | 0.79164 | 0.79164 | 0.79164 | 0.79164 | 0.79164 | 0.79164 | 0.79164
BART SO2 Annual- Nebraska City- v6.17 | 162 | 6978 | Rate Constraint in lbs/MMBtu | FALSE | L | Annual | Constraint Shadow Price | US2016$/Ton | 0 | 0 | 0 | 0 | 0 | 0 | 0 | 0
BART SO2 Annual- Oswego Harbor 5- v5.16 | 163 | 6672 | Rate Constraint in lbs/MMBtu | FALSE | L | Annual | Seasons Included | Seasons | Winter, WintShld, Summer | Winter, WintShld, Summer | Winter, WintShld, Summer | Winter, WintShld, Summer | Winter, WintShld, Summer | Winter, WintShld, Summer | Winter, WintShld, Summer | Winter, WintShld, Summer
BART SO2 Annual- Oswego Harbor 5- v5.16 | 163 | 6672 | Rate Constraint in lbs/MMBtu | FALSE | L | Annual | Standard SO2 | lb/MMBtu | 0.8 | 0.8 | 0.8 | 0.8 | 0.8 | 0.8 | 0.8 | 0.8
BART SO2 Annual- Oswego Harbor 5- v5.16 | 163 | 6672 | Rate Constraint in lbs/MMBtu | FALSE | L | Annual | Emissions at Affected Plants SO2 | Thousand Tons | 0 | 0 | 0 | 0 | 0 | 0 | 0 | 0
BART SO2 Annual- Oswego Harbor 5- v5.16 | 163 | 6672 | Rate Constraint in lbs/MMBtu | FALSE | L | Annual | Allowances Purchased SO2 | Thousand Tons | 0 | 0 | 0 | 0 | 0 | 0 | 0 | 0
BART SO2 Annual- Oswego Harbor 5- v5.16 | 163 | 6672 | Rate Constraint in lbs/MMBtu | FALSE | L | Annual | Allowances Sold SO2 | Thousand Tons | 0 | 0 | 0 | 0 | 0 | 0 | 0 | 0
BART SO2 Annual- Oswego Harbor 5- v5.16 | 163 | 6672 | Rate Constraint in lbs/MMBtu | FALSE | L | Annual | Allowances Banked | Thousand Tons | 0 | 0 | 0 | 0 | 0 | 0 | 0 | 0
BART SO2 Annual- Oswego Harbor 5- v5.16 | 163 | 6672 | Rate Constraint in lbs/MMBtu | FALSE | L | Annual | Allowances Withdrawn (1:1) | Thousand Tons | 0 | 0 | 0 | 0 | 0 | 0 | 0 | 0
BART SO2 Annual- Oswego Harbor 5- v5.16 | 163 | 6672 | Rate Constraint in lbs/MMBtu | FALSE | L | Annual | Allowances Withdrawn (n:1) | Thousand Tons | 0 | 0 | 0 | 0 | 0 | 0 | 0 | 0
BART SO2 Annual- Oswego Harbor 5- v5.16 | 163 | 6672 | Rate Constraint in lbs/MMBtu | FALSE | L | Annual | Net Emissions Allowance Position | Thousand Tons | 0 | 0 | 0 | 0 | 0 | 0 | 0 | 0
BART SO2 Annual- Oswego Harbor 5- v5.16 | 163 | 6672 | Rate Constraint in lbs/MMBtu | FALSE | L | Annual | Fuel Consumed | TBtu | 0 | 0 | 0 | 0 | 0 | 0 | 0 | 0
BART SO2 Annual- Oswego Harbor 5- v5.16 | 163 | 6672 | Rate Constraint in lbs/MMBtu | FALSE | L | Annual | Rate | lb/MMBtu | 0 | 0 | 0 | 0 | 0 | 0 | 0 | 0
BART SO2 Annual- Oswego Harbor 5- v5.16 | 163 | 6672 | Rate Constraint in lbs/MMBtu | FALSE | L | Annual | Generation | TWh | 0 | 0 | 0 | 0 | 0 | 0 | 0 | 0
BART SO2 Annual- Oswego Harbor 5- v5.16 | 163 | 6672 | Rate Constraint in lbs/MMBtu | FALSE | L | Annual | Qualifying Generation | TWh | 0 | 0 | 0 | 0 | 0 | 0 | 0 | 0
BART SO2 Annual- Oswego Harbor 5- v5.16 | 163 | 6672 | Rate Constraint in lbs/MMBtu | FALSE | L | Annual | Rate | lb/MWh | 0 | 0 | 0 | 0 | 0 | 0 | 0 | 0
BART SO2 Annual- Oswego Harbor 5- v5.16 | 163 | 6672 | Rate Constraint in lbs/MMBtu | FALSE | L | Annual | Constraint Shadow Price | US2016$/Ton | 0 | 0 | 0 | 0 | 0 | 0 | 0 | 0
BART SO2 Annual- Oswego Harbor 6- v6.17 | 164 | 6986 | Rate Constraint in lbs/MMBtu | FALSE | L | Annual | Seasons Included | Seasons | Winter, WintShld, Summer | Winter, WintShld, Summer | Winter, WintShld, Summer | Winter, WintShld, Summer | Winter, WintShld, Summer | Winter, WintShld, Summer | Winter, WintShld, Summer | Winter, WintShld, Summer
BART SO2 Annual- Oswego Harbor 6- v6.17 | 164 | 6986 | Rate Constraint in lbs/MMBtu | FALSE | L | Annual | Standard SO2 | lb/MMBtu | 0.8 | 0.8 | 0.8 | 0.8 | 0.8 | 0.8 | 0.8 | 0.8
BART SO2 Annual- Oswego Harbor 6- v6.17 | 164 | 6986 | Rate Constraint in lbs/MMBtu | FALSE | L | Annual | Emissions at Affected Plants SO2 | Thousand Tons | 0 | 0 | 0 | 0 | 0 | 0 | 0 | 0
BART SO2 Annual- Oswego Harbor 6- v6.17 | 164 | 6986 | Rate Constraint in lbs/MMBtu | FALSE | L | Annual | Allowances Purchased SO2 | Thousand Tons | 0 | 0 | 0 | 0 | 0 | 0 | 0 | 0
BART SO2 Annual- Oswego Harbor 6- v6.17 | 164 | 6986 | Rate Constraint in lbs/MMBtu | FALSE | L | Annual | Allowances Sold SO2 | Thousand Tons | 0 | 0 | 0 | 0 | 0 | 0 | 0 | 0
BART SO2 Annual- Oswego Harbor 6- v6.17 | 164 | 6986 | Rate Constraint in lbs/MMBtu | FALSE | L | Annual | Allowances Banked | Thousand Tons | 0 | 0 | 0 | 0 | 0 | 0 | 0 | 0
BART SO2 Annual- Oswego Harbor 6- v6.17 | 164 | 6986 | Rate Constraint in lbs/MMBtu | FALSE | L | Annual | Allowances Withdrawn (1:1) | Thousand Tons | 0 | 0 | 0 | 0 | 0 | 0 | 0 | 0
BART SO2 Annual- Oswego Harbor 6- v6.17 | 164 | 6986 | Rate Constraint in lbs/MMBtu | FALSE | L | Annual | Allowances Withdrawn (n:1) | Thousand Tons | 0 | 0 | 0 | 0 | 0 | 0 | 0 | 0
BART SO2 Annual- Oswego Harbor 6- v6.17 | 164 | 6986 | Rate Constraint in lbs/MMBtu | FALSE | L | Annual | Net Emissions Allowance Position | Thousand Tons | 0 | 0 | 0 | 0 | 0 | 0 | 0 | 0
BART SO2 Annual- Oswego Harbor 6- v6.17 | 164 | 6986 | Rate Constraint in lbs/MMBtu | FALSE | L | Annual | Fuel Consumed | TBtu | 1.5105 | 2.0906 | 3.0096 | 4.5525 | 1.7604 | 0.71082 | 0.29014 | 0.31691
BART SO2 Annual- Oswego Harbor 6- v6.17 | 164 | 6986 | Rate Constraint in lbs/MMBtu | FALSE | L | Annual | Rate | lb/MMBtu | 0 | 0 | 0 | 0 | 0 | 0 | 0 | 0
BART SO2 Annual- Oswego Harbor 6- v6.17 | 164 | 6986 | Rate Constraint in lbs/MMBtu | FALSE | L | Annual | Generation | TWh | 0.12581 | 0.17413 | 0.25067 | 0.37919 | 0.14663 | 0.059206 | 0.024167 | 0.026396
BART SO2 Annual- Oswego Harbor 6- v6.17 | 164 | 6986 | Rate Constraint in lbs/MMBtu | FALSE | L | Annual | Qualifying Generation | TWh | 0.12581 | 0.17413 | 0.25067 | 0.37919 | 0.14663 | 0.059206 | 0.024167 | 0.026396
BART SO2 Annual- Oswego Harbor 6- v6.17 | 164 | 6986 | Rate Constraint in lbs/MMBtu | FALSE | L | Annual | Rate | lb/MWh | 0 | 0 | 0 | 0 | 0 | 0 | 0 | 0
BART SO2 Annual- Oswego Harbor 6- v6.17 | 164 | 6986 | Rate Constraint in lbs/MMBtu | FALSE | L | Annual | Constraint Shadow Price | US2016$/Ton | 0 | 0 | 0 | 0 | 0 | 0 | 0 | 0
BART SO2 Annual Rate-Seminole 1&2 -v5.13 | 165 | 6313 | Rate Constraint in lbs/MMBtu | FALSE | L | Annual | Seasons Included | Seasons | Winter, WintShld, Summer | Winter, WintShld, Summer | Winter, WintShld, Summer | Winter, WintShld, Summer | Winter, WintShld, Summer | Winter, WintShld, Summer | Winter, WintShld, Summer | Winter, WintShld, Summer
BART SO2 Annual Rate-Seminole 1&2 -v5.13 | 165 | 6313 | Rate Constraint in lbs/MMBtu | FALSE | L | Annual | Standard SO2 | lb/MMBtu | 0.25 | 0.25 | 0.25 | 0.25 | 0.25 | 0.25 | 0.25 | 0.25
BART SO2 Annual Rate-Seminole 1&2 -v5.13 | 165 | 6313 | Rate Constraint in lbs/MMBtu | FALSE | L | Annual | Emissions at Affected Plants SO2 | Thousand Tons | 3.8267 | 3.8267 | 3.8267 | 5.1031 | 4.6461 | 6.1184 | 7.2382 | 7.2382
BART SO2 Annual Rate-Seminole 1&2 -v5.13 | 165 | 6313 | Rate Constraint in lbs/MMBtu | FALSE | L | Annual | Allowances Purchased SO2 | Thousand Tons | 0 | 0 | 0 | 0 | 0 | 0 | 0 | 0
BART SO2 Annual Rate-Seminole 1&2 -v5.13 | 165 | 6313 | Rate Constraint in lbs/MMBtu | FALSE | L | Annual | Allowances Sold SO2 | Thousand Tons | 0 | 0 | 0 | 0 | 0 | 0 | 0 | 0
BART SO2 Annual Rate-Seminole 1&2 -v5.13 | 165 | 6313 | Rate Constraint in lbs/MMBtu | FALSE | L | Annual | Allowances Banked | Thousand Tons | 0 | 0 | 0 | 0 | 0 | 0 | 0 | 0
BART SO2 Annual Rate-Seminole 1&2 -v5.13 | 165 | 6313 | Rate Constraint in lbs/MMBtu | FALSE | L | Annual | Allowances Withdrawn (1:1) | Thousand Tons | 0 | 0 | 0 | 0 | 0 | 0 | 0 | 0
BART SO2 Annual Rate-Seminole 1&2 -v5.13 | 165 | 6313 | Rate Constraint in lbs/MMBtu | FALSE | L | Annual | Allowances Withdrawn (n:1) | Thousand Tons | 0 | 0 | 0 | 0 | 0 | 0 | 0 | 0
BART SO2 Annual Rate-Seminole 1&2 -v5.13 | 165 | 6313 | Rate Constraint in lbs/MMBtu | FALSE | L | Annual | Net Emissions Allowance Position | Thousand Tons | 3.8267 | 3.8267 | 3.8267 | 5.1031 | 4.6461 | 6.1184 | 7.2382 | 7.2382
BART SO2 Annual Rate-Seminole 1&2 -v5.13 | 165 | 6313 | Rate Constraint in lbs/MMBtu | FALSE | L | Annual | Fuel Consumed | TBtu | 30.6133 | 30.6133 | 30.6133 | 40.825 | 41.2873 | 54.3707 | 57.9059 | 57.9059
BART SO2 Annual Rate-Seminole 1&2 -v5.13 | 165 | 6313 | Rate Constraint in lbs/MMBtu | FALSE | L | Annual | Rate | lb/MMBtu | 0.25 | 0.25 | 0.25 | 0.25 | 0.22506 | 0.22506 | 0.25 | 0.25
BART SO2 Annual Rate-Seminole 1&2 -v5.13 | 165 | 6313 | Rate Constraint in lbs/MMBtu | FALSE | L | Annual | Generation | TWh | 3.069 | 3.069 | 3.069 | 4.0927 | 4.1391 | 5.4507 | 5.8051 | 5.8051
BART SO2 Annual Rate-Seminole 1&2 -v5.13 | 165 | 6313 | Rate Constraint in lbs/MMBtu | FALSE | L | Annual | Qualifying Generation | TWh | 3.069 | 3.069 | 3.069 | 4.0927 | 4.1391 | 5.4507 | 5.8051 | 5.8051
BART SO2 Annual Rate-Seminole 1&2 -v5.13 | 165 | 6313 | Rate Constraint in lbs/MMBtu | FALSE | L | Annual | Rate | lb/MWh | 2.4937 | 2.4937 | 2.4937 | 2.4937 | 2.245 | 2.245 | 2.4937 | 2.4937
BART SO2 Annual Rate-Seminole 1&2 -v5.13 | 165 | 6313 | Rate Constraint in lbs/MMBtu | FALSE | L | Annual | Constraint Shadow Price | US2016$/Ton | 31.858 | 68.534 | 68.0669 | 27.1564 | 0 | 0 | 13.5489 | 13.4815
BART SO2 Annual- Roseton 1- v5.16 | 166 | 6678 | Rate Constraint in lbs/MMBtu | FALSE | L | Annual | Seasons Included | Seasons | Winter, WintShld, Summer | Winter, WintShld, Summer | Winter, WintShld, Summer | Winter, WintShld, Summer | Winter, WintShld, Summer | Winter, WintShld, Summer | Winter, WintShld, Summer | Winter, WintShld, Summer
BART SO2 Annual- Roseton 1- v5.16 | 166 | 6678 | Rate Constraint in lbs/MMBtu | FALSE | L | Annual | Standard SO2 | lb/MMBtu | 0.55 | 0.55 | 0.55 | 0.55 | 0.55 | 0.55 | 0.55 | 0.55
BART SO2 Annual- Roseton 1- v5.16 | 166 | 6678 | Rate Constraint in lbs/MMBtu | FALSE | L | Annual | Emissions at Affected Plants SO2 | Thousand Tons | 0 | 0 | 0 | 0 | 0 | 0 | 0 | 0
BART SO2 Annual- Roseton 1- v5.16 | 166 | 6678 | Rate Constraint in lbs/MMBtu | FALSE | L | Annual | Allowances Purchased SO2 | Thousand Tons | 0 | 0 | 0 | 0 | 0 | 0 | 0 | 0
BART SO2 Annual- Roseton 1- v5.16 | 166 | 6678 | Rate Constraint in lbs/MMBtu | FALSE | L | Annual | Allowances Sold SO2 | Thousand Tons | 0 | 0 | 0 | 0 | 0 | 0 | 0 | 0
BART SO2 Annual- Roseton 1- v5.16 | 166 | 6678 | Rate Constraint in lbs/MMBtu | FALSE | L | Annual | Allowances Banked | Thousand Tons | 0 | 0 | 0 | 0 | 0 | 0 | 0 | 0
BART SO2 Annual- Roseton 1- v5.16 | 166 | 6678 | Rate Constraint in lbs/MMBtu | FALSE | L | Annual | Allowances Withdrawn (1:1) | Thousand Tons | 0 | 0 | 0 | 0 | 0 | 0 | 0 | 0
BART SO2 Annual- Roseton 1- v5.16 | 166 | 6678 | Rate Constraint in lbs/MMBtu | FALSE | L | Annual | Allowances Withdrawn (n:1) | Thousand Tons | 0 | 0 | 0 | 0 | 0 | 0 | 0 | 0
BART SO2 Annual- Roseton 1- v5.16 | 166 | 6678 | Rate Constraint in lbs/MMBtu | FALSE | L | Annual | Net Emissions Allowance Position | Thousand Tons | 0 | 0 | 0 | 0 | 0 | 0 | 0 | 0
BART SO2 Annual- Roseton 1- v5.16 | 166 | 6678 | Rate Constraint in lbs/MMBtu | FALSE | L | Annual | Fuel Consumed | TBtu | 1.0161 | 1.0161 | 1.0177 | 1.1219 | 1.2149 | 1.0161 | 1.0161 | 1.0161
BART SO2 Annual- Roseton 1- v5.16 | 166 | 6678 | Rate Constraint in lbs/MMBtu | FALSE | L | Annual | Rate | lb/MMBtu | 0 | 0 | 0 | 0 | 0 | 0 | 0 | 0
BART SO2 Annual- Roseton 1- v5.16 | 166 | 6678 | Rate Constraint in lbs/MMBtu | FALSE | L | Annual | Generation | TWh | 0.08914 | 0.08914 | 0.089283 | 0.09842 | 0.10658 | 0.08914 | 0.08914 | 0.08914
BART SO2 Annual- Roseton 1- v5.16 | 166 | 6678 | Rate Constraint in lbs/MMBtu | FALSE | L | Annual | Qualifying Generation | TWh | 0.08914 | 0.08914 | 0.089283 | 0.09842 | 0.10658 | 0.08914 | 0.08914 | 0.08914
BART SO2 Annual- Roseton 1- v5.16 | 166 | 6678 | Rate Constraint in lbs/MMBtu | FALSE | L | Annual | Rate | lb/MWh | 0 | 0 | 0 | 0 | 0 | 0 | 0 | 0
BART SO2 Annual- Roseton 1- v5.16 | 166 | 6678 | Rate Constraint in lbs/MMBtu | FALSE | L | Annual | Constraint Shadow Price | US2016$/Ton | 0 | 0 | 0 | 0 | 0 | 0 | 0 | 0
BART SO2 Annual- Roseton 2- v5.16 | 167 | 6679 | Rate Constraint in lbs/MMBtu | FALSE | L | Annual | Seasons Included | Seasons | Winter, WintShld, Summer | Winter, WintShld, Summer | Winter, WintShld, Summer | Winter, WintShld, Summer | Winter, WintShld, Summer | Winter, WintShld, Summer | Winter, WintShld, Summer | Winter, WintShld, Summer
BART SO2 Annual- Roseton 2- v5.16 | 167 | 6679 | Rate Constraint in lbs/MMBtu | FALSE | L | Annual | Standard SO2 | lb/MMBtu | 0.55 | 0.55 | 0.55 | 0.55 | 0.55 | 0.55 | 0.55 | 0.55
BART SO2 Annual- Roseton 2- v5.16 | 167 | 6679 | Rate Constraint in lbs/MMBtu | FALSE | L | Annual | Emissions at Affected Plants SO2 | Thousand Tons | 0 | 0 | 0 | 0 | 0 | 0 | 0 | 0
BART SO2 Annual- Roseton 2- v5.16 | 167 | 6679 | Rate Constraint in lbs/MMBtu | FALSE | L | Annual | Allowances Purchased SO2 | Thousand Tons | 0 | 0 | 0 | 0 | 0 | 0 | 0 | 0
BART SO2 Annual- Roseton 2- v5.16 | 167 | 6679 | Rate Constraint in lbs/MMBtu | FALSE | L | Annual | Allowances Sold SO2 | Thousand Tons | 0 | 0 | 0 | 0 | 0 | 0 | 0 | 0
BART SO2 Annual- Roseton 2- v5.16 | 167 | 6679 | Rate Constraint in lbs/MMBtu | FALSE | L | Annual | Allowances Banked | Thousand Tons | 0 | 0 | 0 | 0 | 0 | 0 | 0 | 0
BART SO2 Annual- Roseton 2- v5.16 | 167 | 6679 | Rate Constraint in lbs/MMBtu | FALSE | L | Annual | Allowances Withdrawn (1:1) | Thousand Tons | 0 | 0 | 0 | 0 | 0 | 0 | 0 | 0
BART SO2 Annual- Roseton 2- v5.16 | 167 | 6679 | Rate Constraint in lbs/MMBtu | FALSE | L | Annual | Allowances Withdrawn (n:1) | Thousand Tons | 0 | 0 | 0 | 0 | 0 | 0 | 0 | 0
BART SO2 Annual- Roseton 2- v5.16 | 167 | 6679 | Rate Constraint in lbs/MMBtu | FALSE | L | Annual | Net Emissions Allowance Position | Thousand Tons | 0 | 0 | 0 | 0 | 0 | 0 | 0 | 0
BART SO2 Annual- Roseton 2- v5.16 | 167 | 6679 | Rate Constraint in lbs/MMBtu | FALSE | L | Annual | Fuel Consumed | TBtu | 1.0238 | 1.0277 | 1.0287 | 1.5174 | 1.5072 | 1.2973 | 1.1549 | 1.0846
BART SO2 Annual- Roseton 2- v5.16 | 167 | 6679 | Rate Constraint in lbs/MMBtu | FALSE | L | Annual | Rate | lb/MMBtu | 0 | 0 | 0 | 0 | 0 | 0 | 0 | 0
BART SO2 Annual- Roseton 2- v5.16 | 167 | 6679 | Rate Constraint in lbs/MMBtu | FALSE | L | Annual | Generation | TWh | 0.089996 | 0.090337 | 0.09043 | 0.13339 | 0.13249 | 0.11404 | 0.10152 | 0.095339
BART SO2 Annual- Roseton 2- v5.16 | 167 | 6679 | Rate Constraint in lbs/MMBtu | FALSE | L | Annual | Qualifying Generation | TWh | 0.089996 | 0.090337 | 0.09043 | 0.13339 | 0.13249 | 0.11404 | 0.10152 | 0.095339
BART SO2 Annual- Roseton 2- v5.16 | 167 | 6679 | Rate Constraint in lbs/MMBtu | FALSE | L | Annual | Rate | lb/MWh | 0 | 0 | 0 | 0 | 0 | 0 | 0 | 0
BART SO2 Annual- Roseton 2- v5.16 | 167 | 6679 | Rate Constraint in lbs/MMBtu | FALSE | L | Annual | Constraint Shadow Price | US2016$/Ton | 0 | 0 | 0 | 0 | 0 | 0 | 0 | 0
BART SO2 Annual- Sherburne County 1- v5.16 | 168 | 6653 | Rate Constraint in lbs/MMBtu | FALSE | L | Annual | Seasons Included | Seasons | Winter, WintShld, Summer | Winter, WintShld, Summer | Winter, WintShld, Summer | Winter, WintShld, Summer | Winter, WintShld, Summer | Winter, WintShld, Summer | Winter, WintShld, Summer | Winter, WintShld, Summer
BART SO2 Annual- Sherburne County 1- v5.16 | 168 | 6653 | Rate Constraint in lbs/MMBtu | FALSE | L | Annual | Standard SO2 | lb/MMBtu | 0.05 | 0.05 | 0.05 | 0.05 | 0.05 | 0.05 | 0.05 | 0.05
BART SO2 Annual- Sherburne County 1- v5.16 | 168 | 6653 | Rate Constraint in lbs/MMBtu | FALSE | L | Annual | Emissions at Affected Plants SO2 | Thousand Tons | 0 | 0 | 0 | 0 | 0 | 0 | 0 | 0
BART SO2 Annual- Sherburne County 1- v5.16 | 168 | 6653 | Rate Constraint in lbs/MMBtu | FALSE | L | Annual | Allowances Purchased SO2 | Thousand Tons | 0 | 0 | 0 | 0 | 0 | 0 | 0 | 0
BART SO2 Annual- Sherburne County 1- v5.16 | 168 | 6653 | Rate Constraint in lbs/MMBtu | FALSE | L | Annual | Allowances Sold SO2 | Thousand Tons | 0 | 0 | 0 | 0 | 0 | 0 | 0 | 0
BART SO2 Annual- Sherburne County 1- v5.16 | 168 | 6653 | Rate Constraint in lbs/MMBtu | FALSE | L | Annual | Allowances Banked | Thousand Tons | 0 | 0 | 0 | 0 | 0 | 0 | 0 | 0
BART SO2 Annual- Sherburne County 1- v5.16 | 168 | 6653 | Rate Constraint in lbs/MMBtu | FALSE | L | Annual | Allowances Withdrawn (1:1) | Thousand Tons | 0 | 0 | 0 | 0 | 0 | 0 | 0 | 0
BART SO2 Annual- Sherburne County 1- v5.16 | 168 | 6653 | Rate Constraint in lbs/MMBtu | FALSE | L | Annual | Allowances Withdrawn (n:1) | Thousand Tons | 0 | 0 | 0 | 0 | 0 | 0 | 0 | 0
BART SO2 Annual- Sherburne County 1- v5.16 | 168 | 6653 | Rate Constraint in lbs/MMBtu | FALSE | L | Annual | Net Emissions Allowance Position | Thousand Tons | 0 | 0 | 0 | 0 | 0 | 0 | 0 | 0
BART SO2 Annual- Sherburne County 1- v5.16 | 168 | 6653 | Rate Constraint in lbs/MMBtu | FALSE | L | Annual | Fuel Consumed | TBtu | 0 | 0 | 0 | 0 | 0 | 0 | 0 | 0
BART SO2 Annual- Sherburne County 1- v5.16 | 168 | 6653 | Rate Constraint in lbs/MMBtu | FALSE | L | Annual | Rate | lb/MMBtu | 0 | 0 | 0 | 0 | 0 | 0 | 0 | 0
BART SO2 Annual- Sherburne County 1- v5.16 | 168 | 6653 | Rate Constraint in lbs/MMBtu | FALSE | L | Annual | Generation | TWh | 0 | 0 | 0 | 0 | 0 | 0 | 0 | 0
BART SO2 Annual- Sherburne County 1- v5.16 | 168 | 6653 | Rate Constraint in lbs/MMBtu | FALSE | L | Annual | Qualifying Generation | TWh | 0 | 0 | 0 | 0 | 0 | 0 | 0 | 0
BART SO2 Annual- Sherburne County 1- v5.16 | 168 | 6653 | Rate Constraint in lbs/MMBtu | FALSE | L | Annual | Rate | lb/MWh | 0 | 0 | 0 | 0 | 0 | 0 | 0 | 0
BART SO2 Annual- Sherburne County 1- v5.16 | 168 | 6653 | Rate Constraint in lbs/MMBtu | FALSE | L | Annual | Constraint Shadow Price | US2016$/Ton | 0 | 0 | 0 | 0 | 0 | 0 | 0 | 0
BART SO2 Annual- Sherburne County 2- v5.16 | 169 | 6654 | Rate Constraint in lbs/MMBtu | FALSE | L | Annual | Seasons Included | Seasons | Winter, WintShld, Summer | Winter, WintShld, Summer | Winter, WintShld, Summer | Winter, WintShld, Summer | Winter, WintShld, Summer | Winter, WintShld, Summer | Winter, WintShld, Summer | Winter, WintShld, Summer
BART SO2 Annual- Sherburne County 2- v5.16 | 169 | 6654 | Rate Constraint in lbs/MMBtu | FALSE | L | Annual | Standard SO2 | lb/MMBtu | 0.05 | 0.05 | 0.05 | 0.05 | 0.05 | 0.05 | 0.05 | 0.05
BART SO2 Annual- Sherburne County 2- v5.16 | 169 | 6654 | Rate Constraint in lbs/MMBtu | FALSE | L | Annual | Emissions at Affected Plants SO2 | Thousand Tons | 1.204 | 1.2858 | 1.2858 | 0 | 0 | 0 | 0 | 0
BART SO2 Annual- Sherburne County 2- v5.16 | 169 | 6654 | Rate Constraint in lbs/MMBtu | FALSE | L | Annual | Allowances Purchased SO2 | Thousand Tons | 0 | 0 | 0 | 0 | 0 | 0 | 0 | 0
BART SO2 Annual- Sherburne County 2- v5.16 | 169 | 6654 | Rate Constraint in lbs/MMBtu | FALSE | L | Annual | Allowances Sold SO2 | Thousand Tons | 0 | 0 | 0 | 0 | 0 | 0 | 0 | 0
BART SO2 Annual- Sherburne County 2- v5.16 | 169 | 6654 | Rate Constraint in lbs/MMBtu | FALSE | L | Annual | Allowances Banked | Thousand Tons | 0 | 0 | 0 | 0 | 0 | 0 | 0 | 0
BART SO2 Annual- Sherburne County 2- v5.16 | 169 | 6654 | Rate Constraint in lbs/MMBtu | FALSE | L | Annual | Allowances Withdrawn (1:1) | Thousand Tons | 0 | 0 | 0 | 0 | 0 | 0 | 0 | 0
BART SO2 Annual- Sherburne County 2- v5.16 | 169 | 6654 | Rate Constraint in lbs/MMBtu | FALSE | L | Annual | Allowances Withdrawn (n:1) | Thousand Tons | 0 | 0 | 0 | 0 | 0 | 0 | 0 | 0
BART SO2 Annual- Sherburne County 2- v5.16 | 169 | 6654 | Rate Constraint in lbs/MMBtu | FALSE | L | Annual | Net Emissions Allowance Position | Thousand Tons | 1.204 | 1.2858 | 1.2858 | 0 | 0 | 0 | 0 | 0
BART SO2 Annual- Sherburne County 2- v5.16 | 169 | 6654 | Rate Constraint in lbs/MMBtu | FALSE | L | Annual | Fuel Consumed | TBtu | 48.1595 | 51.4336 | 51.4336 | 0 | 0 | 0 | 0 | 0
BART SO2 Annual- Sherburne County 2- v5.16 | 169 | 6654 | Rate Constraint in lbs/MMBtu | FALSE | L | Annual | Rate | lb/MMBtu | 0.05 | 0.05 | 0.05 | 0 | 0 | 0 | 0 | 0
BART SO2 Annual- Sherburne County 2- v5.16 | 169 | 6654 | Rate Constraint in lbs/MMBtu | FALSE | L | Annual | Generation | TWh | 4.6011 | 4.9139 | 4.9139 | 0 | 0 | 0 | 0 | 0
BART SO2 Annual- Sherburne County 2- v5.16 | 169 | 6654 | Rate Constraint in lbs/MMBtu | FALSE | L | Annual | Qualifying Generation | TWh | 4.6011 | 4.9139 | 4.9139 | 0 | 0 | 0 | 0 | 0
BART SO2 Annual- Sherburne County 2- v5.16 | 169 | 6654 | Rate Constraint in lbs/MMBtu | FALSE | L | Annual | Rate | lb/MWh | 0.52335 | 0.52335 | 0.52335 | 0 | 0 | 0 | 0 | 0
BART SO2 Annual- Sherburne County 2- v5.16 | 169 | 6654 | Rate Constraint in lbs/MMBtu | FALSE | L | Annual | Constraint Shadow Price | US2016$/Ton | 0 | 0 | 0 | 0 | 0 | 0 | 0 | 0
BART SO2 Annual- Sherburne County 3- v5.16 | 170 | 6655 | Rate Constraint in lbs/MMBtu | FALSE | L | Annual | Seasons Included | Seasons | Winter, WintShld, Summer | Winter, WintShld, Summer | Winter, WintShld, Summer | Winter, WintShld, Summer | Winter, WintShld, Summer | Winter, WintShld, Summer | Winter, WintShld, Summer | Winter, WintShld, Summer
BART SO2 Annual- Sherburne County 3- v5.16 | 170 | 6655 | Rate Constraint in lbs/MMBtu | FALSE | L | Annual | Standard SO2 | lb/MMBtu | 0.29 | 0.29 | 0.29 | 0.29 | 0.29 | 0.29 | 0.29 | 0.29
BART SO2 Annual- Sherburne County 3- v5.16 | 170 | 6655 | Rate Constraint in lbs/MMBtu | FALSE | L | Annual | Emissions at Affected Plants SO2 | Thousand Tons | 8.2756 | 5.3423 | 8.7328 | 8.7328 | 8.7328 | 8.7328 | 8.7328 | 8.7328
BART SO2 Annual- Sherburne County 3- v5.16 | 170 | 6655 | Rate Constraint in lbs/MMBtu | FALSE | L | Annual | Allowances Purchased SO2 | Thousand Tons | 0 | 0 | 0 | 0 | 0 | 0 | 0 | 0
BART SO2 Annual- Sherburne County 3- v5.16 | 170 | 6655 | Rate Constraint in lbs/MMBtu | FALSE | L | Annual | Allowances Sold SO2 | Thousand Tons | 0 | 0 | 0 | 0 | 0 | 0 | 0 | 0
BART SO2 Annual- Sherburne County 3- v5.16 | 170 | 6655 | Rate Constraint in lbs/MMBtu | FALSE | L | Annual | Allowances Banked | Thousand Tons | 0 | 0 | 0 | 0 | 0 | 0 | 0 | 0
BART SO2 Annual- Sherburne County 3- v5.16 | 170 | 6655 | Rate Constraint in lbs/MMBtu | FALSE | L | Annual | Allowances Withdrawn (1:1) | Thousand Tons | 0 | 0 | 0 | 0 | 0 | 0 | 0 | 0
BART SO2 Annual- Sherburne County 3- v5.16 | 170 | 6655 | Rate Constraint in lbs/MMBtu | FALSE | L | Annual | Allowances Withdrawn (n:1) | Thousand Tons | 0 | 0 | 0 | 0 | 0 | 0 | 0 | 0
BART SO2 Annual- Sherburne County 3- v5.16 | 170 | 6655 | Rate Constraint in lbs/MMBtu | FALSE | L | Annual | Net Emissions Allowance Position | Thousand Tons | 8.2756 | 5.3423 | 8.7328 | 8.7328 | 8.7328 | 8.7328 | 8.7328 | 8.7328
BART SO2 Annual- Sherburne County 3- v5.16 | 170 | 6655 | Rate Constraint in lbs/MMBtu | FALSE | L | Annual | Fuel Consumed | TBtu | 64.4974 | 64.4974 | 64.4974 | 64.4974 | 64.4974 | 64.4974 | 64.4974 | 64.4974
BART SO2 Annual- Sherburne County 3- v5.16 | 170 | 6655 | Rate Constraint in lbs/MMBtu | FALSE | L | Annual | Rate | lb/MMBtu | 0.25662 | 0.16566 | 0.2708 | 0.2708 | 0.2708 | 0.2708 | 0.2708 | 0.2708
BART SO2 Annual- Sherburne County 3- v5.16 | 170 | 6655 | Rate Constraint in lbs/MMBtu | FALSE | L | Annual | Generation | TWh | 6.2741 | 6.2741 | 6.2741 | 6.2741 | 6.2741 | 6.2741 | 6.2741 | 6.2741
BART SO2 Annual- Sherburne County 3- v5.16 | 170 | 6655 | Rate Constraint in lbs/MMBtu | FALSE | L | Annual | Qualifying Generation | TWh | 6.2741 | 6.2741 | 6.2741 | 6.2741 | 6.2741 | 6.2741 | 6.2741 | 6.2741
BART SO2 Annual- Sherburne County 3- v5.16 | 170 | 6655 | Rate Constraint in lbs/MMBtu | FALSE | L | Annual | Rate | lb/MWh | 2.638 | 1.703 | 2.7838 | 2.7838 | 2.7838 | 2.7838 | 2.7838 | 2.7838
BART SO2 Annual- Sherburne County 3- v5.16 | 170 | 6655 | Rate Constraint in lbs/MMBtu | FALSE | L | Annual | Constraint Shadow Price | US2016$/Ton | 0 | 0 | 0 | 0 | 0 | 0 | 0 | 0
BART SO2 Annual- Transalta Centralia 1,2- v5.16 | 171 | 6729 | Rate Constraint in MTons | FALSE | L | Annual | Seasons Included | Seasons | Winter, WintShld, Summer | Winter, WintShld, Summer | Winter, WintShld, Summer | Winter, WintShld, Summer | Winter, WintShld, Summer | Winter, WintShld, Summer | Winter, WintShld, Summer | Winter, WintShld, Summer
BART SO2 Annual- Transalta Centralia 1,2- v5.16 | 171 | 6729 | Rate Constraint in MTons | FALSE | L | Annual | Standard SO2 | Thousand Tons | 10 | 10 | 10 | 10 | 10 | 10 | 10 | 10
BART SO2 Annual- Transalta Centralia 1,2- v5.16 | 171 | 6729 | Rate Constraint in MTons | FALSE | L | Annual | Emissions at Affected Plants SO2 | Thousand Tons | 0 | 0 | 0 | 0 | 0 | 0 | 0 | 0
BART SO2 Annual- Transalta Centralia 1,2- v5.16 | 171 | 6729 | Rate Constraint in MTons | FALSE | L | Annual | Allowances Purchased SO2 | Thousand Tons | 0 | 0 | 0 | 0 | 0 | 0 | 0 | 0
BART SO2 Annual- Transalta Centralia 1,2- v5.16 | 171 | 6729 | Rate Constraint in MTons | FALSE | L | Annual | Allowances Sold SO2 | Thousand Tons | 0 | 0 | 0 | 0 | 0 | 0 | 0 | 0
BART SO2 Annual- Transalta Centralia 1,2- v5.16 | 171 | 6729 | Rate Constraint in MTons | FALSE | L | Annual | Allowances Banked | Thousand Tons | 0 | 0 | 0 | 0 | 0 | 0 | 0 | 0
BART SO2 Annual- Transalta Centralia 1,2- v5.16 | 171 | 6729 | Rate Constraint in MTons | FALSE | L | Annual | Allowances Withdrawn (1:1) | Thousand Tons | 0 | 0 | 0 | 0 | 0 | 0 | 0 | 0
BART SO2 Annual- Transalta Centralia 1,2- v5.16 | 171 | 6729 | Rate Constraint in MTons | FALSE | L | Annual | Allowances Withdrawn (n:1) | Thousand Tons | 0 | 0 | 0 | 0 | 0 | 0 | 0 | 0
BART SO2 Annual- Transalta Centralia 1,2- v5.16 | 171 | 6729 | Rate Constraint in MTons | FALSE | L | Annual | Net Emissions Allowance Position | Thousand Tons | 0 | 0 | 0 | 0 | 0 | 0 | 0 | 0
BART SO2 Annual- Transalta Centralia 1,2- v5.16 | 171 | 6729 | Rate Constraint in MTons | FALSE | L | Annual | Fuel Consumed | TBtu | 0 | 0 | 0 | 0 | 0 | 0 | 0 | 0
BART SO2 Annual- Transalta Centralia 1,2- v5.16 | 171 | 6729 | Rate Constraint in MTons | FALSE | L | Annual | Rate | lb/MMBtu | 0 | 0 | 0 | 0 | 0 | 0 | 0 | 0
BART SO2 Annual- Transalta Centralia 1,2- v5.16 | 171 | 6729 | Rate Constraint in MTons | FALSE | L | Annual | Generation | TWh | 0 | 0 | 0 | 0 | 0 | 0 | 0 | 0
BART SO2 Annual- Transalta Centralia 1,2- v5.16 | 171 | 6729 | Rate Constraint in MTons | FALSE | L | Annual | Qualifying Generation | TWh | 0 | 0 | 0 | 0 | 0 | 0 | 0 | 0
BART SO2 Annual- Transalta Centralia 1,2- v5.16 | 171 | 6729 | Rate Constraint in MTons | FALSE | L | Annual | Rate | lb/MWh | 0 | 0 | 0 | 0 | 0 | 0 | 0 | 0
BART SO2 Annual- Transalta Centralia 1,2- v5.16 | 171 | 6729 | Rate Constraint in MTons | FALSE | L | Annual | Constraint Shadow Price | US2016$/Ton | 0 | 0 | 0 | 0 | 0 | 0 | 0 | 0
BART SO2 Annual-Apache Station 2 -v5.13 | 174 | 5867 | Rate Constraint in lbs/MMBtu | FALSE | L | Annual | Seasons Included | Seasons | Winter, WintShld, Summer | Winter, WintShld, Summer | Winter, WintShld, Summer | Winter, WintShld, Summer | Winter, WintShld, Summer | Winter, WintShld, Summer | Winter, WintShld, Summer | Winter, WintShld, Summer
BART SO2 Annual-Apache Station 2 -v5.13 | 174 | 5867 | Rate Constraint in lbs/MMBtu | FALSE | L | Annual | Standard SO2 | lb/MMBtu | 0.00064 | 0.00064 | 0.00064 | 0.00064 | 0.00064 | 0.00064 | 0.00064 | 0.00064
BART SO2 Annual-Apache Station 2 -v5.13 | 174 | 5867 | Rate Constraint in lbs/MMBtu | FALSE | L | Annual | Emissions at Affected Plants SO2 | Thousand Tons | 0 | 0 | 0 | 0 | 0 | 0 | 0 | 0
BART SO2 Annual-Apache Station 2 -v5.13 | 174 | 5867 | Rate Constraint in lbs/MMBtu | FALSE | L | Annual | Allowances Purchased SO2 | Thousand Tons | 0 | 0 | 0 | 0 | 0 | 0 | 0 | 0
BART SO2 Annual-Apache Station 2 -v5.13 | 174 | 5867 | Rate Constraint in lbs/MMBtu | FALSE | L | Annual | Allowances Sold SO2 | Thousand Tons | 0 | 0 | 0 | 0 | 0 | 0 | 0 | 0
BART SO2 Annual-Apache Station 2 -v5.13 | 174 | 5867 | Rate Constraint in lbs/MMBtu | FALSE | L | Annual | Allowances Banked | Thousand Tons | 0 | 0 | 0 | 0 | 0 | 0 | 0 | 0
BART SO2 Annual-Apache Station 2 -v5.13 | 174 | 5867 | Rate Constraint in lbs/MMBtu | FALSE | L | Annual | Allowances Withdrawn (1:1) | Thousand Tons | 0 | 0 | 0 | 0 | 0 | 0 | 0 | 0
BART SO2 Annual-Apache Station 2 -v5.13 | 174 | 5867 | Rate Constraint in lbs/MMBtu | FALSE | L | Annual | Allowances Withdrawn (n:1) | Thousand Tons | 0 | 0 | 0 | 0 | 0 | 0 | 0 | 0
BART SO2 Annual-Apache Station 2 -v5.13 | 174 | 5867 | Rate Constraint in lbs/MMBtu | FALSE | L | Annual | Net Emissions Allowance Position | Thousand Tons | 0 | 0 | 0 | 0 | 0 | 0 | 0 | 0
BART SO2 Annual-Apache Station 2 -v5.13 | 174 | 5867 | Rate Constraint in lbs/MMBtu | FALSE | L | Annual | Fuel Consumed | TBtu | 0 | 0 | 0 | 0.31419 | 0.89095 | 0.31419 | 0.0090573 | 0.0090573
BART SO2 Annual-Apache Station 2 -v5.13 | 174 | 5867 | Rate Constraint in lbs/MMBtu | FALSE | L | Annual | Rate | lb/MMBtu | 0 | 0 | 0 | 0 | 0 | 0 | 0 | 0
BART SO2 Annual-Apache Station 2 -v5.13 | 174 | 5867 | Rate Constraint in lbs/MMBtu | FALSE | L | Annual | Generation | TWh | 0 | 0 | 0 | 0.028757 | 0.081544 | 0.028757 | 0.00082896 | 0.00082896
BART SO2 Annual-Apache Station 2 -v5.13 | 174 | 5867 | Rate Constraint in lbs/MMBtu | FALSE | L | Annual | Qualifying Generation | TWh | 0 | 0 | 0 | 0.028757 | 0.081544 | 0.028757 | 0.00082896 | 0.00082896
BART SO2 Annual-Apache Station 2 -v5.13 | 174 | 5867 | Rate Constraint in lbs/MMBtu | FALSE | L | Annual | Rate | lb/MWh | 0 | 0 | 0 | 0 | 0 | 0 | 0 | 0
BART SO2 Annual-Apache Station 2 -v5.13 | 174 | 5867 | Rate Constraint in lbs/MMBtu | FALSE | L | Annual | Constraint Shadow Price | US2016$/Ton | 0 | 0 | 0 | 0 | 0 | 0 | 0 | 0
BART SO2 Annual-Apache Station 3 -v5.13 | 175 | 5868 | Rate Constraint in lbs/MMBtu | FALSE | L | Annual | Seasons Included | Seasons | Winter, WintShld, Summer | Winter, WintShld, Summer | Winter, WintShld, Summer | Winter, WintShld, Summer | Winter, WintShld, Summer | Winter, WintShld, Summer | Winter, WintShld, Summer | Winter, WintShld, Summer
BART SO2 Annual-Apache Station 3 -v5.13 | 175 | 5868 | Rate Constraint in lbs/MMBtu | FALSE | L | Annual | Standard SO2 | lb/MMBtu | 0.15 | 0.15 | 0.15 | 0.15 | 0.15 | 0.15 | 0.15 | 0.15
BART SO2 Annual-Apache Station 3 -v5.13 | 175 | 5868 | Rate Constraint in lbs/MMBtu | FALSE | L | Annual | Emissions at Affected Plants SO2 | Thousand Tons | 0 | 0 | 0 | 0.001434 | 0.2875 | 0.29227 | 0.48306 | 0.4828
BART SO2 Annual-Apache Station 3 -v5.13 | 175 | 5868 | Rate Constraint in lbs/MMBtu | FALSE | L | Annual | Allowances Purchased SO2 | Thousand Tons | 0 | 0 | 0 | 0 | 0 | 0 | 0 | 0
BART SO2 Annual-Apache Station 3 -v5.13 | 175 | 5868 | Rate Constraint in lbs/MMBtu | FALSE | L | Annual | Allowances Sold SO2 | Thousand Tons | 0 | 0 | 0 | 0 | 0 | 0 | 0 | 0
BART SO2 Annual-Apache Station 3 -v5.13 | 175 | 5868 | Rate Constraint in lbs/MMBtu | FALSE | L | Annual | Allowances Banked | Thousand Tons | 0 | 0 | 0 | 0 | 0 | 0 | 0 | 0
BART SO2 Annual-Apache Station 3 -v5.13 | 175 | 5868 | Rate Constraint in lbs/MMBtu | FALSE | L | Annual | Allowances Withdrawn (1:1) | Thousand Tons | 0 | 0 | 0 | 0 | 0 | 0 | 0 | 0
BART SO2 Annual-Apache Station 3 -v5.13 | 175 | 5868 | Rate Constraint in lbs/MMBtu | FALSE | L | Annual | Allowances Withdrawn (n:1) | Thousand Tons | 0 | 0 | 0 | 0 | 0 | 0 | 0 | 0
BART SO2 Annual-Apache Station 3 -v5.13 | 175 | 5868 | Rate Constraint in lbs/MMBtu | FALSE | L | Annual | Net Emissions Allowance Position | Thousand Tons | 0 | 0 | 0 | 0.001434 | 0.2875 | 0.29227 | 0.48306 | 0.4828
BART SO2 Annual-Apache Station 3 -v5.13 | 175 | 5868 | Rate Constraint in lbs/MMBtu | FALSE | L | Annual | Fuel Consumed | TBtu | 0 | 0 | 0 | 0.019119 | 3.8333 | 3.8969 | 6.4408 | 6.4373
BART SO2 Annual-Apache Station 3 -v5.13 | 175 | 5868 | Rate Constraint in lbs/MMBtu | FALSE | L | Annual | Rate | lb/MMBtu | 0 | 0 | 0 | 0.15 | 0.15 | 0.15 | 0.15 | 0.15
BART SO2 Annual-Apache Station 3 -v5.13 | 175 | 5868 | Rate Constraint in lbs/MMBtu | FALSE | L | Annual | Generation | TWh | 0 | 0 | 0 | 0.0016876 | 0.33676 | 0.34236 | 0.56584 | 0.56553
BART SO2 Annual-Apache Station 3 -v5.13 | 175 | 5868 | Rate Constraint in lbs/MMBtu | FALSE | L | Annual | Qualifying Generation | TWh | 0 | 0 | 0 | 0.0016876 | 0.33676 | 0.34236 | 0.56584 | 0.56553
BART SO2 Annual-Apache Station 3 -v5.13 | 175 | 5868 | Rate Constraint in lbs/MMBtu | FALSE | L | Annual | Rate | lb/MWh | 0 | 0 | 0 | 1.6994 | 1.7074 | 1.7074 | 1.7074 | 1.7074
BART SO2 Annual-Apache Station 3 -v5.13 | 175 | 5868 | Rate Constraint in lbs/MMBtu | FALSE | L | Annual | Constraint Shadow Price | US2016$/Ton | 3197.542 | 6295.1239 | 6119.0845 | 5900.2647 | 5296.5825 | 4667.1607 | 4049.4005 | 3180.1699
BART SO2 Annual-Campbell 1 -v5.14 | 176 | 6117 | Rate Constraint in lbs/MMBtu | FALSE | L | Annual | Seasons Included | Seasons | Winter, WintShld, Summer | Winter, WintShld, Summer | Winter, WintShld, Summer | Winter, WintShld, Summer | Winter, WintShld, Summer | Winter, WintShld, Summer | Winter, WintShld, Summer | Winter, WintShld, Summer
BART SO2 Annual-Campbell 1 -v5.14 | 176 | 6117 | Rate Constraint in lbs/MMBtu | FALSE | L | Annual | Standard SO2 | lb/MMBtu | 0.29 | 0.29 | 0.29 | 0.29 | 0.29 | 0.29 | 0.29 | 0.29
BART SO2 Annual-Campbell 1 -v5.14 | 176 | 6117 | Rate Constraint in lbs/MMBtu | FALSE | L | Annual | Emissions at Affected Plants SO2 | Thousand Tons | 0.98682 | 1.2752 | 1.4972 | 1.4972 | 1.3536 | 1.3536 | 1.4972 | 0
BART SO2 Annual-Campbell 1 -v5.14 | 176 | 6117 | Rate Constraint in lbs/MMBtu | FALSE | L | Annual | Allowances Purchased SO2 | Thousand Tons | 0 | 0 | 0 | 0 | 0 | 0 | 0 | 0
BART SO2 Annual-Campbell 1 -v5.14 | 176 | 6117 | Rate Constraint in lbs/MMBtu | FALSE | L | Annual | Allowances Sold SO2 | Thousand Tons | 0 | 0 | 0 | 0 | 0 | 0 | 0 | 0
BART SO2 Annual-Campbell 1 -v5.14 | 176 | 6117 | Rate Constraint in lbs/MMBtu | FALSE | L | Annual | Allowances Banked | Thousand Tons | 0 | 0 | 0 | 0 | 0 | 0 | 0 | 0
BART SO2 Annual-Campbell 1 -v5.14 | 176 | 6117 | Rate Constraint in lbs/MMBtu | FALSE | L | Annual | Allowances Withdrawn (1:1) | Thousand Tons | 0 | 0 | 0 | 0 | 0 | 0 | 0 | 0
BART SO2 Annual-Campbell 1 -v5.14 | 176 | 6117 | Rate Constraint in lbs/MMBtu | FALSE | L | Annual | Allowances Withdrawn (n:1) | Thousand Tons | 0 | 0 | 0 | 0 | 0 | 0 | 0 | 0
BART SO2 Annual-Campbell 1 -v5.14 | 176 | 6117 | Rate Constraint in lbs/MMBtu | FALSE | L | Annual | Net Emissions Allowance Position | Thousand Tons | 0.98682 | 1.2752 | 1.4972 | 1.4972 | 1.3536 | 1.3536 | 1.4972 | 0
BART SO2 Annual-Campbell 1 -v5.14 | 176 | 6117 | Rate Constraint in lbs/MMBtu | FALSE | L | Annual | Fuel Consumed | TBtu | 7.9351 | 9.6402 | 10.3257 | 10.3257 | 9.3352 | 9.3352 | 10.3257 | 0
BART SO2 Annual-Campbell 1 -v5.14 | 176 | 6117 | Rate Constraint in lbs/MMBtu | FALSE | L | Annual | Rate | lb/MMBtu | 0.24872 | 0.26456 | 0.29 | 0.29 | 0.29 | 0.29 | 0.29 | 0
BART SO2 Annual-Campbell 1 -v5.14 | 176 | 6117 | Rate Constraint in lbs/MMBtu | FALSE | L | Annual | Generation | TWh | 0.74426 | 0.90419 | 0.96849 | 0.96849 | 0.87558 | 0.87558 | 0.96849 | 0
BART SO2 Annual-Campbell 1 -v5.14 | 176 | 6117 | Rate Constraint in lbs/MMBtu | FALSE | L | Annual | Qualifying Generation | TWh | 0.74426 | 0.90419 | 0.96849 | 0.96849 | 0.87558 | 0.87558 | 0.96849 | 0
BART SO2 Annual-Campbell 1 -v5.14 | 176 | 6117 | Rate Constraint in lbs/MMBtu | FALSE | L | Annual | Rate | lb/MWh | 2.6518 | 2.8207 | 3.0919 | 3.0919 | 3.0919 | 3.0919 | 3.0919 | 0
BART SO2 Annual-Campbell 1 -v5.14 | 176 | 6117 | Rate Constraint in lbs/MMBtu | FALSE | L | Annual | Constraint Shadow Price | US2016$/Ton | 0 | 0 | 657.79 | 1617.1704 | 1720.2981 | 1618.8513 | 0 | 894.5982
BART SO2 Annual-Campbell 2 -v5.14 | 177 | 6118 | Rate Constraint in lbs/MMBtu | FALSE | L | Annual | Seasons Included | Seasons | Winter, WintShld, Summer | Winter, WintShld, Summer | Winter, WintShld, Summer | Winter, WintShld, Summer | Winter, WintShld, Summer | Winter, WintShld, Summer | Winter, WintShld, Summer | Winter, WintShld, Summer
BART SO2 Annual-Campbell 2 -v5.14 | 177 | 6118 | Rate Constraint in lbs/MMBtu | FALSE | L | Annual | Standard SO2 | lb/MMBtu | 0.32 | 0.32 | 0.32 | 0.32 | 0.32 | 0.32 | 0.32 | 0.32
BART SO2 Annual-Campbell 2 -v5.14 | 177 | 6118 | Rate Constraint in lbs/MMBtu | FALSE | L | Annual | Emissions at Affected Plants SO2 | Thousand Tons | 1.2284 | 1.4541 | 1.7987 | 2.2369 | 1.9326 | 1.9757 | 1.9187 | 0
BART SO2 Annual-Campbell 2 -v5.14 | 177 | 6118 | Rate Constraint in lbs/MMBtu | FALSE | L | Annual | Allowances Purchased SO2 | Thousand Tons | 0 | 0 | 0 | 0 | 0 | 0 | 0 | 0
BART SO2 Annual-Campbell 2 -v5.14 | 177 | 6118 | Rate Constraint in lbs/MMBtu | FALSE | L | Annual | Allowances Sold SO2 | Thousand Tons | 0 | 0 | 0 | 0 | 0 | 0 | 0 | 0
BART SO2 Annual-Campbell 2 -v5.14 | 177 | 6118 | Rate Constraint in lbs/MMBtu | FALSE | L | Annual | Allowances Banked | Thousand Tons | 0 | 0 | 0 | 0 | 0 | 0 | 0 | 0
BART SO2 Annual-Campbell 2 -v5.14 | 177 | 6118 | Rate Constraint in lbs/MMBtu | FALSE | L | Annual | Allowances Withdrawn (1:1) | Thousand Tons | 0 | 0 | 0 | 0 | 0 | 0 | 0 | 0
BART SO2 Annual-Campbell 2 -v5.14 | 177 | 6118 | Rate Constraint in lbs/MMBtu | FALSE | L | Annual | Allowances Withdrawn (n:1) | Thousand Tons | 0 | 0 | 0 | 0 | 0 | 0 | 0 | 0
BART SO2 Annual-Campbell 2 -v5.14 | 177 | 6118 | Rate Constraint in lbs/MMBtu | FALSE | L | Annual | Net Emissions Allowance Position | Thousand Tons | 1.2284 | 1.4541 | 1.7987 | 2.2369 | 1.9326 | 1.9757 | 1.9187 | 0
BART SO2 Annual-Campbell 2 -v5.14 | 177 | 6118 | Rate Constraint in lbs/MMBtu | FALSE | L | Annual | Fuel Consumed | TBtu | 9.878 | 10.6726 | 11.242 | 13.9809 | 12.0789 | 12.3482 | 11.9921 | 0
BART SO2 Annual-Campbell 2 -v5.14 | 177 | 6118 | Rate Constraint in lbs/MMBtu | FALSE | L | Annual | Rate | lb/MMBtu | 0.24872 | 0.27249 | 0.32 | 0.32 | 0.32 | 0.32 | 0.32 | 0
BART SO2 Annual-Campbell 2 -v5.14 | 177 | 6118 | Rate Constraint in lbs/MMBtu | FALSE | L | Annual | Generation | TWh | 0.9138 | 0.98731 | 1.04 | 1.2934 | 1.1174 | 1.1423 | 1.1094 | 0
BART SO2 Annual-Campbell 2 -v5.14 | 177 | 6118 | Rate Constraint in lbs/MMBtu | FALSE | L | Annual | Qualifying Generation | TWh | 0.9138 | 0.98731 | 1.04 | 1.2934 | 1.1174 | 1.1423 | 1.1094 | 0
BART SO2 Annual-Campbell 2 -v5.14 | 177 | 6118 | Rate Constraint in lbs/MMBtu | FALSE | L | Annual | Rate | lb/MWh | 2.6886 | 2.9455 | 3.4591 | 3.4591 | 3.4591 | 3.4591 | 3.4591 | 0
BART SO2 Annual-Campbell 2 -v5.14 | 177 | 6118 | Rate Constraint in lbs/MMBtu | FALSE | L | Annual | Constraint Shadow Price | US2016$/Ton | 0 | 0 | 657.79 | 0 | 0 | 0 | 0 | 188.0293
BART SO2 Annual-Campbell 3 -v5.14 | 178 | 6119 | Rate Constraint in lbs/MMBtu | FALSE | L | Annual | Seasons Included | Seasons | Winter, WintShld, Summer | Winter, WintShld, Summer | Winter, WintShld, Summer | Winter, WintShld, Summer | Winter, WintShld, Summer | Winter, WintShld, Summer | Winter, WintShld, Summer | Winter, WintShld, Summer
BART SO2 Annual-Campbell 3 -v5.14 | 178 | 6119 | Rate Constraint in lbs/MMBtu | FALSE | L | Annual | Standard SO2 | lb/MMBtu | 0.07 | 0.07 | 0.07 | 0.07 | 0.07 | 0.07 | 0.07 | 0.07
BART SO2 Annual-Campbell 3 -v5.14 | 178 | 6119 | Rate Constraint in lbs/MMBtu | FALSE | L | Annual | Emissions at Affected Plants SO2 | Thousand Tons | 1.7325 | 1.8638 | 1.9954 | 2.0886 | 1.8935 | 1.8935 | 1.8935 | 1.4202
BART SO2 Annual-Campbell 3 -v5.14 | 178 | 6119 | Rate Constraint in lbs/MMBtu | FALSE | L | Annual | Allowances Purchased SO2 | Thousand Tons | 0 | 0 | 0 | 0 | 0 | 0 | 0 | 0
BART SO2 Annual-Campbell 3 -v5.14 | 178 | 6119 | Rate Constraint in lbs/MMBtu | FALSE | L | Annual | Allowances Sold SO2 | Thousand Tons | 0 | 0 | 0 | 0 | 0 | 0 | 0 | 0
BART SO2 Annual-Campbell 3 -v5.14 | 178 | 6119 | Rate Constraint in lbs/MMBtu | FALSE | L | Annual | Allowances Banked | Thousand Tons | 0 | 0 | 0 | 0 | 0 | 0 | 0 | 0
BART SO2 Annual-Campbell 3 -v5.14 | 178 | 6119 | Rate Constraint in lbs/MMBtu | FALSE | L | Annual | Allowances Withdrawn (1:1) | Thousand Tons | 0 | 0 | 0 | 0 | 0 | 0 | 0 | 0
BART SO2 Annual-Campbell 3 -v5.14 | 178 | 6119 | Rate Constraint in lbs/MMBtu | FALSE | L | Annual | Allowances Withdrawn (n:1) | Thousand Tons | 0 | 0 | 0 | 0 | 0 | 0 | 0 | 0
BART SO2 Annual-Campbell 3 -v5.14 | 178 | 6119 | Rate Constraint in lbs/MMBtu | FALSE | L | Annual | Net Emissions Allowance Position | Thousand Tons | 1.7325 | 1.8638 | 1.9954 | 2.0886 | 1.8935 | 1.8935 | 1.8935 | 1.4202
BART SO2 Annual-Campbell 3 -v5.14 | 178 | 6119 | Rate Constraint in lbs/MMBtu | FALSE | L | Annual | Fuel Consumed | TBtu | 52.7281 | 56.725 | 60.7295 | 63.5674 | 57.6289 | 57.6289 | 57.6289 | 43.1216
BART SO2 Annual-Campbell 3 -v5.14 | 178 | 6119 | Rate Constraint in lbs/MMBtu | FALSE | L | Annual | Rate | lb/MMBtu | 0.065714 | 0.065714 | 0.065714 | 0.065714 | 0.065714 | 0.065714 | 0.065714 | 0.065871
BART SO2 Annual-Campbell 3 -v5.14 | 178 | 6119 | Rate Constraint in lbs/MMBtu | FALSE | L | Annual | Generation | TWh | 4.9666 | 5.3431 | 5.7203 | 5.9876 | 5.4282 | 5.4282 | 5.4282 | 4.0617
BART SO2 Annual-Campbell 3 -v5.14 | 178 | 6119 | Rate Constraint in lbs/MMBtu | FALSE | L | Annual | Qualifying Generation | TWh | 4.9666 | 5.3431 | 5.7203 | 5.9876 | 5.4282 | 5.4282 | 5.4282 | 4.0617
BART SO2 Annual-Campbell 3 -v5.14 | 178 | 6119 | Rate Constraint in lbs/MMBtu | FALSE | L | Annual | Rate | lb/MWh | 0.69766 | 0.69766 | 0.69766 | 0.69766 | 0.69766 | 0.69766 | 0.69766 | 0.69932
BART SO2 Annual-Campbell 3 -v5.14 | 178 | 6119 | Rate Constraint in lbs/MMBtu | FALSE | L | Annual | Constraint Shadow Price | US2016$/Ton | 0 | 0 | 0 | 0 | 0 | 0 | 0 | 0
BART SO2 Annual-Cherokee 4 -v5.13 | 179 | 5874 | Rate Constraint in MTons | FALSE | L | Annual | Seasons Included | Seasons | Winter, WintShld, Summer | Winter, WintShld, Summer | Winter, WintShld, Summer | Winter, WintShld, Summer | Winter, WintShld, Summer | Winter, WintShld, Summer | Winter, WintShld, Summer | Winter, WintShld, Summer
BART SO2 Annual-Cherokee 4 -v5.13 | 179 | 5874 | Rate Constraint in MTons | FALSE | L | Annual | Standard SO2 | Thousand Tons | 0.00781 | 0.00781 | 0.00781 | 0.00781 | 0.00781 | 0.00781 | 0.00781 | 0.00781
BART SO2 Annual-Cherokee 4 -v5.13 | 179 | 5874 | Rate Constraint in MTons | FALSE | L | Annual | Emissions at Affected Plants SO2 | Thousand Tons | 0 | 0 | 0 | 0 | 0 | 0 | 0 | 0
BART SO2 Annual-Cherokee 4 -v5.13 | 179 | 5874 | Rate Constraint in MTons | FALSE | L | Annual | Allowances Purchased SO2 | Thousand Tons | 0 | 0 | 0 | 0 | 0 | 0 | 0 | 0
BART SO2 Annual-Cherokee 4 -v5.13 | 179 | 5874 | Rate Constraint in MTons | FALSE | L | Annual | Allowances Sold SO2 | Thousand Tons | 0 | 0 | 0 | 0 | 0 | 0 | 0 | 0
BART SO2 Annual-Cherokee 4 -v5.13 | 179 | 5874 | Rate Constraint in MTons | FALSE | L | Annual | Allowances Banked | Thousand Tons | 0 | 0 | 0 | 0 | 0 | 0 | 0 | 0
BART SO2 Annual-Cherokee 4 -v5.13 | 179 | 5874 | Rate Constraint in MTons | FALSE | L | Annual | Allowances Withdrawn (1:1) | Thousand Tons | 0 | 0 | 0 | 0 | 0 | 0 | 0 | 0
BART SO2 Annual-Cherokee 4 -v5.13 | 179 | 5874 | Rate Constraint in MTons | FALSE | L | Annual | Allowances Withdrawn (n:1) | Thousand Tons | 0 | 0 | 0 | 0 | 0 | 0 | 0 | 0
BART SO2 Annual-Cherokee 4 -v5.13 | 179 | 5874 | Rate Constraint in MTons | FALSE | L | Annual | Net Emissions Allowance Position | Thousand Tons | 0 | 0 | 0 | 0 | 0 | 0 | 0 | 0
BART SO2 Annual-Cherokee 4 -v5.13 | 179 | 5874 | Rate Constraint in MTons | FALSE | L | Annual | Fuel Consumed | TBtu | 1.1729 | 1.5804 | 2.0893 | 2.6511 | 3.5293 | 4.1639 | 3.5532 | 3.475
BART SO2 Annual-Cherokee 4 -v5.13 | 179 | 5874 | Rate Constraint in MTons | FALSE | L | Annual | Rate | lb/MMBtu | 0 | 0 | 0 | 0 | 0 | 0 | 0 | 0
BART SO2 Annual-Cherokee 4 -v5.13 | 179 | 5874 | Rate Constraint in MTons | FALSE | L | Annual | Generation | TWh | 0.11057 | 0.14898 | 0.19695 | 0.24992 | 0.3327 | 0.39252 | 0.33496 | 0.32758
BART SO2 Annual-Cherokee 4 -v5.13 | 179 | 5874 | Rate Constraint in MTons | FALSE | L | Annual | Qualifying Generation | TWh | 0.11057 | 0.14898 | 0.19695 | 0.24992 | 0.3327 | 0.39252 | 0.33496 | 0.32758
BART SO2 Annual-Cherokee 4 -v5.13 | 179 | 5874 | Rate Constraint in MTons | FALSE | L | Annual | Rate | lb/MWh | 0 | 0 | 0 | 0 | 0 | 0 | 0 | 0
BART SO2 Annual-Cherokee 4 -v5.13 | 179 | 5874 | Rate Constraint in MTons | FALSE | L | Annual | Constraint Shadow Price | US2016$/Ton | 0 | 0 | 0 | 0 | 0 | 0 | 0 | 0
BART SO2 Annual-Cholla 3 -v5.13 | 180 | 5870 | Rate Constraint in lbs/MMBtu | FALSE | L | Annual | Seasons Included | Seasons | Winter, WintShld, Summer | Winter, WintShld, Summer | Winter, WintShld, Summer | Winter, WintShld, Summer | Winter, WintShld, Summer | Winter, WintShld, Summer | Winter, WintShld, Summer | Winter, WintShld, Summer
BART SO2 Annual-Cholla 3 -v5.13 | 180 | 5870 | Rate Constraint in lbs/MMBtu | FALSE | L | Annual | Standard SO2 | lb/MMBtu | 0.15 | 0.15 | 0.0006 | 0.0006 | 0.0006 | 0.0006 | 0.0006 | 0.0006
BART SO2 Annual-Cholla 3 -v5.13 | 180 | 5870 | Rate Constraint in lbs/MMBtu | FALSE | L | Annual | Emissions at Affected Plants SO2 | Thousand Tons | 1.1391 | 1.1391 | 0 | 0 | 0 | 0 | 0 | 0
BART SO2 Annual-Cholla 3 -v5.13 | 180 | 5870 | Rate Constraint in lbs/MMBtu | FALSE | L | Annual | Allowances Purchased SO2 | Thousand Tons | 0 | 0 | 0 | 0 | 0 | 0 | 0 | 0
BART SO2 Annual-Cholla 3 -v5.13 | 180 | 5870 | Rate Constraint in lbs/MMBtu | FALSE | L | Annual | Allowances Sold SO2 | Thousand Tons | 0 | 0 | 0 | 0 | 0 | 0 | 0 | 0
BART SO2 Annual-Cholla 3 -v5.13 | 180 | 5870 | Rate Constraint in lbs/MMBtu | FALSE | L | Annual | Allowances Banked | Thousand Tons | 0 | 0 | 0 | 0 | 0 | 0 | 0 | 0
BART SO2 Annual-Cholla 3 -v5.13 | 180 | 5870 | Rate Constraint in lbs/MMBtu | FALSE | L | Annual | Allowances Withdrawn (1:1) | Thousand Tons | 0 | 0 | 0 | 0 | 0 | 0 | 0 | 0
BART SO2 Annual-Cholla 3 -v5.13 | 180 | 5870 | Rate Constraint in lbs/MMBtu | FALSE | L | Annual | Allowances Withdrawn (n:1) | Thousand Tons | 0 | 0 | 0 | 0 | 0 | 0 | 0 | 0
BART SO2 Annual-Cholla 3 -v5.13 | 180 | 5870 | Rate Constraint in lbs/MMBtu | FALSE | L | Annual | Net Emissions Allowance Position | Thousand Tons | 1.1391 | 1.1391 | 0 | 0 | 0 | 0 | 0 | 0
BART SO2 Annual-Cholla 3 -v5.13 | 180 | 5870 | Rate Constraint in lbs/MMBtu | FALSE | L | Annual | Fuel Consumed | TBtu | 20.9724 | 20.9724 | 0 | 0 | 0 | 0 | 0 | 0
BART SO2 Annual-Cholla 3 -v5.13 | 180 | 5870 | Rate Constraint in lbs/MMBtu | FALSE | L | Annual | Rate | lb/MMBtu | 0.10863 | 0.10863 | 0 | 0 | 0 | 0 | 0 | 0
BART SO2 Annual-Cholla 3 -v5.13 | 180 | 5870 | Rate Constraint in lbs/MMBtu | FALSE | L | Annual | Generation | TWh | 1.8735 | 1.8735 | 0 | 0 | 0 | 0 | 0 | 0
BART SO2 Annual-Cholla 3 -v5.13 | 180 | 5870 | Rate Constraint in lbs/MMBtu | FALSE | L | Annual | Qualifying Generation | TWh | 1.8735 | 1.8735 | 0 | 0 | 0 | 0 | 0 | 0
BART SO2 Annual-Cholla 3 -v5.13 | 180 | 5870 | Rate Constraint in lbs/MMBtu | FALSE | L | Annual | Rate | lb/MWh | 1.216 | 1.216 | 0 | 0 | 0 | 0 | 0 | 0
BART SO2 Annual-Cholla 3 -v5.13 | 180 | 5870 | Rate Constraint in lbs/MMBtu | FALSE | L | Annual | Constraint Shadow Price | US2016$/Ton | 0 | 0 | 19344.9839 | 53508.8506 | 83641.2693 | 97981.6689 | 4178732.0182 | 88133.3472
BART SO2 Annual-Cholla 4 -v5.13 | 181 | 5871 | Rate Constraint in lbs/MMBtu | FALSE | L | Annual | Seasons Included | Seasons | Winter, WintShld, Summer | Winter, WintShld, Summer | Winter, WintShld, Summer | Winter, WintShld, Summer | Winter, WintShld, Summer | Winter, WintShld, Summer | Winter, WintShld, Summer | Winter, WintShld, Summer
BART SO2 Annual-Cholla 4 -v5.13 | 181 | 5871 | Rate Constraint in lbs/MMBtu | FALSE | L | Annual | Standard SO2 | lb/MMBtu | 0.15 | 0.15 | 0.0006 | 0.0006 | 0.0006 | 0.0006 | 0.0006 | 0.0006
BART SO2 Annual-Cholla 4 -v5.13 | 181 | 5871 | Rate Constraint in lbs/MMBtu | FALSE | L | Annual | Emissions at Affected Plants SO2 | Thousand Tons | 0 | 0 | 0 | 0 | 0 | 0 | 0 | 0
BART SO2 Annual-Cholla 4 -v5.13 | 181 | 5871 | Rate Constraint in lbs/MMBtu | FALSE | L | Annual | Allowances Purchased SO2 | Thousand Tons | 0 | 0 | 0 | 0 | 0 | 0 | 0 | 0
BART SO2 Annual-Cholla 4 -v5.13 | 181 | 5871 | Rate Constraint in lbs/MMBtu | FALSE | L | Annual | Allowances Sold SO2 | Thousand Tons | 0 | 0 | 0 | 0 | 0 | 0 | 0 | 0
BART SO2 Annual-Cholla 4 -v5.13 | 181 | 5871 | Rate Constraint in lbs/MMBtu | FALSE | L | Annual | Allowances Banked | Thousand Tons | 0 | 0 | 0 | 0 | 0 | 0 | 0 | 0
BART SO2 Annual-Cholla 4 -v5.13 | 181 | 5871 | Rate Constraint in lbs/MMBtu | FALSE | L | Annual | Allowances Withdrawn (1:1) | Thousand Tons | 0 | 0 | 0 | 0 | 0 | 0 | 0 | 0
BART SO2 Annual-Cholla 4 -v5.13 | 181 | 5871 | Rate Constraint in lbs/MMBtu | FALSE | L | Annual | Allowances Withdrawn (n:1) | Thousand Tons | 0 | 0 | 0 | 0 | 0 | 0 | 0 | 0
BART SO2 Annual-Cholla 4 -v5.13 | 181 | 5871 | Rate Constraint in lbs/MMBtu | FALSE | L | Annual | Net Emissions Allowance Position | Thousand Tons | 0 | 0 | 0 | 0 | 0 | 0 | 0 | 0
BART SO2 Annual-Cholla 4 -v5.13 | 181 | 5871 | Rate Constraint in lbs/MMBtu | FALSE | L | Annual | Fuel Consumed | TBtu | 0 | 0 | 0 | 0 | 0 | 0 | 0 | 0
BART SO2 Annual-Cholla 4 -v5.13 | 181 | 5871 | Rate Constraint in lbs/MMBtu | FALSE | L | Annual | Rate | lb/MMBtu | 0 | 0 | 0 | 0 | 0 | 0 | 0 | 0
BART SO2 Annual-Cholla 4 -v5.13 | 181 | 5871 | Rate Constraint in lbs/MMBtu | FALSE | L | Annual | Generation | TWh | 0 | 0 | 0 | 0 | 0 | 0 | 0 | 0
BART SO2 Annual-Cholla 4 -v5.13 | 181 | 5871 | Rate Constraint in lbs/MMBtu | FALSE | L | Annual | Qualifying Generation | TWh | 0 | 0 | 0 | 0 | 0 | 0 | 0 | 0
BART SO2 Annual-Cholla 4 -v5.13 | 181 | 5871 | Rate Constraint in lbs/MMBtu | FALSE | L | Annual | Rate | lb/MWh | 0 | 0 | 0 | 0 | 0 | 0 | 0 | 0
BART SO2 Annual-Cholla 4 -v5.13 | 181 | 5871 | Rate Constraint in lbs/MMBtu | FALSE | L | Annual | Constraint Shadow Price | US2016$/Ton | 0 | 0 | 11562.7868 | 31948.6548 | 50239.5647 | 57778.3368 | 6284971.1642 | 54939.9495
BART SO2 Annual-Coronado U1B -v5.13 | 182 | 5872 | Rate Constraint in lbs/MMBtu | FALSE | L | Annual | Seasons Included | Seasons | Winter, WintShld, Summer | Winter, WintShld, Summer | Winter, WintShld, Summer | Winter, WintShld, Summer | Winter, WintShld, Summer | Winter, WintShld, Summer | Winter, WintShld, Summer | Winter, WintShld, Summer
BART SO2 Annual-Coronado U1B -v5.13 | 182 | 5872 | Rate Constraint in lbs/MMBtu | FALSE | L | Annual | Standard SO2 | lb/MMBtu | 0.08 | 0.08 | 0.08 | 0.08 | 0.08 | 0.08 | 0.08 | 0.08
BART SO2 Annual-Coronado U1B -v5.13 | 182 | 5872 | Rate Constraint in lbs/MMBtu | FALSE | L | Annual | Emissions at Affected Plants SO2 | Thousand Tons | 0.66698 | 1.045 | 1.045 | 0.77943 | 0.77943 | 0.77943 | 0.77943 | 0.77943
BART SO2 Annual-Coronado U1B -v5.13 | 182 | 5872 | Rate Constraint in lbs/MMBtu | FALSE | L | Annual | Allowances Purchased SO2 | Thousand Tons | 0 | 0 | 0 | 0 | 0 | 0 | 0 | 0
BART SO2 Annual-Coronado U1B -v5.13 | 182 | 5872 | Rate Constraint in lbs/MMBtu | FALSE | L | Annual | Allowances Sold SO2 | Thousand Tons | 0 | 0 | 0 | 0 | 0 | 0 | 0 | 0
BART SO2 Annual-Coronado U1B -v5.13 | 182 | 5872 | Rate Constraint in lbs/MMBtu | FALSE | L | Annual | Allowances Banked | Thousand Tons | 0 | 0 | 0 | 0 | 0 | 0 | 0 | 0
BART SO2 Annual-Coronado U1B -v5.13 | 182 | 5872 | Rate Constraint in lbs/MMBtu | FALSE | L | Annual | Allowances Withdrawn (1:1) | Thousand Tons | 0 | 0 | 0 | 0 | 0 | 0 | 0 | 0
BART SO2 Annual-Coronado U1B -v5.13 | 182 | 5872 | Rate Constraint in lbs/MMBtu | FALSE | L | Annual | Allowances Withdrawn (n:1) | Thousand Tons | 0 | 0 | 0 | 0 | 0 | 0 | 0 | 0
BART SO2 Annual-Coronado U1B -v5.13 | 182 | 5872 | Rate Constraint in lbs/MMBtu | FALSE | L | Annual | Net Emissions Allowance Position | Thousand Tons | 0.66698 | 1.045 | 1.045 | 0.77943 | 0.77943 | 0.77943 | 0.77943 | 0.77943
BART SO2 Annual-Coronado U1B -v5.13 | 182 | 5872 | Rate Constraint in lbs/MMBtu | FALSE | L | Annual | Fuel Consumed | TBtu | 16.6746 | 26.125 | 26.125 | 19.4858 | 19.4858 | 19.4858 | 19.4858 | 19.4858
BART SO2 Annual-Coronado U1B -v5.13 | 182 | 5872 | Rate Constraint in lbs/MMBtu | FALSE | L | Annual | Rate | lb/MMBtu | 0.08 | 0.08 | 0.08 | 0.08 | 0.08 | 0.08 | 0.08 | 0.08
BART SO2 Annual-Coronado U1B -v5.13 | 182 | 5872 | Rate Constraint in lbs/MMBtu | FALSE | L | Annual | Generation | TWh | 1.5689 | 2.4581 | 2.4581 | 1.8334 | 1.8334 | 1.8334 | 1.8334 | 1.8334
BART SO2 Annual-Coronado U1B -v5.13 | 182 | 5872 | Rate Constraint in lbs/MMBtu | FALSE | L | Annual | Qualifying Generation | TWh | 1.5689 | 2.4581 | 2.4581 | 1.8334 | 1.8334 | 1.8334 | 1.8334 | 1.8334
BART SO2 Annual-Coronado U1B -v5.13 | 182 | 5872 | Rate Constraint in lbs/MMBtu | FALSE | L | Annual | Rate | lb/MWh | 0.85024 | 0.85024 | 0.85024 | 0.85024 | 0.85024 | 0.85024 | 0.85024 | 0.85024
BART SO2 Annual-Coronado U1B -v5.13 | 182 | 5872 | Rate Constraint in lbs/MMBtu | FALSE | L | Annual | Constraint Shadow Price | US2016$/Ton | 42315.501 | 43789.3841 | 51720.3453 | 50676.0788 | 47756.1477 | 44492.5399 | 41549.9776 | 38454.6565
BART SO2 Annual-Coronado U2B -v5.13 | 183 | 5873 | Rate Constraint in lbs/MMBtu | FALSE | L | Annual | Seasons Included | Seasons | Winter, WintShld, Summer | Winter, WintShld, Summer | Winter, WintShld, Summer | Winter, WintShld, Summer | Winter, WintShld, Summer | Winter, WintShld, Summer | Winter, WintShld, Summer | Winter, WintShld, Summer
BART SO2 Annual-Coronado U2B -v5.13 | 183 | 5873 | Rate Constraint in lbs/MMBtu | FALSE | L | Annual | Standard SO2 | lb/MMBtu | 0.08 | 0.08 | 0.08 | 0.08 | 0.08 | 0.08 | 0.08 | 0.08
BART SO2 Annual-Coronado U2B -v5.13 | 183 | 5873 | Rate Constraint in lbs/MMBtu | FALSE | L | Annual | Emissions at Affected Plants SO2 | Thousand Tons | 0.68079 | 0.89343 | 1.0298 | 0.7969 | 0.7969 | 0.7969 | 0.7969 | 0.7969
BART SO2 Annual-Coronado U2B -v5.13 | 183 | 5873 | Rate Constraint in lbs/MMBtu | FALSE | L | Annual | Allowances Purchased SO2 | Thousand Tons | 0 | 0 | 0 | 0 | 0 | 0 | 0 | 0
BART SO2 Annual-Coronado U2B -v5.13 | 183 | 5873 | Rate Constraint in lbs/MMBtu | FALSE | L | Annual | Allowances Sold SO2 | Thousand Tons | 0 | 0 | 0 | 0 | 0 | 0 | 0 | 0
BART SO2 Annual-Coronado U2B -v5.13 | 183 | 5873 | Rate Constraint in lbs/MMBtu | FALSE | L | Annual | Allowances Banked | Thousand Tons | 0 | 0 | 0 | 0 | 0 | 0 | 0 | 0
BART SO2 Annual-Coronado U2B -v5.13 | 183 | 5873 | Rate Constraint in lbs/MMBtu | FALSE | L | Annual | Allowances Withdrawn (1:1) | Thousand Tons | 0 | 0 | 0 | 0 | 0 | 0 | 0 | 0
BART SO2 Annual-Coronado U2B -v5.13 | 183 | 5873 | Rate Constraint in lbs/MMBtu | FALSE | L | Annual | Allowances Withdrawn (n:1) | Thousand Tons | 0 | 0 | 0 | 0 | 0 | 0 | 0 | 0
BART SO2 Annual-Coronado U2B -v5.13 | 183 | 5873 | Rate Constraint in lbs/MMBtu | FALSE | L | Annual | Net Emissions Allowance Position | Thousand Tons | 0.68079 | 0.89343 | 1.0298 | 0.7969 | 0.7969 | 0.7969 | 0.7969 | 0.7969
BART SO2 Annual-Coronado U2B -v5.13 | 183 | 5873 | Rate Constraint in lbs/MMBtu | FALSE | L | Annual | Fuel Consumed | TBtu | 17.0199 | 22.3359 | 25.7439 | 19.9226 | 19.9226 | 19.9226 | 19.9226 | 19.9226
BART SO2 Annual-Coronado U2B -v5.13 | 183 | 5873 | Rate Constraint in lbs/MMBtu | FALSE | L | Annual | Rate | lb/MMBtu | 0.08 | 0.08 | 0.08 | 0.08 | 0.08 | 0.08 | 0.08 | 0.08
BART SO2 Annual-Coronado U2B -v5.13 | 183 | 5873 | Rate Constraint in lbs/MMBtu | FALSE | L | Annual | Generation | TWh | 1.5871 | 2.0828 | 2.4006 | 1.8578 | 1.8578 | 1.8578 | 1.8578 | 1.8578
BART SO2 Annual-Coronado U2B -v5.13 | 183 | 5873 | Rate Constraint in lbs/MMBtu | FALSE | L | Annual | Qualifying Generation | TWh | 1.5871 | 2.0828 | 2.4006 | 1.8578 | 1.8578 | 1.8578 | 1.8578 | 1.8578
BART SO2 Annual-Coronado U2B -v5.13 | 183 | 5873 | Rate Constraint in lbs/MMBtu | FALSE | L | Annual | Rate | lb/MWh | 0.85792 | 0.85792 | 0.85792 | 0.85792 | 0.85792 | 0.85792 | 0.85792 | 0.85792
BART SO2 Annual-Coronado U2B -v5.13 | 183 | 5873 | Rate Constraint in lbs/MMBtu | FALSE | L | Annual | Constraint Shadow Price | US2016$/Ton | 42315.501 | 43789.3841 | 51720.3453 | 50676.0788 | 47756.1477 | 44492.5399 | 41549.9776 | 38454.6565
BART SO2 Annual-Craig C1 -v5.14 | 184 | 6097 | Rate Constraint in lbs/MMBtu | FALSE | L | Annual | Seasons Included | Seasons | Winter, WintShld, Summer | Winter, WintShld, Summer | Winter, WintShld, Summer | Winter, WintShld, Summer | Winter, WintShld, Summer | Winter, WintShld, Summer | Winter, WintShld, Summer | Winter, WintShld, Summer
BART SO2 Annual-Craig C1 -v5.14 | 184 | 6097 | Rate Constraint in lbs/MMBtu | FALSE | L | Annual | Standard SO2 | lb/MMBtu | 0.11 | 0.11 | 0.11 | 0.11 | 0.11 | 0.11 | 0.11 | 0.11
BART SO2 Annual-Craig C1 -v5.14 | 184 | 6097 | Rate Constraint in lbs/MMBtu | FALSE | L | Annual | Emissions at Affected Plants SO2 | Thousand Tons | 0.94055 | 0.94055 | 0.94055 | 0.0043951 | 0.0043951 | 0.0043951 | 0.0043951 | 0.0043951
BART SO2 Annual-Craig C1 -v5.14 | 184 | 6097 | Rate Constraint in lbs/MMBtu | FALSE | L | Annual | Allowances Purchased SO2 | Thousand Tons | 0 | 0 | 0 | 0 | 0 | 0 | 0 | 0
BART SO2 Annual-Craig C1 -v5.14 | 184 | 6097 | Rate Constraint in lbs/MMBtu | FALSE | L | Annual | Allowances Sold SO2 | Thousand Tons | 0 | 0 | 0 | 0 | 0 | 0 | 0 | 0
BART SO2 Annual-Craig C1 -v5.14 | 184 | 6097 | Rate Constraint in lbs/MMBtu | FALSE | L | Annual | Allowances Banked | Thousand Tons | 0 | 0 | 0 | 0 | 0 | 0 | 0 | 0
BART SO2 Annual-Craig C1 -v5.14 | 184 | 6097 | Rate Constraint in lbs/MMBtu | FALSE | L | Annual | Allowances Withdrawn (1:1) | Thousand Tons | 0 | 0 | 0 | 0 | 0 | 0 | 0 | 0
BART SO2 Annual-Craig C1 -v5.14 | 184 | 6097 | Rate Constraint in lbs/MMBtu | FALSE | L | Annual | Allowances Withdrawn (n:1) | Thousand Tons | 0 | 0 | 0 | 0 | 0 | 0 | 0 | 0
BART SO2 Annual-Craig C1 -v5.14 | 184 | 6097 | Rate Constraint in lbs/MMBtu | FALSE | L | Annual | Net Emissions Allowance Position | Thousand Tons | 0.94055 | 0.94055 | 0.94055 | 0.0043951 | 0.0043951 | 0.0043951 | 0.0043951 | 0.0043951
BART SO2 Annual-Craig C1 -v5.14 | 184 | 6097 | Rate Constraint in lbs/MMBtu | FALSE | L | Annual | Fuel Consumed | TBtu | 32.9193 | 32.9193 | 32.9193 | 0.1465 | 0.1465 | 0.1465 | 0.15383 | 0.15383
BART SO2 Annual-Craig C1 -v5.14 | 184 | 6097 | Rate Constraint in lbs/MMBtu | FALSE | L | Annual | Rate | lb/MMBtu | 0.057143 | 0.057143 | 0.057143 | 0.06 | 0.06 | 0.06 | 0.057143 | 0.057143
BART SO2 Annual-Craig C1 -v5.14 | 184 | 6097 | Rate Constraint in lbs/MMBtu | FALSE | L | Annual | Generation | TWh | 3.0864 | 3.0864 | 3.0864 | 0.014422 | 0.014422 | 0.014422 | 0.014422 | 0.014422
BART SO2 Annual-Craig C1 -v5.14 | 184 | 6097 | Rate Constraint in lbs/MMBtu | FALSE | L | Annual | Qualifying Generation | TWh | 3.0864 | 3.0864 | 3.0864 | 0.014422 | 0.014422 | 0.014422 | 0.014422 | 0.014422
BART SO2 Annual-Craig C1 -v5.14 | 184 | 6097 | Rate Constraint in lbs/MMBtu | FALSE | L | Annual | Rate | lb/MWh | 0.60948 | 0.60948 | 0.60948 | 0.60948 | 0.60948 | 0.60948 | 0.60948 | 0.60948
BART SO2 Annual-Craig C1 -v5.14 | 184 | 6097 | Rate Constraint in lbs/MMBtu | FALSE | L | Annual | Constraint Shadow Price | US2016$/Ton | 0 | 0 | 0 | 0 | 0 | 0 | 0 | 0
BART SO2 Annual-Craig C2 -v5.14 | 185 | 6098 | Rate Constraint in lbs/MMBtu | FALSE | L | Annual | Seasons Included | Seasons | Winter, WintShld, Summer | Winter, WintShld, Summer | Winter, WintShld, Summer | Winter, WintShld, Summer | Winter, WintShld, Summer | Winter, WintShld, Summer | Winter, WintShld, Summer | Winter, WintShld, Summer
BART SO2 Annual-Craig C2 -v5.14 | 185 | 6098 | Rate Constraint in lbs/MMBtu | FALSE | L | Annual | Standard SO2 | lb/MMBtu | 0.11 | 0.11 | 0.11 | 0.11 | 0.11 | 0.11 | 0.11 | 0.11
BART SO2 Annual-Craig C2 -v5.14 | 185 | 6098 | Rate Constraint in lbs/MMBtu | FALSE | L | Annual | Emissions at Affected Plants SO2 | Thousand Tons | 0.94156 | 0.94156 | 0.94156 | 0.94156 | 0.94156 | 0.94156 | 0.94156 | 0.94156
BART SO2 Annual-Craig C2 -v5.14 | 185 | 6098 | Rate Constraint in lbs/MMBtu | FALSE | L | Annual | Allowances Purchased SO2 | Thousand Tons | 0 | 0 | 0 | 0 | 0 | 0 | 0 | 0
BART SO2 Annual-Craig C2 -v5.14 | 185 | 6098 | Rate Constraint in lbs/MMBtu | FALSE | L | Annual | Allowances Sold SO2 | Thousand Tons | 0 | 0 | 0 | 0 | 0 | 0 | 0 | 0
BART SO2 Annual-Craig C2 -v5.14 | 185 | 6098 | Rate Constraint in lbs/MMBtu | FALSE | L | Annual | Allowances Banked | Thousand Tons | 0 | 0 | 0 | 0 | 0 | 0 | 0 | 0
BART SO2 Annual-Craig C2 -v5.14 | 185 | 6098 | Rate Constraint in lbs/MMBtu | FALSE | L | Annual | Allowances Withdrawn (1:1) | Thousand Tons | 0 | 0 | 0 | 0 | 0 | 0 | 0 | 0
BART SO2 Annual-Craig C2 -v5.14 | 185 | 6098 | Rate Constraint in lbs/MMBtu | FALSE | L | Annual | Allowances Withdrawn (n:1) | Thousand Tons | 0 | 0 | 0 | 0 | 0 | 0 | 0 | 0
BART SO2 Annual-Craig C2 -v5.14 | 185 | 6098 | Rate Constraint in lbs/MMBtu | FALSE | L | Annual | Net Emissions Allowance Position | Thousand Tons | 0.94156 | 0.94156 | 0.94156 | 0.94156 | 0.94156 | 0.94156 | 0.94156 | 0.94156
BART SO2 Annual-Craig C2 -v5.14 | 185 | 6098 | Rate Constraint in lbs/MMBtu | FALSE | L | Annual | Fuel Consumed | TBtu | 32.9544 | 32.9544 | 32.9544 | 31.3852 | 31.3852 | 31.3852 | 32.9544 | 32.9544
BART SO2 Annual-Craig C2 -v5.14 | 185 | 6098 | Rate Constraint in lbs/MMBtu | FALSE | L | Annual | Rate | lb/MMBtu | 0.057143 | 0.057143 | 0.057143 | 0.06 | 0.06 | 0.06 | 0.057143 | 0.057143
BART SO2 Annual-Craig C2 -v5.14 | 185 | 6098 | Rate Constraint in lbs/MMBtu | FALSE | L | Annual | Generation | TWh | 3.0653 | 3.0653 | 3.0653 | 3.0653 | 3.0653 | 3.0653 | 3.0653 | 3.0653
BART SO2 Annual-Craig C2 -v5.14 | 185 | 6098 | Rate Constraint in lbs/MMBtu | FALSE | L | Annual | Qualifying Generation | TWh | 3.0653 | 3.0653 | 3.0653 | 3.0653 | 3.0653 | 3.0653 | 3.0653 | 3.0653
BART SO2 Annual-Craig C2 -v5.14 | 185 | 6098 | Rate Constraint in lbs/MMBtu | FALSE | L | Annual | Rate | lb/MWh | 0.61434 | 0.61434 | 0.61434 | 0.61434 | 0.61434 | 0.61434 | 0.61434 | 0.61434
BART SO2 Annual-Craig C2 -v5.14 | 185 | 6098 | Rate Constraint in lbs/MMBtu | FALSE | L | Annual | Constraint Shadow Price | US2016$/Ton | 0 | 0 | 0 | 0 | 0 | 0 | 0 | 0
BART SO2 Annual-Jeffrey Energy Center 1 -v5.13 | 186 | 5877 | Rate Constraint in lbs/MMBtu | FALSE | L | Annual | Seasons Included | Seasons | Winter, WintShld, Summer | Winter, WintShld, Summer | Winter, WintShld, Summer | Winter, WintShld, Summer | Winter, WintShld, Summer | Winter, WintShld, Summer | Winter, WintShld, Summer | Winter, WintShld, Summer
BART SO2 Annual-Jeffrey Energy Center 1 -v5.13 | 186 | 5877 | Rate Constraint in lbs/MMBtu | FALSE | L | Annual | Standard SO2 | lb/MMBtu | 0.15 | 0.15 | 0.15 | 0.15 | 0.15 | 0.15 | 0.15 | 0.15
BART SO2 Annual-Jeffrey Energy Center 1 -v5.13 | 186 | 5877 | Rate Constraint in lbs/MMBtu | FALSE | L | Annual | Emissions at Affected Plants SO2 | Thousand Tons | 1.477 | 1.7167 | 1.7249 | 1.598 | 1.4294 | 1.3116 | 1.1679 | 1.1679
BART SO2 Annual-Jeffrey Energy Center 1 -v5.13 | 186 | 5877 | Rate Constraint in lbs/MMBtu | FALSE | L | Annual | Allowances Purchased SO2 | Thousand Tons | 0 | 0 | 0 | 0 | 0 | 0 | 0 | 0
BART SO2 Annual-Jeffrey Energy Center 1 -v5.13 | 186 | 5877 | Rate Constraint in lbs/MMBtu | FALSE | L | Annual | Allowances Sold SO2 | Thousand Tons | 0 | 0 | 0 | 0 | 0 | 0 | 0 | 0
BART SO2 Annual-Jeffrey Energy Center 1 -v5.13 | 186 | 5877 | Rate Constraint in lbs/MMBtu | FALSE | L | Annual | Allowances Banked | Thousand Tons | 0 | 0 | 0 | 0 | 0 | 0 | 0 | 0
BART SO2 Annual-Jeffrey Energy Center 1 -v5.13 | 186 | 5877 | Rate Constraint in lbs/MMBtu | FALSE | L | Annual | Allowances Withdrawn (1:1) | Thousand Tons | 0 | 0 | 0 | 0 | 0 | 0 | 0 | 0
BART SO2 Annual-Jeffrey Energy Center 1 -v5.13 | 186 | 5877 | Rate Constraint in lbs/MMBtu | FALSE | L | Annual | Allowances Withdrawn (n:1) | Thousand Tons | 0 | 0 | 0 | 0 | 0 | 0 | 0 | 0
BART SO2 Annual-Jeffrey Energy Center 1 -v5.13 | 186 | 5877 | Rate Constraint in lbs/MMBtu | FALSE | L | Annual | Net Emissions Allowance Position | Thousand Tons | 1.477 | 1.7167 | 1.7249 | 1.598 | 1.4294 | 1.3116 | 1.1679 | 1.1679
BART SO2 Annual-Jeffrey Energy Center 1 -v5.13 | 186 | 5877 | Rate Constraint in lbs/MMBtu | FALSE | L | Annual | Fuel Consumed | TBtu | 49.234 | 57.2226 | 57.4956 | 53.2665 | 47.6479 | 43.7213 | 38.9291 | 38.9291
BART SO2 Annual-Jeffrey Energy Center 1 -v5.13 | 186 | 5877 | Rate Constraint in lbs/MMBtu | FALSE | L | Annual | Rate | lb/MMBtu | 0.06 | 0.06 | 0.06 | 0.06 | 0.06 | 0.06 | 0.06 | 0.06
BART SO2 Annual-Jeffrey Energy Center 1 -v5.13 | 186 | 5877 | Rate Constraint in lbs/MMBtu | FALSE | L | Annual | Generation | TWh | 4.4299 | 5.1487 | 5.1733 | 4.7927 | 4.2872 | 3.9339 | 3.5027 | 3.5027
BART SO2 Annual-Jeffrey Energy Center 1 -v5.13 | 186 | 5877 | Rate Constraint in lbs/MMBtu | FALSE | L | Annual | Qualifying Generation | TWh | 4.4299 | 5.1487 | 5.1733 | 4.7927 | 4.2872 | 3.9339 | 3.5027 | 3.5027
BART SO2 Annual-Jeffrey Energy Center 1 -v5.13 | 186 | 5877 | Rate Constraint in lbs/MMBtu | FALSE | L | Annual | Rate | lb/MWh | 0.66684 | 0.66684 | 0.66684 | 0.66684 | 0.66684 | 0.66684 | 0.66684 | 0.66684
BART SO2 Annual-Jeffrey Energy Center 1 -v5.13 | 186 | 5877 | Rate Constraint in lbs/MMBtu | FALSE | L | Annual | Constraint Shadow Price | US2016$/Ton | 0 | 0 | 0 | 0 | 0 | 0 | 0 | 0
BART SO2 Annual-Jeffrey Energy Center 2 -v5.13 | 187 | 5878 | Rate Constraint in lbs/MMBtu | FALSE | L | Annual | Seasons Included | Seasons | Winter, WintShld, Summer | Winter, WintShld, Summer | Winter, WintShld, Summer | Winter, WintShld, Summer | Winter, WintShld, Summer | Winter, WintShld, Summer | Winter, WintShld, Summer | Winter, WintShld, Summer
BART SO2 Annual-Jeffrey Energy Center 2 -v5.13 | 187 | 5878 | Rate Constraint in lbs/MMBtu | FALSE | L | Annual | Standard SO2 | lb/MMBtu | 0.15 | 0.15 | 0.15 | 0.15 | 0.15 | 0.15 | 0.15 | 0.15
BART SO2 Annual-Jeffrey Energy Center 2 -v5.13 | 187 | 5878 | Rate Constraint in lbs/MMBtu | FALSE | L | Annual | Emissions at Affected Plants SO2 | Thousand Tons | 1.4874 | 1.5639 | 1.5639 | 1.5639 | 1.2557 | 1.2367 | 1.1977 | 1.2367
BART SO2 Annual-Jeffrey Energy Center 2 -v5.13 | 187 | 5878 | Rate Constraint in lbs/MMBtu | FALSE | L | Annual | Allowances Purchased SO2 | Thousand Tons | 0 | 0 | 0 | 0 | 0 | 0 | 0 | 0
BART SO2 Annual-Jeffrey Energy Center 2 -v5.13 | 187 | 5878 | Rate Constraint in lbs/MMBtu | FALSE | L | Annual | Allowances Sold SO2 | Thousand Tons | 0 | 0 | 0 | 0 | 0 | 0 | 0 | 0
BART SO2 Annual-Jeffrey Energy Center 2 -v5.13 | 187 | 5878 | Rate Constraint in lbs/MMBtu | FALSE | L | Annual | Allowances Banked | Thousand Tons | 0 | 0 | 0 | 0 | 0 | 0 | 0 | 0
BART SO2 Annual-Jeffrey Energy Center 2 -v5.13 | 187 | 5878 | Rate Constraint in lbs/MMBtu | FALSE | L | Annual | Allowances Withdrawn (1:1) | Thousand Tons | 0 | 0 | 0 | 0 | 0 | 0 | 0 | 0
BART SO2 Annual-Jeffrey Energy Center 2 -v5.13 | 187 | 5878 | Rate Constraint in lbs/MMBtu | FALSE | L | Annual | Allowances Withdrawn (n:1) | Thousand Tons | 0 | 0 | 0 | 0 | 0 | 0 | 0 | 0
BART SO2 Annual-Jeffrey Energy Center 2 -v5.13 | 187 | 5878 | Rate Constraint in lbs/MMBtu | FALSE | L | Annual | Net Emissions Allowance Position | Thousand Tons | 1.4874 | 1.5639 | 1.5639 | 1.5639 | 1.2557 | 1.2367 | 1.1977 | 1.2367
BART SO2 Annual-Jeffrey Energy Center 2 -v5.13 | 187 | 5878 | Rate Constraint in lbs/MMBtu | FALSE | L | Annual | Fuel Consumed | TBtu | 49.5809 | 52.1315 | 52.1315 | 52.1315 | 41.8553 | 41.2217 | 39.925 | 41.2217
BART SO2 Annual-Jeffrey Energy Center 2 -v5.13 | 187 | 5878 | Rate Constraint in lbs/MMBtu | FALSE | L | Annual | Rate | lb/MMBtu | 0.06 | 0.06 | 0.06 | 0.06 | 0.06 | 0.06 | 0.06 | 0.06
BART SO2 Annual-Jeffrey Energy Center 2 -v5.13 | 187 | 5878 | Rate Constraint in lbs/MMBtu | FALSE | L | Annual | Generation | TWh | 4.4541 | 4.6832 | 4.6832 | 4.6832 | 3.7593 | 3.7026 | 3.5866 | 3.7026
BART SO2 Annual-Jeffrey Energy Center 2 -v5.13 | 187 | 5878 | Rate Constraint in lbs/MMBtu | FALSE | L | Annual | Qualifying Generation | TWh | 4.4541 | 4.6832 | 4.6832 | 4.6832 | 3.7593 | 3.7026 | 3.5866 | 3.7026
BART SO2 Annual-Jeffrey Energy Center 2 -v5.13 | 187 | 5878 | Rate Constraint in lbs/MMBtu | FALSE | L | Annual | Rate | lb/MWh | 0.6679 | 0.6679 | 0.6679 | 0.6679 | 0.66804 | 0.66799 | 0.6679 | 0.66799
BART SO2 Annual-Jeffrey Energy Center 2 -v5.13 | 187 | 5878 | Rate Constraint in lbs/MMBtu | FALSE | L | Annual | Constraint Shadow Price | US2016$/Ton | 0 | 0 | 0 | 0 | 0 | 0 | 0 | 0
BART SO2 Annual-La Cygne 1 -v5.13 | 188 | 5879 | Rate Constraint in lbs/MMBtu | FALSE | L | Annual | Seasons Included | Seasons | Winter, WintShld, Summer | Winter, WintShld, Summer | Winter, WintShld, Summer | Winter, WintShld, Summer | Winter, WintShld, Summer | Winter, WintShld, Summer | Winter, WintShld, Summer | Winter, WintShld, Summer
BART SO2 Annual-La Cygne 1 -v5.13 | 188 | 5879 | Rate Constraint in lbs/MMBtu | FALSE | L | Annual | Standard SO2 | lb/MMBtu | 0.15 | 0.15 | 0.15 | 0.15 | 0.15 | 0.15 | 0.15 | 0.15
BART SO2 Annual-La Cygne 1 -v5.13 | 188 | 5879 | Rate Constraint in lbs/MMBtu | FALSE | L | Annual | Emissions at Affected Plants SO2 | Thousand Tons | 2.1024 | 2.3866 | 2.5054 | 2.3256 | 2.422 | 2.437 | 2.7257 | 2.422
BART SO2 Annual-La Cygne 1 -v5.13 | 188 | 5879 | Rate Constraint in lbs/MMBtu | FALSE | L | Annual | Allowances Purchased SO2 | Thousand Tons | 0 | 0 | 0 | 0 | 0 | 0 | 0 | 0
BART SO2 Annual-La Cygne 1 -v5.13 | 188 | 5879 | Rate Constraint in lbs/MMBtu | FALSE | L | Annual | Allowances Sold SO2 | Thousand Tons | 0 | 0 | 0 | 0 | 0 | 0 | 0 | 0
BART SO2 Annual-La Cygne 1 -v5.13 | 188 | 5879 | Rate Constraint in lbs/MMBtu | FALSE | L | Annual | Allowances Banked | Thousand Tons | 0 | 0 | 0 | 0 | 0 | 0 | 0 | 0
BART SO2 Annual-La Cygne 1 -v5.13 | 188 | 5879 | Rate Constraint in lbs/MMBtu | FALSE | L | Annual | Allowances Withdrawn (1:1) | Thousand Tons | 0 | 0 | 0 | 0 | 0 | 0 | 0 | 0
BART SO2 Annual-La Cygne 1 -v5.13 | 188 | 5879 | Rate Constraint in lbs/MMBtu | FALSE | L | Annual | Allowances Withdrawn (n:1) | Thousand Tons | 0 | 0 | 0 | 0 | 0 | 0 | 0 | 0
BART SO2 Annual-La Cygne 1 -v5.13 | 188 | 5879 | Rate Constraint in lbs/MMBtu | FALSE | L | Annual | Net Emissions Allowance Position | Thousand Tons | 2.1024 | 2.3866 | 2.5054 | 2.3256 | 2.422 | 2.437 | 2.7257 | 2.422
BART SO2 Annual-La Cygne 1 -v5.13 | 188 | 5879 | Rate Constraint in lbs/MMBtu | FALSE | L | Annual | Fuel Consumed | TBtu | 31.2508 | 35.4755 | 37.2422 | 34.5693 | 36.0019 | 36.2252 | 40.5167 | 36.0019
BART SO2 Annual-La Cygne 1 -v5.13 | 188 | 5879 | Rate Constraint in lbs/MMBtu | FALSE | L | Annual | Rate | lb/MMBtu | 0.13455 | 0.13455 | 0.13455 | 0.13455 | 0.13455 | 0.13455 | 0.13455 | 0.13455
BART SO2 Annual-La Cygne 1 -v5.13 | 188 | 5879 | Rate Constraint in lbs/MMBtu | FALSE | L | Annual | Generation | TWh | 2.7694 | 3.1438 | 3.3003 | 3.0635 | 3.1904 | 3.2102 | 3.5905 | 3.1904
BART SO2 Annual-La Cygne 1 -v5.13 | 188 | 5879 | Rate Constraint in lbs/MMBtu | FALSE | L | Annual | Qualifying Generation | TWh | 2.7694 | 3.1438 | 3.3003 | 3.0635 | 3.1904 | 3.2102 | 3.5905 | 3.1904
BART SO2 Annual-La Cygne 1 -v5.13 | 188 | 5879 | Rate Constraint in lbs/MMBtu | FALSE | L | Annual | Rate | lb/MWh | 1.5183 | 1.5183 | 1.5183 | 1.5183 | 1.5183 | 1.5183 | 1.5183 | 1.5183
BART SO2 Annual-La Cygne 1 -v5.13 | 188 | 5879 | Rate Constraint in lbs/MMBtu | FALSE | L | Annual | Constraint Shadow Price | US2016$/Ton | 0 | 0 | 0 | 0 | 0 | 0 | 0 | 0
BART SO2 Annual-La Cygne 2 -v5.13 | 189 | 5880 | Rate Constraint in lbs/MMBtu | FALSE | L | Annual | Seasons Included | Seasons | Winter, WintShld, Summer | Winter, WintShld, Summer | Winter, WintShld, Summer | Winter, WintShld, Summer | Winter, WintShld, Summer | Winter, WintShld, Summer | Winter, WintShld, Summer | Winter, WintShld, Summer
BART SO2 Annual-La Cygne 2 -v5.13 | 189 | 5880 | Rate Constraint in lbs/MMBtu | FALSE | L | Annual | Standard SO2 | lb/MMBtu | 0.15 | 0.15 | 0.15 | 0.15 | 0.15 | 0.15 | 0.15 | 0.15
BART SO2 Annual-La Cygne 2 -v5.13 | 189 | 5880 | Rate Constraint in lbs/MMBtu | FALSE | L | Annual | Emissions at Affected Plants SO2 | Thousand Tons | 0.75847 | 0.94391 | 1.2801 | 0.89678 | 0.89678 | 0.99492 | 0.99492 | 0.86612
BART SO2 Annual-La Cygne 2 -v5.13 | 189 | 5880 | Rate Constraint in lbs/MMBtu | FALSE | L | Annual | Allowances Purchased SO2 | Thousand Tons | 0 | 0 | 0 | 0 | 0 | 0 | 0 | 0
BART SO2 Annual-La Cygne 2 -v5.13 | 189 | 5880 | Rate Constraint in lbs/MMBtu | FALSE | L | Annual | Allowances Sold SO2 | Thousand Tons | 0 | 0 | 0 | 0 | 0 | 0 | 0 | 0
BART SO2 Annual-La Cygne 2 -v5.13 | 189 | 5880 | Rate Constraint in lbs/MMBtu | FALSE | L | Annual | Allowances Banked | Thousand Tons | 0 | 0 | 0 | 0 | 0 | 0 | 0 | 0
BART SO2 Annual-La Cygne 2 -v5.13 | 189 | 5880 | Rate Constraint in lbs/MMBtu | FALSE | L | Annual | Allowances Withdrawn (1:1) | Thousand Tons | 0 | 0 | 0 | 0 | 0 | 0 | 0 | 0
BART SO2 Annual-La Cygne 2 -v5.13 | 189 | 5880 | Rate Constraint in lbs/MMBtu | FALSE | L | Annual | Allowances Withdrawn (n:1) | Thousand Tons | 0 | 0 | 0 | 0 | 0 | 0 | 0 | 0
BART SO2 Annual-La Cygne 2 -v5.13 | 189 | 5880 | Rate Constraint in lbs/MMBtu | FALSE | L | Annual | Net Emissions Allowance Position | Thousand Tons | 0.75847 | 0.94391 | 1.2801 | 0.89678 | 0.89678 | 0.99492 | 0.99492 | 0.86612
BART SO2 Annual-La Cygne 2 -v5.13 | 189 | 5880 | Rate Constraint in lbs/MMBtu | FALSE | L | Annual | Fuel Consumed | TBtu | 26.5463 | 33.037 | 44.8032 | 31.3873 | 31.3873 | 34.8221 | 34.8221 | 30.3142
BART SO2 Annual-La Cygne 2 -v5.13 | 189 | 5880 | Rate Constraint in lbs/MMBtu | FALSE | L | Annual | Rate | lb/MMBtu | 0.057143 | 0.057143 | 0.057143 | 0.057143 | 0.057143 | 0.057143 | 0.057143 | 0.057143
BART SO2 Annual-La Cygne 2 -v5.13 | 189 | 5880 | Rate Constraint in lbs/MMBtu | FALSE | L | Annual | Generation | TWh | 2.462 | 3.064 | 4.1552 | 2.911 | 2.911 | 3.2295 | 3.2295 | 2.8114
BART SO2 Annual-La Cygne 2 -v5.13 | 189 | 5880 | Rate Constraint in lbs/MMBtu | FALSE | L | Annual | Qualifying Generation | TWh | 2.462 | 3.064 | 4.1552 | 2.911 | 2.911 | 3.2295 | 3.2295 | 2.8114
BART SO2 Annual-La Cygne 2 -v5.13 | 189 | 5880 | Rate Constraint in lbs/MMBtu | FALSE | L | Annual | Rate | lb/MWh | 0.61614 | 0.61614 | 0.61614 | 0.61614 | 0.61614 | 0.61614 | 0.61614 | 0.61614
BART SO2 Annual-La Cygne 2 -v5.13 | 189 | 5880 | Rate Constraint in lbs/MMBtu | FALSE | L | Annual | Constraint Shadow Price | US2016$/Ton | 0 | 0 | 0 | 0 | 0 | 0 | 0 | 0
BART SO2 Annual-Lawrence 4 -v5.14 | 190 | 6092 | Rate Constraint in lbs/MMBtu | FALSE | L | Annual | Seasons Included | Seasons | Winter, WintShld, Summer | Winter, WintShld, Summer | Winter, WintShld, Summer | Winter, WintShld, Summer | Winter, WintShld, Summer | Winter, WintShld, Summer | Winter, WintShld, Summer | Winter, WintShld, Summer
BART SO2 Annual-Lawrence 4 -v5.14 | 190 | 6092 | Rate Constraint in lbs/MMBtu | FALSE | L | Annual | Standard SO2 | lb/MMBtu | 0.15 | 0.15 | 0.15 | 0.15 | 0.15 | 0.15 | 0.15 | 0.15
BART SO2 Annual-Lawrence 4 -v5.14 | 190 | 6092 | Rate Constraint in lbs/MMBtu | FALSE | L | Annual | Emissions at Affected Plants SO2 | Thousand Tons | 0.11036 | 0.14137 | 0.13475 | 0.13475 | 0.13475 | 0.14536 | 0.14536 | 0.13475
BART SO2 Annual-Lawrence 4 -v5.14 | 190 | 6092 | Rate Constraint in lbs/MMBtu | FALSE | L | Annual | Allowances Purchased SO2 | Thousand Tons | 0 | 0 | 0 | 0 | 0 | 0 | 0 | 0
BART SO2 Annual-Lawrence 4 -v5.14 | 190 | 6092 | Rate Constraint in lbs/MMBtu | FALSE | L | Annual | Allowances Sold SO2 | Thousand Tons | 0 | 0 | 0 | 0 | 0 | 0 | 0 | 0
BART SO2 Annual-Lawrence 4 -v5.14 | 190 | 6092 | Rate Constraint in lbs/MMBtu | FALSE | L | Annual | Allowances Banked | Thousand Tons | 0 | 0 | 0 | 0 | 0 | 0 | 0 | 0
BART SO2 Annual-Lawrence 4 -v5.14 | 190 | 6092 | Rate Constraint in lbs/MMBtu | FALSE | L | Annual | Allowances Withdrawn (1:1) | Thousand Tons | 0 | 0 | 0 | 0 | 0 | 0 | 0 | 0
BART SO2 Annual-Lawrence 4 -v5.14 | 190 | 6092 | Rate Constraint in lbs/MMBtu | FALSE | L | Annual | Allowances Withdrawn (n:1) | Thousand Tons | 0 | 0 | 0 | 0 | 0 | 0 | 0 | 0
BART SO2 Annual-Lawrence 4 -v5.14 | 190 | 6092 | Rate Constraint in lbs/MMBtu | FALSE | L | Annual | Net Emissions Allowance Position | Thousand Tons | 0.11036 | 0.14137 | 0.13475 | 0.13475 | 0.13475 | 0.14536 | 0.14536 | 0.13475
BART SO2 Annual-Lawrence 4 -v5.14 | 190 | 6092 | Rate Constraint in lbs/MMBtu | FALSE | L | Annual | Fuel Consumed | TBtu | 3.6788 | 4.7123 | 4.4916 | 4.4916 | 4.4916 | 4.8453 | 4.8453 | 4.4916
BART SO2 Annual-Lawrence 4 -v5.14 | 190 | 6092 | Rate Constraint in lbs/MMBtu | FALSE | L | Annual | Rate | lb/MMBtu | 0.06 | 0.06 | 0.06 | 0.06 | 0.06 | 0.06 | 0.06 | 0.06
BART SO2 Annual-Lawrence 4 -v5.14 | 190 | 6092 | Rate Constraint in lbs/MMBtu | FALSE | L | Annual | Generation | TWh | 0.32202 | 0.41249 | 0.39317 | 0.39317 | 0.39317 | 0.42413 | 0.42413 | 0.39317
BART SO2 Annual-Lawrence 4 -v5.14 | 190 | 6092 | Rate Constraint in lbs/MMBtu | FALSE | L | Annual | Qualifying Generation | TWh | 0.32202 | 0.41249 | 0.39317 | 0.39317 | 0.39317 | 0.42413 | 0.42413 | 0.39317
BART SO2 Annual-Lawrence 4 -v5.14 | 190 | 6092 | Rate Constraint in lbs/MMBtu | FALSE | L | Annual | Rate | lb/MWh | 0.68544 | 0.68544 | 0.68544 | 0.68544 | 0.68544 | 0.68544 | 0.68544 | 0.68544
BART SO2 Annual-Lawrence 4 -v5.14 | 190 | 6092 | Rate Constraint in lbs/MMBtu | FALSE | L | Annual | Constraint Shadow Price | US2016$/Ton | 0 | 0 | 0 | 0 | 0 | 0 | 0 | 0
BART SO2 Annual-Lawrence 5 -v5.14 | 191 | 6093 | Rate Constraint in lbs/MMBtu | FALSE | L | Annual | Seasons Included | Seasons | Winter, WintShld, Summer | Winter, WintShld, Summer | Winter, WintShld, Summer | Winter, WintShld, Summer | Winter, WintShld, Summer | Winter, WintShld, Summer | Winter, WintShld, Summer | Winter, WintShld, Summer
BART SO2 Annual-Lawrence 5 -v5.14 | 191 | 6093 | Rate Constraint in lbs/MMBtu | FALSE | L | Annual | Standard SO2 | lb/MMBtu | 0.15 | 0.15 | 0.15 | 0.15 | 0.15 | 0.15 | 0.15 | 0.15
BART SO2 Annual-Lawrence 5 -v5.14 | 191 | 6093 | Rate Constraint in lbs/MMBtu | FALSE | L | Annual | Emissions at Affected Plants SO2 | Thousand Tons | 0.65862 | 0.77913 | 0.81045 | 0.76215 | 0.57528 | 0.57528 | 0.57528 | 0.49519
BART SO2 Annual-Lawrence 5 -v5.14 | 191 | 6093 | Rate Constraint in lbs/MMBtu | FALSE | L | Annual | Allowances Purchased SO2 | Thousand Tons | 0 | 0 | 0 | 0 | 0 | 0 | 0 | 0
BART SO2 Annual-Lawrence 5 -v5.14 | 191 | 6093 | Rate Constraint in lbs/MMBtu | FALSE | L | Annual | Allowances Sold SO2 | Thousand Tons | 0 | 0 | 0 | 0 | 0 | 0 | 0 | 0
BART SO2 Annual-Lawrence 5 -v5.14 | 191 | 6093 | Rate Constraint in lbs/MMBtu | FALSE | L | Annual | Allowances Banked | Thousand Tons | 0 | 0 | 0 | 0 | 0 | 0 | 0 | 0
BART SO2 Annual-Lawrence 5 -v5.14 | 191 | 6093 | Rate Constraint in lbs/MMBtu | FALSE | L | Annual | Allowances Withdrawn (1:1) | Thousand Tons | 0 | 0 | 0 | 0 | 0 | 0 | 0 | 0
BART SO2 Annual-Lawrence 5 -v5.14 | 191 | 6093 | Rate Constraint in lbs/MMBtu | FALSE | L | Annual | Allowances Withdrawn (n:1) | Thousand Tons | 0 | 0 | 0 | 0 | 0 | 0 | 0 | 0
BART SO2 Annual-Lawrence 5 -v5.14 | 191 | 6093 | Rate Constraint in lbs/MMBtu | FALSE | L | Annual | Net Emissions Allowance Position | Thousand Tons | 0.65862 | 0.77913 | 0.81045 | 0.76215 | 0.57528 | 0.57528 | 0.57528 | 0.49519
BART SO2 Annual-Lawrence 5 -v5.14 | 191 | 6093 | Rate Constraint in lbs/MMBtu | FALSE | L | Annual | Fuel Consumed | TBtu | 21.9539 | 25.9709 | 27.015 | 25.4049 | 19.1762 | 19.1762 | 19.1762 | 16.5063
BART SO2 Annual-Lawrence 5 -v5.14 | 191 | 6093 | Rate Constraint in lbs/MMBtu | FALSE | L | Annual | Rate | lb/MMBtu | 0.06 | 0.06 | 0.06 | 0.06 | 0.06 | 0.06 | 0.06 | 0.06
BART SO2 Annual-Lawrence 5 -v5.14 | 191 | 6093 | Rate Constraint in lbs/MMBtu | FALSE | L | Annual | Generation | TWh | 2.06 | 2.437 | 2.5349 | 2.3839 | 1.7994 | 1.7994 | 1.7994 | 1.5489
BART SO2 Annual-Lawrence 5 -v5.14 | 191 | 6093 | Rate Constraint in lbs/MMBtu | FALSE | L | Annual | Qualifying Generation | TWh | 2.06 | 2.437 | 2.5349 | 2.3839 | 1.7994 | 1.7994 | 1.7994 | 1.5489
BART SO2 Annual-Lawrence 5 -v5.14 | 191 | 6093 | Rate Constraint in lbs/MMBtu | FALSE | L | Annual | Rate | lb/MWh | 0.63942 | 0.63942 | 0.63942 | 0.63942 | 0.63942 | 0.63942 | 0.63942 | 0.63942
BART SO2 Annual-Lawrence 5 -v5.14 | 191 | 6093 | Rate Constraint in lbs/MMBtu | FALSE | L | Annual | Constraint Shadow Price | US2016$/Ton | 0 | 0 | 0 | 0 | 0 | 0 | 0 | 0
BART SO2 Annual-Leland Olds 1 -v5.13 | 192 | 5883 | Rate Constraint in lbs/MMBtu | FALSE | L | Annual | Seasons Included | Seasons | Winter, WintShld, Summer | Winter, WintShld, Summer | Winter, WintShld, Summer | Winter, WintShld, Summer | Winter, WintShld, Summer | Winter, WintShld, Summer | Winter, WintShld, Summer | Winter, WintShld, Summer
BART SO2 Annual-Leland Olds 1 -v5.13 | 192 | 5883 | Rate Constraint in lbs/MMBtu | FALSE | L | Annual | Standard SO2 | lb/MMBtu | 0.15 | 0.15 | 0.15 | 0.15 | 0.15 | 0.15 | 0.15 | 0.15
BART SO2 Annual-Leland Olds 1 -v5.13 | 192 | 5883 | Rate Constraint in lbs/MMBtu | FALSE | L | Annual | Emissions at Affected Plants SO2 | Thousand Tons | 0.59337 | 0.53627 | 0.53627 | 0.53627 | 0.53627 | 0.53627 | 0.51301 | 0.53627
BART SO2 Annual-Leland Olds 1 -v5.13 | 192 | 5883 | Rate Constraint in lbs/MMBtu | FALSE | L | Annual | Allowances Purchased SO2 | Thousand Tons | 0 | 0 | 0 | 0 | 0 | 0 | 0 | 0
BART SO2 Annual-Leland Olds 1 -v5.13 | 192 | 5883 | Rate Constraint in lbs/MMBtu | FALSE | L | Annual | Allowances Sold SO2 | Thousand Tons | 0 | 0 | 0 | 0 | 0 | 0 | 0 | 0
BART SO2 Annual-Leland Olds 1 -v5.13 | 192 | 5883 | Rate Constraint in lbs/MMBtu | FALSE | L | Annual | Allowances Banked | Thousand Tons | 0 | 0 | 0 | 0 | 0 | 0 | 0 | 0
BART SO2 Annual-Leland Olds 1 -v5.13 | 192 | 5883 | Rate Constraint in lbs/MMBtu | FALSE | L | Annual | Allowances Withdrawn (1:1) | Thousand Tons | 0 | 0 | 0 | 0 | 0 | 0 | 0 | 0
BART SO2 Annual-Leland Olds 1 -v5.13 | 192 | 5883 | Rate Constraint in lbs/MMBtu | FALSE | L | Annual | Allowances Withdrawn (n:1) | Thousand Tons | 0 | 0 | 0 | 0 | 0 | 0 | 0 | 0
BART SO2 Annual-Leland Olds 1 -v5.13 | 192 | 5883 | Rate Constraint in lbs/MMBtu | FALSE | L | Annual | Net Emissions Allowance Position | Thousand Tons | 0.59337 | 0.53627 | 0.53627 | 0.53627 | 0.53627 | 0.53627 | 0.51301 | 0.53627
BART SO2 Annual-Leland Olds 1 -v5.13 | 192 | 5883 | Rate Constraint in lbs/MMBtu | FALSE | L | Annual | Fuel Consumed | TBtu | 17.8755 | 17.8755 | 17.8755 | 17.8755 | 17.8755 | 17.8755 | 17.1004 | 17.8755
BART SO2 Annual-Leland Olds 1 -v5.13 | 192 | 5883 | Rate Constraint in lbs/MMBtu | FALSE | L | Annual | Rate | lb/MMBtu | 0.066389 | 0.06 | 0.06 | 0.06 | 0.06 | 0.06 | 0.06 | 0.06
BART SO2 Annual-Leland Olds 1 -v5.13 | 192 | 5883 | Rate Constraint in lbs/MMBtu | FALSE | L | Annual | Generation | TWh | 1.5348 | 1.5348 | 1.5348 | 1.5348 | 1.5348 | 1.5348 | 1.4682 | 1.5348
BART SO2 Annual-Leland Olds 1 -v5.13 | 192 | 5883 | Rate Constraint in lbs/MMBtu | FALSE | L | Annual | Qualifying Generation | TWh | 1.5348 | 1.5348 | 1.5348 | 1.5348 | 1.5348 | 1.5348 | 1.4682 | 1.5348
BART SO2 Annual-Leland Olds 1 -v5.13 | 192 | 5883 | Rate Constraint in lbs/MMBtu | FALSE | L | Annual | Rate | lb/MWh | 0.77323 | 0.69882 | 0.69882 | 0.69882 | 0.69882 | 0.69882 | 0.69882 | 0.69882
BART SO2 Annual-Leland Olds 1 -v5.13 | 192 | 5883 | Rate Constraint in lbs/MMBtu | FALSE | L | Annual | Constraint Shadow Price | US2016$/Ton | 0 | 0 | 0 | 0 | 0 | 0 | 0 | 0
BART SO2 Annual-Leland Olds 2 -v5.13 | 193 | 5884 | Rate Constraint in lbs/MMBtu | FALSE | L | Annual | Seasons Included | Seasons | Winter, WintShld, Summer | Winter, WintShld, Summer | Winter, WintShld, Summer | Winter, WintShld, Summer | Winter, WintShld, Summer | Winter, WintShld, Summer | Winter, WintShld, Summer | Winter, WintShld, Summer
BART SO2 Annual-Leland Olds 2 -v5.13 | 193 | 5884 | Rate Constraint in lbs/MMBtu | FALSE | L | Annual | Standard SO2 | lb/MMBtu | 0.15 | 0.15 | 0.15 | 0.15 | 0.15 | 0.15 | 0.15 | 0.15
BART SO2 Annual-Leland Olds 2 -v5.13 | 193 | 5884 | Rate Constraint in lbs/MMBtu | FALSE | L | Annual | Emissions at Affected Plants SO2 | Thousand Tons | 1.1738 | 1.1172 | 1.1172 | 1.1172 | 1.1172 | 1.1172 | 1.0974 | 1.1172
BART SO2 Annual-Leland Olds 2 -v5.13 | 193 | 5884 | Rate Constraint in lbs/MMBtu | FALSE | L | Annual | Allowances Purchased SO2 | Thousand Tons | 0 | 0 | 0 | 0 | 0 | 0 | 0 | 0
BART SO2 Annual-Leland Olds 2 -v5.13 | 193 | 5884 | Rate Constraint in lbs/MMBtu | FALSE | L | Annual | Allowances Sold SO2 | Thousand Tons | 0 | 0 | 0 | 0 | 0 | 0 | 0 | 0
BART SO2 Annual-Leland Olds 2 -v5.13 | 193 | 5884 | Rate Constraint in lbs/MMBtu | FALSE | L | Annual | Allowances Banked | Thousand Tons | 0 | 0 | 0 | 0 | 0 | 0 | 0 | 0
BART SO2 Annual-Leland Olds 2 -v5.13 | 193 | 5884 | Rate Constraint in lbs/MMBtu | FALSE | L | Annual | Allowances Withdrawn (1:1) | Thousand Tons | 0 | 0 | 0 | 0 | 0 | 0 | 0 | 0
BART SO2 Annual-Leland Olds 2 -v5.13 | 193 | 5884 | Rate Constraint in lbs/MMBtu | FALSE | L | Annual | Allowances Withdrawn (n:1) | Thousand Tons | 0 | 0 | 0 | 0 | 0 | 0 | 0 | 0
BART SO2 Annual-Leland Olds 2 -v5.13 | 193 | 5884 | Rate Constraint in lbs/MMBtu | FALSE | L | Annual | Net Emissions Allowance Position | Thousand Tons | 1.1738 | 1.1172 | 1.1172 | 1.1172 | 1.1172 | 1.1172 | 1.0974 | 1.1172
BART SO2 Annual-Leland Olds 2 -v5.13 | 193 | 5884 | Rate Constraint in lbs/MMBtu | FALSE | L | Annual | Fuel Consumed | TBtu | 37.2404 | 37.2404 | 37.2404 | 37.2404 | 37.2404 | 37.2404 | 36.5797 | 37.2404
BART SO2 Annual-Leland Olds 2 -v5.13 | 193 | 5884 | Rate Constraint in lbs/MMBtu | FALSE | L | Annual | Rate | lb/MMBtu | 0.063039 | 0.06 | 0.06 | 0.06 | 0.06 | 0.06 | 0.06 | 0.06
BART SO2 Annual-Leland Olds 2 -v5.13 | 193 | 5884 | Rate Constraint in lbs/MMBtu | FALSE | L | Annual | Generation | TWh | 3.209 | 3.209 | 3.209 | 3.209 | 3.209 | 3.209 | 3.1521 | 3.209
BART SO2 Annual-Leland Olds 2 -v5.13 | 193 | 5884 | Rate Constraint in lbs/MMBtu | FALSE | L | Annual | Qualifying Generation | TWh | 3.209 | 3.209 | 3.209 | 3.209 | 3.209 | 3.209 | 3.1521 | 3.209
BART SO2 Annual-Leland Olds 2 -v5.13 | 193 | 5884 | Rate Constraint in lbs/MMBtu | FALSE | L | Annual | Rate | lb/MWh | 0.73157 | 0.6963 | 0.6963 | 0.6963 | 0.6963 | 0.6963 | 0.6963 | 0.6963
BART SO2 Annual-Leland Olds 2 -v5.13 | 193 | 5884 | Rate Constraint in lbs/MMBtu | FALSE | L | Annual | Constraint Shadow Price | US2016$/Ton | 0 | 0 | 0 | 0 | 0 | 0 | 0 | 0
BART SO2 Annual-Milton R Young B1 -v5.13 | 194 | 5885 | Rate Constraint in lbs/MMBtu | FALSE | L | Annual | Seasons Included | Seasons | Winter, WintShld, Summer | Winter, WintShld, Summer | Winter, WintShld, Summer | Winter, WintShld, Summer | Winter, WintShld, Summer | Winter, WintShld, Summer | Winter, WintShld, Summer | Winter, WintShld, Summer
BART SO2 Annual-Milton R Young B1 -v5.13 | 194 | 5885 | Rate Constraint in lbs/MMBtu | FALSE | L | Annual | Standard SO2 | lb/MMBtu | 0.15 | 0.15 | 0.15 | 0.15 | 0.15 | 0.15 | 0.15 | 0.15
BART SO2 Annual-Milton R Young B1 -v5.13 | 194 | 5885 | Rate Constraint in lbs/MMBtu | FALSE | L | Annual | Emissions at Affected Plants SO2 | Thousand Tons | 0.49512 | 0.6398 | 0.65383 | 0.65342 | 0.44752 | 0.4652 | 0.46673 | 0.42355
BART SO2 Annual-Milton R Young B1 -v5.13 | 194 | 5885 | Rate Constraint in lbs/MMBtu | FALSE | L | Annual | Allowances Purchased SO2 | Thousand Tons | 0 | 0 | 0 | 0 | 0 | 0 | 0 | 0
BART SO2 Annual-Milton R Young B1 -v5.13 | 194 | 5885 | Rate Constraint in lbs/MMBtu | FALSE | L | Annual | Allowances Sold SO2 | Thousand Tons | 0 | 0 | 0 | 0 | 0 | 0 | 0 | 0
BART SO2 Annual-Milton R Young B1 -v5.13 | 194 | 5885 | Rate Constraint in lbs/MMBtu | FALSE | L | Annual | Allowances Banked | Thousand Tons | 0 | 0 | 0 | 0 | 0 | 0 | 0 | 0
BART SO2 Annual-Milton R Young B1 -v5.13 | 194 | 5885 | Rate Constraint in lbs/MMBtu | FALSE | L | Annual | Allowances Withdrawn (1:1) | Thousand Tons | 0 | 0 | 0 | 0 | 0 | 0 | 0 | 0
BART SO2 Annual-Milton R Young B1 -v5.13 | 194 | 5885 | Rate Constraint in lbs/MMBtu | FALSE | L | Annual | Allowances Withdrawn (n:1) | Thousand Tons | 0 | 0 | 0 | 0 | 0 | 0 | 0 | 0
BART SO2 Annual-Milton R Young B1 -v5.13 | 194 | 5885 | Rate Constraint in lbs/MMBtu | FALSE | L | Annual | Net Emissions Allowance Position | Thousand Tons | 0.49512 | 0.6398 | 0.65383 | 0.65342 | 0.44752 | 0.4652 | 0.46673 | 0.42355
BART SO2 Annual-Milton R Young B1 -v5.13 | 194 | 5885 | Rate Constraint in lbs/MMBtu | FALSE | L | Annual | Fuel Consumed | TBtu | 14.3439 | 18.5351 | 18.9417 | 18.9299 | 12.9647 | 13.4769 | 13.5215 | 12.2705
BART SO2 Annual-Milton R Young B1 -v5.13 | 194 | 5885 | Rate Constraint in lbs/MMBtu | FALSE | L | Annual | Rate | lb/MMBtu | 0.069036 | 0.069036 | 0.069036 | 0.069036 | 0.069036 | 0.069036 | 0.069036 | 0.069036
BART SO2 Annual-Milton R Young B1 -v5.13 | 194 | 5885 | Rate Constraint in lbs/MMBtu | FALSE | L | Annual | Generation | TWh | 1.2487 | 1.6136 | 1.649 | 1.6479 | 1.1286 | 1.1732 | 1.1771 | 1.0682
BART SO2 Annual-Milton R Young B1 -v5.13 | 194 | 5885 | Rate Constraint in lbs/MMBtu | FALSE | L | Annual | Qualifying Generation | TWh | 1.2487 | 1.6136 | 1.649 | 1.6479 | 1.1286 | 1.1732 | 1.1771 | 1.0682
BART SO2 Annual-Milton R Young B1 -v5.13 | 194 | 5885 | Rate Constraint in lbs/MMBtu | FALSE | L | Annual | Rate | lb/MWh | 0.79302 | 0.79302 | 0.79302 | 0.79302 | 0.79302 | 0.79302 | 0.79302 | 0.79302
BART SO2 Annual-Milton R Young B1 -v5.13 | 194 | 5885 | Rate Constraint in lbs/MMBtu | FALSE | L | Annual | Constraint Shadow Price | US2016$/Ton | 0 | 0 | 0 | 0 | 0 | 0 | 0 | 0
BART SO2 Annual-Milton R Young B2 -v5.13 | 195 | 5886 | Rate Constraint in lbs/MMBtu | FALSE | L | Annual | Seasons Included | Seasons | Winter, WintShld, Summer | Winter, WintShld, Summer | Winter, WintShld, Summer | Winter, WintShld, Summer | Winter, WintShld, Summer | Winter, WintShld, Summer | Winter, WintShld, Summer | Winter, WintShld, Summer
BART SO2 Annual-Milton R Young B2 -v5.13 | 195 | 5886 | Rate Constraint in lbs/MMBtu | FALSE | L | Annual | Standard SO2 | lb/MMBtu | 0.15 | 0.15 | 0.15 | 0.15 | 0.15 | 0.15 | 0.15 | 0.15
BART SO2 Annual-Milton R Young B2 -v5.13 | 195 | 5886 | Rate Constraint in lbs/MMBtu | FALSE | L | Annual | Emissions at Affected Plants SO2 | Thousand Tons | 0.90884 | 1.2917 | 1.2259 | 1.2311 | 1.1793 | 1.2524 | 1.1777 | 1.1026
BART SO2 Annual-Milton R Young B2 -v5.13 | 195 | 5886 | Rate Constraint in lbs/MMBtu | FALSE | L | Annual | Allowances Purchased SO2 | Thousand Tons | 0 | 0 | 0 | 0 | 0 | 0 | 0 | 0
BART SO2 Annual-Milton R Young B2 -v5.13 | 195 | 5886 | Rate Constraint in lbs/MMBtu | FALSE | L | Annual | Allowances Sold SO2 | Thousand Tons | 0 | 0 | 0 | 0 | 0 | 0 | 0 | 0
BART SO2 Annual-Milton R Young B2 -v5.13 | 195 | 5886 | Rate Constraint in lbs/MMBtu | FALSE | L | Annual | Allowances Banked | Thousand Tons | 0 | 0 | 0 | 0 | 0 | 0 | 0 | 0
BART SO2 Annual-Milton R Young B2 -v5.13 | 195 | 5886 | Rate Constraint in lbs/MMBtu | FALSE | L | Annual | Allowances Withdrawn (1:1) | Thousand Tons | 0 | 0 | 0 | 0 | 0 | 0 | 0 | 0
BART SO2 Annual-Milton R Young B2 -v5.13 | 195 | 5886 | Rate Constraint in lbs/MMBtu | FALSE | L | Annual | Allowances Withdrawn (n:1) | Thousand Tons | 0 | 0 | 0 | 0 | 0 | 0 | 0 | 0
BART SO2 Annual-Milton R Young B2 -v5.13 | 195 | 5886 | Rate Constraint in lbs/MMBtu | FALSE | L | Annual | Net Emissions Allowance Position | Thousand Tons | 0.90884 | 1.2917 | 1.2259 | 1.2311 | 1.1793 | 1.2524 | 1.1777 | 1.1026
BART SO2 Annual-Milton R Young B2 -v5.13 | 195 | 5886 | Rate Constraint in lbs/MMBtu | FALSE | L | Annual | Fuel Consumed | TBtu | 24.6307 | 35.0079 | 33.2228 | 33.3645 | 31.9619 | 33.9414 | 31.9177 | 29.8807
BART SO2 Annual-Milton R Young B2 -v5.13 | 195 | 5886 | Rate Constraint in lbs/MMBtu | FALSE | L | Annual | Rate | lb/MMBtu | 0.073797 | 0.073797 | 0.073797 | 0.073797 | 0.073797 | 0.073797 | 0.073797 | 0.073797
BART SO2 Annual-Milton R Young B2 -v5.13 | 195 | 5886 | Rate Constraint in lbs/MMBtu | FALSE | L | Annual | Generation | TWh | 2.1875 | 3.1091 | 2.9505 | 2.9631 | 2.8385 | 3.0143 | 2.8346 | 2.6537
BART SO2 Annual-Milton R Young B2 -v5.13 | 195 | 5886 | Rate Constraint in lbs/MMBtu | FALSE | L | Annual | Qualifying Generation | TWh | 2.1875 | 3.1091 | 2.9505 | 2.9631 | 2.8385 | 3.0143 | 2.8346 | 2.6537
BART SO2 Annual-Milton R Young B2 -v5.13 | 195 | 5886 | Rate Constraint in lbs/MMBtu | FALSE | L | Annual | Rate | lb/MWh | 0.83096 | 0.83096 | 0.83096 | 0.83096 | 0.83096 | 0.83096 | 0.83096 | 0.83096
BART SO2 Annual-Milton R Young B2 -v5.13 | 195 | 5886 | Rate Constraint in lbs/MMBtu | FALSE | L | Annual | Constraint Shadow Price | US2016$/Ton | 0 | 0 | 0 | 0 | 0 | 0 | 0 | 0
BART SO2 Annual-Muskogee 4 -v5.13 | 196 | 5888 | Rate Constraint in lbs/MMBtu | FALSE | L | Annual | Seasons Included | Seasons | Winter, WintShld, Summer | Winter, WintShld, Summer | Winter, WintShld, Summer | Winter, WintShld, Summer | Winter, WintShld, Summer | Winter, WintShld, Summer | Winter, WintShld, Summer | Winter, WintShld, Summer
BART SO2 Annual-Muskogee 4 -v5.13 | 196 | 5888 | Rate Constraint in lbs/MMBtu | FALSE | L | Annual | Standard SO2 | lb/MMBtu | 0.06 | 0.06 | 0.06 | 0.06 | 0.06 | 0.06 | 0.06 | 0.06
BART SO2 Annual-Muskogee 4 -v5.13 | 196 | 5888 | Rate Constraint in lbs/MMBtu | FALSE | L | Annual | Emissions at Affected Plants SO2 | Thousand Tons | 0 | 0 | 0 | 0 | 0 | 0 | 0 | 0
BART SO2 Annual-Muskogee 4 -v5.13 | 196 | 5888 | Rate Constraint in lbs/MMBtu | FALSE | L | Annual | Allowances Purchased SO2 | Thousand Tons | 0 | 0 | 0 | 0 | 0 | 0 | 0 | 0
BART SO2 Annual-Muskogee 4 -v5.13 | 196 | 5888 | Rate Constraint in lbs/MMBtu | FALSE | L | Annual | Allowances Sold SO2 | Thousand Tons | 0 | 0 | 0 | 0 | 0 | 0 | 0 | 0
BART SO2 Annual-Muskogee 4 -v5.13 | 196 | 5888 | Rate Constraint in lbs/MMBtu | FALSE | L | Annual | Allowances Banked | Thousand Tons | 0 | 0 | 0 | 0 | 0 | 0 | 0 | 0
BART SO2 Annual-Muskogee 4 -v5.13 | 196 | 5888 | Rate Constraint in lbs/MMBtu | FALSE | L | Annual | Allowances Withdrawn (1:1) | Thousand Tons | 0 | 0 | 0 | 0 | 0 | 0 | 0 | 0
BART SO2 Annual-Muskogee 4 -v5.13 | 196 | 5888 | Rate Constraint in lbs/MMBtu | FALSE | L | Annual | Allowances Withdrawn (n:1) | Thousand Tons | 0 | 0 | 0 | 0 | 0 | 0 | 0 | 0
BART SO2 Annual-Muskogee 4 -v5.13 | 196 | 5888 | Rate Constraint in lbs/MMBtu | FALSE | L | Annual | Net Emissions Allowance Position | Thousand Tons | 0 | 0 | 0 | 0 | 0 | 0 | 0 | 0
BART SO2 Annual-Muskogee 4 -v5.13 | 196 | 5888 | Rate Constraint in lbs/MMBtu | FALSE | L | Annual | Fuel Consumed | TBtu | 2.6371 | 2.9619 | 3.6072 | 3.6072 | 4.4595 | 3.6207 | 3.3695 | 0.83754
BART SO2 Annual-Muskogee 4 -v5.13 | 196 | 5888 | Rate Constraint in lbs/MMBtu | FALSE | L | Annual | Rate | lb/MMBtu | 0 | 0 | 0 | 0 | 0 | 0 | 0 | 0
BART SO2 Annual-Muskogee 4 -v5.13 | 196 | 5888 | Rate Constraint in lbs/MMBtu | FALSE | L | Annual | Generation | TWh | 0.23974 | 0.26926 | 0.32793 | 0.32793 | 0.40541 | 0.32915 | 0.30632 | 0.07614
BART SO2 Annual-Muskogee 4 -v5.13 | 196 | 5888 | Rate Constraint in lbs/MMBtu | FALSE | L | Annual | Qualifying Generation | TWh | 0.23974 | 0.26926 | 0.32793 | 0.32793 | 0.40541 | 0.32915 | 0.30632 | 0.07614
BART SO2 Annual-Muskogee 4 -v5.13 | 196 | 5888 | Rate Constraint in lbs/MMBtu | FALSE | L | Annual | Rate | lb/MWh | 0 | 0 | 0 | 0 | 0 | 0 | 0 | 0
BART SO2 Annual-Muskogee 4 -v5.13 | 196 | 5888 | Rate Constraint in lbs/MMBtu | FALSE | L | Annual | Constraint Shadow Price | US2016$/Ton | 0 | 0 | 0 | 0 | 0 | 0 | 0 | 0
BART SO2 Annual-Muskogee 5 -v5.13 | 197 | 5889 | Rate Constraint in lbs/MMBtu | FALSE | L | Annual | Seasons Included | Seasons | Winter, WintShld, Summer | Winter, WintShld, Summer | Winter, WintShld, Summer | Winter, WintShld, Summer | Winter, WintShld, Summer | Winter, WintShld, Summer | Winter, WintShld, Summer | Winter, WintShld, Summer
BART SO2 Annual-Muskogee 5 -v5.13 | 197 | 5889 | Rate Constraint in lbs/MMBtu | FALSE | L | Annual | Standard SO2 | lb/MMBtu | 0.06 | 0.06 | 0.06 | 0.06 | 0.06 | 0.06 | 0.06 | 0.06
BART SO2 Annual-Muskogee 5 -v5.13 | 197 | 5889 | Rate Constraint in lbs/MMBtu | FALSE | L | Annual | Emissions at Affected Plants SO2 | Thousand Tons | 0 | 0 | 0 | 0 | 0 | 0 | 0 | 0
BART SO2 Annual-Muskogee 5 -v5.13 | 197 | 5889 | Rate Constraint in lbs/MMBtu | FALSE | L | Annual | Allowances Purchased SO2 | Thousand Tons | 0 | 0 | 0 | 0 | 0 | 0 | 0 | 0
BART SO2 Annual-Muskogee 5 -v5.13 | 197 | 5889 | Rate Constraint in lbs/MMBtu | FALSE | L | Annual | Allowances Sold SO2 | Thousand Tons | 0 | 0 | 0 | 0 | 0 | 0 | 0 | 0
BART SO2 Annual-Muskogee 5 -v5.13 | 197 | 5889 | Rate Constraint in lbs/MMBtu | FALSE | L | Annual | Allowances Banked | Thousand Tons | 0 | 0 | 0 | 0 | 0 | 0 | 0 | 0
BART SO2 Annual-Muskogee 5 -v5.13 | 197 | 5889 | Rate Constraint in lbs/MMBtu | FALSE | L | Annual | Allowances Withdrawn (1:1) | Thousand Tons | 0 | 0 | 0 | 0 | 0 | 0 | 0 | 0
BART SO2 Annual-Muskogee 5 -v5.13 | 197 | 5889 | Rate Constraint in lbs/MMBtu | FALSE | L | Annual | Allowances Withdrawn (n:1) | Thousand Tons | 0 | 0 | 0 | 0 | 0 | 0 | 0 | 0
BART SO2 Annual-Muskogee 5 -v5.13 | 197 | 5889 | Rate Constraint in lbs/MMBtu | FALSE | L | Annual | Net Emissions Allowance Position | Thousand Tons | 0 | 0 | 0 | 0 | 0 | 0 | 0 | 0
BART SO2 Annual-Muskogee 5 -v5.13 | 197 | 5889 | Rate Constraint in lbs/MMBtu | FALSE | L | Annual | Fuel Consumed | TBtu | 2.6585 | 3.273 | 3.6169 | 3.6932 | 4.3538 | 3.5348 | 3.3699 | 0.81768
BART SO2 Annual-Muskogee 5 -v5.13 | 197 | 5889 | Rate Constraint in lbs/MMBtu | FALSE | L | Annual | Rate | lb/MMBtu | 0 | 0 | 0 | 0 | 0 | 0 | 0 | 0
BART SO2 Annual-Muskogee 5 -v5.13 | 197 | 5889 | Rate Constraint in lbs/MMBtu | FALSE | L | Annual | Generation | TWh | 0.2417 | 0.29757 | 0.32884 | 0.33578 | 0.39584 | 0.32138 | 0.30638 | 0.074341
BART SO2 Annual-Muskogee 5 -v5.13 | 197 | 5889 | Rate Constraint in lbs/MMBtu | FALSE | L | Annual | Qualifying Generation | TWh | 0.2417 | 0.29757 | 0.32884 | 0.33578 | 0.39584 | 0.32138 | 0.30638 | 0.074341
BART SO2 Annual-Muskogee 5 -v5.13 | 197 | 5889 | Rate Constraint in lbs/MMBtu | FALSE | L | Annual | Rate | lb/MWh | 0 | 0 | 0 | 0 | 0 | 0 | 0 | 0
BART SO2 Annual-Muskogee 5 -v5.13 | 197 | 5889 | Rate Constraint in lbs/MMBtu | FALSE | L | Annual | Constraint Shadow Price | US2016$/Ton | 0 | 0 | 0 | 0 | 0 | 0 | 0 | 0
BART SO2 Annual-Northeastern 3313 -v5.13 | 198 | 5890 | Rate Constraint in lbs/MMBtu | FALSE | L | Annual | Seasons Included | Seasons | Winter, WintShld, Summer | Winter, WintShld, Summer | Winter, WintShld, Summer | Winter, WintShld, Summer | Winter, WintShld, Summer | Winter, WintShld, Summer | Winter, WintShld, Summer | Winter, WintShld, Summer
BART SO2 Annual-Northeastern 3313 -v5.13 | 198 | 5890 | Rate Constraint in lbs/MMBtu | FALSE | L | Annual | Standard SO2 | lb/MMBtu | 0.4 | 0.4 | 0.4 | 0 | 0 | 0 | 0 | 0
BART SO2 Annual-Northeastern 3313 -v5.13 | 198 | 5890 | Rate Constraint in lbs/MMBtu | FALSE | L | Annual | Emissions at Affected Plants SO2 | Thousand Tons | 2.8593 | 3.2689 | 3.1112 | 0 | 0 | 0 | 0 | 0
BART SO2 Annual-Northeastern 3313 -v5.13 | 198 | 5890 | Rate Constraint in lbs/MMBtu | FALSE | L | Annual | Allowances Purchased SO2 | Thousand Tons | 0 | 0 | 0 | 0 | 0 | 0 | 0 | 0
BART SO2 Annual-Northeastern 3313 -v5.13 | 198 | 5890 | Rate Constraint in lbs/MMBtu | FALSE | L | Annual | Allowances Sold SO2 | Thousand Tons | 0 | 0 | 0 | 0 | 0 | 0 | 0 | 0
BART SO2 Annual-Northeastern 3313 -v5.13 | 198 | 5890 | Rate Constraint in lbs/MMBtu | FALSE | L | Annual | Allowances Banked | Thousand Tons | 0 | 0 | 0 | 0 | 0 | 0 | 0 | 0
BART SO2 Annual-Northeastern 3313 -v5.13 | 198 | 5890 | Rate Constraint in lbs/MMBtu | FALSE | L | Annual | Allowances Withdrawn (1:1) | Thousand Tons | 0 | 0 | 0 | 0 | 0 | 0 | 0 | 0
BART SO2 Annual-Northeastern 3313 -v5.13 | 198 | 5890 | Rate Constraint in lbs/MMBtu | FALSE | L | Annual | Allowances Withdrawn (n:1) | Thousand Tons | 0 | 0 | 0 | 0 | 0 | 0 | 0 | 0
BART SO2 Annual-Northeastern 3313 -v5.13 | 198 | 5890 | Rate Constraint in lbs/MMBtu | FALSE | L | Annual | Net Emissions Allowance Position | Thousand Tons | 2.8593 | 3.2689 | 3.1112 | 0 | 0 | 0 | 0 | 0
BART SO2 Annual-Northeastern 3313 -v5.13 | 198 | 5890 | Rate Constraint in lbs/MMBtu | FALSE | L | Annual | Fuel Consumed | TBtu | 17.0008 | 19.4362 | 18.4986 | 0 | 0 | 0 | 0 | 0
BART SO2 Annual-Northeastern 3313 -v5.13 | 198 | 5890 | Rate Constraint in lbs/MMBtu | FALSE | L | Annual | Rate | lb/MMBtu | 0.33637 | 0.33637 | 0.33637 | 0 | 0 | 0 | 0 | 0
BART SO2 Annual-Northeastern 3313 -v5.13 | 198 | 5890 | Rate Constraint in lbs/MMBtu | FALSE | L | Annual | Generation | TWh | 1.5697 | 1.7945 | 1.708 | 0 | 0 | 0 | 0 | 0
BART SO2 Annual-Northeastern 3313 -v5.13 | 198 | 5890 | Rate Constraint in lbs/MMBtu | FALSE | L | Annual | Qualifying Generation | TWh | 1.5697 | 1.7945 | 1.708 | 0 | 0 | 0 | 0 | 0
BART SO2 Annual-Northeastern 3313 -v5.13 | 198 | 5890 | Rate Constraint in lbs/MMBtu | FALSE | L | Annual | Rate | lb/MWh | 3.6432 | 3.6432 | 3.6432 | 0 | 0 | 0 | 0 | 0
BART SO2 Annual-Northeastern 3313 -v5.13 | 198 | 5890 | Rate Constraint in lbs/MMBtu | FALSE | L | Annual | Constraint Shadow Price | US2016$/Ton | 0 | 0 | 0 | 233957.9985 | 197718.4751 | 207438.1988 | 220481.0855 | 192319.5931
BART SO2 Annual-Pawnee 1 -v5.13 | 199 | 5875 | Rate Constraint in lbs/MMBtu | FALSE | L | Annual | Seasons Included | Seasons | Winter, WintShld, Summer | Winter, WintShld, Summer | Winter, WintShld, Summer | Winter, WintShld, Summer | Winter, WintShld, Summer | Winter, WintShld, Summer | Winter, WintShld, Summer | Winter, WintShld, Summer
BART SO2 Annual-Pawnee 1 -v5.13 | 199 | 5875 | Rate Constraint in lbs/MMBtu | FALSE | L | Annual | Standard SO2 | lb/MMBtu | 0.12 | 0.12 | 0.12 | 0.12 | 0.12 | 0.12 | 0.12 | 0.12
BART SO2 Annual-Pawnee 1 -v5.13 | 199 | 5875 | Rate Constraint in lbs/MMBtu | FALSE | L | Annual | Emissions at Affected Plants SO2 | Thousand Tons | 1.543 | 1.543 | 1.543 | 1.543 | 1.543 | 1.543 | 1.543 | 1.543
BART SO2 Annual-Pawnee 1 -v5.13 | 199 | 5875 | Rate Constraint in lbs/MMBtu | FALSE | L | Annual | Allowances Purchased SO2 | Thousand Tons | 0 | 0 | 0 | 0 | 0 | 0 | 0 | 0
BART SO2 Annual-Pawnee 1 -v5.13 | 199 | 5875 | Rate Constraint in lbs/MMBtu | FALSE | L | Annual | Allowances Sold SO2 | Thousand Tons | 0 | 0 | 0 | 0 | 0 | 0 | 0 | 0
BART SO2 Annual-Pawnee 1 -v5.13 | 199 | 5875 | Rate Constraint in lbs/MMBtu | FALSE | L | Annual | Allowances Banked | Thousand Tons | 0 | 0 | 0 | 0 | 0 | 0 | 0 | 0
BART SO2 Annual-Pawnee 1 -v5.13 | 199 | 5875 | Rate Constraint in lbs/MMBtu | FALSE | L | Annual | Allowances Withdrawn (1:1) | Thousand Tons | 0 | 0 | 0 | 0 | 0 | 0 | 0 | 0
BART SO2 Annual-Pawnee 1 -v5.13 | 199 | 5875 | Rate Constraint in lbs/MMBtu | FALSE | L | Annual | Allowances Withdrawn (n:1) | Thousand Tons | 0 | 0 | 0 | 0 | 0 | 0 | 0 | 0
BART SO2 Annual-Pawnee 1 -v5.13 | 199 | 5875 | Rate Constraint in lbs/MMBtu | FALSE | L | Annual | Net Emissions Allowance Position | Thousand Tons | 1.543 | 1.543 | 1.543 | 1.543 | 1.543 | 1.543 | 1.543 | 1.543
BART SO2 Annual-Pawnee 1 -v5.13 | 199 | 5875 | Rate Constraint in lbs/MMBtu | FALSE | L | Annual | Fuel Consumed | TBtu | 38.5762 | 38.5762 | 38.5762 | 38.5762 | 38.5762 | 38.5762 | 38.5762 | 38.5762
BART SO2 Annual-Pawnee 1 -v5.13 | 199 | 5875 | Rate Constraint in lbs/MMBtu | FALSE | L | Annual | Rate | lb/MMBtu | 0.08 | 0.08 | 0.08 | 0.08 | 0.08 | 0.08 | 0.08 | 0.08
BART SO2 Annual-Pawnee 1 -v5.13 | 199 | 5875 | Rate Constraint in lbs/MMBtu | FALSE | L | Annual | Generation | TWh | 3.6417 | 3.6417 | 3.6417 | 3.6417 | 3.6417 | 3.6417 | 3.6417 | 3.6417
BART SO2 Annual-Pawnee 1 -v5.13 | 199 | 5875 | Rate Constraint in lbs/MMBtu | FALSE | L | Annual | Qualifying Generation | TWh | 3.6417 | 3.6417 | 3.6417 | 3.6417 | 3.6417 | 3.6417 | 3.6417 | 3.6417
BART SO2 Annual-Pawnee 1 -v5.13 | 199 | 5875 | Rate Constraint in lbs/MMBtu | FALSE | L | Annual | Rate | lb/MWh | 0.84744 | 0.84744 | 0.84744 | 0.84744 | 0.84744 | 0.84744 | 0.84744 | 0.84744
BART SO2 Annual-Pawnee 1 -v5.13 | 199 | 5875 | Rate Constraint in lbs/MMBtu | FALSE | L | Annual | Constraint Shadow Price | US2016$/Ton | 0 | 0 | 0 | 0 | 0 | 0 | 0 | 0
BART SO2 Annual-Ray D Nixon 1 -v5.13 | 200 | 5876 | Rate Constraint in lbs/MMBtu | FALSE | L | Annual | Seasons Included | Seasons | Winter, WintShld, Summer | Winter, WintShld, Summer | Winter, WintShld, Summer | Winter, WintShld, Summer | Winter, WintShld, Summer | Winter, WintShld, Summer | Winter, WintShld, Summer | Winter, WintShld, Summer
BART SO2 Annual-Ray D Nixon 1 -v5.13 | 200 | 5876 | Rate Constraint in lbs/MMBtu | FALSE | L | Annual | Standard SO2 | lb/MMBtu | 0.11 | 0.11 | 0.11 | 0.11 | 0.11 | 0.11 | 0.11 | 0.11
BART SO2 Annual-Ray D Nixon 1 -v5.13 | 200 | 5876 | Rate Constraint in lbs/MMBtu | FALSE | L | Annual | Emissions at Affected Plants SO2 | Thousand Tons | 0.60694 | 0.60694 | 0.60694 | 0.60694 | 0.60694 | 0.60694 | 0.71048 | 0.71048
BART SO2 Annual-Ray D Nixon 1 -v5.13 | 200 | 5876 | Rate Constraint in lbs/MMBtu | FALSE | L | Annual | Allowances Purchased SO2 | Thousand Tons | 0 | 0 | 0 | 0 | 0 | 0 | 0 | 0
BART SO2 Annual-Ray D Nixon 1 -v5.13 | 200 | 5876 | Rate Constraint in lbs/MMBtu | FALSE | L | Annual | Allowances Sold SO2 | Thousand Tons | 0 | 0 | 0 | 0 | 0 | 0 | 0 | 0
BART SO2 Annual-Ray D Nixon 1 -v5.13 | 200 | 5876 | Rate Constraint in lbs/MMBtu | FALSE | L | Annual | Allowances Banked | Thousand Tons | 0 | 0 | 0 | 0 | 0 | 0 | 0 | 0
BART SO2 Annual-Ray D Nixon 1 -v5.13 | 200 | 5876 | Rate Constraint in lbs/MMBtu | FALSE | L | Annual | Allowances Withdrawn (1:1) | Thousand Tons | 0 | 0 | 0 | 0 | 0 | 0 | 0 | 0
BART SO2 Annual-Ray D Nixon 1 -v5.13 | 200 | 5876 | Rate Constraint in lbs/MMBtu | FALSE | L | Annual | Allowances Withdrawn (n:1) | Thousand Tons | 0 | 0 | 0 | 0 | 0 | 0 | 0 | 0
BART SO2 Annual-Ray D Nixon 1 -v5.13 | 200 | 5876 | Rate Constraint in lbs/MMBtu | FALSE | L | Annual | Net Emissions Allowance Position | Thousand Tons | 0.60694 | 0.60694 | 0.60694 | 0.60694 | 0.60694 | 0.60694 | 0.71048 | 0.71048
BART SO2 Annual-Ray D Nixon 1 -v5.13 | 200 | 5876 | Rate Constraint in lbs/MMBtu | FALSE | L | Annual | Fuel Consumed | TBtu | 15.9323 | 15.9323 | 15.9323 | 15.9323 | 15.9323 | 15.9323 | 15.9323 | 15.9323
BART SO2 Annual-Ray D Nixon 1 -v5.13 | 200 | 5876 | Rate Constraint in lbs/MMBtu | FALSE | L | Annual | Rate | lb/MMBtu | 0.07619 | 0.07619 | 0.07619 | 0.07619 | 0.07619 | 0.07619 | 0.089187 | 0.089187
BART SO2 Annual-Ray D Nixon 1 -v5.13 | 200 | 5876 | Rate Constraint in lbs/MMBtu | FALSE | L | Annual | Generation | TWh | 1.438 | 1.438 | 1.438 | 1.438 | 1.438 | 1.438 | 1.438 | 1.438
BART SO2 Annual-Ray D Nixon 1 -v5.13 | 200 | 5876 | Rate Constraint in lbs/MMBtu | FALSE | L | Annual | Qualifying Generation | TWh | 1.438 | 1.438 | 1.438 | 1.438 | 1.438 | 1.438 | 1.438 | 1.438
BART SO2 Annual-Ray D Nixon 1 -v5.13 | 200 | 5876 | Rate Constraint in lbs/MMBtu | FALSE | L | Annual | Rate | lb/MWh | 0.84416 | 0.84416 | 0.84416 | 0.84416 | 0.84416 | 0.84416 | 0.98816 | 0.98816
BART SO2 Annual-Ray D Nixon 1 -v5.13 | 200 | 5876 | Rate Constraint in lbs/MMBtu | FALSE | L | Annual | Constraint Shadow Price | US2016$/Ton | 0 | 0 | 0 | 0 | 0 | 0 | 0 | 0
BART SO2 Annual-Sooner 1 -v5.13 | 201 | 5892 | Rate Constraint in lbs/MMBtu | FALSE | L | Annual | Seasons Included | Seasons | Winter, WintShld, Summer | Winter, WintShld, Summer | Winter, WintShld, Summer | Winter, WintShld, Summer | Winter, WintShld, Summer | Winter, WintShld, Summer | Winter, WintShld, Summer | Winter, WintShld, Summer
BART SO2 Annual-Sooner 1 -v5.13 | 201 | 5892 | Rate Constraint in lbs/MMBtu | FALSE | L | Annual | Standard SO2 | lb/MMBtu | 0.06 | 0.06 | 0.06 | 0.06 | 0.06 | 0.06 | 0.06 | 0.06
BART SO2 Annual-Sooner 1 -v5.13 | 201 | 5892 | Rate Constraint in lbs/MMBtu | FALSE | L | Annual | Emissions at Affected Plants SO2 | Thousand Tons | 0.573 | 0.9285 | 0.98277 | 0.83944 | 0.6709 | 0.78655 | 0.78655 | 0.68201
BART SO2 Annual-Sooner 1 -v5.13 | 201 | 5892 | Rate Constraint in lbs/MMBtu | FALSE | L | Annual | Allowances Purchased SO2 | Thousand Tons | 0 | 0 | 0 | 0 | 0 | 0 | 0 | 0
BART SO2 Annual-Sooner 1 -v5.13 | 201 | 5892 | Rate Constraint in lbs/MMBtu | FALSE | L | Annual | Allowances Sold SO2 | Thousand Tons | 0 | 0 | 0 | 0 | 0 | 0 | 0 | 0
BART SO2 Annual-Sooner 1 -v5.13 | 201 | 5892 | Rate Constraint in lbs/MMBtu | FALSE | L | Annual | Allowances Banked | Thousand Tons | 0 | 0 | 0 | 0 | 0 | 0 | 0 | 0
BART SO2 Annual-Sooner 1 -v5.13 | 201 | 5892 | Rate Constraint in lbs/MMBtu | FALSE | L | Annual | Allowances Withdrawn (1:1) | Thousand Tons | 0 | 0 | 0 | 0 | 0 | 0 | 0 | 0
BART SO2 Annual-Sooner 1 -v5.13 | 201 | 5892 | Rate Constraint in lbs/MMBtu | FALSE | L | Annual | Allowances Withdrawn (n:1) | Thousand Tons | 0 | 0 | 0 | 0 | 0 | 0 | 0 | 0
BART SO2 Annual-Sooner 1 -v5.13 | 201 | 5892 | Rate Constraint in lbs/MMBtu | FALSE | L | Annual | Net Emissions Allowance Position | Thousand Tons | 0.573 | 0.9285 | 0.98277 | 0.83944 | 0.6709 | 0.78655 | 0.78655 | 0.68201
BART SO2 Annual-Sooner 1 -v5.13 | 201 | 5892 | Rate Constraint in lbs/MMBtu | FALSE | L | Annual | Fuel Consumed | TBtu | 19.4237 | 31.4744 | 33.3143 | 28.4557 | 22.7425 | 26.6628 | 26.6628 | 23.1189
BART SO2 Annual-Sooner 1 -v5.13 | 201 | 5892 | Rate Constraint in lbs/MMBtu | FALSE | L | Annual | Rate | lb/MMBtu | 0.059 | 0.059 | 0.059 | 0.059 | 0.059 | 0.059 | 0.059 | 0.059
BART SO2 Annual-Sooner 1 -v5.13 | 201 | 5892 | Rate Constraint in lbs/MMBtu | FALSE | L | Annual | Generation | TWh | 1.8257 | 2.9584 | 3.1313 | 2.6747 | 2.1377 | 2.5061 | 2.5061 | 2.173
BART SO2 Annual-Sooner 1 -v5.13 | 201 | 5892 | Rate Constraint in lbs/MMBtu | FALSE | L | Annual | Qualifying Generation | TWh | 1.8257 | 2.9584 | 3.1313 | 2.6747 | 2.1377 | 2.5061 | 2.5061 | 2.173
BART SO2 Annual-Sooner 1 -v5.13 | 201 | 5892 | Rate Constraint in lbs/MMBtu | FALSE | L | Annual | Rate | lb/MWh | 0.6277 | 0.6277 | 0.6277 | 0.6277 | 0.6277 | 0.6277 | 0.6277 | 0.6277
BART SO2 Annual-Sooner 1 -v5.13 | 201 | 5892 | Rate Constraint in lbs/MMBtu | FALSE | L | Annual | Constraint Shadow Price | US2016$/Ton | 0 | 0 | 0 | 0 | 0 | 0 | 0 | 0
BART SO2 Annual-Sooner 2 -v5.13 | 202 | 5893 | Rate Constraint in lbs/MMBtu | FALSE | L | Annual | Seasons Included | Seasons | Winter, WintShld, Summer | Winter, WintShld, Summer | Winter, WintShld, Summer | Winter, WintShld, Summer | Winter, WintShld, Summer | Winter, WintShld, Summer | Winter, WintShld, Summer | Winter, WintShld, Summer
BART SO2 Annual-Sooner 2 -v5.13 | 202 | 5893 | Rate Constraint in lbs/MMBtu | FALSE | L | Annual | Standard SO2 | lb/MMBtu | 0.06 | 0.06 | 0.06 | 0.06 | 0.06 | 0.06 | 0.06 | 0.06
BART SO2 Annual-Sooner 2 -v5.13 | 202 | 5893 | Rate Constraint in lbs/MMBtu | FALSE | L | Annual | Emissions at Affected Plants SO2 | Thousand Tons | 0.56139 | 0.95754 | 0.97479 | 0.93789 | 0.70212 | 0.78 | 0.78 | 0.67298
BART SO2 Annual-Sooner 2 -v5.13 | 202 | 5893 | Rate Constraint in lbs/MMBtu | FALSE | L | Annual | Allowances Purchased SO2 | Thousand Tons | 0 | 0 | 0 | 0 | 0 | 0 | 0 | 0
BART SO2 Annual-Sooner 2 -v5.13 | 202 | 5893 | Rate Constraint in lbs/MMBtu | FALSE | L | Annual | Allowances Sold SO2 | Thousand Tons | 0 | 0 | 0 | 0 | 0 | 0 | 0 | 0
BART SO2 Annual-Sooner 2 -v5.13 | 202 | 5893 | Rate Constraint in lbs/MMBtu | FALSE | L | Annual | Allowances Banked | Thousand Tons | 0 | 0 | 0 | 0 | 0 | 0 | 0 | 0
BART SO2 Annual-Sooner 2 -v5.13 | 202 | 5893 | Rate Constraint in lbs/MMBtu | FALSE | L | Annual | Allowances Withdrawn (1:1) | Thousand Tons | 0 | 0 | 0 | 0 | 0 | 0 | 0 | 0
BART SO2 Annual-Sooner 2 -v5.13 | 202 | 5893 | Rate Constraint in lbs/MMBtu | FALSE | L | Annual | Allowances Withdrawn (n:1) | Thousand Tons | 0 | 0 | 0 | 0 | 0 | 0 | 0 | 0
BART SO2 Annual-Sooner 2 -v5.13 | 202 | 5893 | Rate Constraint in lbs/MMBtu | FALSE | L | Annual | Net Emissions Allowance Position | Thousand Tons | 0.56139 | 0.95754 | 0.97479 | 0.93789 | 0.70212 | 0.78 | 0.78 | 0.67298
BART SO2 Annual-Sooner 2 -v5.13 | 202 | 5893 | Rate Constraint in lbs/MMBtu | FALSE | L | Annual | Fuel Consumed | TBtu | 19.0303 | 32.4591 | 33.0437 | 31.7928 | 23.8008 | 26.4408 | 26.4408 | 22.813
BART SO2 Annual-Sooner 2 -v5.13 | 202 | 5893 | Rate Constraint in lbs/MMBtu | FALSE | L | Annual | Rate | lb/MMBtu | 0.059 | 0.059 | 0.059 | 0.059 | 0.059 | 0.059 | 0.059 | 0.059
BART SO2 Annual-Sooner 2 -v5.13 | 202 | 5893 | Rate Constraint in lbs/MMBtu | FALSE | L | Annual | Generation | TWh | 1.8002 | 3.0706 | 3.1259 | 3.0075 | 2.2515 | 2.5013 | 2.5013 | 2.1581
BART SO2 Annual-Sooner 2 -v5.13 | 202 | 5893 | Rate Constraint in lbs/MMBtu | FALSE | L | Annual | Qualifying Generation | TWh | 1.8002 | 3.0706 | 3.1259 | 3.0075 | 2.2515 | 2.5013 | 2.5013 | 2.1581
BART SO2 Annual-Sooner 2 -v5.13 | 202 | 5893 | Rate Constraint in lbs/MMBtu | FALSE | L | Annual | Rate | lb/MWh | 0.62369 | 0.62369 | 0.62369 | 0.62369 | 0.62369 | 0.62369 | 0.62369 | 0.62369
BART SO2 Annual-Sooner 2 -v5.13 | 202 | 5893 | Rate Constraint in lbs/MMBtu | FALSE | L | Annual | Constraint Shadow Price | US2016$/Ton | 0 | 0 | 0 | 0 | 0 | 0 | 0 | 0
Black RiverGen MER Rate Limit v3.1 | 203 | 2045 | Rate Constraint in lbs/MMBtu | FALSE | L | Annual | Seasons Included | Seasons | Winter, WintShld, Summer | Winter, WintShld, Summer | Winter, WintShld, Summer | Winter, WintShld, Summer | Winter, WintShld, Summer | Winter, WintShld, Summer | Winter, WintShld, Summer | Winter, WintShld, Summer
Black RiverGen MER Rate Limit v3.1 | 203 | 2045 | Rate Constraint in lbs/MMBtu | FALSE | L | Annual | Standard MER | lb/MMBtu | 6e-07 | 6e-07 | 6e-07 | 6e-07 | 6e-07 | 6e-07 | 6e-07 | 6e-07
Black RiverGen MER Rate Limit v3.1 | 203 | 2045 | Rate Constraint in lbs/MMBtu | FALSE | L | Annual | Emissions at Affected Plants MER | lbs | 0 | 0 | 0 | 0 | 0 | 0 | 0 | 0
Black RiverGen MER Rate Limit v3.1 | 203 | 2045 | Rate Constraint in lbs/MMBtu | FALSE | L | Annual | Allowances Purchased MER | lbs | 0 | 0 | 0 | 0 | 0 | 0 | 0 | 0
Black RiverGen MER Rate Limit v3.1 | 203 | 2045 | Rate Constraint in lbs/MMBtu | FALSE | L | Annual | Allowances Sold MER | lbs | 0 | 0 | 0 | 0 | 0 | 0 | 0 | 0
Black RiverGen MER Rate Limit v3.1 | 203 | 2045 | Rate Constraint in lbs/MMBtu | FALSE | L | Annual | Allowances Banked | lbs | 0 | 0 | 0 | 0 | 0 | 0 | 0 | 0
Black RiverGen MER Rate Limit v3.1 | 203 | 2045 | Rate Constraint in lbs/MMBtu | FALSE | L | Annual | Allowances Withdrawn (1:1) | lbs | 0 | 0 | 0 | 0 | 0 | 0 | 0 | 0
Black RiverGen MER Rate Limit v3.1 | 203 | 2045 | Rate Constraint in lbs/MMBtu | FALSE | L | Annual | Allowances Withdrawn (n:1) | lbs | 0 | 0 | 0 | 0 | 0 | 0 | 0 | 0
Black RiverGen MER Rate Limit v3.1 | 203 | 2045 | Rate Constraint in lbs/MMBtu | FALSE | L | Annual | Net Emissions Allowance Position | lbs | 0 | 0 | 0 | 0 | 0 | 0 | 0 | 0
Black RiverGen MER Rate Limit v3.1 | 203 | 2045 | Rate Constraint in lbs/MMBtu | FALSE | L | Annual | Fuel Consumed | TBtu | 0 | 0 | 0 | 0 | 0 | 0 | 0 | 0
Black RiverGen MER Rate Limit v3.1 | 203 | 2045 | Rate Constraint in lbs/MMBtu | FALSE | L | Annual | Rate | lb/MMBtu | 0 | 0 | 0 | 0 | 0 | 0 | 0 | 0
Black RiverGen MER Rate Limit v3.1 | 203 | 2045 | Rate Constraint in lbs/MMBtu | FALSE | L | Annual | Generation | TWh | 0 | 0 | 0 | 0 | 0 | 0 | 0 | 0
Black RiverGen MER Rate Limit v3.1 | 203 | 2045 | Rate Constraint in lbs/MMBtu | FALSE | L | Annual | Qualifying Generation | TWh | 0 | 0 | 0 | 0 | 0 | 0 | 0 | 0
Black RiverGen MER Rate Limit v3.1 | 203 | 2045 | Rate Constraint in lbs/MMBtu | FALSE | L | Annual | Rate | lb/MWh | 0 | 0 | 0 | 0 | 0 | 0 | 0 | 0
Black RiverGen MER Rate Limit v3.1 | 203 | 2045 | Rate Constraint in lbs/MMBtu | FALSE | L | Annual | Constraint Shadow Price | US2016$/Lb | 0 | 0 | 0 | 0 | 0 | 0 | 0 | 0
CA AB 32- CO2 Constraint- v.5.13 | 204 | 5895 | Rate Constraint in MTons | FALSE | L | Annual | Seasons Included | Seasons | Winter, WintShld, Summer | Winter, WintShld, Summer | Winter, WintShld, Summer | Winter, WintShld, Summer | Winter, WintShld, Summer | Winter, WintShld, Summer | Winter, WintShld, Summer | Winter, WintShld, Summer
CA AB 32- CO2 Constraint- v.5.13 | 204 | 5895 | Rate Constraint in MTons | FALSE | L | Annual | Standard CO2 | Thousand Tons | 0 | 0 | 0 | 0 | 0 | 0 | 0 | 0
CA AB 32- CO2 Constraint- v.5.13 | 204 | 5895 | Rate Constraint in MTons | FALSE | L | Annual | Emissions at Affected Plants CO2 | Thousand Tons | 53832.0302 | 58845.7924 | 61369.1496 | 33704.2337 | 32982.4701 | 34722.6344 | 36587.8183 | 38067.4321
CA AB 32- CO2 Constraint- v.5.13 | 204 | 5895 | Rate Constraint in MTons | FALSE | L | Annual | Allowances Purchased CO2 | Thousand Tons | -53832.0302 | -58845.7924 | -61369.1496 | -33704.2337 | -32982.4701 | -34722.6344 | -36587.8183 | -38067.4321
CA AB 32- CO2 Constraint- v.5.13 | 204 | 5895 | Rate Constraint in MTons | FALSE | L | Annual | Allowances Sold CO2 | Thousand Tons | 0 | 0 | 0 | 0 | 0 | 0 | 0 | 0
CA AB 32- CO2 Constraint- v.5.13 | 204 | 5895 | Rate Constraint in MTons | FALSE | L | Annual | Allowances Banked | Thousand Tons | 0 | 0 | 0 | 0 | 0 | 0 | 0 | 0
CA AB 32- CO2 Constraint- v.5.13 | 204 | 5895 | Rate Constraint in MTons | FALSE | L | Annual | Allowances Withdrawn (1:1) | Thousand Tons | 0 | 0 | 0 | 0 | 0 | 0 | 0 | 0
CA AB 32- CO2 Constraint- v.5.13 | 204 | 5895 | Rate Constraint in MTons | FALSE | L | Annual | Allowances Withdrawn (n:1) | Thousand Tons | 0 | 0 | 0 | 0 | 0 | 0 | 0 | 0
CA AB 32- CO2 Constraint- v.5.13 | 204 | 5895 | Rate Constraint in MTons | FALSE | L | Annual | Net Emissions Allowance Position | Thousand Tons | 1.393e-05 | 2.5127e-06 | -5.753e-07 | -5.5982e-06 | -3.1708e-06 | -1.25e-06 | -5.3095e-06 | 7.225e-07
CA AB 32- CO2 Constraint- v.5.13 | 204 | 5895 | Rate Constraint in MTons | FALSE | L | Annual | Fuel Consumed | TBtu | 914.6789 | 995.2325 | 1036.6177 | 580.1096 | 567.7692 | 596.8432 | 625.1149 | 653.3459
CA AB 32- CO2 Constraint- v.5.13 | 204 | 5895 | Rate Constraint in MTons | FALSE | L | Annual | Rate | lb/MMBtu | 117.707 | 118.2554 | 118.4027 | 116.1995 | 116.1827 | 116.3543 | 117.0595 | 116.5307
CA AB 32- CO2 Constraint- v.5.13 | 204 | 5895 | Rate Constraint in MTons | FALSE | L | Annual | Generation | TWh | 123.4594 | 133.2951 | 138.3227 | 81.2183 | 79.3121 | 84.6676 | 88.8194 | 96.8422
CA AB 32- CO2 Constraint- v.5.13 | 204 | 5895 | Rate Constraint in MTons | FALSE | L | Annual | Qualifying Generation | TWh | 123.4594 | 133.2951 | 138.3227 | 81.2183 | 79.3025 | 83.4737 | 88.1444 | 94.3484
CA AB 32- CO2 Constraint- v.5.13 | 204 | 5895 | Rate Constraint in MTons | FALSE | L | Annual | Rate | lb/MWh | 872.0603 | 882.9401 | 887.3331 | 829.9665 | 831.8146 | 831.9423 | 830.1787 | 806.9545
CA AB 32- CO2 Constraint- v.5.13 | 204 | 5895 | Rate Constraint in MTons | FALSE | L | Annual | Constraint Shadow Price | US2016$/Ton | 13.321 | 13.32 | 13.3202 | 67.6707 | 67.6705 | 67.6706 | 67.6708 | 67.6709
CA NOx Annual v5.14 | 205 | 6121 | Rate Constraint in MTons | FALSE | L | Annual | Seasons Included | Seasons | Winter, WintShld, Summer | Winter, WintShld, Summer | Winter, WintShld, Summer | Winter, WintShld, Summer | Winter, WintShld, Summer | Winter, WintShld, Summer | Winter, WintShld, Summer | Winter, WintShld, Summer
CA NOx Annual v5.14 | 205 | 6121 | Rate Constraint in MTons | FALSE | L | Annual | Standard NOX | Thousand Tons | 9.676 | 9.676 | 9.676 | 9.676 | 9.676 | 9.676 | 9.676 | 9.676
CA NOx Annual v5.14 | 205 | 6121 | Rate Constraint in MTons | FALSE | L | Annual | Emissions at Affected Plants NOX | Thousand Tons | 0.4409 | 0.47891 | 0.50618 | 0.25128 | 0.28254 | 0.25598 | 0.2447 | 0.1935
CA NOx Annual v5.14 | 205 | 6121 | Rate Constraint in MTons | FALSE | L | Annual | Allowances Purchased NOX | Thousand Tons | 0 | 0 | 0 | 0 | 0 | 0 | 0 | 0
CA NOx Annual v5.14 | 205 | 6121 | Rate Constraint in MTons | FALSE | L | Annual | Allowances Sold NOX | Thousand Tons | 0 | 0 | 0 | 0 | 0 | 0 | 0 | 0
CA NOx Annual v5.14 | 205 | 6121 | Rate Constraint in MTons | FALSE | L | Annual | Allowances Banked | Thousand Tons | 0 | 0 | 0 | 0 | 0 | 0 | 0 | 0
CA NOx Annual v5.14 | 205 | 6121 | Rate Constraint in MTons | FALSE | L | Annual | Allowances Withdrawn (1:1) | Thousand Tons | 0 | 0 | 0 | 0 | 0 | 0 | 0 | 0
CA NOx Annual v5.14 | 205 | 6121 | Rate Constraint in MTons | FALSE | L | Annual | Allowances Withdrawn (n:1) | Thousand Tons | 0 | 0 | 0 | 0 | 0 | 0 | 0 | 0
CA NOx Annual v5.14 | 205 | 6121 | Rate Constraint in MTons | FALSE | L | Annual | Net Emissions Allowance Position | Thousand Tons | 0.4409 | 0.47891 | 0.50618 | 0.25128 | 0.28254 | 0.25598 | 0.2447 | 0.1935
CA NOx Annual v5.14 | 205 | 6121 | Rate Constraint in MTons | FALSE | L | Annual | Fuel Consumed | TBtu | 104.8886 | 104.2205 | 103.0317 | 71.8587 | 77.787 | 71.565 | 69.4164 | 55.68
CA NOx Annual v5.14 | 205 | 6121 | Rate Constraint in MTons | FALSE | L | Annual | Rate | lb/MMBtu | 0.0084069 | 0.0091903 | 0.0098257 | 0.0069937 | 0.0072645 | 0.0071538 | 0.0070502 | 0.0069505
CA NOx Annual v5.14 | 205 | 6121 | Rate Constraint in MTons | FALSE | L | Annual | Generation | TWh | 14.2715 | 14.2373 | 14.1632 | 10.0201 | 10.8233 | 9.9724 | 9.6811 | 7.7919
CA NOx Annual v5.14 | 205 | 6121 | Rate Constraint in MTons | FALSE | L | Annual | Qualifying Generation | TWh | 14.2715 | 14.2373 | 14.1632 | 10.0201 | 10.8233 | 9.9724 | 9.6811 | 7.7919
CA NOx Annual v5.14 | 205 | 6121 | Rate Constraint in MTons | FALSE | L | Annual | Rate | lb/MWh | 0.061787 | 0.067275 | 0.071478 | 0.050155 | 0.05221 | 0.051338 | 0.050552 | 0.049668
CA NOx Annual v5.14 | 205 | 6121 | Rate Constraint in MTons | FALSE | L | Annual | Constraint Shadow Price | US2016$/Ton | 0 | 0 | 0 | 0 | 0 | 0 | 0 | 0
CA SO2 Annual v5.14 | 206 | 6122 | Rate Constraint in MTons | FALSE | L | Annual | Seasons Included | Seasons | Winter, WintShld, Summer | Winter, WintShld, Summer | Winter, WintShld, Summer | Winter, WintShld, Summer | Winter, WintShld, Summer | Winter, WintShld, Summer | Winter, WintShld, Summer | Winter, WintShld, Summer
CA SO2 Annual v5.14 | 206 | 6122 | Rate Constraint in MTons | FALSE | L | Annual | Standard SO2 | Thousand Tons | 2.219 | 2.219 | 2.219 | 2.219 | 2.219 | 2.219 | 2.219 | 2.219
CA SO2 Annual v5.14 | 206 | 6122 | Rate Constraint in MTons | FALSE | L | Annual | Emissions at Affected Plants SO2 | Thousand Tons | 0 | 0 | 0 | 0 | 0 | 0 | 0 | 0
CA SO2 Annual v5.14 | 206 | 6122 | Rate Constraint in MTons | FALSE | L | Annual | Allowances Purchased SO2 | Thousand Tons | 0 | 0 | 0 | 0 | 0 | 0 | 0 | 0
CA SO2 Annual v5.14 | 206 | 6122 | Rate Constraint in MTons | FALSE | L | Annual | Allowances Sold SO2 | Thousand Tons | 0 | 0 | 0 | 0 | 0 | 0 | 0 | 0
CA SO2 Annual v5.14 | 206 | 6122 | Rate Constraint in MTons | FALSE | L | Annual | Allowances Banked | Thousand Tons | 0 | 0 | 0 | 0 | 0 | 0 | 0 | 0
CA SO2 Annual v5.14 | 206 | 6122 | Rate Constraint in MTons | FALSE | L | Annual | Allowances Withdrawn (1:1) | Thousand Tons | 0 | 0 | 0 | 0 | 0 | 0 | 0 | 0
CA SO2 Annual v5.14 | 206 | 6122 | Rate Constraint in MTons | FALSE | L | Annual | Allowances Withdrawn (n:1) | Thousand Tons | 0 | 0 | 0 | 0 | 0 | 0 | 0 | 0
CA SO2 Annual v5.14 | 206 | 6122 | Rate Constraint in MTons | FALSE | L | Annual | Net Emissions Allowance Position | Thousand Tons | 0 | 0 | 0 | 0 | 0 | 0 | 0 | 0
CA SO2 Annual v5.14 | 206 | 6122 | Rate Constraint in MTons | FALSE | L | Annual | Fuel Consumed | TBtu | 0.031712 | 0 | 0 | 0.00093309 | 0.00032784 | 0 | 0 | 0.00089495
CA SO2 Annual v5.14 | 206 | 6122 | Rate Constraint in MTons | FALSE | L | Annual | Rate | lb/MMBtu | 0 | 0 | 0 | 0 | 0 | 0 | 0 | 0
CA SO2 Annual v5.14 | 206 | 6122 | Rate Constraint in MTons | FALSE | L | Annual | Generation | TWh | 0.0029514 | 0 | 0 | 7.9089e-05 | 2.7788e-05 | 0 | 0 | 7.5856e-05
CA SO2 Annual v5.14 | 206 | 6122 | Rate Constraint in MTons | FALSE | L | Annual | Qualifying Generation | TWh | 0.0029514 | 0 | 0 | 7.9089e-05 | 2.7788e-05 | 0 | 0 | 7.5856e-05
CA SO2 Annual v5.14 | 206 | 6122 | Rate Constraint in MTons | FALSE | L | Annual | Rate | lb/MWh | 0 | 0 | 0 | 0 | 0 | 0 | 0 | 0
CA SO2 Annual v5.14 | 206 | 6122 | Rate Constraint in MTons | FALSE | L | Annual | Constraint Shadow Price | US2016$/Ton | 0 | 0 | 0 | 0 | 0 | 0 | 0 | 0
CO Hg Rate Annual - Comanche 1,2 & 3 v5.14 | 207 | 6123 | Rate Constraint in lbs/MWh | FALSE | L | Annual | Seasons Included | Seasons | Winter, WintShld, Summer | Winter, WintShld, Summer | Winter, WintShld, Summer | Winter, WintShld, Summer | Winter, WintShld, Summer | Winter, WintShld, Summer | Winter, WintShld, Summer | Winter, WintShld, Summer
CO Hg Rate Annual - Comanche 1,2 & 3 v5.14 | 207 | 6123 | Rate Constraint in lbs/MWh | FALSE | L | Annual | Standard MER | lb/MWh | 1.3e-05 | 1.3e-05 | 1.3e-05 | 1.3e-05 | 1.3e-05 | 1.3e-05 | 1.3e-05 | 1.3e-05
CO Hg Rate Annual - Comanche 1,2 & 3 v5.14 | 207 | 6123 | Rate Constraint in lbs/MWh | FALSE | L | Annual | Emissions at Affected Plants MER | lbs | 58.6279 | 59.1501 | 59.1501 | 59.1501 | 53.7407 | 54.5743 | 59.1501 | 57.2876
CO Hg Rate Annual - Comanche 1,2 & 3 v5.14 | 207 | 6123 | Rate Constraint in lbs/MWh | FALSE | L | Annual | Allowances Purchased MER | lbs | 0 | 0 | 0 | 0 | 0 | 0 | 0 | 0
CO Hg Rate Annual - Comanche 1,2 & 3 v5.14 | 207 | 6123 | Rate Constraint in lbs/MWh | FALSE | L | Annual | Allowances Sold MER | lbs | 0 | 0 | 0 | 0 | 0 | 0 | 0 | 0
CO Hg Rate Annual - Comanche 1,2 & 3 v5.14 | 207 | 6123 | Rate Constraint in lbs/MWh | FALSE | L | Annual | Allowances Banked | lbs | 0 | 0 | 0 | 0 | 0 | 0 | 0 | 0
CO Hg Rate Annual - Comanche 1,2 & 3 v5.14 | 207 | 6123 | Rate Constraint in lbs/MWh | FALSE | L | Annual | Allowances Withdrawn (1:1) | lbs | 0 | 0 | 0 | 0 | 0 | 0 | 0 | 0
CO Hg Rate Annual - Comanche 1,2 & 3 v5.14 | 207 | 6123 | Rate Constraint in lbs/MWh | FALSE | L | Annual | Allowances Withdrawn (n:1) | lbs | 0 | 0 | 0 | 0 | 0 | 0 | 0 | 0
CO Hg Rate Annual - Comanche 1,2 & 3 v5.14 | 207 | 6123 | Rate Constraint in lbs/MWh | FALSE | L | Annual | Net Emissions Allowance Position | lbs | 58.6279 | 59.1501 | 59.1501 | 59.1501 | 53.7407 | 54.5743 | 59.1501 | 57.2876
CO Hg Rate Annual - Comanche 1,2 & 3 v5.14 | 207 | 6123 | Rate Constraint in lbs/MWh | FALSE | L | Annual | Fuel Consumed | TBtu | 104.4828 | 105.4135 | 105.4135 | 105.4135 | 95.7731 | 97.2586 | 105.4135 | 102.0942
CO Hg Rate Annual - Comanche 1,2 & 3 v5.14 | 207 | 6123 | Rate Constraint in lbs/MWh | FALSE | L | Annual | Rate | lb/MMBtu | 5.6112e-07 | 5.6112e-07 | 5.6112e-07 | 5.6112e-07 | 5.6112e-07 | 5.6112e-07 | 5.6112e-07 | 5.6112e-07
CO Hg Rate Annual - Comanche 1,2 & 3 v5.14 | 207 | 6123 | Rate Constraint in lbs/MWh | FALSE | L | Annual | Generation | TWh | 10.048 | 10.1395 | 10.1395 | 10.1395 | 9.2117 | 9.3518 | 10.1395 | 9.8201
CO Hg Rate Annual - Comanche 1,2 & 3 v5.14 | 207 | 6123 | Rate Constraint in lbs/MWh | FALSE | L | Annual | Qualifying Generation | TWh | 10.048 | 10.1395 | 10.1395 | 10.1395 | 9.2117 | 9.3518 | 10.1395 | 9.8201
CO Hg Rate Annual - Comanche 1,2 & 3 v5.14 | 207 | 6123 | Rate Constraint in lbs/MWh | FALSE | L | Annual | Constraint Shadow Price | US2016$/Lb | 0 | 0 | 0 | 0 | 0 | 0 | 0 | 0
CO Hg Rule - MER Removal Annual v3.1 | 208 | 1515 | MACT Fuel Choice Floor in lbs/MMBtu | FALSE | L | Annual | Seasons Included | Seasons | Winter, WintShld, Summer | Winter, WintShld, Summer | Winter, WintShld, Summer | Winter, WintShld, Summer | Winter, WintShld, Summer | Winter, WintShld, Summer | Winter, WintShld, Summer | Winter, WintShld, Summer
CO Hg Rule - MER Removal Annual v3.1 | 208 | 1515 | MACT Fuel Choice Floor in lbs/MMBtu | FALSE | L | Annual | Emission Floor | lbs/MMBtu | 8.248e-07 | 8.248e-07 | 8.248e-07 | 8.248e-07 | 8.248e-07 | 8.248e-07 | 8.248e-07 | 8.248e-07
CO Hg Rule - MER Removal Annual v3.1 | 208 | 1515 | MACT Fuel Choice Floor in lbs/MMBtu | FALSE | L | Annual | Emissions at Affected Plants MER | lbs | 96.9556 | 110.9147 | 111.064 | 88.8186 | 86.1124 | 86.876 | 91.8634 | 92.0764
CO Hg Rule - MER Removal Annual v3.1 | 208 | 1515 | MACT Fuel Choice Floor in lbs/MMBtu | FALSE | L | Annual | Allowances Purchased MER | lbs | 0 | 0 | 0 | 0 | 0 | 0 | 0 | 0
CO Hg Rule - MER Removal Annual v3.1 | 208 | 1515 | MACT Fuel Choice Floor in lbs/MMBtu | FALSE | L | Annual | Allowances Sold MER | lbs | 0 | 0 | 0 | 0 | 0 | 0 | 0 | 0
CO Hg Rule - MER Removal Annual v3.1 | 208 | 1515 | MACT Fuel Choice Floor in lbs/MMBtu | FALSE | L | Annual | Allowances Banked | lbs | 0 | 0 | 0 | 0 | 0 | 0 | 0 | 0
CO Hg Rule - MER Removal Annual v3.1 | 208 | 1515 | MACT Fuel Choice Floor in lbs/MMBtu | FALSE | L | Annual | Allowances Withdrawn (1:1) | lbs | 0 | 0 | 0 | 0 | 0 | 0 | 0 | 0
CO Hg Rule - MER Removal Annual v3.1 | 208 | 1515 | MACT Fuel Choice Floor in lbs/MMBtu | FALSE | L | Annual | Allowances Withdrawn (n:1) | lbs | 0 | 0 | 0 | 0 | 0 | 0 | 0 | 0
CO Hg Rule - MER Removal Annual v3.1 | 208 | 1515 | MACT Fuel Choice Floor in lbs/MMBtu | FALSE | L | Annual | Net Emissions Allowance Position | lbs | 96.9556 | 110.9147 | 111.064 | 88.8186 | 86.1124 | 86.876 | 91.8634 | 92.0764
CO Hg Rule - MER Removal Annual v3.1 | 208 | 1515 | MACT Fuel Choice Floor in lbs/MMBtu | FALSE | L | Annual | Fuel Consumed | TBtu | 231.3395 | 224.9598 | 225.6971 | 192.2703 | 185.074 | 186.5028 | 183.9237 | 184.6469
CO Hg Rule - MER Removal Annual v3.1 | 208 | 1515 | MACT Fuel Choice Floor in lbs/MMBtu | FALSE | L | Annual | Rate | lb/MMBtu | 4.1911e-07 | 4.9304e-07 | 4.9209e-07 | 4.6195e-07 | 4.6529e-07 | 4.6582e-07 | 4.9946e-07 | 4.9866e-07
CO Hg Rule - MER Removal Annual v3.1 | 208 | 1515 | MACT Fuel Choice Floor in lbs/MMBtu | FALSE | L | Annual | Generation | TWh | 21.4253 | 20.932 | 20.9995 | 18.011 | 17.38 | 17.5003 | 17.1232 | 17.188
CO Hg Rule - MER Removal Annual v3.1 | 208 | 1515 | MACT Fuel Choice Floor in lbs/MMBtu | FALSE | L | Annual | Qualifying Generation | TWh | 21.4253 | 20.932 | 20.9995 | 18.011 | 17.38 | 17.5003 | 17.1232 | 17.188
CO Hg Rule - MER Removal Annual v3.1 | 208 | 1515 | MACT Fuel Choice Floor in lbs/MMBtu | FALSE | L | Annual | Constraint Shadow Price | US2016$/Lb | 0 | 0 | 0 | 0 | 0 | 0 | 0 | 0
CO NOX Rate Annual - Craig 1,3 v5.14 | 209 | 6124 | Rate Constraint in lbs/MMBtu | FALSE | L | Annual | Seasons Included | Seasons | Winter, WintShld, Summer | Winter, WintShld, Summer | Winter, WintShld, Summer | Winter, WintShld, Summer | Winter, WintShld, Summer | Winter, WintShld, Summer | Winter, WintShld, Summer | Winter, WintShld, Summer
CO NOX Rate Annual - Craig 1,3 v5.14 | 209 | 6124 | Rate Constraint in lbs/MMBtu | FALSE | L | Annual | Standard NOX | lb/MMBtu | 0.28 | 0.28 | 0.28 | 0.28 | 0.28 | 0.28 | 0.28 | 0.28
CO NOX Rate Annual - Craig 1,3 v5.14 | 209 | 6124 | Rate Constraint in lbs/MMBtu | FALSE | L | Annual | Emissions at Affected Plants NOX | Thousand Tons | 5.018 | 5.018 | 5.018 | 3.9258 | 3.9258 | 3.9258 | 3.9258 | 3.9258
CO NOX Rate Annual - Craig 1,3 v5.14 | 209 | 6124 | Rate Constraint in lbs/MMBtu | FALSE | L | Annual | Allowances Purchased NOX | Thousand Tons | 0 | 0 | 0 | 0 | 0 | 0 | 0 | 0
CO NOX Rate Annual - Craig 1,3 v5.14 | 209 | 6124 | Rate Constraint in lbs/MMBtu | FALSE | L | Annual | Allowances Sold NOX | Thousand Tons | 0 | 0 | 0 | 0 | 0 | 0 | 0 | 0
CO NOX Rate Annual - Craig 1,3 v5.14 | 209 | 6124 | Rate Constraint in lbs/MMBtu | FALSE | L | Annual | Allowances Banked | Thousand Tons | 0 | 0 | 0 | 0 | 0 | 0 | 0 | 0
CO NOX Rate Annual - Craig 1,3 v5.14 | 209 | 6124 | Rate Constraint in lbs/MMBtu | FALSE | L | Annual | Allowances Withdrawn (1:1) | Thousand Tons | 0 | 0 | 0 | 0 | 0 | 0 | 0 | 0
CO NOX Rate Annual - Craig 1,3 v5.14 | 209 | 6124 | Rate Constraint in lbs/MMBtu | FALSE | L | Annual | Allowances Withdrawn (n:1) | Thousand Tons | 0 | 0 | 0 | 0 | 0 | 0 | 0 | 0
CO NOX Rate Annual - Craig 1,3 v5.14 | 209 | 6124 | Rate Constraint in lbs/MMBtu | FALSE | L | Annual | Net Emissions Allowance Position | Thousand Tons | 5.018 | 5.018 | 5.018 | 3.9258 | 3.9258 | 3.9258 | 3.9258 | 3.9258
CO NOX Rate Annual - Craig 1,3 v5.14 | 209 | 6124 | Rate Constraint in lbs/MMBtu | FALSE | L | Annual | Fuel Consumed | TBtu | 67.0857 | 67.0857 | 67.0857 | 34.3129 | 34.3129 | 34.3129 | 34.3202 | 34.3202
CO NOX Rate Annual - Craig 1,3 v5.14 | 209 | 6124 | Rate Constraint in lbs/MMBtu | FALSE | L | Annual | Rate | lb/MMBtu | 0.1496 | 0.1496 | 0.1496 | 0.22882 | 0.22882 | 0.22882 | 0.22877 | 0.22877
CO NOX Rate Annual - Craig 1,3 v5.14 | 209 | 6124 | Rate Constraint in lbs/MMBtu | FALSE | L | Annual | Generation | TWh | 6.3154 | 6.3154 | 6.3154 | 3.2434 | 3.2434 | 3.2434 | 3.2434 | 3.2434
CO NOX Rate Annual - Craig 1,3 v5.14 | 209 | 6124 | Rate Constraint in lbs/MMBtu | FALSE | L | Annual | Qualifying Generation | TWh | 6.3154 | 6.3154 | 6.3154 | 3.2434 | 3.2434 | 3.2434 | 3.2434 | 3.2434
CO NOX Rate Annual - Craig 1,3 v5.14 | 209 | 6124 | Rate Constraint in lbs/MMBtu | FALSE | L | Annual | Rate | lb/MWh | 1.5891 | 1.5891 | 1.5891 | 2.4207 | 2.4207 | 2.4207 | 2.4207 | 2.4207
CO NOX Rate Annual - Craig 1,3 v5.14 | 209 | 6124 | Rate Constraint in lbs/MMBtu | FALSE | L | Annual | Constraint Shadow Price | US2016$/Ton | 0 | 0 | 0 | 0 | 0 | 0 | 0 | 0
CO NOX Rate Annual - Craig 2 v5.14 | 210 | 6125 | Rate Constraint in lbs/MMBtu | FALSE | L | Annual | Seasons Included | Seasons | Winter, WintShld, Summer | Winter, WintShld, Summer | Winter, WintShld, Summer | Winter, WintShld, Summer | Winter, WintShld, Summer | Winter, WintShld, Summer | Winter, WintShld, Summer | Winter, WintShld, Summer
CO NOX Rate Annual - Craig 2 v5.14 | 210 | 6125 | Rate Constraint in lbs/MMBtu | FALSE | L | Annual | Standard NOX | lb/MMBtu | 0.08 | 0.08 | 0.08 | 0.08 | 0.08 | 0.08 | 0.08 | 0.08
CO NOX Rate Annual - Craig 2 v5.14 | 210 | 6125 | Rate Constraint in lbs/MMBtu | FALSE | L | Annual | Emissions at Affected Plants NOX | Thousand Tons | 0.78463 | 0.78463 | 0.78463 | 1.0985 | 1.0985 | 1.0985 | 0.78463 | 0.78463
CO NOX Rate Annual - Craig 2 v5.14 | 210 | 6125 | Rate Constraint in lbs/MMBtu | FALSE | L | Annual | Allowances Purchased NOX | Thousand Tons | 0 | 0 | 0 | 0 | 0 | 0 | 0 | 0
CO NOX Rate Annual - Craig 2 v5.14 | 210 | 6125 | Rate Constraint in lbs/MMBtu | FALSE | L | Annual | Allowances Sold NOX | Thousand Tons | 0 | 0 | 0 | 0 | 0 | 0 | 0 | 0
CO NOX Rate Annual - Craig 2 v5.14 | 210 | 6125 | Rate Constraint in lbs/MMBtu | FALSE | L | Annual | Allowances Banked | Thousand Tons | 0 | 0 | 0 | 0 | 0 | 0 | 0 | 0
CO NOX Rate Annual - Craig 2 v5.14 | 210 | 6125 | Rate Constraint in lbs/MMBtu | FALSE | L | Annual | Allowances Withdrawn (1:1) | Thousand Tons | 0 | 0 | 0 | 0 | 0 | 0 | 0 | 0
CO NOX Rate Annual - Craig 2 v5.14 | 210 | 6125 | Rate Constraint in lbs/MMBtu | FALSE | L | Annual | Allowances Withdrawn (n:1) | Thousand Tons | 0 | 0 | 0 | 0 | 0 | 0 | 0 | 0
CO NOX Rate Annual - Craig 2 v5.14 | 210 | 6125 | Rate Constraint in lbs/MMBtu | FALSE | L | Annual | Net Emissions Allowance Position | Thousand Tons | 0.78463 | 0.78463 | 0.78463 | 1.0985 | 1.0985 | 1.0985 | 0.78463 | 0.78463
CO NOX Rate Annual - Craig 2 v5.14 | 210 | 6125 | Rate Constraint in lbs/MMBtu | FALSE | L | Annual | Fuel Consumed | TBtu | 32.9544 | 32.9544 | 32.9544 | 31.3852 | 31.3852 | 31.3852 | 32.9544 | 32.9544
CO NOX Rate Annual - Craig 2 v5.14 | 210 | 6125 | Rate Constraint in lbs/MMBtu | FALSE | L | Annual | Rate | lb/MMBtu | 0.047619 | 0.047619 | 0.047619 | 0.07 | 0.07 | 0.07 | 0.047619 | 0.047619
CO NOX Rate Annual - Craig 2 v5.14 | 210 | 6125 | Rate Constraint in lbs/MMBtu | FALSE | L | Annual | Generation | TWh | 3.0653 | 3.0653 | 3.0653 | 3.0653 | 3.0653 | 3.0653 | 3.0653 | 3.0653
CO NOX Rate Annual - Craig 2 v5.14 | 210 | 6125 | Rate Constraint in lbs/MMBtu | FALSE | L | Annual | Qualifying Generation | TWh | 3.0653 | 3.0653 | 3.0653 | 3.0653 | 3.0653 | 3.0653 | 3.0653 | 3.0653
CO NOX Rate Annual - Craig 2 v5.14 | 210 | 6125 | Rate Constraint in lbs/MMBtu | FALSE | L | Annual | Rate | lb/MWh | 0.51195 | 0.51195 | 0.51195 | 0.71673 | 0.71673 | 0.71673 | 0.51195 | 0.51195
CO NOX Rate Annual - Craig 2 v5.14 | 210 | 6125 | Rate Constraint in lbs/MMBtu | FALSE | L | Annual | Constraint Shadow Price | US2016$/Ton | 0 | 0 | 0 | 0 | 0 | 0 | 0 | 0
CSAPR- NOX Annual- AL | 211 | 6393 | Rate Constraint in MTons | FALSE | L | Annual | Seasons Included | Seasons | Winter, WintShld, Summer | Winter, WintShld, Summer | Winter, WintShld, Summer | Winter, WintShld, Summer | Winter, WintShld, Summer | Winter, WintShld, Summer | Winter, WintShld, Summer | Winter, WintShld, Summer
CSAPR- NOX Annual- AL | 211 | 6393 | Rate Constraint in MTons | FALSE | L | Annual | Standard NOX | Thousand Tons | 84.9152 | 84.9152 | 84.9152 | 84.9152 | 84.9152 | 84.9152 | 84.9152 | 84.9152
CSAPR- NOX Annual- AL | 211 | 6393 | Rate Constraint in MTons | FALSE | L | Annual | Emissions at Affected Plants NOX | Thousand Tons | 10.8612 | 9.6598 | 9.8022 | 11.5906 | 12.0087 | 11.1225 | 11.2412 | 10.7273
CSAPR- NOX Annual- AL | 211 | 6393 | Rate Constraint in MTons | FALSE | L | Annual | Allowances Purchased NOX | Thousand Tons | 0 | 0 | 0 | 0 | 0 | 0 | 0 | 0
CSAPR- NOX Annual- AL | 211 | 6393 | Rate Constraint in MTons | FALSE | L | Annual | Allowances Sold NOX | Thousand Tons | 0 | 0 | 0 | 0 | 0 | 0 | 0 | 0
CSAPR- NOX Annual- AL | 211 | 6393 | Rate Constraint in MTons | FALSE | L | Annual | Allowances Banked | Thousand Tons | 0 | 0 | 0 | 0 | 0 | 0 | 0 | 0
CSAPR- NOX Annual- AL | 211 | 6393 | Rate Constraint in MTons | FALSE | L | Annual | Allowances Withdrawn (1:1) | Thousand Tons | 0 | 0 | 0 | 0 | 0 | 0 | 0 | 0
CSAPR- NOX Annual- AL | 211 | 6393 | Rate Constraint in MTons | FALSE | L | Annual | Allowances Withdrawn (n:1) | Thousand Tons | 0 | 0 | 0 | 0 | 0 | 0 | 0 | 0
CSAPR- NOX Annual- AL | 211 | 6393 | Rate Constraint in MTons | FALSE | L | Annual | Net Emissions Allowance Position | Thousand Tons | 10.8612 | 9.6598 | 9.8022 | 11.5906 | 12.0087 | 11.1225 | 11.2412 | 10.7273
CSAPR- NOX Annual- AL | 211 | 6393 | Rate Constraint in MTons | FALSE | L | Annual | Fuel Consumed | TBtu | 694.955 | 647.5158 | 652.3287 | 696.1689 | 684.5918 | 692.0372 | 708.25 | 727.3516
CSAPR- NOX Annual- AL | 211 | 6393 | Rate Constraint in MTons | FALSE | L | Annual | Rate | lb/MMBtu | 0.031257 | 0.029836 | 0.030053 | 0.033298 | 0.035083 | 0.032144 | 0.031744 | 0.029497
CSAPR- NOX Annual- AL | 211 | 6393 | Rate Constraint in MTons | FALSE | L | Annual | Generation | TWh | 86.6753 | 81.2941 | 81.6128 | 85.8449 | 97.2615 | 120.6121 | 146.7303 | 179.4804
CSAPR- NOX Annual- AL | 211 | 6393 | Rate Constraint in MTons | FALSE | L | Annual | Qualifying Generation | TWh | 86.6753 | 81.2941 | 81.6128 | 85.8449 | 85.0859 | 87.7777 | 91.2907 | 96.1356
CSAPR- NOX Annual- AL | 211 | 6393 | Rate Constraint in MTons | FALSE | L | Annual | Rate | lb/MWh | 0.25062 | 0.23765 | 0.24021 | 0.27004 | 0.28227 | 0.25342 | 0.24627 | 0.22317
CSAPR- NOX Annual- AL | 211 | 6393 | Rate Constraint in MTons | FALSE | L | Annual | Constraint Shadow Price | US2016$/Ton | 0 | 0 | 0 | 0 | 0 | 0 | 0 | 0
CSAPR- NOX Annual- GA | 212 | 6399 | Rate Constraint in MTons | FALSE | L | Annual | Seasons Included | Seasons | Winter, WintShld, Summer | Winter, WintShld, Summer | Winter, WintShld, Summer | Winter, WintShld, Summer | Winter, WintShld, Summer | Winter, WintShld, Summer | Winter, WintShld, Summer | Winter, WintShld, Summer
CSAPR- NOX Annual- GA | 212 | 6399 | Rate Constraint in MTons | FALSE | L | Annual | Standard NOX | Thousand Tons | 63.4108 | 63.4108 | 63.4108 | 63.4108 | 63.4108 | 63.4108 | 63.4108 | 63.4108
CSAPR- NOX Annual- GA | 212 | 6399 | Rate Constraint in MTons | FALSE | L | Annual | Emissions at Affected Plants NOX | Thousand Tons | 14.5199 | 13.2326 | 13.685 | 14.9415 | 14.1524 | 14.7251 | 15.1667 | 15.2167
CSAPR- NOX Annual- GA | 212 | 6399 | Rate Constraint in MTons | FALSE | L | Annual | Allowances Purchased NOX | Thousand Tons | 0 | 0 | 0 | 0 | 0 | 0 | 0 | 0
CSAPR- NOX Annual- GA | 212 | 6399 | Rate Constraint in MTons | FALSE | L | Annual | Allowances Sold NOX | Thousand Tons | 0 | 0 | 0 | 0 | 0 | 0 | 0 | 0
CSAPR- NOX Annual- GA | 212 | 6399 | Rate Constraint in MTons | FALSE | L | Annual | Allowances Banked | Thousand Tons | 0 | 0 | 0 | 0 | 0 | 0 | 0 | 0
CSAPR- NOX Annual- GA | 212 | 6399 | Rate Constraint in MTons | FALSE | L | Annual | Allowances Withdrawn (1:1) | Thousand Tons | 0 | 0 | 0 | 0 | 0 | 0 | 0 | 0
CSAPR- NOX Annual- GA | 212 | 6399 | Rate Constraint in MTons | FALSE | L | Annual | Allowances Withdrawn (n:1) | Thousand Tons | 0 | 0 | 0 | 0 | 0 | 0 | 0 | 0
CSAPR- NOX Annual- GA | 212 | 6399 | Rate Constraint in MTons | FALSE | L | Annual | Net Emissions Allowance Position | Thousand Tons | 14.5199 | 13.2326 | 13.685 | 14.9415 | 14.1524 | 14.7251 | 15.1667 | 15.2167
CSAPR- NOX Annual- GA | 212 | 6399 | Rate Constraint in MTons | FALSE | L | Annual | Fuel Consumed | TBtu | 669.0797 | 632.3742 | 644.2893 | 675.4225 | 660.5653 | 722.0977 | 769.764 | 822.7954
CSAPR- NOX Annual- GA | 212 | 6399 | Rate Constraint in MTons | FALSE | L | Annual | Rate | lb/MMBtu | 0.043403 | 0.041851 | 0.042481 | 0.044243 | 0.042849 | 0.040784 | 0.039406 | 0.036988
CSAPR- NOX Annual- GA | 212 | 6399 | Rate Constraint in MTons | FALSE | L | Annual | Generation | TWh | 83.5308 | 79.3879 | 80.6541 | 112.2156 | 145.5214 | 188.7223 | 234.2446 | 285.365
CSAPR- NOX Annual- GA | 212 | 6399 | Rate Constraint in MTons | FALSE | L | Annual | Qualifying Generation | TWh | 83.5308 | 79.3879 | 80.6541 | 83.7077 | 82.3517 | 92.6693 | 100.4529 | 110.3858
CSAPR- NOX Annual- GA | 212 | 6399 | Rate Constraint in MTons | FALSE | L | Annual | Rate | lb/MWh | 0.34765 | 0.33337 | 0.33935 | 0.35699 | 0.34371 | 0.3178 | 0.30197 | 0.2757
CSAPR- NOX Annual- GA | 212 | 6399 | Rate Constraint in MTons | FALSE | L | Annual | Constraint Shadow Price | US2016$/Ton | 0 | 0 | 0 | 0 | 0 | 0 | 0 | 0
CSAPR- NOX Annual- IA | 213 | 6401 | Rate Constraint in MTons | FALSE | L | Annual | Seasons Included | Seasons | Winter, WintShld, Summer | Winter, WintShld, Summer | Winter, WintShld, Summer | Winter, WintShld, Summer | Winter, WintShld, Summer | Winter, WintShld, Summer | Winter, WintShld, Summer | Winter, WintShld, Summer
CSAPR- NOX Annual- IA | 213 | 6401 | Rate Constraint in MTons | FALSE | L | Annual | Standard NOX | Thousand Tons | 44.2476 | 44.2476 | 44.2476 | 44.2476 | 44.2476 | 44.2476 | 44.2476 | 44.2476
CSAPR- NOX Annual- IA | 213 | 6401 | Rate Constraint in MTons | FALSE | L | Annual | Emissions at Affected Plants NOX | Thousand Tons | 23.1697 | 24.2727 | 24.2285 | 24.367 | 23.1352 | 23.358 | 23.2715 | 22.8038
CSAPR- NOX Annual- IA | 213 | 6401 | Rate Constraint in MTons | FALSE | L | Annual | Allowances Purchased NOX | Thousand Tons | 0 | 0 | 0 | 0 | 0 | 0 | 0 | 0
CSAPR- NOX Annual- IA | 213 | 6401 | Rate Constraint in MTons | FALSE | L | Annual | Allowances Sold NOX | Thousand Tons | 0 | 0 | 0 | 0 | 0 | 0 | 0 | 0
CSAPR- NOX Annual- IA | 213 | 6401 | Rate Constraint in MTons | FALSE | L | Annual | Allowances Banked | Thousand Tons | 0 | 0 | 0 | 0 | 0 | 0 | 0 | 0
CSAPR- NOX Annual- IA | 213 | 6401 | Rate Constraint in MTons | FALSE | L | Annual | Allowances Withdrawn (1:1) | Thousand Tons | 0 | 0 | 0 | 0 | 0 | 0 | 0 | 0
CSAPR- NOX Annual- IA | 213 | 6401 | Rate Constraint in MTons | FALSE | L | Annual | Allowances Withdrawn (n:1) | Thousand Tons | 0 | 0 | 0 | 0 | 0 | 0 | 0 | 0
CSAPR- NOX Annual- IA | 213 | 6401 | Rate Constraint in MTons | FALSE | L | Annual | Net Emissions Allowance Position | Thousand Tons | 23.1697 | 24.2727 | 24.2285 | 24.367 | 23.1352 | 23.358 | 23.2715 | 22.8038
CSAPR- NOX Annual- IA | 213 | 6401 | Rate Constraint in MTons | FALSE | L | Annual | Fuel Consumed | TBtu | 355.5857 | 375.6875 | 374.6679 | 388.5135 | 384.5745 | 376.53 | 364.163 | 364.0381
CSAPR- NOX Annual- IA | 213 | 6401 | Rate Constraint in MTons | FALSE | L | Annual | Rate | lb/MMBtu | 0.13032 | 0.12922 | 0.12933 | 0.12544 | 0.12032 | 0.12407 | 0.12781 | 0.12528
CSAPR- NOX Annual- IA | 213 | 6401 | Rate Constraint in MTons | FALSE | L | Annual | Generation | TWh | 37.2621 | 39.1871 | 39.1028 | 40.661 | 40.6808 | 43.102 | 43.9514 | 45.5843
CSAPR- NOX Annual- IA | 213 | 6401 | Rate Constraint in MTons | FALSE | L | Annual | Qualifying Generation | TWh | 37.2621 | 39.1871 | 39.1028 | 40.661 | 40.6808 | 39.5481 | 37.6905 | 38.0387
CSAPR- NOX Annual- IA | 213 | 6401 | Rate Constraint in MTons | FALSE | L | Annual | Rate | lb/MWh | 1.2436 | 1.2388 | 1.2392 | 1.1985 | 1.1374 | 1.1812 | 1.2349 | 1.199
CSAPR- NOX Annual- IA | 213 | 6401 | Rate Constraint in MTons | FALSE | L | Annual | Constraint Shadow Price | US2016$/Ton | 0 | 0 | 0 | 0 | 0 | 0 | 0 | 0
CSAPR- NOX Annual- IL | 214 | 6403 | Rate Constraint in MTons | FALSE | L | Annual | Seasons Included | Seasons | Winter, WintShld, Summer | Winter, WintShld, Summer | Winter, WintShld, Summer | Winter, WintShld, Summer | Winter, WintShld, Summer | Winter, WintShld, Summer | Winter, WintShld, Summer | Winter, WintShld, Summer
CSAPR- NOX Annual- IL | 214 | 6403 | Rate Constraint in MTons | FALSE | L | Annual | Standard NOX | Thousand Tons | 56.489 | 56.489 | 56.489 | 56.489 | 56.489 | 56.489 | 56.489 | 56.489
CSAPR- NOX Annual- IL | 214 | 6403 | Rate Constraint in MTons | FALSE | L | Annual | Emissions at Affected Plants NOX | Thousand Tons | 26.3227 | 27.4335 | 27.7733 | 28.5884 | 27.1314 | 27.0189 | 25.394 | 24.5555
CSAPR- NOX Annual- IL | 214 | 6403 | Rate Constraint in MTons | FALSE | L | Annual | Allowances Purchased NOX | Thousand Tons | 0 | 0 | 0 | 0 | 0 | 0 | 0 | 0
CSAPR- NOX Annual- IL | 214 | 6403 | Rate Constraint in MTons | FALSE | L | Annual | Allowances Sold NOX | Thousand Tons | 0 | 0 | 0 | 0 | 0 | 0 | 0 | 0
CSAPR- NOX Annual- IL | 214 | 6403 | Rate Constraint in MTons | FALSE | L | Annual | Allowances Banked | Thousand Tons | 0 | 0 | 0 | 0 | 0 | 0 | 0 | 0
CSAPR- NOX Annual- IL | 214 | 6403 | Rate Constraint in MTons | FALSE | L | Annual | Allowances Withdrawn (1:1) | Thousand Tons | 0 | 0 | 0 | 0 | 0 | 0 | 0 | 0
CSAPR- NOX Annual- IL | 214 | 6403 | Rate Constraint in MTons | FALSE | L | Annual | Allowances Withdrawn (n:1) | Thousand Tons | 0 | 0 | 0 | 0 | 0 | 0 | 0 | 0
CSAPR- NOX Annual- IL | 214 | 6403 | Rate Constraint in MTons | FALSE | L | Annual | Net Emissions Allowance Position | Thousand Tons | 26.3227 | 27.4335 | 27.7733 | 28.5884 | 27.1314 | 27.0189 | 25.394 | 24.5555
CSAPR- NOX Annual- IL | 214 | 6403 | Rate Constraint in MTons | FALSE | L | Annual | Fuel Consumed | TBtu | 660.0616 | 678.3188 | 682.9746 | 721.6527 | 709.7572 | 684.6681 | 632.798 | 599.9435
CSAPR- NOX Annual- IL | 214 | 6403 | Rate Constraint in MTons | FALSE | L | Annual | Rate | lb/MMBtu | 0.079758 | 0.080887 | 0.08133 | 0.07923 | 0.076453 | 0.078925 | 0.080259 | 0.081859
CSAPR- NOX Annual- IL | 214 | 6403 | Rate Constraint in MTons | FALSE | L | Annual | Generation | TWh | 67.9105 | 69.3153 | 69.2831 | 73.9515 | 85.9229 | 91.4906 | 101.9165 | 110.5994
CSAPR- NOX Annual- IL | 214 | 6403 | Rate Constraint in MTons | FALSE | L | Annual | Qualifying Generation | TWh | 67.9105 | 69.3153 | 69.2831 | 73.9515 | 73.62 | 70.4646 | 64.6971 | 60.9693
CSAPR- NOX Annual- IL | 214 | 6403 | Rate Constraint in MTons | FALSE | L | Annual | Rate | lb/MWh | 0.77522 | 0.79156 | 0.80173 | 0.77317 | 0.73707 | 0.76688 | 0.78501 | 0.8055
CSAPR- NOX Annual- IL | 214 | 6403 | Rate Constraint in MTons | FALSE | L | Annual | Constraint Shadow Price | US2016$/Ton | 0 | 0 | 0 | 0 | 0 | 0 | 0 | 0
CSAPR- NOX Annual- IN | 215 | 6405 | Rate Constraint in MTons | FALSE | L | Annual | Seasons Included | Seasons | Winter, WintShld, Summer | Winter, WintShld, Summer | Winter, WintShld, Summer | Winter, WintShld, Summer | Winter, WintShld, Summer | Winter, WintShld, Summer | Winter, WintShld, Summer | Winter, WintShld, Summer
CSAPR- NOX Annual- IN | 215 | 6405 | Rate Constraint in MTons | FALSE | L | Annual | Standard NOX | Thousand Tons | 127.9403 | 127.9403 | 127.9403 | 127.9403 | 127.9403 | 127.9403 | 127.9403 | 127.9403
CSAPR- NOX Annual- IN | 215 | 6405 | Rate Constraint in MTons | FALSE | L | Annual | Emissions at Affected Plants NOX | Thousand Tons | 41.7933 | 45.7681 | 45.5146 | 46.0227 | 41.9875 | 41.8382 | 37.6807 | 30.9352
CSAPR- NOX Annual- IN | 215 | 6405 | Rate Constraint in MTons | FALSE | L | Annual | Allowances Purchased NOX | Thousand Tons | 0 | 0 | 0 | 0 | 0 | 0 | 0 | 0
CSAPR- NOX Annual- IN | 215 | 6405 | Rate Constraint in MTons | FALSE | L | Annual | Allowances Sold NOX | Thousand Tons | 0 | 0 | 0 | 0 | 0 | 0 | 0 | 0
CSAPR- NOX Annual- IN | 215 | 6405 | Rate Constraint in MTons | FALSE | L | Annual | Allowances Banked | Thousand Tons | 0 | 0 | 0 | 0 | 0 | 0 | 0 | 0
CSAPR- NOX Annual- IN | 215 | 6405 | Rate Constraint in MTons | FALSE | L | Annual | Allowances Withdrawn (1:1) | Thousand Tons | 0 | 0 | 0 | 0 | 0 | 0 | 0 | 0
CSAPR- NOX Annual- IN | 215 | 6405 | Rate Constraint in MTons | FALSE | L | Annual | Allowances Withdrawn (n:1) | Thousand Tons | 0 | 0 | 0 | 0 | 0 | 0 | 0 | 0
CSAPR- NOX Annual- IN | 215 | 6405 | Rate Constraint in MTons | FALSE | L | Annual | Net Emissions Allowance Position | Thousand Tons | 41.7933 | 45.7681 | 45.5146 | 46.0227 | 41.9875 | 41.8382 | 37.6807 | 30.9352
CSAPR- NOX Annual- IN | 215 | 6405 | Rate Constraint in MTons | FALSE | L | Annual | Fuel Consumed | TBtu | 741.057 | 806.085 | 799.9731 | 814.249 | 803.2013 | 855.21 | 890.4255 | 882.1604
CSAPR- NOX Annual- IN | 215 | 6405 | Rate Constraint in MTons | FALSE | L | Annual | Rate | lb/MMBtu | 0.11279 | 0.11356 | 0.11379 | 0.11304 | 0.10455 | 0.097843 | 0.084635 | 0.070135
CSAPR- NOX Annual- IN | 215 | 6405 | Rate Constraint in MTons | FALSE | L | Annual | Generation | TWh | 77.7681 | 83.8599 | 83.1629 | 84.7649 | 99.0481 | 117.2423 | 139.3865 | 170.2403
CSAPR- NOX Annual- IN | 215 | 6405 | Rate Constraint in MTons | FALSE | L | Annual | Qualifying Generation | TWh | 77.7681 | 83.8599 | 83.1629 | 84.7649 | 86.9016 | 96.0802 | 105.7994 | 114.3833
CSAPR- NOX Annual- IN | 215 | 6405 | Rate Constraint in MTons | FALSE | L | Annual | Rate | lb/MWh | 1.0748 | 1.0915 | 1.0946 | 1.0859 | 0.96632 | 0.8709 | 0.7123 | 0.5409
CSAPR- NOX Annual- IN | 215 | 6405 | Rate Constraint in MTons | FALSE | L | Annual | Constraint Shadow Price | US2016$/Ton | 0 | 0 | 0 | 0 | 0 | 0 | 0 | 0
CSAPR- NOX Annual- KS | 216 | 6407 | Rate Constraint in MTons | FALSE | L | Annual | Seasons Included | Seasons | Winter, WintShld, Summer | Winter, WintShld, Summer | Winter, WintShld, Summer | Winter, WintShld, Summer | Winter, WintShld, Summer | Winter, WintShld, Summer | Winter, WintShld, Summer | Winter, WintShld, Summer
CSAPR- NOX Annual- KS | 216 | 6407 | Rate Constraint in MTons | FALSE | L | Annual | Standard NOX | Thousand Tons | 36.9977 | 36.9977 | 36.9977 | 36.9977 | 36.9977 | 36.9977 | 36.9977 | 36.9977
CSAPR- NOX Annual- KS | 216 | 6407 | Rate Constraint in MTons | FALSE | L | Annual | Emissions at Affected Plants NOX | Thousand Tons | 13.9913 | 15.2884 | 16.081 | 15.0954 | 13.5277 | 13.6225 | 13.5776 | 12.8065
CSAPR- NOX Annual- KS | 216 | 6407 | Rate Constraint in MTons | FALSE | L | Annual | Allowances Purchased NOX | Thousand Tons | 0 | 0 | 0 | 0 | 0 | 0 | 0 | 0
CSAPR- NOX Annual- KS | 216 | 6407 | Rate Constraint in MTons | FALSE | L | Annual | Allowances Sold NOX | Thousand Tons | 0 | 0 | 0 | 0 | 0 | 0 | 0 | 0
CSAPR- NOX Annual- KS | 216 | 6407 | Rate Constraint in MTons | FALSE | L | Annual | Allowances Banked | Thousand Tons | 0 | 0 | 0 | 0 | 0 | 0 | 0 | 0
CSAPR- NOX Annual- KS | 216 | 6407 | Rate Constraint in MTons | FALSE | L | Annual | Allowances Withdrawn (1:1) | Thousand Tons | 0 | 0 | 0 | 0 | 0 | 0 | 0 | 0
CSAPR- NOX Annual- KS | 216 | 6407 | Rate Constraint in MTons | FALSE | L | Annual | Allowances Withdrawn (n:1) | Thousand Tons | 0 | 0 | 0 | 0 | 0 | 0 | 0 | 0
CSAPR- NOX Annual- KS | 216 | 6407 | Rate Constraint in MTons | FALSE | L | Annual | Net Emissions Allowance Position | Thousand Tons | 13.9913 | 15.2884 | 16.081 | 15.0954 | 13.5277 | 13.6225 | 13.5776 | 12.8065
CSAPR- NOX Annual- KS | 216 | 6407 | Rate Constraint in MTons | FALSE | L | Annual | Fuel Consumed | TBtu | 286.084 | 315.8873 | 333.859 | 309.1414 | 293.3725 | 295.4758 | 295.7438 | 281.1775
CSAPR- NOX Annual- KS | 216 | 6407 | Rate Constraint in MTons | FALSE | L | Annual | Rate | lb/MMBtu | 0.097813 | 0.096797 | 0.096334 | 0.09766 | 0.092222 | 0.092207 | 0.09182 | 0.091092
CSAPR- NOX Annual- KS | 216 | 6407 | Rate Constraint in MTons | FALSE | L | Annual | Generation | TWh | 26.4357 | 29.1359 | 30.7832 | 28.5089 | 44.0833 | 70.8868 | 82.7522 | 82.7657
CSAPR- NOX Annual- KS | 216 | 6407 | Rate Constraint in MTons | FALSE | L | Annual | Qualifying Generation | TWh | 26.4357 | 29.1359 | 30.7832 | 28.5089 | 27.6295 | 27.9723 | 28.0837 | 26.7029
CSAPR- NOX Annual- KS | 216 | 6407 | Rate Constraint in MTons | FALSE | L | Annual | Rate | lb/MWh | 1.0585 | 1.0495 | 1.0448 | 1.059 | 0.97922 | 0.974 | 0.96694 | 0.95919
CSAPR- NOX Annual- KS | 216 | 6407 | Rate Constraint in MTons | FALSE | L | Annual | Constraint Shadow Price | US2016$/Ton | 0 | 0 | 0 | 0 | 0 | 0 | 0 | 0
CSAPR- NOX Annual- KY | 217 | 6409 | Rate Constraint in MTons | FALSE | L | Annual | Seasons Included | Seasons | Winter, WintShld, Summer | Winter, WintShld, Summer | Winter, WintShld, Summer | Winter, WintShld, Summer | Winter, WintShld, Summer | Winter, WintShld, Summer | Winter, WintShld, Summer | Winter, WintShld, Summer
CSAPR- NOX Annual- KY | 217 | 6409 | Rate Constraint in MTons | FALSE | L | Annual | Standard NOX | Thousand Tons | 91.1408 | 91.1408 | 91.1408 | 91.1408 | 91.1408 | 91.1408 | 91.1408 | 91.1408
CSAPR- NOX Annual- KY | 217 | 6409 | Rate Constraint in MTons | FALSE | L | Annual | Emissions at Affected Plants NOX | Thousand Tons | 18.7893 | 20.1323 | 18.1844 | 17.1713 | 15.3534 | 16.2212 | 16.2481 | 15.8539
CSAPR- NOX Annual- KY | 217 | 6409 | Rate Constraint in MTons | FALSE | L | Annual | Allowances Purchased NOX | Thousand Tons | 0 | 0 | 0 | 0 | 0 | 0 | 0 | 0
CSAPR- NOX Annual- KY | 217 | 6409 | Rate Constraint in MTons | FALSE | L | Annual | Allowances Sold NOX | Thousand Tons | 0 | 0 | 0 | 0 | 0 | 0 | 0 | 0
CSAPR- NOX Annual- KY | 217 | 6409 | Rate Constraint in MTons | FALSE | L | Annual | Allowances Banked | Thousand Tons | 0 | 0 | 0 | 0 | 0 | 0 | 0 | 0
CSAPR- NOX Annual- KY | 217 | 6409 | Rate Constraint in MTons | FALSE | L | Annual | Allowances Withdrawn (1:1) | Thousand Tons | 0 | 0 | 0 | 0 | 0 | 0 | 0 | 0
CSAPR- NOX Annual- KY | 217 | 6409 | Rate Constraint in MTons | FALSE | L | Annual | Allowances Withdrawn (n:1) | Thousand Tons | 0 | 0 | 0 | 0 | 0 | 0 | 0 | 0
CSAPR- NOX Annual- KY | 217 | 6409 | Rate Constraint in MTons | FALSE | L | Annual | Net Emissions Allowance Position | Thousand Tons | 18.7893 | 20.1323 | 18.1844 | 17.1713 | 15.3534 | 16.2212 | 16.2481 | 15.8539
CSAPR- NOX Annual- KY | 217 | 6409 | Rate Constraint in MTons | FALSE | L | Annual | Fuel Consumed | TBtu | 305.2145 | 377.2232 | 369.8506 | 409.4768 | 428.2498 | 469.5604 | 505.8 | 543.3543
CSAPR- NOX Annual- KY | 217 | 6409 | Rate Constraint in MTons | FALSE | L | Annual | Rate | lb/MMBtu | 0.12312 | 0.10674 | 0.098334 | 0.08387 | 0.071703 | 0.069091 | 0.064247 | 0.058356
CSAPR- NOX Annual- KY | 217 | 6409 | Rate Constraint in MTons | FALSE | L | Annual | Generation | TWh | 33.1747 | 43.8804 | 43.8319 | 51.2787 | 85.4326 | 116.0325 | 160.1937 | 217.5441
CSAPR- NOX Annual- KY | 217 | 6409 | Rate Constraint in MTons | FALSE | L | Annual | Qualifying Generation | TWh | 33.1747 | 43.8804 | 43.8319 | 51.2787 | 56.7208 | 63.3461 | 69.5093 | 76.1317
CSAPR- NOX Annual- KY | 217 | 6409 | Rate Constraint in MTons | FALSE | L | Annual | Rate | lb/MWh | 1.1328 | 0.9176 | 0.82974 | 0.66973 | 0.54137 | 0.51215 | 0.46751 | 0.41649
CSAPR- NOX Annual- KY | 217 | 6409 | Rate Constraint in MTons | FALSE | L | Annual | Constraint Shadow Price | US2016$/Ton | 0 | 0 | 0 | 0 | 0 | 0 | 0 | 0
CSAPR- NOX Annual- MD | 218 | 6411 | Rate Constraint in MTons | FALSE | L | Annual | Seasons Included | Seasons | Winter, WintShld, Summer | Winter, WintShld, Summer | Winter, WintShld, Summer | Winter, WintShld, Summer | Winter, WintShld, Summer | Winter, WintShld, Summer | Winter, WintShld, Summer | Winter, WintShld, Summer
CSAPR- NOX Annual- MD | 218 | 6411 | Rate Constraint in MTons | FALSE | L | Annual | Standard NOX | Thousand Tons | 19.5573 | 19.5573 | 19.5573 | 19.5573 | 19.5573 | 19.5573 | 19.5573 | 19.5573
CSAPR- NOX Annual- MD | 218 | 6411 | Rate Constraint in MTons | FALSE | L | Annual | Emissions at Affected Plants NOX | Thousand Tons | 1.5359 | 2.0478 | 1.9464 | 1.6231 | 1.3809 | 0.95315 | 0.8099 | 0.63941
CSAPR- NOX Annual- MD | 218 | 6411 | Rate Constraint in MTons | FALSE | L | Annual | Allowances Purchased NOX | Thousand Tons | 0 | 0 | 0 | 0 | 0 | 0 | 0 | 0
CSAPR- NOX Annual- MD | 218 | 6411 | Rate Constraint in MTons | FALSE | L | Annual | Allowances Sold NOX | Thousand Tons | 0 | 0 | 0 | 0 | 0 | 0 | 0 | 0
CSAPR- NOX Annual- MD | 218 | 6411 | Rate Constraint in MTons | FALSE | L | Annual | Allowances Banked | Thousand Tons | 0 | 0 | 0 | 0 | 0 | 0 | 0 | 0
CSAPR- NOX Annual- MD | 218 | 6411 | Rate Constraint in MTons | FALSE | L | Annual | Allowances Withdrawn (1:1) | Thousand Tons | 0 | 0 | 0 | 0 | 0 | 0 | 0 | 0
CSAPR- NOX Annual- MD | 218 | 6411 | Rate Constraint in MTons | FALSE | L | Annual | Allowances Withdrawn (n:1) | Thousand Tons | 0 | 0 | 0 | 0 | 0 | 0 | 0 | 0
CSAPR- NOX Annual- MD | 218 | 6411 | Rate Constraint in MTons | FALSE | L | Annual | Net Emissions Allowance Position | Thousand Tons | 1.5359 | 2.0478 | 1.9464 | 1.6231 | 1.3809 | 0.95315 | 0.8099 | 0.63941
CSAPR- NOX Annual- MD | 218 | 6411 | Rate Constraint in MTons | FALSE | L | Annual | Fuel Consumed | TBtu | 150.3228 | 176.3685 | 170.8968 | 155.3965 | 152.1895 | 141.9024 | 126.4394 | 105.1968
CSAPR- NOX Annual- MD | 218 | 6411 | Rate Constraint in MTons | FALSE | L | Annual | Rate | lb/MMBtu | 0.020435 | 0.023221 | 0.022779 | 0.02089 | 0.018147 | 0.013434 | 0.012811 | 0.012156
CSAPR- NOX Annual- MD | 218 | 6411 | Rate Constraint in MTons | FALSE | L | Annual | Generation | TWh | 22.4694 | 25.0889 | 24.5408 | 25.6725 | 81.2627 | 107.2083 | 119.7261 | 148.3908
CSAPR- NOX Annual- MD | 218 | 6411 | Rate Constraint in MTons | FALSE | L | Annual | Qualifying Generation | TWh | 22.4692 | 25.0887 | 24.5404 | 23.0644 | 23.2498 | 22.1278 | 19.6728 | 16.1855
CSAPR- NOX Annual- MD | 218 | 6411 | Rate Constraint in MTons | FALSE | L | Annual | Rate | lb/MWh | 0.13671 | 0.16324 | 0.15863 | 0.14075 | 0.11879 | 0.08615 | 0.082337 | 0.07901
CSAPR- NOX Annual- MD | 218 | 6411 | Rate Constraint in MTons | FALSE | L | Annual | Constraint Shadow Price | US2016$/Ton | 0 | 0 | 0 | 0 | 0 | 0 | 0 | 0
CSAPR- NOX Annual- MI | 219 | 6413 | Rate Constraint in MTons | FALSE | L | Annual | Seasons Included | Seasons | Winter, WintShld, Summer | Winter, WintShld, Summer | Winter, WintShld, Summer | Winter, WintShld, Summer | Winter, WintShld, Summer | Winter, WintShld, Summer | Winter, WintShld, Summer | Winter, WintShld, Summer
CSAPR- NOX Annual- MI | 219 | 6413 | Rate Constraint in MTons | FALSE | L | Annual | Standard NOX | Thousand Tons | 74.3872 | 74.3872 | 74.3872 | 74.3872 | 74.3872 | 74.3872 | 74.3872 | 74.3872
CSAPR- NOX Annual- MI | 219 | 6413 | Rate Constraint in MTons | FALSE | L | Annual | Emissions at Affected Plants NOX | Thousand Tons | 24.7302 | 28.5117 | 29.1716 | 29.7036 | 26.7209 | 26.7959 | 26.1002 | 23.1587
CSAPR- NOX Annual- MI | 219 | 6413 | Rate Constraint in MTons | FALSE | L | Annual | Allowances Purchased NOX | Thousand Tons | 0 | 0 | 0 | 0 | 0 | 0 | 0 | 0
CSAPR- NOX Annual- MI | 219 | 6413 | Rate Constraint in MTons | FALSE | L | Annual | Allowances Sold NOX | Thousand Tons | 0 | 0 | 0 | 0 | 0 | 0 | 0 | 0
CSAPR- NOX Annual- MI | 219 | 6413 | Rate Constraint in MTons | FALSE | L | Annual | Allowances Banked | Thousand Tons | 0 | 0 | 0 | 0 | 0 | 0 | 0 | 0
CSAPR- NOX Annual- MI | 219 | 6413 | Rate Constraint in MTons | FALSE | L | Annual | Allowances Withdrawn (1:1) | Thousand Tons | 0 | 0 | 0 | 0 | 0 | 0 | 0 | 0
CSAPR- NOX Annual- MI | 219 | 6413 | Rate Constraint in MTons | FALSE | L | Annual | Allowances Withdrawn (n:1) | Thousand Tons | 0 | 0 | 0 | 0 | 0 | 0 | 0 | 0
CSAPR- NOX Annual- MI | 219 | 6413 | Rate Constraint in MTons | FALSE | L | Annual | Net Emissions Allowance Position | Thousand Tons | 24.7302 | 28.5117 | 29.1716 | 29.7036 | 26.7209 | 26.7959 | 26.1002 | 23.1587
CSAPR- NOX Annual- MI | 219 | 6413 | Rate Constraint in MTons | FALSE | L | Annual | Fuel Consumed | TBtu | 612.4264 | 669.5196 | 684.0938 | 694.6873 | 729.7312 | 767.6753 | 758.595 | 802.8013
CSAPR- NOX Annual- MI | 219 | 6413 | Rate Constraint in MTons | FALSE | L | Annual | Rate | lb/MMBtu | 0.080762 | 0.085171 | 0.085285 | 0.085517 | 0.073235 | 0.06981 | 0.068812 | 0.057695
CSAPR- NOX Annual- MI | 219 | 6413 | Rate Constraint in MTons | FALSE | L | Annual | Generation | TWh | 66.5911 | 72.0639 | 73.4011 | 74.3049 | 96.3658 | 117.7346 | 134.5172 | 178.3401
CSAPR- NOX Annual- MI | 219 | 6413 | Rate Constraint in MTons | FALSE | L | Annual | Qualifying Generation | TWh | 66.5911 | 72.0639 | 73.4011 | 74.3049 | 83.4578 | 90.3612 | 90.1946 | 103.0158
CSAPR- NOX Annual- MI | 219 | 6413 | Rate Constraint in MTons | FALSE | L | Annual | Rate | lb/MWh | 0.74275 | 0.79129 | 0.79485 | 0.79951 | 0.64035 | 0.59308 | 0.57875 | 0.44961
CSAPR- NOX Annual- MI | 219 | 6413 | Rate Constraint in MTons | FALSE | L | Annual | Constraint Shadow Price | US2016$/Ton | 0 | 0 | 0 | 0 | 0 | 0 | 0 | 0
CSAPR- NOX Annual- MN | 220 | 6415 | Rate Constraint in MTons | FALSE | L | Annual | Seasons Included | Seasons | Winter, WintShld, Summer | Winter, WintShld, Summer | Winter, WintShld, Summer | Winter, WintShld, Summer | Winter, WintShld, Summer | Winter, WintShld, Summer | Winter, WintShld, Summer | Winter, WintShld, Summer
CSAPR- NOX Annual- MN | 220 | 6415 | Rate Constraint in MTons | FALSE | L | Annual | Standard NOX | Thousand Tons | 34.895 | 34.895 | 34.895 | 34.895 | 34.895 | 34.895 | 34.895 | 34.895
CSAPR- NOX Annual- MN | 220 | 6415 | Rate Constraint in MTons | FALSE | L | Annual | Emissions at Affected Plants NOX | Thousand Tons | 13.6954 | 14.1581 | 15.0033 | 11.5622 | 11.3708 | 11.6624 | 11.1602 | 11.0032
CSAPR- NOX Annual- MN | 220 | 6415 | Rate Constraint in MTons | FALSE | L | Annual | Allowances Purchased NOX | Thousand Tons | 0 | 0 | 0 | 0 | 0 | 0 | 0 | 0
CSAPR- NOX Annual- MN | 220 | 6415 | Rate Constraint in MTons | FALSE | L | Annual | Allowances Sold NOX | Thousand Tons | 0 | 0 | 0 | 0 | 0 | 0 | 0 | 0
CSAPR- NOX Annual- MN | 220 | 6415 | Rate Constraint in MTons | FALSE | L | Annual | Allowances Banked | Thousand Tons | 0 | 0 | 0 | 0 | 0 | 0 | 0 | 0
CSAPR- NOX Annual- MN | 220 | 6415 | Rate Constraint in MTons | FALSE | L | Annual | Allowances Withdrawn (1:1) | Thousand Tons | 0 | 0 | 0 | 0 | 0 | 0 | 0 | 0
CSAPR- NOX Annual- MN | 220 | 6415 | Rate Constraint in MTons | FALSE | L | Annual | Allowances Withdrawn (n:1) | Thousand Tons | 0 | 0 | 0 | 0 | 0 | 0 | 0 | 0
CSAPR- NOX Annual- MN | 220 | 6415 | Rate Constraint in MTons | FALSE | L | Annual | Net Emissions Allowance Position | Thousand Tons | 13.6954 | 14.1581 | 15.0033 | 11.5622 | 11.3708 | 11.6624 | 11.1602 | 11.0032
CSAPR- NOX Annual- MN | 220 | 6415 | Rate Constraint in MTons | FALSE | L | Annual | Fuel Consumed | TBtu | 293.0315 | 294.4521 | 307.5973 | 281.9423 | 294.8538 | 297.1423 | 254.2536 | 255.6979
CSAPR- NOX Annual- MN | 220 | 6415 | Rate Constraint in MTons | FALSE | L | Annual | Rate | lb/MMBtu | 0.093474 | 0.096166 | 0.097552 | 0.082018 | 0.077128 | 0.078497 | 0.087788 | 0.086064
CSAPR- NOX Annual- MN | 220 | 6415 | Rate Constraint in MTons | FALSE | L | Annual | Generation | TWh | 32.249 | 32.054 | 33.1024 | 31.7238 | 46.3956 | 54.3537 | 51.132 | 72.3902
CSAPR- NOX Annual- MN | 220 | 6415 | Rate Constraint in MTons | FALSE | L | Annual | Qualifying Generation | TWh | 32.249 | 32.054 | 33.1024 | 31.7238 | 33.6287 | 33.5973 | 27.996 | 28.3531
CSAPR- NOX Annual- MN | 220 | 6415 | Rate Constraint in MTons | FALSE | L | Annual | Rate | lb/MWh | 0.84936 | 0.88339 | 0.90648 | 0.72893 | 0.67626 | 0.69425 | 0.79727 | 0.77616
CSAPR- NOX Annual- MN | 220 | 6415 | Rate Constraint in MTons | FALSE | L | Annual | Constraint Shadow Price | US2016$/Ton | 0 | 0 | 0 | 0 | 0 | 0 | 0 | 0
CSAPR- NOX Annual- MO | 221 | 6417 | Rate Constraint in MTons | FALSE | L | Annual | Seasons Included | Seasons | Winter, WintShld, Summer | Winter, WintShld, Summer | Winter, WintShld, Summer | Winter, WintShld, Summer | Winter, WintShld, Summer | Winter, WintShld, Summer | Winter, WintShld, Summer | Winter, WintShld, Summer
CSAPR- NOX Annual- MO | 221 | 6417 | Rate Constraint in MTons | FALSE | L | Annual | Standard NOX | Thousand Tons | 57.5167 | 57.5167 | 57.5167 | 57.5167 | 57.5167 | 57.5167 | 57.5167 | 57.5167
CSAPR- NOX Annual- MO | 221 | 6417 | Rate Constraint in MTons | FALSE | L | Annual | Emissions at Affected Plants NOX | Thousand Tons | 41.741 | 49.1418 | 49.2553 | 45.9209 | 44.5795 | 44.3442 | 43.9911 | 43.7779
CSAPR- NOX Annual- MO | 221 | 6417 | Rate Constraint in MTons | FALSE | L | Annual | Allowances Purchased NOX | Thousand Tons | 0 | 0 | 0 | 0 | 0 | 0 | 0 | 0
CSAPR- NOX Annual- MO | 221 | 6417 | Rate Constraint in MTons | FALSE | L | Annual | Allowances Sold NOX | Thousand Tons | 0 | 0 | 0 | 0 | 0 | 0 | 0 | 0
CSAPR- NOX Annual- MO | 221 | 6417 | Rate Constraint in MTons | FALSE | L | Annual | Allowances Banked | Thousand Tons | 0 | 0 | 0 | 0 | 0 | 0 | 0 | 0
CSAPR- NOX Annual- MO | 221 | 6417 | Rate Constraint in MTons | FALSE | L | Annual | Allowances Withdrawn (1:1) | Thousand Tons | 0 | 0 | 0 | 0 | 0 | 0 | 0 | 0
CSAPR- NOX Annual- MO | 221 | 6417 | Rate Constraint in MTons | FALSE | L | Annual | Allowances Withdrawn (n:1) | Thousand Tons | 0 | 0 | 0 | 0 | 0 | 0 | 0 | 0
CSAPR- NOX Annual- MO | 221 | 6417 | Rate Constraint in MTons | FALSE | L | Annual | Net Emissions Allowance Position | Thousand Tons | 41.741 | 49.1418 | 49.2553 | 45.9209 | 44.5795 | 44.3442 | 43.9911 | 43.7779
CSAPR- NOX Annual- MO | 221 | 6417 | Rate Constraint in MTons | FALSE | L | Annual | Fuel Consumed | TBtu | 674.4161 | 747.0156 | 749.5862 | 724.5278 | 718.2498 | 734.1406 | 744.0795 | 731.2315
CSAPR- NOX Annual- MO | 221 | 6417 | Rate Constraint in MTons | FALSE | L | Annual | Rate | lb/MMBtu | 0.12378 | 0.13157 | 0.13142 | 0.12676 | 0.12413 | 0.12081 | 0.11824 | 0.11974
CSAPR- NOX Annual- MO | 221 | 6417 | Rate Constraint in MTons | FALSE | L | Annual | Generation | TWh | 68.925 | 75.9861 | 76.1384 | 73.909 | 90.7677 | 119.7237 | 132.6891 | 133.004
CSAPR- NOX Annual- MO | 221 | 6417 | Rate Constraint in MTons | FALSE | L | Annual | Qualifying Generation | TWh | 68.925 | 75.9861 | 76.1384 | 73.909 | 73.6665 | 76.1639 | 77.8647 | 76.4042
CSAPR- NOX Annual- MO | 221 | 6417 | Rate Constraint in MTons | FALSE | L | Annual | Rate | lb/MWh | 1.2112 | 1.2934 | 1.2938 | 1.2426 | 1.2103 | 1.1644 | 1.1299 | 1.146
CSAPR- NOX Annual- MO | 221 | 6417 | Rate Constraint in MTons | FALSE | L | Annual | Constraint Shadow Price | US2016$/Ton | 0 | 0 | 0 | 0 | 0 | 0 | 0 | 0
CSAPR- NOX Annual- NC | 222 | 6419 | Rate Constraint in MTons | FALSE | L | Annual | Seasons Included | Seasons | Winter, WintShld, Summer | Winter, WintShld, Summer | Winter, WintShld, Summer | Winter, WintShld, Summer | Winter, WintShld, Summer | Winter, WintShld, Summer | Winter, WintShld, Summer | Winter, WintShld, Summer
CSAPR- NOX Annual- NC | 222 | 6419 | Rate Constraint in MTons | FALSE | L | Annual | Standard NOX | Thousand Tons | 49.0325 | 49.0325 | 49.0325 | 49.0325 | 49.0325 | 49.0325 | 49.0325 | 49.0325
CSAPR- NOX Annual- NC | 222 | 6419 | Rate Constraint in MTons | FALSE | L | Annual | Emissions at Affected Plants NOX | Thousand Tons | 27.9534 | 28.1353 | 26.9699 | 22.1627 | 16.8181 | 14.8388 | 14.8323 | 14.6098
CSAPR- NOX Annual- NC | 222 | 6419 | Rate Constraint in MTons | FALSE | L | Annual | Allowances Purchased NOX | Thousand Tons | 0 | 0 | 0 | 0 | 0 | 0 | 0 | 0
CSAPR- NOX Annual- NC | 222 | 6419 | Rate Constraint in MTons | FALSE | L | Annual | Allowances Sold NOX | Thousand Tons | 0 | 0 | 0 | 0 | 0 | 0 | 0 | 0
CSAPR- NOX Annual- NC | 222 | 6419 | Rate Constraint in MTons | FALSE | L | Annual | Allowances Banked | Thousand Tons | 0 | 0 | 0 | 0 | 0 | 0 | 0 | 0
CSAPR- NOX Annual- NC | 222 | 6419 | Rate Constraint in MTons | FALSE | L | Annual | Allowances Withdrawn (1:1) | Thousand Tons | 0 | 0 | 0 | 0 | 0 | 0 | 0 | 0
CSAPR- NOX Annual- NC | 222 | 6419 | Rate Constraint in MTons | FALSE | L | Annual | Allowances Withdrawn (n:1) | Thousand Tons | 0 | 0 | 0 | 0 | 0 | 0 | 0 | 0
CSAPR- NOX Annual- NC | 222 | 6419 | Rate Constraint in MTons | FALSE | L | Annual | Net Emissions Allowance Position | Thousand Tons | 27.9534 | 28.1353 | 26.9699 | 22.1627 | 16.8181 | 14.8388 | 14.8323 | 14.6098
CSAPR- NOX Annual- NC | 222 | 6419 | Rate Constraint in MTons | FALSE | L | Annual | Fuel Consumed | TBtu | 594.6772 | 588.9564 | 597.8529 | 606.7896 | 605.2549 | 604.5977 | 640.1155 | 680.2269
CSAPR- NOX Annual- NC | 222 | 6419 | Rate Constraint in MTons | FALSE | L | Annual | Rate | lb/MMBtu | 0.094012 | 0.095543 | 0.090223 | 0.073049 | 0.055574 | 0.049087 | 0.046342 | 0.042956
CSAPR- NOX Annual- NC | 222 | 6419 | Rate Constraint in MTons | FALSE | L | Annual | Generation | TWh | 72.3863 | 71.4854 | 72.3076 | 90.3381 | 115.0981 | 131.1528 | 158.3395 | 185.1885
CSAPR- NOX Annual- NC | 222 | 6419 | Rate Constraint in MTons | FALSE | L | Annual | Qualifying Generation | TWh | 72.3863 | 71.4854 | 72.3076 | 78.0948 | 81.3729 | 84.0051 | 90.1995 | 97.4722
CSAPR- NOX Annual- NC | 222 | 6419 | Rate Constraint in MTons | FALSE | L | Annual | Rate | lb/MWh | 0.77234 | 0.78716 | 0.74598 | 0.56758 | 0.41336 | 0.35328 | 0.32888 | 0.29977
CSAPR- NOX Annual- NC | 222 | 6419 | Rate Constraint in MTons | FALSE | L | Annual | Constraint Shadow Price | US2016$/Ton | 0 | 0 | 0 | 0 | 0 | 0 | 0 | 0
CSAPR- NOX Annual- NE | 223 | 6421 | Rate Constraint in MTons | FALSE | L | Annual | Seasons Included | Seasons | Winter, WintShld, Summer | Winter, WintShld, Summer | Winter, WintShld, Summer | Winter, WintShld, Summer | Winter, WintShld, Summer | Winter, WintShld, Summer | Winter, WintShld, Summer | Winter, WintShld, Summer
CSAPR- NOX Annual- NE | 223 | 6421 | Rate Constraint in MTons | FALSE | L | Annual | Standard NOX | Thousand Tons | 35.446 | 35.446 | 35.446 | 35.446 | 35.446 | 35.446 | 35.446 | 35.446
CSAPR- NOX Annual- NE | 223 | 6421 | Rate Constraint in MTons | FALSE | L | Annual | Emissions at Affected Plants NOX | Thousand Tons | 25.1049 | 21.4439 | 21.4881 | 21.4363 | 21.0912 | 20.98 | 20.8402 | 20.8921
CSAPR- NOX Annual- NE | 223 | 6421 | Rate Constraint in MTons | FALSE | L | Annual | Allowances Purchased NOX | Thousand Tons | 0 | 0 | 0 | 0 | 0 | 0 | 0 | 0
CSAPR- NOX Annual- NE | 223 | 6421 | Rate Constraint in MTons | FALSE | L | Annual | Allowances Sold NOX | Thousand Tons | 0 | 0 | 0 | 0 | 0 | 0 | 0 | 0
CSAPR- NOX Annual- NE | 223 | 6421 | Rate Constraint in MTons | FALSE | L | Annual | Allowances Banked | Thousand Tons | 0 | 0 | 0 | 0 | 0 | 0 | 0 | 0
CSAPR- NOX Annual- NE | 223 | 6421 | Rate Constraint in MTons | FALSE | L | Annual | Allowances Withdrawn (1:1) | Thousand Tons | 0 | 0 | 0 | 0 | 0 | 0 | 0 | 0
CSAPR- NOX Annual- NE | 223 | 6421 | Rate Constraint in MTons | FALSE | L | Annual | Allowances Withdrawn (n:1) | Thousand Tons | 0 | 0 | 0 | 0 | 0 | 0 | 0 | 0
CSAPR- NOX Annual- NE | 223 | 6421 | Rate Constraint in MTons | FALSE | L | Annual | Net Emissions Allowance Position | Thousand Tons | 25.1049 | 21.4439 | 21.4881 | 21.4363 | 21.0912 | 20.98 | 20.8402 | 20.8921
CSAPR- NOX Annual- NE | 223 | 6421 | Rate Constraint in MTons | FALSE | L | Annual | Fuel Consumed | TBtu | 282.0356 | 261.2842 | 262.3513 | 261.8221 | 257.9768 | 258.4656 | 262.7701 | 260.1621
CSAPR- NOX Annual- NE | 223 | 6421 | Rate Constraint in MTons | FALSE | L | Annual | Rate | lb/MMBtu | 0.17803 | 0.16414 | 0.16381 | 0.16375 | 0.16351 | 0.16234 | 0.15862 | 0.16061
CSAPR- NOX Annual- NE | 223 | 6421 | Rate Constraint in MTons | FALSE | L | Annual | Generation | TWh | 27.2216 | 25.3404 | 25.466 | 25.4233 | 27.3312 | 27.8763 | 29.1873 | 28.9604
CSAPR- NOX Annual- NE | 223 | 6421 | Rate Constraint in MTons | FALSE | L | Annual | Qualifying Generation | TWh | 27.2216 | 25.3404 | 25.466 | 25.4233 | 25.1047 | 25.1853 | 25.759 | 25.417
CSAPR- NOX Annual- NE | 223 | 6421 | Rate Constraint in MTons | FALSE | L | Annual | Rate | lb/MWh | 1.8445 | 1.6925 | 1.6876 | 1.6864 | 1.6803 | 1.6661 | 1.6181 | 1.6439
CSAPR- NOX Annual- NE | 223 | 6421 | Rate Constraint in MTons | FALSE | L | Annual | Constraint Shadow Price | US2016$/Ton | 0 | 0 | 0 | 0 | 0 | 0 | 0 | 0
CSAPR- NOX Annual- NJ | 224 | 6423 | Rate Constraint in MTons | FALSE | L | Annual | Seasons Included | Seasons | Winter, WintShld, Summer | Winter, WintShld, Summer | Winter, WintShld, Summer | Winter, WintShld, Summer | Winter, WintShld, Summer | Winter, WintShld, Summer | Winter, WintShld, Summer | Winter, WintShld, Summer
CSAPR- NOX Annual- NJ | 224 | 6423 | Rate Constraint in MTons | FALSE | L | Annual | Standard NOX | Thousand Tons | 9.3751 | 9.3751 | 9.3751 | 9.3751 | 9.3751 | 9.3751 | 9.3751 | 9.3751
CSAPR- NOX Annual- NJ | 224 | 6423 | Rate Constraint in MTons | FALSE | L | Annual | Emissions at Affected Plants NOX | Thousand Tons | 2.2984 | 2.7579 | 2.8684 | 3.0163 | 3.3107 | 2.9184 | 2.4931 | 1.9055
CSAPR- NOX Annual- NJ | 224 | 6423 | Rate Constraint in MTons | FALSE | L | Annual | Allowances Purchased NOX | Thousand Tons | 0 | 0 | 0 | 0 | 0 | 0 | 0 | 0
CSAPR- NOX Annual- NJ | 224 | 6423 | Rate Constraint in MTons | FALSE | L | Annual | Allowances Sold NOX | Thousand Tons | 0 | 0 | 0 | 0 | 0 | 0 | 0 | 0
CSAPR- NOX Annual- NJ | 224 | 6423 | Rate Constraint in MTons | FALSE | L | Annual | Allowances Banked | Thousand Tons | 0 | 0 | 0 | 0 | 0 | 0 | 0 | 0
CSAPR- NOX Annual- NJ | 224 | 6423 | Rate Constraint in MTons | FALSE | L | Annual | Allowances Withdrawn (1:1) | Thousand Tons | 0 | 0 | 0 | 0 | 0 | 0 | 0 | 0
CSAPR- NOX Annual- NJ | 224 | 6423 | Rate Constraint in MTons | FALSE | L | Annual | Allowances Withdrawn (n:1) | Thousand Tons | 0 | 0 | 0 | 0 | 0 | 0 | 0 | 0
CSAPR- NOX Annual- NJ | 224 | 6423 | Rate Constraint in MTons | FALSE | L | Annual | Net Emissions Allowance Position | Thousand Tons | 2.2984 | 2.7579 | 2.8684 | 3.0163 | 3.3107 | 2.9184 | 2.4931 | 1.9055
CSAPR- NOX Annual- NJ | 224 | 6423 | Rate Constraint in MTons | FALSE | L | Annual | Fuel Consumed | TBtu | 328.8941 | 371.5135 | 380.1648 | 397.6346 | 407.1878 | 378.6353 | 346.0761 | 279.4522
CSAPR- NOX Annual- NJ | 224 | 6423 | Rate Constraint in MTons | FALSE | L | Annual | Rate | lb/MMBtu | 0.013977 | 0.014847 | 0.01509 | 0.015171 | 0.016261 | 0.015415 | 0.014408 | 0.013638
CSAPR- NOX Annual- NJ | 224 | 6423 | Rate Constraint in MTons | FALSE | L | Annual | Generation | TWh | 45.7475 | 51.0981 | 52.0031 | 54.2546 | 55.2942 | 51.7469 | 47.6754 | 39.0192
CSAPR- NOX Annual- NJ | 224 | 6423 | Rate Constraint in MTons | FALSE | L | Annual | Qualifying Generation | TWh | 45.7475 | 51.0981 | 52.0031 | 54.2546 | 55.2942 | 51.7469 | 47.6754 | 38.9998
CSAPR- NOX Annual- NJ | 224 | 6423 | Rate Constraint in MTons | FALSE | L | Annual | Rate | lb/MWh | 0.10048 | 0.10794 | 0.11032 | 0.11119 | 0.11975 | 0.11279 | 0.10458 | 0.09772
CSAPR- NOX Annual- NJ | 224 | 6423 | Rate Constraint in MTons | FALSE | L | Annual | Constraint Shadow Price | US2016$/Ton | 0 | 0 | 0 | 0 | 0 | 0 | 0 | 0
CSAPR- NOX Annual- NY | 225 | 6427 | Rate Constraint in MTons | FALSE | L | Annual | Seasons Included | Seasons | Winter, WintShld, Summer | Winter, WintShld, Summer | Winter, WintShld, Summer | Winter, WintShld, Summer | Winter, WintShld, Summer | Winter, WintShld, Summer | Winter, WintShld, Summer | Winter, WintShld, Summer
CSAPR- NOX Annual- NY | 225 | 6427 | Rate Constraint in MTons | FALSE | L | Annual | Standard NOX | Thousand Tons | 25.632 | 25.632 | 25.632 | 25.632 | 25.632 | 25.632 | 25.632 | 25.632
CSAPR- NOX Annual- NY | 225 | 6427 | Rate Constraint in MTons | FALSE | L | Annual | Emissions at Affected Plants NOX | Thousand Tons | 5.1622 | 5.3373 | 5.1494 | 4.6594 | 4.6053 | 4.1606 | 3.5409 | 3.7889
CSAPR- NOX Annual- NY | 225 | 6427 | Rate Constraint in MTons | FALSE | L | Annual | Allowances Purchased NOX | Thousand Tons | 0 | 0 | 0 | 0 | 0 | 0 | 0 | 0
CSAPR- NOX Annual- NY | 225 | 6427 | Rate Constraint in MTons | FALSE | L | Annual | Allowances Sold NOX | Thousand Tons | 0 | 0 | 0 | 0 | 0 | 0 | 0 | 0
CSAPR- NOX Annual- NY | 225 | 6427 | Rate Constraint in MTons | FALSE | L | Annual | Allowances Banked | Thousand Tons | 0 | 0 | 0 | 0 | 0 | 0 | 0 | 0
CSAPR- NOX Annual- NY | 225 | 6427 | Rate Constraint in MTons | FALSE | L | Annual | Allowances Withdrawn (1:1) | Thousand Tons | 0 | 0 | 0 | 0 | 0 | 0 | 0 | 0
CSAPR- NOX Annual- NY | 225 | 6427 | Rate Constraint in MTons | FALSE | L | Annual | Allowances Withdrawn (n:1) | Thousand Tons | 0 | 0 | 0 | 0 | 0 | 0 | 0 | 0
CSAPR- NOX Annual- NY | 225 | 6427 | Rate Constraint in MTons | FALSE | L | Annual | Net Emissions Allowance Position | Thousand Tons | 5.1622 | 5.3373 | 5.1494 | 4.6594 | 4.6053 | 4.1606 | 3.5409 | 3.7889
CSAPR- NOX Annual- NY | 225 | 6427 | Rate Constraint in MTons | FALSE | L | Annual | Fuel Consumed | TBtu | 409.0113 | 413.5127 | 410.053 | 385.7646 | 394.029 | 386.82 | 366.4081 | 436.0128
CSAPR- NOX Annual- NY | 225 | 6427 | Rate Constraint in MTons | FALSE | L | Annual | Rate | lb/MMBtu | 0.025242 | 0.025815 | 0.025116 | 0.024157 | 0.023375 | 0.021512 | 0.019328 | 0.01738
CSAPR- NOX Annual- NY | 225 | 6427 | Rate Constraint in MTons | FALSE | L | Annual | Generation | TWh | 54.1599 | 54.8404 | 54.6419 | 51.646 | 52.9608 | 52.6752 | 50.8378 | 62.986
CSAPR- NOX Annual- NY | 225 | 6427 | Rate Constraint in MTons | FALSE | L | Annual | Qualifying Generation | TWh | 54.1599 | 54.8404 | 54.6419 | 51.646 | 52.9608 | 52.6752 | 50.8378 | 62.986
CSAPR- NOX Annual- NY | 225 | 6427 | Rate Constraint in MTons | FALSE | L | Annual | Rate | lb/MWh | 0.19063 | 0.19465 | 0.18848 | 0.18044 | 0.17391 | 0.15797 | 0.1393 | 0.12031
CSAPR- NOX Annual- NY | 225 | 6427 | Rate Constraint in MTons | FALSE | L | Annual | Constraint Shadow Price | US2016$/Ton | 0 | 0 | 0 | 0 | 0 | 0 | 0 | 0
CSAPR- NOX Annual- OH | 226 | 6429 | Rate Constraint in MTons | FALSE | L | Annual | Seasons Included | Seasons | Winter, WintShld, Summer | Winter, WintShld, Summer | Winter, WintShld, Summer | Winter, WintShld, Summer | Winter, WintShld, Summer | Winter, WintShld, Summer | Winter, WintShld, Summer | Winter, WintShld, Summer
CSAPR- NOX Annual- OH | 226 | 6429 | Rate Constraint in MTons | FALSE | L | Annual | Standard NOX | Thousand Tons | 106.5044 | 106.5044 | 106.5044 | 106.5044 | 106.5044 | 106.5044 | 106.5044 | 106.5044
CSAPR- NOX Annual- OH | 226 | 6429 | Rate Constraint in MTons | FALSE | L | Annual | Emissions at Affected Plants NOX | Thousand Tons | 41.8777 | 36.6215 | 36.8048 | 36.1829 | 29.6054 | 26.8142 | 24.4415 | 21.1604
CSAPR- NOX Annual- OH | 226 | 6429 | Rate Constraint in MTons | FALSE | L | Annual | Allowances Purchased NOX | Thousand Tons | 0 | 0 | 0 | 0 | 0 | 0 | 0 | 0
CSAPR- NOX Annual- OH | 226 | 6429 | Rate Constraint in MTons | FALSE | L | Annual | Allowances Sold NOX | Thousand Tons | 0 | 0 | 0 | 0 | 0 | 0 | 0 | 0
CSAPR- NOX Annual- OH | 226 | 6429 | Rate Constraint in MTons | FALSE | L | Annual | Allowances Banked | Thousand Tons | 0 | 0 | 0 | 0 | 0 | 0 | 0 | 0
CSAPR- NOX Annual- OH | 226 | 6429 | Rate Constraint in MTons | FALSE | L | Annual | Allowances Withdrawn (1:1) | Thousand Tons | 0 | 0 | 0 | 0 | 0 | 0 | 0 | 0
CSAPR- NOX Annual- OH | 226 | 6429 | Rate Constraint in MTons | FALSE | L | Annual | Allowances Withdrawn (n:1) | Thousand Tons | 0 | 0 | 0 | 0 | 0 | 0 | 0 | 0
CSAPR- NOX Annual- OH | 226 | 6429 | Rate Constraint in MTons | FALSE | L | Annual | Net Emissions Allowance Position | Thousand Tons | 41.8777 | 36.6215 | 36.8048 | 36.1829 | 29.6054 | 26.8142 | 24.4415 | 21.1604
CSAPR- NOX Annual- OH | 226 | 6429 | Rate Constraint in MTons | FALSE | L | Annual | Fuel Consumed | TBtu | 957.4679 | 864.0391 | 879.8185 | 980.3721 | 918.4578 | 911.579 | 969.905 | 991.1478
CSAPR- NOX Annual- OH | 226 | 6429 | Rate Constraint in MTons | FALSE | L | Annual | Rate | lb/MMBtu | 0.087476 | 0.084768 | 0.083664 | 0.073815 | 0.064468 | 0.05883 | 0.0504 | 0.042699
CSAPR- NOX Annual- OH | 226 | 6429 | Rate Constraint in MTons | FALSE | L | Annual | Generation | TWh | 109.3171 | 100.8215 | 103.6022 | 127.6761 | 133.049 | 143.3947 | 166.2113 | 190.5335
CSAPR- NOX Annual- OH | 226 | 6429 | Rate Constraint in MTons | FALSE | L | Annual | Qualifying Generation | TWh | 109.3171 | 100.8215 | 102.9997 | 120.358 | 117.2604 | 120.0717 | 131.7445 | 139.8782
CSAPR- NOX Annual- OH | 226 | 6429 | Rate Constraint in MTons | FALSE | L | Annual | Rate | lb/MWh | 0.76617 | 0.72646 | 0.71466 | 0.60125 | 0.50495 | 0.44664 | 0.37104 | 0.30256
CSAPR- NOX Annual- OH | 226 | 6429 | Rate Constraint in MTons | FALSE | L | Annual | Constraint Shadow Price | US2016$/Ton | 0 | 0 | 0 | 0 | 0 | 0 | 0 | 0
CSAPR- NOX Annual- PA | 227 | 6431 | Rate Constraint in MTons | FALSE | L | Annual | Seasons Included | Seasons | Winter, WintShld, Summer | Winter, WintShld, Summer | Winter, WintShld, Summer | Winter, WintShld, Summer | Winter, WintShld, Summer | Winter, WintShld, Summer | Winter, WintShld, Summer | Winter, WintShld, Summer
CSAPR- NOX Annual- PA | 227 | 6431 | Rate Constraint in MTons | FALSE | L | Annual | Standard NOX | Thousand Tons | 140.6489 | 140.6489 | 140.6489 | 140.6489 | 140.6489 | 140.6489 | 140.6489 | 140.6489
CSAPR- NOX Annual- PA | 227 | 6431 | Rate Constraint in MTons | FALSE | L | Annual | Emissions at Affected Plants NOX | Thousand Tons | 21.6685 | 23.9413 | 25.157 | 21.6798 | 21.6472 | 19.8022 | 17.7312 | 11.5001
CSAPR- NOX Annual- PA | 227 | 6431 | Rate Constraint in MTons | FALSE | L | Annual | Allowances Purchased NOX | Thousand Tons | 0 | 0 | 0 | 0 | 0 | 0 | 0 | 0
CSAPR- NOX Annual- PA | 227 | 6431 | Rate Constraint in MTons | FALSE | L | Annual | Allowances Sold NOX | Thousand Tons | 0 | 0 | 0 | 0 | 0 | 0 | 0 | 0
CSAPR- NOX Annual- PA | 227 | 6431 | Rate Constraint in MTons | FALSE | L | Annual | Allowances Banked | Thousand Tons | 0 | 0 | 0 | 0 | 0 | 0 | 0 | 0
CSAPR- NOX Annual- PA | 227 | 6431 | Rate Constraint in MTons | FALSE | L | Annual | Allowances Withdrawn (1:1) | Thousand Tons | 0 | 0 | 0 | 0 | 0 | 0 | 0 | 0
CSAPR- NOX Annual- PA | 227 | 6431 | Rate Constraint in MTons | FALSE | L | Annual | Allowances Withdrawn (n:1) | Thousand Tons | 0 | 0 | 0 | 0 | 0 | 0 | 0 | 0
CSAPR- NOX Annual- PA | 227 | 6431 | Rate Constraint in MTons | FALSE | L | Annual | Net Emissions Allowance Position | Thousand Tons | 21.6685 | 23.9413 | 25.157 | 21.6798 | 21.6472 | 19.8022 | 17.7312 | 11.5001
CSAPR- NOX Annual- PA | 227 | 6431 | Rate Constraint in MTons | FALSE | L | Annual | Fuel Consumed | TBtu | 1148.9351 | 1201.5829 | 1228.9658 | 1214.805 | 1279.8277 | 1308.8278 | 1406.248 | 1569.0798
CSAPR- NOX Annual- PA | 227 | 6431 | Rate Constraint in MTons | FALSE | L | Annual | Rate | lb/MMBtu | 0.037719 | 0.03985 | 0.04094 | 0.035693 | 0.033828 | 0.030259 | 0.025218 | 0.014658
CSAPR- NOX Annual- PA | 227 | 6431 | Rate Constraint in MTons | FALSE | L | Annual | Generation | TWh | 148.191 | 153.4848 | 157.7592 | 180.9322 | 253.3082 | 300.3908 | 356.151 | 427.3132
CSAPR- NOX Annual- PA | 227 | 6431 | Rate Constraint in MTons | FALSE | L | Annual | Qualifying Generation | TWh | 148.191 | 153.4848 | 156.0543 | 158.0168 | 168.8278 | 178.0926 | 198.6325 | 236.266
CSAPR- NOX Annual- PA | 227 | 6431 | Rate Constraint in MTons | FALSE | L | Annual | Rate | lb/MWh | 0.29244 | 0.31197 | 0.32241 | 0.2744 | 0.25644 | 0.22238 | 0.17853 | 0.097348
CSAPR- NOX Annual- PA | 227 | 6431 | Rate Constraint in MTons | FALSE | L | Annual | Constraint Shadow Price | US2016$/Ton | 0 | 0 | 0 | 0 | 0 | 0 | 0 | 0
CSAPR- NOX Annual- SC | 228 | 6435 | Rate Constraint in MTons | FALSE | L | Annual | Seasons Included | Seasons | Winter, WintShld, Summer | Winter, WintShld, Summer | Winter, WintShld, Summer | Winter, WintShld, Summer | Winter, WintShld, Summer | Winter, WintShld, Summer | Winter, WintShld, Summer | Winter, WintShld, Summer
CSAPR- NOX Annual- SC | 228 | 6435 | Rate Constraint in MTons | FALSE | L | Annual | Standard NOX | Thousand Tons | 38.3476 | 38.3476 | 38.3476 | 38.3476 | 38.3476 | 38.3476 | 38.3476 | 38.3476
CSAPR- NOX Annual- SC | 228 | 6435 | Rate Constraint in MTons | FALSE | L | Annual | Emissions at Affected Plants NOX | Thousand Tons | 12.5129 | 12.1619 | 12.4033 | 11.4244 | 9.9291 | 10.4853 | 10.611 | 10.4333
CSAPR- NOX Annual- SC | 228 | 6435 | Rate Constraint in MTons | FALSE | L | Annual | Allowances Purchased NOX | Thousand Tons | 0 | 0 | 0 | 0 | 0 | 0 | 0 | 0
CSAPR- NOX Annual- SC | 228 | 6435 | Rate Constraint in MTons | FALSE | L | Annual | Allowances Sold NOX | Thousand Tons | 0 | 0 | 0 | 0 | 0 | 0 | 0 | 0
CSAPR- NOX Annual- SC | 228 | 6435 | Rate Constraint in MTons | FALSE | L | Annual | Allowances Banked | Thousand Tons | 0 | 0 | 0 | 0 | 0 | 0 | 0 | 0
CSAPR- NOX Annual- SC | 228 | 6435 | Rate Constraint in MTons | FALSE | L | Annual | Allowances Withdrawn (1:1) | Thousand Tons | 0 | 0 | 0 | 0 | 0 | 0 | 0 | 0
CSAPR- NOX Annual- SC | 228 | 6435 | Rate Constraint in MTons | FALSE | L | Annual | Allowances Withdrawn (n:1) | Thousand Tons | 0 | 0 | 0 | 0 | 0 | 0 | 0 | 0
CSAPR- NOX Annual- SC | 228 | 6435 | Rate Constraint in MTons | FALSE | L | Annual | Net Emissions Allowance Position | Thousand Tons | 12.5129 | 12.1619 | 12.4033 | 11.4244 | 9.9291 | 10.4853 | 10.611 | 10.4333
CSAPR- NOX Annual- SC | 228 | 6435 | Rate Constraint in MTons | FALSE | L | Annual | Fuel Consumed | TBtu | 392.7812 | 380.743 | 388.6355 | 416.7646 | 435.1513 | 480.6771 | 512.1791 | 540.4023
CSAPR- NOX Annual- SC | 228 | 6435 | Rate Constraint in MTons | FALSE | L | Annual | Rate | lb/MMBtu | 0.063714 | 0.063885 | 0.06383 | 0.054824 | 0.045635 | 0.043627 | 0.041435 | 0.038613
CSAPR- NOX Annual- SC | 228 | 6435 | Rate Constraint in MTons | FALSE | L | Annual | Generation | TWh | 45.9638 | 44.6569 | 45.3696 | 68.6618 | 85.3519 | 101.7666 | 116.4933 | 131.8649
CSAPR- NOX Annual- SC | 228 | 6435 | Rate Constraint in MTons | FALSE | L | Annual | Qualifying Generation | TWh | 45.9638 | 44.6569 | 45.3696 | 52.3845 | 57.0872 | 63.906 | 69.025 | 74.2183
CSAPR- NOX Annual- SC | 228 | 6435 | Rate Constraint in MTons | FALSE | L | Annual | Rate | lb/MWh | 0.54447 | 0.54468 | 0.54677 | 0.43617 | 0.34786 | 0.32815 | 0.30745 | 0.28115
CSAPR- NOX Annual- SC | 228 | 6435 | Rate Constraint in MTons | FALSE | L | Annual | Constraint Shadow Price | US2016$/Ton | 0 | 0 | 0 | 0 | 0 | 0 | 0 | 0
CSAPR- NOX Annual- TN | 229 | 6437 | Rate Constraint in MTons | FALSE | L | Annual | Seasons Included | Seasons | Winter, WintShld, Summer | Winter, WintShld, Summer | Winter, WintShld, Summer | Winter, WintShld, Summer | Winter, WintShld, Summer | Winter, WintShld, Summer | Winter, WintShld, Summer | Winter, WintShld, Summer
CSAPR- NOX Annual- TN | 229 | 6437 | Rate Constraint in MTons | FALSE | L | Annual | Standard NOX | Thousand Tons | 22.8177 | 22.8177 | 22.8177 | 22.8177 | 22.8177 | 22.8177 | 22.8177 | 22.8177
CSAPR- NOX Annual- TN | 229 | 6437 | Rate Constraint in MTons | FALSE | L | Annual | Emissions at Affected Plants NOX | Thousand Tons | 5.2531 | 5.6975 | 5.868 | 5.7623 | 5.413 | 5.1192 | 3.781 | 3.6406
CSAPR- NOX Annual- TN | 229 | 6437 | Rate Constraint in MTons | FALSE | L | Annual | Allowances Purchased NOX | Thousand Tons | 0 | 0 | 0 | 0 | 0 | 0 | 0 | 0
CSAPR- NOX Annual- TN | 229 | 6437 | Rate Constraint in MTons | FALSE | L | Annual | Allowances Sold NOX | Thousand Tons | 0 | 0 | 0 | 0 | 0 | 0 | 0 | 0
CSAPR- NOX Annual- TN | 229 | 6437 | Rate Constraint in MTons | FALSE | L | Annual | Allowances Banked | Thousand Tons | 0 | 0 | 0 | 0 | 0 | 0 | 0 | 0
CSAPR- NOX Annual- TN | 229 | 6437 | Rate Constraint in MTons | FALSE | L | Annual | Allowances Withdrawn (1:1) | Thousand Tons | 0 | 0 | 0 | 0 | 0 | 0 | 0 | 0
CSAPR- NOX Annual- TN | 229 | 6437 | Rate Constraint in MTons | FALSE | L | Annual | Allowances Withdrawn (n:1) | Thousand Tons | 0 | 0 | 0 | 0 | 0 | 0 | 0 | 0
CSAPR- NOX Annual- TN | 229 | 6437 | Rate Constraint in MTons | FALSE | L | Annual | Net Emissions Allowance Position | Thousand Tons | 5.2531 | 5.6975 | 5.868 | 5.7623 | 5.413 | 5.1192 | 3.781 | 3.6406
CSAPR- NOX Annual- TN | 229 | 6437 | Rate Constraint in MTons | FALSE | L | Annual | Fuel Consumed | TBtu | 240.6518 | 247.7527 | 251.9653 | 243.314 | 265.8923 | 283.7762 | 300.3754 | 324.3509
CSAPR- NOX Annual- TN | 229 | 6437 | Rate Constraint in MTons | FALSE | L | Annual | Rate | lb/MMBtu | 0.043657 | 0.045994 | 0.046578 | 0.047365 | 0.040715 | 0.036079 | 0.025175 | 0.022449
CSAPR- NOX Annual- TN | 229 | 6437 | Rate Constraint in MTons | FALSE | L | Annual | Generation | TWh | 28.8474 | 29.4312 | 29.8661 | 28.9137 | 39.8441 | 45.369 | 56.2884 | 66.6868
CSAPR- NOX Annual- TN | 229 | 6437 | Rate Constraint in MTons | FALSE | L | Annual | Qualifying Generation | TWh | 28.8474 | 29.4312 | 29.8661 | 28.9137 | 33.8935 | 36.4564 | 40.8043 | 45.5518
CSAPR- NOX Annual- TN | 229 | 6437 | Rate Constraint in MTons | FALSE | L | Annual | Rate | lb/MWh | 0.3642 | 0.38718 | 0.39296 | 0.39859 | 0.31941 | 0.28084 | 0.18532 | 0.15985
CSAPR- NOX Annual- TN | 229 | 6437 | Rate Constraint in MTons | FALSE | L | Annual | Constraint Shadow Price | US2016$/Ton | 0 | 0 | 0 | 0 | 0 | 0 | 0 | 0
CSAPR- NOX Annual- VA | 230 | 6441 | Rate Constraint in MTons | FALSE | L | Annual | Seasons Included | Seasons | Winter, WintShld, Summer | Winter, WintShld, Summer | Winter, WintShld, Summer | Winter, WintShld, Summer | Winter, WintShld, Summer | Winter, WintShld, Summer | Winter, WintShld, Summer | Winter, WintShld, Summer
CSAPR- NOX Annual- VA | 230 | 6441 | Rate Constraint in MTons | FALSE | L | Annual | Standard NOX | Thousand Tons | 39.2256 | 39.2256 | 39.2256 | 39.2256 | 39.2256 | 39.2256 | 39.2256 | 39.2256
CSAPR- NOX Annual- VA | 230 | 6441 | Rate Constraint in MTons | FALSE | L | Annual | Emissions at Affected Plants NOX | Thousand Tons | 5.3362 | 6.2634 | 6.4659 | 6.8228 | 6.7177 | 5.8518 | 4.7032 | 3.084
CSAPR- NOX Annual- VA | 230 | 6441 | Rate Constraint in MTons | FALSE | L | Annual | Allowances Purchased NOX | Thousand Tons | 0 | 0 | 0 | 0 | 0 | 0 | 0 | 0
CSAPR- NOX Annual- VA | 230 | 6441 | Rate Constraint in MTons | FALSE | L | Annual | Allowances Sold NOX | Thousand Tons | 0 | 0 | 0 | 0 | 0 | 0 | 0 | 0
CSAPR- NOX Annual- VA | 230 | 6441 | Rate Constraint in MTons | FALSE | L | Annual | Allowances Banked | Thousand Tons | 0 | 0 | 0 | 0 | 0 | 0 | 0 | 0
CSAPR- NOX Annual- VA | 230 | 6441 | Rate Constraint in MTons | FALSE | L | Annual | Allowances Withdrawn (1:1) | Thousand Tons | 0 | 0 | 0 | 0 | 0 | 0 | 0 | 0
CSAPR- NOX Annual- VA | 230 | 6441 | Rate Constraint in MTons | FALSE | L | Annual | Allowances Withdrawn (n:1) | Thousand Tons | 0 | 0 | 0 | 0 | 0 | 0 | 0 | 0
CSAPR- NOX Annual- VA | 230 | 6441 | Rate Constraint in MTons | FALSE | L | Annual | Net Emissions Allowance Position | Thousand Tons | 5.3362 | 6.2634 | 6.4659 | 6.8228 | 6.7177 | 5.8518 | 4.7032 | 3.084
CSAPR- NOX Annual- VA | 230 | 6441 | Rate Constraint in MTons | FALSE | L | Annual | Fuel Consumed | TBtu | 489.8943 | 518.3173 | 522.9174 | 538.8098 | 585.562 | 560.2189 | 507.5756 | 408.8237
CSAPR- NOX Annual- VA | 230 | 6441 | Rate Constraint in MTons | FALSE | L | Annual | Rate | lb/MMBtu | 0.021785 | 0.024168 | 0.02473 | 0.025325 | 0.022944 | 0.020891 | 0.018532 | 0.015087
CSAPR- NOX Annual- VA | 230 | 6441 | Rate Constraint in MTons | FALSE | L | Annual | Generation | TWh | 66.6027 | 69.5206 | 70.2662 | 74.5989 | 157.7216 | 195.5778 | 229.501 | 255.6638
CSAPR- NOX Annual- VA | 230 | 6441 | Rate Constraint in MTons | FALSE | L | Annual | Qualifying Generation | TWh | 66.6027 | 69.5206 | 70.2662 | 72.2314 | 79.5105 | 77.5964 | 71.9174 | 59.2099
CSAPR- NOX Annual- VA | 230 | 6441 | Rate Constraint in MTons | FALSE | L | Annual | Rate | lb/MWh | 0.16024 | 0.18019 | 0.18404 | 0.18891 | 0.16898 | 0.15083 | 0.13079 | 0.10417
CSAPR- NOX Annual- VA | 230 | 6441 | Rate Constraint in MTons | FALSE | L | Annual | Constraint Shadow Price | US2016$/Ton | 0 | 0 | 0 | 0 | 0 | 0 | 0 | 0
CSAPR- NOX Annual- WI | 231 | 6443 | Rate Constraint in MTons | FALSE | L | Annual | Seasons Included | Seasons | Winter, WintShld, Summer | Winter, WintShld, Summer | Winter, WintShld, Summer | Winter, WintShld, Summer | Winter, WintShld, Summer | Winter, WintShld, Summer | Winter, WintShld, Summer | Winter, WintShld, Summer
CSAPR- NOX Annual- WI | 231 | 6443 | Rate Constraint in MTons | FALSE | L | Annual | Standard NOX | Thousand Tons | 38.7878 | 38.7878 | 38.7878 | 38.7878 | 38.7878 | 38.7878 | 38.7878 | 38.7878
CSAPR- NOX Annual- WI | 231 | 6443 | Rate Constraint in MTons | FALSE | L | Annual | Emissions at Affected Plants NOX | Thousand Tons | 8.075 | 9.144 | 9.1741 | 9.5299 | 8.6314 | 9.6055 | 9.1821 | 8.0998
CSAPR- NOX Annual- WI | 231 | 6443 | Rate Constraint in MTons | FALSE | L | Annual | Allowances Purchased NOX | Thousand Tons | 0 | 0 | 0 | 0 | 0 | 0 | 0 | 0
CSAPR- NOX Annual- WI | 231 | 6443 | Rate Constraint in MTons | FALSE | L | Annual | Allowances Sold NOX | Thousand Tons | 0 | 0 | 0 | 0 | 0 | 0 | 0 | 0
CSAPR- NOX Annual- WI | 231 | 6443 | Rate Constraint in MTons | FALSE | L | Annual | Allowances Banked | Thousand Tons | 0 | 0 | 0 | 0 | 0 | 0 | 0 | 0
CSAPR- NOX Annual- WI | 231 | 6443 | Rate Constraint in MTons | FALSE | L | Annual | Allowances Withdrawn (1:1) | Thousand Tons | 0 | 0 | 0 | 0 | 0 | 0 | 0 | 0
CSAPR- NOX Annual- WI | 231 | 6443 | Rate Constraint in MTons | FALSE | L | Annual | Allowances Withdrawn (n:1) | Thousand Tons | 0 | 0 | 0 | 0 | 0 | 0 | 0 | 0
CSAPR- NOX Annual- WI | 231 | 6443 | Rate Constraint in MTons | FALSE | L | Annual | Net Emissions Allowance Position | Thousand Tons | 8.075 | 9.144 | 9.1741 | 9.5299 | 8.6314 | 9.6055 | 9.1821 | 8.0998
CSAPR- NOX Annual- WI | 231 | 6443 | Rate Constraint in MTons | FALSE | L | Annual | Fuel Consumed | TBtu | 376.4125 | 407.9162 | 409.8102 | 416.8533 | 396.4435 | 441.1265 | 449.8141 | 460.388
CSAPR- NOX Annual- WI | 231 | 6443 | Rate Constraint in MTons | FALSE | L | Annual | Rate | lb/MMBtu | 0.042905 | 0.044833 | 0.044773 | 0.045723 | 0.043544 | 0.04355 | 0.040826 | 0.035187
CSAPR- NOX Annual- WI | 231 | 6443 | Rate Constraint in MTons | FALSE | L | Annual | Generation | TWh | 44.8638 | 47.881 | 48.0534 | 48.7083 | 46.6964 | 53.5887 | 56.1119 | 60.6645
CSAPR- NOX Annual- WI | 231 | 6443 | Rate Constraint in MTons | FALSE | L | Annual | Qualifying Generation | TWh | 44.8638 | 47.881 | 48.0534 | 48.7083 | 46.6964 | 52.664 | 55.0611 | 59.0081
CSAPR- NOX Annual- WI | 231 | 6443 | Rate Constraint in MTons | FALSE | L | Annual | Rate | lb/MWh | 0.35998 | 0.38195 | 0.38183 | 0.3913 | 0.36968 | 0.36478 | 0.33352 | 0.27453
CSAPR- NOX Annual- WI | 231 | 6443 | Rate Constraint in MTons | FALSE | L | Annual | Constraint Shadow Price | US2016$/Ton | 0 | 0 | 0 | 0 | 0 | 0 | 0 | 0
CSAPR- NOX Annual- WV | 232 | 6517 | Rate Constraint in MTons | FALSE | L | Annual | Seasons Included | Seasons | Winter, WintShld, Summer | Winter, WintShld, Summer | Winter, WintShld, Summer | Winter, WintShld, Summer | Winter, WintShld, Summer | Winter, WintShld, Summer | Winter, WintShld, Summer | Winter, WintShld, Summer
CSAPR- NOX Annual- WV | 232 | 6517 | Rate Constraint in MTons | FALSE | L | Annual | Standard NOX | Thousand Tons | 64.4068 | 64.4068 | 64.4068 | 64.4068 | 64.4068 | 64.4068 | 64.4068 | 64.4068
CSAPR- NOX Annual- WV | 232 | 6517 | Rate Constraint in MTons | FALSE | L | Annual | Emissions at Affected Plants NOX | Thousand Tons | 47.5899 | 43.3882 | 42.2171 | 39.9696 | 27.6722 | 28.5084 | 28.795 | 20.0867
CSAPR- NOX Annual- WV | 232 | 6517 | Rate Constraint in MTons | FALSE | L | Annual | Allowances Purchased NOX | Thousand Tons | 0 | 0 | 0 | 0 | 0 | 0 | 0 | 0
CSAPR- NOX Annual- WV | 232 | 6517 | Rate Constraint in MTons | FALSE | L | Annual | Allowances Sold NOX | Thousand Tons | 0 | 0 | 0 | 0 | 0 | 0 | 0 | 0
CSAPR- NOX Annual- WV | 232 | 6517 | Rate Constraint in MTons | FALSE | L | Annual | Allowances Banked | Thousand Tons | 0 | 0 | 0 | 0 | 0 | 0 | 0 | 0
CSAPR- NOX Annual- WV | 232 | 6517 | Rate Constraint in MTons | FALSE | L | Annual | Allowances Withdrawn (1:1) | Thousand Tons | 0 | 0 | 0 | 0 | 0 | 0 | 0 | 0
CSAPR- NOX Annual- WV | 232 | 6517 | Rate Constraint in MTons | FALSE | L | Annual | Allowances Withdrawn (n:1) | Thousand Tons | 0 | 0 | 0 | 0 | 0 | 0 | 0 | 0
CSAPR- NOX Annual- WV | 232 | 6517 | Rate Constraint in MTons | FALSE | L | Annual | Net Emissions Allowance Position | Thousand Tons | 47.5899 | 43.3882 | 42.2171 | 39.9696 | 27.6722 | 28.5084 | 28.795 | 20.0867
CSAPR- NOX Annual- WV | 232 | 6517 | Rate Constraint in MTons | FALSE | L | Annual | Fuel Consumed | TBtu | 791.7636 | 758.8976 | 728.2115 | 708.3725 | 710.5272 | 832.0828 | 902.5328 | 871.7935
CSAPR- NOX Annual- WV | 232 | 6517 | Rate Constraint in MTons | FALSE | L | Annual | Rate | lb/MMBtu | 0.12021 | 0.11435 | 0.11595 | 0.11285 | 0.077892 | 0.068523 | 0.063809 | 0.046081
CSAPR- NOX Annual- WV | 232 | 6517 | Rate Constraint in MTons | FALSE | L | Annual | Generation | TWh | 79.3969 | 76.3934 | 73.3491 | 72.9392 | 119.3602 | 156.6622 | 184.3772 | 205.7255
CSAPR- NOX Annual- WV | 232 | 6517 | Rate Constraint in MTons | FALSE | L | Annual | Qualifying Generation | TWh | 79.3969 | 76.3934 | 73.3491 | 72.0124 | 87.3128 | 107.0995 | 118.7226 | 118.3465
CSAPR- NOX Annual- WV | 232 | 6517 | Rate Constraint in MTons | FALSE | L | Annual | Rate | lb/MWh | 1.1988 | 1.1359 | 1.1511 | 1.1101 | 0.63386 | 0.53237 | 0.48508 | 0.33946
CSAPR- NOX Annual- WV | 232 | 6517 | Rate Constraint in MTons | FALSE | L | Annual | Constraint Shadow Price | US2016$/Ton | 0 | 0 | 0 | 0 | 0 | 0 | 0 | 0
CSAPR Rule Constraint- NOX Annual | 233 | 6395 | Rate Constraint in MTons | FALSE | L | Annual | Seasons Included | Seasons | Winter, WintShld, Summer | Winter, WintShld, Summer | Winter, WintShld, Summer | Winter, WintShld, Summer | Winter, WintShld, Summer | Winter, WintShld, Summer | Winter, WintShld, Summer | Winter, WintShld, Summer
CSAPR Rule Constraint- NOX Annual | 233 | 6395 | Rate Constraint in MTons | FALSE | L | Annual | Standard NOX | Thousand Tons | 1069.256 | 1069.256 | 1069.256 | 1069.256 | 1069.256 | 1069.256 | 1069.256 | 1069.256
CSAPR Rule Constraint- NOX Annual | 233 | 6395 | Rate Constraint in MTons | FALSE | L | Annual | Emissions at Affected Plants NOX | Thousand Tons | 433.9824 | 444.539 | 445.2118 | 429.2331 | 386.7897 | 380.7465 | 365.5927 | 330.6795
CSAPR Rule Constraint- NOX Annual | 233 | 6395 | Rate Constraint in MTons | FALSE | L | Annual | Allowances Purchased NOX | Thousand Tons | 0 | 0 | 0 | 0 | 0 | 0 | 0 | 0
CSAPR Rule Constraint- NOX Annual | 233 | 6395 | Rate Constraint in MTons | FALSE | L | Annual | Allowances Sold NOX | Thousand Tons | 0 | 0 | 0 | 0 | 0 | 0 | 0 | 0
CSAPR Rule Constraint- NOX Annual | 233 | 6395 | Rate Constraint in MTons | FALSE | L | Annual | Allowances Banked | Thousand Tons | 0 | 0 | 0 | 0 | 0 | 0 | 0 | 0
CSAPR Rule Constraint- NOX Annual | 233 | 6395 | Rate Constraint in MTons | FALSE | L | Annual | Allowances Withdrawn (1:1) | Thousand Tons | 0 | 0 | 0 | 0 | 0 | 0 | 0 | 0
CSAPR Rule Constraint- NOX Annual | 233 | 6395 | Rate Constraint in MTons | FALSE | L | Annual | Allowances Withdrawn (n:1) | Thousand Tons | 0 | 0 | 0 | 0 | 0 | 0 | 0 | 0
CSAPR Rule Constraint- NOX Annual | 233 | 6395 | Rate Constraint in MTons | FALSE | L | Annual | Net Emissions Allowance Position | Thousand Tons | 433.9824 | 444.539 | 445.2118 | 429.2331 | 386.7897 | 380.7465 | 365.5927 | 330.6795
CSAPR Rule Constraint- NOX Annual | 233 | 6395 | Rate Constraint in MTons | FALSE | L | Annual | Fuel Consumed | TBtu | 11454.759 | 11734.9631 | 11830.8634 | 12042.4807 | 12115.6471 | 12483.2468 | 12714.3115 | 12937.5884
CSAPR Rule Constraint- NOX Annual | 233 | 6395 | Rate Constraint in MTons | FALSE | L | Annual | Rate | lb/MMBtu | 0.075773 | 0.075763 | 0.075263 | 0.071286 | 0.06385 | 0.061001 | 0.057509 | 0.051119
CSAPR Rule Constraint- NOX Annual | 233 | 6395 | Rate Constraint in MTons | FALSE | L | Annual | Generation | TWh | 1325.6899 | 1356.2072 | 1365.9905 | 1413.7642 | 1489.6698 | 1595.4216 | 1673.1968 | 1769.3282
CSAPR Rule Constraint- NOX Annual | 233 | 6395 | Rate Constraint in MTons | FALSE | L | Annual | Qualifying Generation | TWh | 1325.6897 | 1356.207 | 1365.9902 | 1413.7636 | 1472.3143 | 1549.6074 | 1613.631 | 1704.0597
CSAPR Rule Constraint- NOX Annual | 233 | 6395 | Rate Constraint in MTons | FALSE | L | Annual | Rate | lb/MWh | 0.65473 | 0.65556 | 0.65185 | 0.60722 | 0.52542 | 0.49141 | 0.45313 | 0.38811
CSAPR Rule Constraint- NOX Annual | 233 | 6395 | Rate Constraint in MTons | FALSE | L | Annual | Constraint Shadow Price | US2016$/Ton | 0 | 0 | 0 | 0 | 0 | 0 | 0 | 0
CSAPR Rule Constraint- SO2 Annual- Region1 | 234 | 6433 | Rate Constraint in MTons | FALSE | L | Annual | Seasons Included | Seasons | Winter, WintShld, Summer | Winter, WintShld, Summer | Winter, WintShld, Summer | Winter, WintShld, Summer | Winter, WintShld, Summer | Winter, WintShld, Summer | Winter, WintShld, Summer | Winter, WintShld, Summer
CSAPR Rule Constraint- SO2 Annual- Region1 | 234 | 6433 | Rate Constraint in MTons | FALSE | L | Annual | Standard SO2 | Thousand Tons | 1372.631 | 1372.631 | 1372.631 | 1372.631 | 1372.631 | 1372.631 | 1372.631 | 1372.631
CSAPR Rule Constraint- SO2 Annual- Region1 | 234 | 6433 | Rate Constraint in MTons | FALSE | L | Annual | Emissions at Affected Plants SO2 | Thousand Tons | 424.1279 | 416.9907 | 419.2609 | 419.0904 | 366.2293 | 364.9203 | 365.236 | 334.0652
CSAPR Rule Constraint- SO2 Annual- Region1 | 234 | 6433 | Rate Constraint in MTons | FALSE | L | Annual | Allowances Purchased SO2 | Thousand Tons | 0 | 0 | 0 | 0 | 0 | 0 | 0 | 0
CSAPR Rule Constraint- SO2 Annual- Region1 | 234 | 6433 | Rate Constraint in MTons | FALSE | L | Annual | Allowances Sold SO2 | Thousand Tons | 0 | 0 | 0 | 0 | 0 | 0 | 0 | 0
CSAPR Rule Constraint- SO2 Annual- Region1 | 234 | 6433 | Rate Constraint in MTons | FALSE | L | Annual | Allowances Banked | Thousand Tons | 0 | 0 | 0 | 0 | 0 | 0 | 0 | 0
CSAPR Rule Constraint- SO2 Annual- Region1 | 234 | 6433 | Rate Constraint in MTons | FALSE | L | Annual | Allowances Withdrawn (1:1) | Thousand Tons | 0 | 0 | 0 | 0 | 0 | 0 | 0 | 0
CSAPR Rule Constraint- SO2 Annual- Region1 | 234 | 6433 | Rate Constraint in MTons | FALSE | L | Annual | Allowances Withdrawn (n:1) | Thousand Tons | 0 | 0 | 0 | 0 | 0 | 0 | 0 | 0
CSAPR Rule Constraint- SO2 Annual- Region1 | 234 | 6433 | Rate Constraint in MTons | FALSE | L | Annual | Net Emissions Allowance Position | Thousand Tons | 424.1279 | 416.9907 | 419.2609 | 419.0904 | 366.2293 | 364.9203 | 365.236 | 334.0652
CSAPR Rule Constraint- SO2 Annual- Region1 | 234 | 6433 | Rate Constraint in MTons | FALSE | L | Annual | Fuel Consumed | TBtu | 8836.792 | 9202.7066 | 9241.8023 | 9401.2189 | 9489.1356 | 9737.3511 | 9911.351 | 10050.0016
CSAPR Rule Constraint- SO2 Annual- Region1 | 234 | 6433 | Rate Constraint in MTons | FALSE | L | Annual | Rate | lb/MMBtu | 0.095991 | 0.090623 | 0.090731 | 0.089157 | 0.077189 | 0.074953 | 0.073701 | 0.066481
CSAPR Rule Constraint- SO2 Annual- Region1 | 234 | 6433 | Rate Constraint in MTons | FALSE | L | Annual | Generation | TWh | 1023.6136 | 1064.3382 | 1069.0023 | 1118.4144 | 1203.6596 | 1296.9492 | 1372.0634 | 1457.446
CSAPR Rule Constraint- SO2 Annual- Region1 | 234 | 6433 | Rate Constraint in MTons | FALSE | L | Annual | Qualifying Generation | TWh | 1023.6134 | 1064.338 | 1069.002 | 1106.1705 | 1161.4266 | 1218.4994 | 1271.0235 | 1342.8471
CSAPR Rule Constraint- SO2 Annual- Region1 | 234 | 6433 | Rate Constraint in MTons | FALSE | L | Annual | Rate | lb/MWh | 0.82869 | 0.78357 | 0.7844 | 0.75773 | 0.63065 | 0.59897 | 0.57471 | 0.49755
CSAPR Rule Constraint- SO2 Annual- Region1 | 234 | 6433 | Rate Constraint in MTons | FALSE | L | Annual | Constraint Shadow Price | US2016$/Ton | 0 | 0 | 0 | 0 | 0 | 0 | 0 | 0
CSAPR Rule Constraint- SO2 Annual- Region2 | 235 | 6434 | Rate Constraint in MTons | FALSE | L | Annual | Seasons Included | Seasons | Winter, WintShld, Summer | Winter, WintShld, Summer | Winter, WintShld, Summer | Winter, WintShld, Summer | Winter, WintShld, Summer | Winter, WintShld, Summer | Winter, WintShld, Summer | Winter, WintShld, Summer
CSAPR Rule Constraint- SO2 Annual- Region2 | 235 | 6434 | Rate Constraint in MTons | FALSE | L | Annual | Standard SO2 | Thousand Tons | 597.579 | 597.579 | 597.579 | 597.579 | 597.579 | 597.579 | 597.579 | 597.579
CSAPR Rule Constraint- SO2 Annual- Region2 | 235 | 6434 | Rate Constraint in MTons | FALSE | L | Annual | Emissions at Affected Plants SO2 | Thousand Tons | 131.6482 | 121.1868 | 132.6555 | 125.6581 | 127.3375 | 128.9168 | 130.2748 | 131.194
CSAPR Rule Constraint- SO2 Annual- Region2 | 235 | 6434 | Rate Constraint in MTons | FALSE | L | Annual | Allowances Purchased SO2 | Thousand Tons | 0 | 0 | 0 | 0 | 0 | 0 | 0 | 0
CSAPR Rule Constraint- SO2 Annual- Region2 | 235 | 6434 | Rate Constraint in MTons | FALSE | L | Annual | Allowances Sold SO2 | Thousand Tons | 0 | 0 | 0 | 0 | 0 | 0 | 0 | 0
CSAPR Rule Constraint- SO2 Annual- Region2 | 235 | 6434 | Rate Constraint in MTons | FALSE | L | Annual | Allowances Banked | Thousand Tons | 0 | 0 | 0 | 0 | 0 | 0 | 0 | 0
CSAPR Rule Constraint- SO2 Annual- Region2 | 235 | 6434 | Rate Constraint in MTons | FALSE | L | Annual | Allowances Withdrawn (1:1) | Thousand Tons | 0 | 0 | 0 | 0 | 0 | 0 | 0 | 0
CSAPR Rule Constraint- SO2 Annual- Region2 | 235 | 6434 | Rate Constraint in MTons | FALSE | L | Annual | Allowances Withdrawn (n:1) | Thousand Tons | 0 | 0 | 0 | 0 | 0 | 0 | 0 | 0
CSAPR Rule Constraint- SO2 Annual- Region2 | 235 | 6434 | Rate Constraint in MTons | FALSE | L | Annual | Net Emissions Allowance Position | Thousand Tons | 131.6482 | 121.1868 | 132.6555 | 125.6581 | 127.3375 | 128.9168 | 130.2748 | 131.194
CSAPR Rule Constraint- SO2 Annual- Region2 | 235 | 6434 | Rate Constraint in MTons | FALSE | L | Annual | Fuel Consumed | TBtu | 2617.9671 | 2532.2565 | 2589.0611 | 2641.2617 | 2626.5115 | 2745.8957 | 2802.9606 | 2887.5868
CSAPR Rule Constraint- SO2 Annual- Region2 | 235 | 6434 | Rate Constraint in MTons | FALSE | L | Annual | Rate | lb/MMBtu | 0.10057 | 0.095714 | 0.10247 | 0.09515 | 0.096963 | 0.093898 | 0.092955 | 0.090868
CSAPR Rule Constraint- SO2 Annual- Region2 | 235 | 6434 | Rate Constraint in MTons | FALSE | L | Annual | Generation | TWh | 302.0762 | 291.8691 | 296.9882 | 323.8641 | 379.1579 | 450.486 | 497.9399 | 561.6427
CSAPR Rule Constraint- SO2 Annual- Region2 | 235 | 6434 | Rate Constraint in MTons | FALSE | L | Annual | Qualifying Generation | TWh | 302.0762 | 291.8691 | 296.9882 | 307.5931 | 310.8877 | 331.108 | 342.6074 | 361.2127
CSAPR Rule Constraint- SO2 Annual- Region2 | 235 | 6434 | Rate Constraint in MTons | FALSE | L | Annual | Rate | lb/MWh | 0.87162 | 0.83042 | 0.89334 | 0.81704 | 0.81919 | 0.7787 | 0.76049 | 0.72641
CSAPR Rule Constraint- SO2 Annual- Region2 | 235 | 6434 | Rate Constraint in MTons | FALSE | L | Annual | Constraint Shadow Price | US2016$/Ton | 0 | 0 | 0 | 0 | 0 | 0 | 0 | 0
CSAPR- SO2 Annual- AL | 236 | 6394 | Rate Constraint in MTons | FALSE | L | Annual | Seasons Included | Seasons | Winter, WintShld, Summer | Winter, WintShld, Summer | Winter, WintShld, Summer | Winter, WintShld, Summer | Winter, WintShld, Summer | Winter, WintShld, Summer | Winter, WintShld, Summer | Winter, WintShld, Summer
CSAPR- SO2 Annual- AL | 236 | 6394 | Rate Constraint in MTons | FALSE | L | Annual | Standard SO2 | Thousand Tons | 251.6444 | 251.6444 | 251.6444 | 251.6444 | 251.6444 | 251.6444 | 251.6444 | 251.6444
CSAPR- SO2 Annual- AL | 236 | 6394 | Rate Constraint in MTons | FALSE | L | Annual | Emissions at Affected Plants SO2 | Thousand Tons | 11.3964 | 11.5684 | 11.8145 | 13.4432 | 11.7077 | 12.1519 | 12.3884 | 11.6828
CSAPR- SO2 Annual- AL | 236 | 6394 | Rate Constraint in MTons | FALSE | L | Annual | Allowances Purchased SO2 | Thousand Tons | 0 | 0 | 0 | 0 | 0 | 0 | 0 | 0
CSAPR- SO2 Annual- AL | 236 | 6394 | Rate Constraint in MTons | FALSE | L | Annual | Allowances Sold SO2 | Thousand Tons | 0 | 0 | 0 | 0 | 0 | 0 | 0 | 0
CSAPR- SO2 Annual- AL | 236 | 6394 | Rate Constraint in MTons | FALSE | L | Annual | Allowances Banked | Thousand Tons | 0 | 0 | 0 | 0 | 0 | 0 | 0 | 0
CSAPR- SO2 Annual- AL | 236 | 6394 | Rate Constraint in MTons | FALSE | L | Annual | Allowances Withdrawn (1:1) | Thousand Tons | 0 | 0 | 0 | 0 | 0 | 0 | 0 | 0
CSAPR- SO2 Annual- AL | 236 | 6394 | Rate Constraint in MTons | FALSE | L | Annual | Allowances Withdrawn (n:1) | Thousand Tons | 0 | 0 | 0 | 0 | 0 | 0 | 0 | 0
CSAPR- SO2 Annual- AL | 236 | 6394 | Rate Constraint in MTons | FALSE | L | Annual | Net Emissions Allowance Position | Thousand Tons | 11.3964 | 11.5684 | 11.8145 | 13.4432 | 11.7077 | 12.1519 | 12.3884 | 11.6828
CSAPR- SO2 Annual- AL | 236 | 6394 | Rate Constraint in MTons | FALSE | L | Annual | Fuel Consumed | TBtu | 694.955 | 647.5158 | 652.3287 | 696.1689 | 684.5918 | 692.0372 | 708.25 | 727.3516
CSAPR- SO2 Annual- AL | 236 | 6394 | Rate Constraint in MTons | FALSE | L | Annual | Rate | lb/MMBtu | 0.032798 | 0.035732 | 0.036223 | 0.038621 | 0.034203 | 0.035119 | 0.034983 | 0.032124
CSAPR- SO2 Annual- AL | 236 | 6394 | Rate Constraint in MTons | FALSE | L | Annual | Generation | TWh | 86.6753 | 81.2941 | 81.6128 | 85.8449 | 97.2615 | 120.6121 | 146.7303 | 179.4804
CSAPR- SO2 Annual- AL | 236 | 6394 | Rate Constraint in MTons | FALSE | L | Annual | Qualifying Generation | TWh | 86.6753 | 81.2941 | 81.6128 | 85.8449 | 85.0859 | 87.7777 | 91.2907 | 96.1356
CSAPR- SO2 Annual- AL | 236 | 6394 | Rate Constraint in MTons | FALSE | L | Annual | Rate | lb/MWh | 0.26297 | 0.28461 | 0.28953 | 0.3132 | 0.2752 | 0.27688 | 0.2714 | 0.24305
CSAPR- SO2 Annual- AL | 236 | 6394 | Rate Constraint in MTons | FALSE | L | Annual | Constraint Shadow Price | US2016$/Ton | 0 | 0 | 0 | 0 | 0 | 0 | 0 | 0
CSAPR- SO2 Annual- GA | 237 | 6400 | Rate Constraint in MTons | FALSE | L | Annual | Seasons Included | Seasons | Winter, WintShld, Summer | Winter, WintShld, Summer | Winter, WintShld, Summer | Winter, WintShld, Summer | Winter, WintShld, Summer | Winter, WintShld, Summer | Winter, WintShld, Summer | Winter, WintShld, Summer
CSAPR- SO2 Annual- GA | 237 | 6400 | Rate Constraint in MTons | FALSE | L | Annual | Standard SO2 | Thousand Tons | 159.9667 | 159.9667 | 159.9667 | 159.9667 | 159.9667 | 159.9667 | 159.9667 | 159.9667
CSAPR- SO2 Annual- GA | 237 | 6400 | Rate Constraint in MTons | FALSE | L | Annual | Emissions at Affected Plants SO2 | Thousand Tons | 36.2597 | 29.0909 | 33.2036 | 30.5314 | 28.7329 | 29.8626 | 29.8089 | 28.7356
CSAPR- SO2 Annual- GA | 237 | 6400 | Rate Constraint in MTons | FALSE | L | Annual | Allowances Purchased SO2 | Thousand Tons | 0 | 0 | 0 | 0 | 0 | 0 | 0 | 0
CSAPR- SO2 Annual- GA | 237 | 6400 | Rate Constraint in MTons | FALSE | L | Annual | Allowances Sold SO2 | Thousand Tons | 0 | 0 | 0 | 0 | 0 | 0 | 0 | 0
CSAPR- SO2 Annual- GA | 237 | 6400 | Rate Constraint in MTons | FALSE | L | Annual | Allowances Banked | Thousand Tons | 0 | 0 | 0 | 0 | 0 | 0 | 0 | 0
CSAPR- SO2 Annual- GA | 237 | 6400 | Rate Constraint in MTons | FALSE | L | Annual | Allowances Withdrawn (1:1) | Thousand Tons | 0 | 0 | 0 | 0 | 0 | 0 | 0 | 0
CSAPR- SO2 Annual- GA | 237 | 6400 | Rate Constraint in MTons | FALSE | L | Annual | Allowances Withdrawn (n:1) | Thousand Tons | 0 | 0 | 0 | 0 | 0 | 0 | 0 | 0
CSAPR- SO2 Annual- GA | 237 | 6400 | Rate Constraint in MTons | FALSE | L | Annual | Net Emissions Allowance Position | Thousand Tons | 36.2597 | 29.0909 | 33.2036 | 30.5314 | 28.7329 | 29.8626 | 29.8089 | 28.7356
CSAPR- SO2 Annual- GA | 237 | 6400 | Rate Constraint in MTons | FALSE | L | Annual | Fuel Consumed | TBtu | 669.0797 | 632.3742 | 644.2893 | 675.4225 | 660.5653 | 722.0977 | 769.764 | 822.7954
CSAPR- SO2 Annual- GA | 237 | 6400 | Rate Constraint in MTons | FALSE | L | Annual | Rate | lb/MMBtu | 0.10839 | 0.092005 | 0.10307 | 0.090407 | 0.086995 | 0.082711 | 0.077449 | 0.069849
CSAPR- SO2 Annual- GA | 237 | 6400 | Rate Constraint in MTons | FALSE | L | Annual | Generation | TWh | 83.5308 | 79.3879 | 80.6541 | 112.2156 | 145.5214 | 188.7223 | 234.2446 | 285.365
CSAPR- SO2 Annual- GA | 237 | 6400 | Rate Constraint in MTons | FALSE | L | Annual | Qualifying Generation | TWh | 83.5308 | 79.3879 | 80.6541 | 83.7077 | 82.3517 | 92.6693 | 100.4529 | 110.3858
CSAPR- SO2 Annual- GA | 237 | 6400 | Rate Constraint in MTons | FALSE | L | Annual | Rate | lb/MWh | 0.86818 | 0.73288 | 0.82336 | 0.72948 | 0.69781 | 0.6445 | 0.59349 | 0.52064
CSAPR- SO2 Annual- GA | 237 | 6400 | Rate Constraint in MTons | FALSE | L | Annual | Constraint Shadow Price | US2016$/Ton | 0 | 0 | 0 | 0 | 0 | 0 | 0 | 0
CSAPR- SO2 Annual- IA | 238 | 6402 | Rate Constraint in MTons | FALSE | L | Annual | Seasons Included | Seasons | Winter, WintShld, Summer | Winter, WintShld, Summer | Winter, WintShld, Summer | Winter, WintShld, Summer | Winter, WintShld, Summer | Winter, WintShld, Summer | Winter, WintShld, Summer | Winter, WintShld, Summer
CSAPR- SO2 Annual- IA | 238 | 6402 | Rate Constraint in MTons | FALSE | L | Annual | Standard SO2 | Thousand Tons | 88.7171 | 88.7171 | 88.7171 | 88.7171 | 88.7171 | 88.7171 | 88.7171 | 88.7171
CSAPR- SO2 Annual- IA | 238 | 6402 | Rate Constraint in MTons | FALSE | L | Annual | Emissions at Affected Plants SO2 | Thousand Tons | 17.5628 | 13.3789 | 13.114 | 13.1474 | 12.5447 | 12.6912 | 12.7105 | 12.4888
CSAPR- SO2 Annual- IA | 238 | 6402 | Rate Constraint in MTons | FALSE | L | Annual | Allowances Purchased SO2 | Thousand Tons | 0 | 0 | 0 | 0 | 0 | 0 | 0 | 0
CSAPR- SO2 Annual- IA | 238 | 6402 | Rate Constraint in MTons | FALSE | L | Annual | Allowances Sold SO2 | Thousand Tons | 0 | 0 | 0 | 0 | 0 | 0 | 0 | 0
CSAPR- SO2 Annual- IA | 238 | 6402 | Rate Constraint in MTons | FALSE | L | Annual | Allowances Banked | Thousand Tons | 0 | 0 | 0 | 0 | 0 | 0 | 0 | 0
CSAPR- SO2 Annual- IA | 238 | 6402 | Rate Constraint in MTons | FALSE | L | Annual | Allowances Withdrawn (1:1) | Thousand Tons | 0 | 0 | 0 | 0 | 0 | 0 | 0 | 0
CSAPR- SO2 Annual- IA | 238 | 6402 | Rate Constraint in MTons | FALSE | L | Annual | Allowances Withdrawn (n:1) | Thousand Tons | 0 | 0 | 0 | 0 | 0 | 0 | 0 | 0
CSAPR- SO2 Annual- IA | 238 | 6402 | Rate Constraint in MTons | FALSE | L | Annual | Net Emissions Allowance Position | Thousand Tons | 17.5628 | 13.3789 | 13.114 | 13.1474 | 12.5447 | 12.6912 | 12.7105 | 12.4888
CSAPR- SO2 Annual- IA | 238 | 6402 | Rate Constraint in MTons | FALSE | L | Annual | Fuel Consumed | TBtu | 355.5857 | 375.6875 | 374.6679 | 388.5135 | 384.5745 | 376.53 | 364.163 | 364.0381
CSAPR- SO2 Annual- IA | 238 | 6402 | Rate Constraint in MTons | FALSE | L | Annual | Rate | lb/MMBtu | 0.098782 | 0.071224 | 0.070004 | 0.06768 | 0.065239 | 0.067412 | 0.069807 | 0.068613
CSAPR- SO2 Annual- IA | 238 | 6402 | Rate Constraint in MTons | FALSE | L | Annual | Generation | TWh | 37.2621 | 39.1871 | 39.1028 | 40.661 | 40.6808 | 43.102 | 43.9514 | 45.5843
CSAPR- SO2 Annual- IA | 238 | 6402 | Rate Constraint in MTons | FALSE | L | Annual | Qualifying Generation | TWh | 37.2621 | 39.1871 | 39.1028 | 40.661 | 40.6808 | 39.5481 | 37.6905 | 38.0387
CSAPR- SO2 Annual- IA | 238 | 6402 | Rate Constraint in MTons | FALSE | L | Annual | Rate | lb/MWh | 0.94266 | 0.68282 | 0.67075 | 0.64668 | 0.61674 | 0.64181 | 0.67447 | 0.65664
CSAPR- SO2 Annual- IA | 238 | 6402 | Rate Constraint in MTons | FALSE | L | Annual | Constraint Shadow Price | US2016$/Ton | 0 | 0 | 0 | 0 | 0 | 0 | 0 | 0
CSAPR- SO2 Annual- IL | 239 | 6404 | Rate Constraint in MTons | FALSE | L | Annual | Seasons Included | Seasons | Winter, WintShld, Summer | Winter, WintShld, Summer | Winter, WintShld, Summer | Winter, WintShld, Summer | Winter, WintShld, Summer | Winter, WintShld, Summer | Winter, WintShld, Summer | Winter, WintShld, Summer
CSAPR- SO2 Annual- IL | 239 | 6404 | Rate Constraint in MTons | FALSE | L | Annual | Standard SO2 | Thousand Tons | 146.4651 | 146.4651 | 146.4651 | 146.4651 | 146.4651 | 146.4651 | 146.4651 | 146.4651
CSAPR- SO2 Annual- IL | 239 | 6404 | Rate Constraint in MTons | FALSE | L | Annual | Emissions at Affected Plants SO2 | Thousand Tons | 43.2891 | 44.348 | 45.0531 | 45.3818 | 42.3477 | 42.8526 | 40.5572 | 39.844
CSAPR- SO2 Annual- IL | 239 | 6404 | Rate Constraint in MTons | FALSE | L | Annual | Allowances Purchased SO2 | Thousand Tons | 0 | 0 | 0 | 0 | 0 | 0 | 0 | 0
CSAPR- SO2 Annual- IL | 239 | 6404 | Rate Constraint in MTons | FALSE | L | Annual | Allowances Sold SO2 | Thousand Tons | 0 | 0 | 0 | 0 | 0 | 0 | 0 | 0
CSAPR- SO2 Annual- IL | 239 | 6404 | Rate Constraint in MTons | FALSE | L | Annual | Allowances Banked | Thousand Tons | 0 | 0 | 0 | 0 | 0 | 0 | 0 | 0
CSAPR- SO2 Annual- IL | 239 | 6404 | Rate Constraint in MTons | FALSE | L | Annual | Allowances Withdrawn (1:1) | Thousand Tons | 0 | 0 | 0 | 0 | 0 | 0 | 0 | 0
CSAPR- SO2 Annual- IL | 239 | 6404 | Rate Constraint in MTons | FALSE | L | Annual | Allowances Withdrawn (n:1) | Thousand Tons | 0 | 0 | 0 | 0 | 0 | 0 | 0 | 0
CSAPR- SO2 Annual- IL | 239 | 6404 | Rate Constraint in MTons | FALSE | L | Annual | Net Emissions Allowance Position | Thousand Tons | 43.2891 | 44.348 | 45.0531 | 45.3818 | 42.3477 | 42.8526 | 40.5572 | 39.844
CSAPR- SO2 Annual- IL | 239 | 6404 | Rate Constraint in MTons | FALSE | L | Annual | Fuel Consumed | TBtu | 660.0616 | 678.3188 | 682.9746 | 721.6527 | 709.7572 | 684.6681 | 632.798 | 599.9435
CSAPR- SO2 Annual- IL | 239 | 6404 | Rate Constraint in MTons | FALSE | L | Annual | Rate | lb/MMBtu | 0.13117 | 0.13076 | 0.13193 | 0.12577 | 0.11933 | 0.12518 | 0.12818 | 0.13283
CSAPR- SO2 Annual- IL | 239 | 6404 | Rate Constraint in MTons | FALSE | L | Annual | Generation | TWh | 67.9105 | 69.3153 | 69.2831 | 73.9515 | 85.9229 | 91.4906 | 101.9165 | 110.5994
CSAPR- SO2 Annual- IL | 239 | 6404 | Rate Constraint in MTons | FALSE | L | Annual | Qualifying Generation | TWh | 67.9105 | 69.3153 | 69.2831 | 73.9515 | 73.62 | 70.4646 | 64.6971 | 60.9693
CSAPR- SO2 Annual- IL | 239 | 6404 | Rate Constraint in MTons | FALSE | L | Annual | Rate | lb/MWh | 1.2749 | 1.2796 | 1.3006 | 1.2273 | 1.1504 | 1.2163 | 1.2538 | 1.307
CSAPR- SO2 Annual- IL | 239 | 6404 | Rate Constraint in MTons | FALSE | L | Annual | Constraint Shadow Price | US2016$/Ton | 0 | 0 | 0 | 0 | 0 | 0 | 0 | 0
CSAPR- SO2 Annual- IN | 240 | 6406 | Rate Constraint in MTons | FALSE | L | Annual | Seasons Included | Seasons | Winter, WintShld, Summer | Winter, WintShld, Summer | Winter, WintShld, Summer | Winter, WintShld, Summer | Winter, WintShld, Summer | Winter, WintShld, Summer | Winter, WintShld, Summer | Winter, WintShld, Summer
CSAPR- SO2 Annual- IN | 240 | 6406 | Rate Constraint in MTons | FALSE | L | Annual | Standard SO2 | Thousand Tons | 196.4098 | 196.4098 | 196.4098 | 196.4098 | 196.4098 | 196.4098 | 196.4098 | 196.4098
CSAPR- SO2 Annual- IN | 240 | 6406 | Rate Constraint in MTons | FALSE | L | Annual | Emissions at Affected Plants SO2 | Thousand Tons | 59.4893 | 69.7874 | 64.6655 | 62.8242 | 59.3947 | 59.4577 | 54.9738 | 41.0352
CSAPR- SO2 Annual- IN | 240 | 6406 | Rate Constraint in MTons | FALSE | L | Annual | Allowances Purchased SO2 | Thousand Tons | 0 | 0 | 0 | 0 | 0 | 0 | 0 | 0
CSAPR- SO2 Annual- IN | 240 | 6406 | Rate Constraint in MTons | FALSE | L | Annual | Allowances Sold SO2 | Thousand Tons | 0 | 0 | 0 | 0 | 0 | 0 | 0 | 0
CSAPR- SO2 Annual- IN | 240 | 6406 | Rate Constraint in MTons | FALSE | L | Annual | Allowances Banked | Thousand Tons | 0 | 0 | 0 | 0 | 0 | 0 | 0 | 0
CSAPR- SO2 Annual- IN | 240 | 6406 | Rate Constraint in MTons | FALSE | L | Annual | Allowances Withdrawn (1:1) | Thousand Tons | 0 | 0 | 0 | 0 | 0 | 0 | 0 | 0
CSAPR- SO2 Annual- IN | 240 | 6406 | Rate Constraint in MTons | FALSE | L | Annual | Allowances Withdrawn (n:1) | Thousand Tons | 0 | 0 | 0 | 0 | 0 | 0 | 0 | 0
CSAPR- SO2 Annual- IN | 240 | 6406 | Rate Constraint in MTons | FALSE | L | Annual | Net Emissions Allowance Position | Thousand Tons | 59.4893 | 69.7874 | 64.6655 | 62.8242 | 59.3947 | 59.4577 | 54.9738 | 41.0352
CSAPR- SO2 Annual- IN | 240 | 6406 | Rate Constraint in MTons | FALSE | L | Annual | Fuel Consumed | TBtu | 741.057 | 806.085 | 799.9731 | 814.249 | 803.2013 | 855.21 | 890.4255 | 882.1604
CSAPR- SO2 Annual- IN | 240 | 6406 | Rate Constraint in MTons | FALSE | L | Annual | Rate | lb/MMBtu | 0.16055 | 0.17315 | 0.16167 | 0.15431 | 0.14789 | 0.13905 | 0.12348 | 0.093033
CSAPR- SO2 Annual- IN | 240 | 6406 | Rate Constraint in MTons | FALSE | L | Annual | Generation | TWh | 77.7681 | 83.8599 | 83.1629 | 84.7649 | 99.0481 | 117.2423 | 139.3865 | 170.2403
CSAPR- SO2 Annual- IN | 240 | 6406 | Rate Constraint in MTons | FALSE | L | Annual | Qualifying Generation | TWh | 77.7681 | 83.8599 | 83.1629 | 84.7649 | 86.9016 | 96.0802 | 105.7994 | 114.3833
CSAPR- SO2 Annual- IN | 240 | 6406 | Rate Constraint in MTons | FALSE | L | Annual | Rate | lb/MWh | 1.5299 | 1.6644 | 1.5552 | 1.4823 | 1.3669 | 1.2377 | 1.0392 | 0.7175
CSAPR- SO2 Annual- IN | 240 | 6406 | Rate Constraint in MTons | FALSE | L | Annual | Constraint Shadow Price | US2016$/Ton | 0 | 0 | 0 | 0 | 0 | 0 | 0 | 0
CSAPR- SO2 Annual- KS | 241 | 6408 | Rate Constraint in MTons | FALSE | L | Annual | Seasons Included | Seasons | Winter, WintShld, Summer | Winter, WintShld, Summer | Winter, WintShld, Summer | Winter, WintShld, Summer | Winter, WintShld, Summer | Winter, WintShld, Summer | Winter, WintShld, Summer | Winter, WintShld, Summer
CSAPR- SO2 Annual- KS | 241 | 6408 | Rate Constraint in MTons | FALSE | L | Annual | Standard SO2 | Thousand Tons | 49.5364 | 49.5364 | 49.5364 | 49.5364 | 49.5364 | 49.5364 | 49.5364 | 49.5364
CSAPR- SO2 Annual- KS | 241 | 6408 | Rate Constraint in MTons | FALSE | L | Annual | Emissions at Affected Plants SO2 | Thousand Tons | 9.9085 | 10.9452 | 11.4613 | 10.6803 | 9.7429 | 9.7462 | 9.8626 | 9.3644
CSAPR- SO2 Annual- KS | 241 | 6408 | Rate Constraint in MTons | FALSE | L | Annual | Allowances Purchased SO2 | Thousand Tons | 0 | 0 | 0 | 0 | 0 | 0 | 0 | 0
CSAPR- SO2 Annual- KS | 241 | 6408 | Rate Constraint in MTons | FALSE | L | Annual | Allowances Sold SO2 | Thousand Tons | 0 | 0 | 0 | 0 | 0 | 0 | 0 | 0
CSAPR- SO2 Annual- KS | 241 | 6408 | Rate Constraint in MTons | FALSE | L | Annual | Allowances Banked | Thousand Tons | 0 | 0 | 0 | 0 | 0 | 0 | 0 | 0
CSAPR- SO2 Annual- KS | 241 | 6408 | Rate Constraint in MTons | FALSE | L | Annual | Allowances Withdrawn (1:1) | Thousand Tons | 0 | 0 | 0 | 0 | 0 | 0 | 0 | 0
CSAPR- SO2 Annual- KS | 241 | 6408 | Rate Constraint in MTons | FALSE | L | Annual | Allowances Withdrawn (n:1) | Thousand Tons | 0 | 0 | 0 | 0 | 0 | 0 | 0 | 0
CSAPR- SO2 Annual- KS | 241 | 6408 | Rate Constraint in MTons | FALSE | L | Annual | Net Emissions Allowance Position | Thousand Tons | 9.9085 | 10.9452 | 11.4613 | 10.6803 | 9.7429 | 9.7462 | 9.8626 | 9.3644
CSAPR- SO2 Annual- KS | 241 | 6408 | Rate Constraint in MTons | FALSE | L | Annual | Fuel Consumed | TBtu | 286.084 | 315.8873 | 333.859 | 309.1414 | 293.3725 | 295.4758 | 295.7438 | 281.1775
CSAPR- SO2 Annual- KS | 241 | 6408 | Rate Constraint in MTons | FALSE | L | Annual | Rate | lb/MMBtu | 0.06927 | 0.069298 | 0.06866 | 0.069097 | 0.06642 | 0.06597 | 0.066697 | 0.066608
CSAPR- SO2 Annual- KS | 241 | 6408 | Rate Constraint in MTons | FALSE | L | Annual | Generation | TWh | 26.4357 | 29.1359 | 30.7832 | 28.5089 | 44.0833 | 70.8868 | 82.7522 | 82.7657
CSAPR- SO2 Annual- KS | 241 | 6408 | Rate Constraint in MTons | FALSE | L | Annual | Qualifying Generation | TWh | 26.4357 | 29.1359 | 30.7832 | 28.5089 | 27.6295 | 27.9723 | 28.0837 | 26.7029
CSAPR- SO2 Annual- KS | 241 | 6408 | Rate Constraint in MTons | FALSE | L | Annual | Rate | lb/MWh | 0.74963 | 0.75132 | 0.74465 | 0.74926 | 0.70526 | 0.69685 | 0.70237 | 0.70138
CSAPR- SO2 Annual- KS | 241 | 6408 | Rate Constraint in MTons | FALSE | L | Annual | Constraint Shadow Price | US2016$/Ton | 0 | 0 | 0 | 0 | 0 | 0 | 0 | 0
CSAPR- SO2 Annual- KY | 242 | 6410 | Rate Constraint in MTons | FALSE | L | Annual | Seasons Included | Seasons | Winter, WintShld, Summer | Winter, WintShld, Summer | Winter, WintShld, Summer | Winter, WintShld, Summer | Winter, WintShld, Summer | Winter, WintShld, Summer | Winter, WintShld, Summer | Winter, WintShld, Summer
CSAPR- SO2 Annual- KY | 242 | 6410 | Rate Constraint in MTons | FALSE | L | Annual | Standard SO2 | Thousand Tons | 125.4151 | 125.4151 | 125.4151 | 125.4151 | 125.4151 | 125.4151 | 125.4151 | 125.4151
CSAPR- SO2 Annual- KY | 242 | 6410 | Rate Constraint in MTons | FALSE | L | Annual | Emissions at Affected Plants SO2 | Thousand Tons | 15.445 | 17.3725 | 16.073 | 16.5131 | 14.2031 | 14.9226 | 15.6212 | 14.9225
CSAPR- SO2 Annual- KY | 242 | 6410 | Rate Constraint in MTons | FALSE | L | Annual | Allowances Purchased SO2 | Thousand Tons | 0 | 0 | 0 | 0 | 0 | 0 | 0 | 0
CSAPR- SO2 Annual- KY | 242 | 6410 | Rate Constraint in MTons | FALSE | L | Annual | Allowances Sold SO2 | Thousand Tons | 0 | 0 | 0 | 0 | 0 | 0 | 0 | 0
CSAPR- SO2 Annual- KY | 242 | 6410 | Rate Constraint in MTons | FALSE | L | Annual | Allowances Banked | Thousand Tons | 0 | 0 | 0 | 0 | 0 | 0 | 0 | 0
CSAPR- SO2 Annual- KY | 242 | 6410 | Rate Constraint in MTons | FALSE | L | Annual | Allowances Withdrawn (1:1) | Thousand Tons | 0 | 0 | 0 | 0 | 0 | 0 | 0 | 0
CSAPR- SO2 Annual- KY | 242 | 6410 | Rate Constraint in MTons | FALSE | L | Annual | Allowances Withdrawn (n:1) | Thousand Tons | 0 | 0 | 0 | 0 | 0 | 0 | 0 | 0
CSAPR- SO2 Annual- KY | 242 | 6410 | Rate Constraint in MTons | FALSE | L | Annual | Net Emissions Allowance Position | Thousand Tons | 15.445 | 17.3725 | 16.073 | 16.5131 | 14.2031 | 14.9226 | 15.6212 | 14.9225
CSAPR- SO2 Annual- KY | 242 | 6410 | Rate Constraint in MTons | FALSE | L | Annual | Fuel Consumed | TBtu | 305.2145 | 377.2232 | 369.8506 | 409.4768 | 428.2498 | 469.5604 | 505.8 | 543.3543
CSAPR- SO2 Annual- KY | 242 | 6410 | Rate Constraint in MTons | FALSE | L | Annual | Rate | lb/MMBtu | 0.10121 | 0.092107 | 0.086916 | 0.080655 | 0.066331 | 0.06356 | 0.061768 | 0.054927
CSAPR- SO2 Annual- KY | 242 | 6410 | Rate Constraint in MTons | FALSE | L | Annual | Generation | TWh | 33.1747 | 43.8804 | 43.8319 | 51.2787 | 85.4326 | 116.0325 | 160.1937 | 217.5441
CSAPR- SO2 Annual- KY | 242 | 6410 | Rate Constraint in MTons | FALSE | L | Annual | Qualifying Generation | TWh | 33.1747 | 43.8804 | 43.8319 | 51.2787 | 56.7208 | 63.3461 | 69.5093 | 76.1317
CSAPR- SO2 Annual- KY | 242 | 6410 | Rate Constraint in MTons | FALSE | L | Annual | Rate | lb/MWh | 0.93113 | 0.79181 | 0.73339 | 0.64406 | 0.50081 | 0.47115 | 0.44947 | 0.39202
CSAPR- SO2 Annual- KY | 242 | 6410 | Rate Constraint in MTons | FALSE | L | Annual | Constraint Shadow Price | US2016$/Ton | 0 | 0 | 0 | 0 | 0 | 0 | 0 | 0
CSAPR- SO2 Annual- MD | 243 | 6412 | Rate Constraint in MTons | FALSE | L | Annual | Seasons Included | Seasons | Winter, WintShld, Summer | Winter, WintShld, Summer | Winter, WintShld, Summer | Winter, WintShld, Summer | Winter, WintShld, Summer | Winter, WintShld, Summer | Winter, WintShld, Summer | Winter, WintShld, Summer
CSAPR- SO2 Annual- MD | 243 | 6412 | Rate Constraint in MTons | FALSE | L | Annual | Standard SO2 | Thousand Tons | 33.2795 | 33.2795 | 33.2795 | 33.2795 | 33.2795 | 33.2795 | 33.2795 | 33.2795
CSAPR- SO2 Annual- MD | 243 | 6412 | Rate Constraint in MTons | FALSE | L | Annual | Emissions at Affected Plants SO2 | Thousand Tons | 0.37429 | 1.3979 | 1.1338 | 0.41229 | 0 | 0 | 0 | 0
CSAPR- SO2 Annual- MD | 243 | 6412 | Rate Constraint in MTons | FALSE | L | Annual | Allowances Purchased SO2 | Thousand Tons | 0 | 0 | 0 | 0 | 0 | 0 | 0 | 0
CSAPR- SO2 Annual- MD | 243 | 6412 | Rate Constraint in MTons | FALSE | L | Annual | Allowances Sold SO2 | Thousand Tons | 0 | 0 | 0 | 0 | 0 | 0 | 0 | 0
CSAPR- SO2 Annual- MD | 243 | 6412 | Rate Constraint in MTons | FALSE | L | Annual | Allowances Banked | Thousand Tons | 0 | 0 | 0 | 0 | 0 | 0 | 0 | 0
CSAPR- SO2 Annual- MD | 243 | 6412 | Rate Constraint in MTons | FALSE | L | Annual | Allowances Withdrawn (1:1) | Thousand Tons | 0 | 0 | 0 | 0 | 0 | 0 | 0 | 0
CSAPR- SO2 Annual- MD | 243 | 6412 | Rate Constraint in MTons | FALSE | L | Annual | Allowances Withdrawn (n:1) | Thousand Tons | 0 | 0 | 0 | 0 | 0 | 0 | 0 | 0
CSAPR- SO2 Annual- MD | 243 | 6412 | Rate Constraint in MTons | FALSE | L | Annual | Net Emissions Allowance Position | Thousand Tons | 0.37429 | 1.3979 | 1.1338 | 0.41229 | 0 | 0 | 0 | 0
CSAPR- SO2 Annual- MD | 243 | 6412 | Rate Constraint in MTons | FALSE | L | Annual | Fuel Consumed | TBtu | 150.3228 | 176.3685 | 170.8968 | 155.3965 | 152.1895 | 141.9024 | 126.4394 | 105.1968
CSAPR- SO2 Annual- MD | 243 | 6412 | Rate Constraint in MTons | FALSE | L | Annual | Rate | lb/MMBtu | 0.0049798 | 0.015852 | 0.013269 | 0.0053063 | 0 | 0 | 0 | 0
CSAPR- SO2 Annual- MD | 243 | 6412 | Rate Constraint in MTons | FALSE | L | Annual | Generation | TWh | 22.4694 | 25.0889 | 24.5408 | 25.6725 | 81.2627 | 107.2083 | 119.7261 | 148.3908
CSAPR- SO2 Annual- MD | 243 | 6412 | Rate Constraint in MTons | FALSE | L | Annual | Qualifying Generation | TWh | 22.4692 | 25.0887 | 24.5404 | 23.0644 | 23.2498 | 22.1278 | 19.6728 | 16.1855
CSAPR- SO2 Annual- MD | 243 | 6412 | Rate Constraint in MTons | FALSE | L | Annual | Rate | lb/MWh | 0.033315 | 0.11144 | 0.092406 | 0.035752 | 0 | 0 | 0 | 0
CSAPR- SO2 Annual- MD | 243 | 6412 | Rate Constraint in MTons | FALSE | L | Annual | Constraint Shadow Price | US2016$/Ton | 0 | 0 | 0 | 0 | 0 | 0 | 0 | 0
CSAPR- SO2 Annual- MI | 244 | 6414 | Rate Constraint in MTons | FALSE | L | Annual | Seasons Included | Seasons | Winter, WintShld, Summer | Winter, WintShld, Summer | Winter, WintShld, Summer | Winter, WintShld, Summer | Winter, WintShld, Summer | Winter, WintShld, Summer | Winter, WintShld, Summer | Winter, WintShld, Summer
CSAPR- SO2 Annual- MI | 244 | 6414 | Rate Constraint in MTons | FALSE | L | Annual | Standard SO2 | Thousand Tons | 169.9141 | 169.9141 | 169.9141 | 169.9141 | 169.9141 | 169.9141 | 169.9141 | 169.9141
CSAPR- SO2 Annual- MI | 244 | 6414 | Rate Constraint in MTons | FALSE | L | Annual | Emissions at Affected Plants SO2 | Thousand Tons | 24.9975 | 25.0789 | 33.5147 | 34.1945 | 26.6881 | 27.2326 | 27.4685 | 21.3412
CSAPR- SO2 Annual- MI | 244 | 6414 | Rate Constraint in MTons | FALSE | L | Annual | Allowances Purchased SO2 | Thousand Tons | 0 | 0 | 0 | 0 | 0 | 0 | 0 | 0
CSAPR- SO2 Annual- MI | 244 | 6414 | Rate Constraint in MTons | FALSE | L | Annual | Allowances Sold SO2 | Thousand Tons | 0 | 0 | 0 | 0 | 0 | 0 | 0 | 0
CSAPR- SO2 Annual- MI | 244 | 6414 | Rate Constraint in MTons | FALSE | L | Annual | Allowances Banked | Thousand Tons | 0 | 0 | 0 | 0 | 0 | 0 | 0 | 0
CSAPR- SO2 Annual- MI | 244 | 6414 | Rate Constraint in MTons | FALSE | L | Annual | Allowances Withdrawn (1:1) | Thousand Tons | 0 | 0 | 0 | 0 | 0 | 0 | 0 | 0
CSAPR- SO2 Annual- MI | 244 | 6414 | Rate Constraint in MTons | FALSE | L | Annual | Allowances Withdrawn (n:1) | Thousand Tons | 0 | 0 | 0 | 0 | 0 | 0 | 0 | 0
CSAPR- SO2 Annual- MI | 244 | 6414 | Rate Constraint in MTons | FALSE | L | Annual | Net Emissions Allowance Position | Thousand Tons | 24.9975 | 25.0789 | 33.5147 | 34.1945 | 26.6881 | 27.2326 | 27.4685 | 21.3412
CSAPR- SO2 Annual- MI | 244 | 6414 | Rate Constraint in MTons | FALSE | L | Annual | Fuel Consumed | TBtu | 612.4264 | 669.5196 | 684.0938 | 694.6873 | 729.7312 | 767.6753 | 758.595 | 802.8013
CSAPR- SO2 Annual- MI | 244 | 6414 | Rate Constraint in MTons | FALSE | L | Annual | Rate | lb/MMBtu | 0.081634 | 0.074916 | 0.097983 | 0.098446 | 0.073145 | 0.070948 | 0.072419 | 0.053167
CSAPR- SO2 Annual- MI | 244 | 6414 | Rate Constraint in MTons | FALSE | L | Annual | Generation | TWh | 66.5911 | 72.0639 | 73.4011 | 74.3049 | 96.3658 | 117.7346 | 134.5172 | 178.3401
CSAPR- SO2 Annual- MI | 244 | 6414 | Rate Constraint in MTons | FALSE | L | Annual | Qualifying Generation | TWh | 66.5911 | 72.0639 | 73.4011 | 74.3049 | 83.4578 | 90.3612 | 90.1946 | 103.0158
CSAPR- SO2 Annual- MI | 244 | 6414 | Rate Constraint in MTons | FALSE | L | Annual | Rate | lb/MWh | 0.75078 | 0.69602 | 0.91319 | 0.92038 | 0.63956 | 0.60275 | 0.60909 | 0.41433
CSAPR- SO2 Annual- MI | 244 | 6414 | Rate Constraint in MTons | FALSE | L | Annual | Constraint Shadow Price | US2016$/Ton | 0 | 0 | 0 | 0 | 0 | 0 | 0 | 0
CSAPR- SO2 Annual- MN | 245 | 6416 | Rate Constraint in MTons | FALSE | L | Annual | Seasons Included | Seasons | Winter, WintShld, Summer | Winter, WintShld, Summer | Winter, WintShld, Summer | Winter, WintShld, Summer | Winter, WintShld, Summer | Winter, WintShld, Summer | Winter, WintShld, Summer | Winter, WintShld, Summer
CSAPR- SO2 Annual- MN | 245 | 6416 | Rate Constraint in MTons | FALSE | L | Annual | Standard SO2 | Thousand Tons | 49.5376 | 49.5376 | 49.5376 | 49.5376 | 49.5376 | 49.5376 | 49.5376 | 49.5376
CSAPR- SO2 Annual- MN | 245 | 6416 | Rate Constraint in MTons | FALSE | L | Annual | Emissions at Affected Plants SO2 | Thousand Tons | 14.6244 | 11.7619 | 17.4859 | 16.6867 | 16.3169 | 16.7153 | 16.3929 | 17.964
CSAPR- SO2 Annual- MN | 245 | 6416 | Rate Constraint in MTons | FALSE | L | Annual | Allowances Purchased SO2 | Thousand Tons | 0 | 0 | 0 | 0 | 0 | 0 | 0 | 0
CSAPR- SO2 Annual- MN | 245 | 6416 | Rate Constraint in MTons | FALSE | L | Annual | Allowances Sold SO2 | Thousand Tons | 0 | 0 | 0 | 0 | 0 | 0 | 0 | 0
CSAPR- SO2 Annual- MN | 245 | 6416 | Rate Constraint in MTons | FALSE | L | Annual | Allowances Banked | Thousand Tons | 0 | 0 | 0 | 0 | 0 | 0 | 0 | 0
CSAPR- SO2 Annual- MN | 245 | 6416 | Rate Constraint in MTons | FALSE | L | Annual | Allowances Withdrawn (1:1) | Thousand Tons | 0 | 0 | 0 | 0 | 0 | 0 | 0 | 0
CSAPR- SO2 Annual- MN | 245 | 6416 | Rate Constraint in MTons | FALSE | L | Annual | Allowances Withdrawn (n:1) | Thousand Tons | 0 | 0 | 0 | 0 | 0 | 0 | 0 | 0
CSAPR- SO2 Annual- MN | 245 | 6416 | Rate Constraint in MTons | FALSE | L | Annual | Net Emissions Allowance Position | Thousand Tons | 14.6244 | 11.7619 | 17.4859 | 16.6867 | 16.3169 | 16.7153 | 16.3929 | 17.964
CSAPR- SO2 Annual- MN | 245 | 6416 | Rate Constraint in MTons | FALSE | L | Annual | Fuel Consumed | TBtu | 293.0315 | 294.4521 | 307.5973 | 281.9423 | 294.8538 | 297.1423 | 254.2536 | 255.6979
CSAPR- SO2 Annual- MN | 245 | 6416 | Rate Constraint in MTons | FALSE | L | Annual | Rate | lb/MMBtu | 0.099815 | 0.07989 | 0.11369 | 0.11837 | 0.11068 | 0.11251 | 0.12895 | 0.14051
CSAPR- SO2 Annual- MN | 245 | 6416 | Rate Constraint in MTons | FALSE | L | Annual | Generation | TWh | 32.249 | 32.054 | 33.1024 | 31.7238 | 46.3956 | 54.3537 | 51.132 | 72.3902
CSAPR- SO2 Annual- MN | 245 | 6416 | Rate Constraint in MTons | FALSE | L | Annual | Qualifying Generation | TWh | 32.249 | 32.054 | 33.1024 | 31.7238 | 33.6287 | 33.5973 | 27.996 | 28.3531
CSAPR- SO2 Annual- MN | 245 | 6416 | Rate Constraint in MTons | FALSE | L | Annual | Rate | lb/MWh | 0.90697 | 0.73388 | 1.0565 | 1.052 | 0.97041 | 0.99503 | 1.1711 | 1.2672
CSAPR- SO2 Annual- MN | 245 | 6416 | Rate Constraint in MTons | FALSE | L | Annual | Constraint Shadow Price | US2016$/Ton | 0 | 0 | 0 | 0 | 0 | 0 | 0 | 0
CSAPR- SO2 Annual- MO | 246 | 6418 | Rate Constraint in MTons | FALSE | L | Annual | Seasons Included | Seasons | Winter, WintShld, Summer | Winter, WintShld, Summer | Winter, WintShld, Summer | Winter, WintShld, Summer | Winter, WintShld, Summer | Winter, WintShld, Summer | Winter, WintShld, Summer | Winter, WintShld, Summer
CSAPR- SO2 Annual- MO | 246 | 6418 | Rate Constraint in MTons | FALSE | L | Annual | Standard SO2 | Thousand Tons | 195.8104 | 195.8104 | 195.8104 | 195.8104 | 195.8104 | 195.8104 | 195.8104 | 195.8104
CSAPR- SO2 Annual- MO | 246 | 6418 | Rate Constraint in MTons | FALSE | L | Annual | Emissions at Affected Plants SO2 | Thousand Tons | 104.0586 | 109.4707 | 111.7158 | 117.7117 | 116.4941 | 116.2354 | 132.0936 | 132.3186
CSAPR- SO2 Annual- MO | 246 | 6418 | Rate Constraint in MTons | FALSE | L | Annual | Allowances Purchased SO2 | Thousand Tons | 0 | 0 | 0 | 0 | 0 | 0 | 0 | 0
CSAPR- SO2 Annual- MO | 246 | 6418 | Rate Constraint in MTons | FALSE | L | Annual | Allowances Sold SO2 | Thousand Tons | 0 | 0 | 0 | 0 | 0 | 0 | 0 | 0
CSAPR- SO2 Annual- MO | 246 | 6418 | Rate Constraint in MTons | FALSE | L | Annual | Allowances Banked | Thousand Tons | 0 | 0 | 0 | 0 | 0 | 0 | 0 | 0
CSAPR- SO2 Annual- MO | 246 | 6418 | Rate Constraint in MTons | FALSE | L | Annual | Allowances Withdrawn (1:1) | Thousand Tons | 0 | 0 | 0 | 0 | 0 | 0 | 0 | 0
CSAPR- SO2 Annual- MO | 246 | 6418 | Rate Constraint in MTons | FALSE | L | Annual | Allowances Withdrawn (n:1) | Thousand Tons | 0 | 0 | 0 | 0 | 0 | 0 | 0 | 0
CSAPR- SO2 Annual- MO | 246 | 6418 | Rate Constraint in MTons | FALSE | L | Annual | Net Emissions Allowance Position | Thousand Tons | 104.0586 | 109.4707 | 111.7158 | 117.7117 | 116.4941 | 116.2354 | 132.0936 | 132.3186
CSAPR- SO2 Annual- MO | 246 | 6418 | Rate Constraint in MTons | FALSE | L | Annual | Fuel Consumed | TBtu | 674.4161 | 747.0156 | 749.5862 | 724.5278 | 718.2498 | 734.1406 | 744.0795 | 731.2315
CSAPR- SO2 Annual- MO | 246 | 6418 | Rate Constraint in MTons | FALSE | L | Annual | Rate | lb/MMBtu | 0.30859 | 0.29309 | 0.29807 | 0.32493 | 0.32438 | 0.31666 | 0.35505 | 0.36191
CSAPR- SO2 Annual- MO | 246 | 6418 | Rate Constraint in MTons | FALSE | L | Annual | Generation | TWh | 68.925 | 75.9861 | 76.1384 | 73.909 | 90.7677 | 119.7237 | 132.6891 | 133.004
CSAPR- SO2 Annual- MO | 246 | 6418 | Rate Constraint in MTons | FALSE | L | Annual | Qualifying Generation | TWh | 68.925 | 75.9861 | 76.1384 | 73.909 | 73.6665 | 76.1639 | 77.8647 | 76.4042
CSAPR- SO2 Annual- MO | 246 | 6418 | Rate Constraint in MTons | FALSE | L | Annual | Rate | lb/MWh | 3.0195 | 2.8813 | 2.9345 | 3.1853 | 3.1627 | 3.0522 | 3.3929 | 3.4636
CSAPR- SO2 Annual- MO | 246 | 6418 | Rate Constraint in MTons | FALSE | L | Annual | Constraint Shadow Price | US2016$/Ton | 0 | 0 | 0 | 0 | 0 | 0 | 0 | 0
CSAPR- SO2 Annual- NC | 247 | 6420 | Rate Constraint in MTons | FALSE | L | Annual | Seasons Included | Seasons | Winter, WintShld, Summer | Winter, WintShld, Summer | Winter, WintShld, Summer | Winter, WintShld, Summer | Winter, WintShld, Summer | Winter, WintShld, Summer | Winter, WintShld, Summer | Winter, WintShld, Summer
CSAPR- SO2 Annual- NC | 247 | 6420 | Rate Constraint in MTons | FALSE | L | Annual | Standard SO2 | Thousand Tons | 67.9916 | 67.9916 | 67.9916 | 67.9916 | 67.9916 | 67.9916 | 67.9916 | 67.9916
CSAPR- SO2 Annual- NC | 247 | 6420 | Rate Constraint in MTons | FALSE | L | Annual | Emissions at Affected Plants SO2 | Thousand Tons | 12.6406 | 12.737 | 12.1587 | 10.0797 | 7.5333 | 7.7183 | 7.7912 | 7.3475
CSAPR- SO2 Annual- NC | 247 | 6420 | Rate Constraint in MTons | FALSE | L | Annual | Allowances Purchased SO2 | Thousand Tons | 0 | 0 | 0 | 0 | 0 | 0 | 0 | 0
CSAPR- SO2 Annual- NC | 247 | 6420 | Rate Constraint in MTons | FALSE | L | Annual | Allowances Sold SO2 | Thousand Tons | 0 | 0 | 0 | 0 | 0 | 0 | 0 | 0
CSAPR- SO2 Annual- NC | 247 | 6420 | Rate Constraint in MTons | FALSE | L | Annual | Allowances Banked | Thousand Tons | 0 | 0 | 0 | 0 | 0 | 0 | 0 | 0
CSAPR- SO2 Annual- NC | 247 | 6420 | Rate Constraint in MTons | FALSE | L | Annual | Allowances Withdrawn (1:1) | Thousand Tons | 0 | 0 | 0 | 0 | 0 | 0 | 0 | 0
CSAPR- SO2 Annual- NC | 247 | 6420 | Rate Constraint in MTons | FALSE | L | Annual | Allowances Withdrawn (n:1) | Thousand Tons | 0 | 0 | 0 | 0 | 0 | 0 | 0 | 0
CSAPR- SO2 Annual- NC | 247 | 6420 | Rate Constraint in MTons | FALSE | L | Annual | Net Emissions Allowance Position | Thousand Tons | 12.6406 | 12.737 | 12.1587 | 10.0797 | 7.5333 | 7.7183 | 7.7912 | 7.3475
CSAPR- SO2 Annual- NC | 247 | 6420 | Rate Constraint in MTons | FALSE | L | Annual | Fuel Consumed | TBtu | 594.6772 | 588.9564 | 597.8529 | 606.7896 | 605.2549 | 604.5977 | 640.1155 | 680.2269
CSAPR- SO2 Annual- NC | 247 | 6420 | Rate Constraint in MTons | FALSE | L | Annual | Rate | lb/MMBtu | 0.042512 | 0.043253 | 0.040675 | 0.033223 | 0.024893 | 0.025532 | 0.024343 | 0.021603
CSAPR- SO2 Annual- NC | 247 | 6420 | Rate Constraint in MTons | FALSE | L | Annual | Generation | TWh | 72.3863 | 71.4854 | 72.3076 | 90.3381 | 115.0981 | 131.1528 | 158.3395 | 185.1885
CSAPR- SO2 Annual- NC | 247 | 6420 | Rate Constraint in MTons | FALSE | L | Annual | Qualifying Generation | TWh | 72.3863 | 71.4854 | 72.3076 | 78.0948 | 81.3729 | 84.0051 | 90.1995 | 97.4722
CSAPR- SO2 Annual- NC | 247 | 6420 | Rate Constraint in MTons | FALSE | L | Annual | Rate | lb/MWh | 0.34925 | 0.35635 | 0.33631 | 0.25814 | 0.18515 | 0.18376 | 0.17275 | 0.15076
CSAPR- SO2 Annual- NC | 247 | 6420 | Rate Constraint in MTons | FALSE | L | Annual | Constraint Shadow Price | US2016$/Ton | 0 | 0 | 0 | 0 | 0 | 0 | 0 | 0
CSAPR- SO2 Annual- NE | 248 | 6422 | Rate Constraint in MTons | FALSE | L | Annual | Seasons Included | Seasons | Winter, WintShld, Summer | Winter, WintShld, Summer | Winter, WintShld, Summer | Winter, WintShld, Summer | Winter, WintShld, Summer | Winter, WintShld, Summer | Winter, WintShld, Summer | Winter, WintShld, Summer
CSAPR- SO2 Annual- NE | 248 | 6422 | Rate Constraint in MTons | FALSE | L | Annual | Standard SO2 | Thousand Tons | 80.4312 | 80.4312 | 80.4312 | 80.4312 | 80.4312 | 80.4312 | 80.4312 | 80.4312
CSAPR- SO2 Annual- NE | 248 | 6422 | Rate Constraint in MTons | FALSE | L | Annual | Emissions at Affected Plants SO2 | Thousand Tons | 41.0855 | 38.217 | 38.2828 | 38.2382 | 47.3973 | 46.0989 | 47.1618 | 47.2963
CSAPR- SO2 Annual- NE | 248 | 6422 | Rate Constraint in MTons | FALSE | L | Annual | Allowances Purchased SO2 | Thousand Tons | 0 | 0 | 0 | 0 | 0 | 0 | 0 | 0
CSAPR- SO2 Annual- NE | 248 | 6422 | Rate Constraint in MTons | FALSE | L | Annual | Allowances Sold SO2 | Thousand Tons | 0 | 0 | 0 | 0 | 0 | 0 | 0 | 0
CSAPR- SO2 Annual- NE | 248 | 6422 | Rate Constraint in MTons | FALSE | L | Annual | Allowances Banked | Thousand Tons | 0 | 0 | 0 | 0 | 0 | 0 | 0 | 0
CSAPR- SO2 Annual- NE | 248 | 6422 | Rate Constraint in MTons | FALSE | L | Annual | Allowances Withdrawn (1:1) | Thousand Tons | 0 | 0 | 0 | 0 | 0 | 0 | 0 | 0
CSAPR- SO2 Annual- NE | 248 | 6422 | Rate Constraint in MTons | FALSE | L | Annual | Allowances Withdrawn (n:1) | Thousand Tons | 0 | 0 | 0 | 0 | 0 | 0 | 0 | 0
CSAPR- SO2 Annual- NE | 248 | 6422 | Rate Constraint in MTons | FALSE | L | Annual | Net Emissions Allowance Position | Thousand Tons | 41.0855 | 38.217 | 38.2828 | 38.2382 | 47.3973 | 46.0989 | 47.1618 | 47.2963
CSAPR- SO2 Annual- NE | 248 | 6422 | Rate Constraint in MTons | FALSE | L | Annual | Fuel Consumed | TBtu | 282.0356 | 261.2842 | 262.3513 | 261.8221 | 257.9768 | 258.4656 | 262.7701 | 260.1621
CSAPR- SO2 Annual- NE | 248 | 6422 | Rate Constraint in MTons | FALSE | L | Annual | Rate | lb/MMBtu | 0.29135 | 0.29253 | 0.29184 | 0.29209 | 0.36745 | 0.35671 | 0.35896 | 0.36359
CSAPR- SO2 Annual- NE | 248 | 6422 | Rate Constraint in MTons | FALSE | L | Annual | Generation | TWh | 27.2216 | 25.3404 | 25.466 | 25.4233 | 27.3312 | 27.8763 | 29.1873 | 28.9604
CSAPR- SO2 Annual- NE | 248 | 6422 | Rate Constraint in MTons | FALSE | L | Annual | Qualifying Generation | TWh | 27.2216 | 25.3404 | 25.466 | 25.4233 | 25.1047 | 25.1853 | 25.759 | 25.417
CSAPR- SO2 Annual- NE | 248 | 6422 | Rate Constraint in MTons | FALSE | L | Annual | Rate | lb/MWh | 3.0186 | 3.0163 | 3.0066 | 3.0081 | 3.776 | 3.6608 | 3.6618 | 3.7216
CSAPR- SO2 Annual- NE | 248 | 6422 | Rate Constraint in MTons | FALSE | L | Annual | Constraint Shadow Price | US2016$/Ton | 0 | 0 | 0 | 0 | 0 | 0 | 0 | 0
CSAPR- SO2 Annual- NJ | 249 | 6424 | Rate Constraint in MTons | FALSE | L | Annual | Seasons Included | Seasons | Winter, WintShld, Summer | Winter, WintShld, Summer | Winter, WintShld, Summer | Winter, WintShld, Summer | Winter, WintShld, Summer | Winter, WintShld, Summer | Winter, WintShld, Summer | Winter, WintShld, Summer
CSAPR- SO2 Annual- NJ | 249 | 6424 | Rate Constraint in MTons | FALSE | L | Annual | Standard SO2 | Thousand Tons | 6.5773 | 6.5773 | 6.5773 | 6.5773 | 6.5773 | 6.5773 | 6.5773 | 6.5773
CSAPR- SO2 Annual- NJ | 249 | 6424 | Rate Constraint in MTons | FALSE | L | Annual | Emissions at Affected Plants SO2 | Thousand Tons | 0 | 0 | 0 | 0 | 0 | 0 | 0 | 0
CSAPR- SO2 Annual- NJ | 249 | 6424 | Rate Constraint in MTons | FALSE | L | Annual | Allowances Purchased SO2 | Thousand Tons | 0 | 0 | 0 | 0 | 0 | 0 | 0 | 0
CSAPR- SO2 Annual- NJ | 249 | 6424 | Rate Constraint in MTons | FALSE | L | Annual | Allowances Sold SO2 | Thousand Tons | 0 | 0 | 0 | 0 | 0 | 0 | 0 | 0
CSAPR- SO2 Annual- NJ | 249 | 6424 | Rate Constraint in MTons | FALSE | L | Annual | Allowances Banked | Thousand Tons | 0 | 0 | 0 | 0 | 0 | 0 | 0 | 0
CSAPR- SO2 Annual- NJ | 249 | 6424 | Rate Constraint in MTons | FALSE | L | Annual | Allowances Withdrawn (1:1) | Thousand Tons | 0 | 0 | 0 | 0 | 0 | 0 | 0 | 0
CSAPR- SO2 Annual- NJ | 249 | 6424 | Rate Constraint in MTons | FALSE | L | Annual | Allowances Withdrawn (n:1) | Thousand Tons | 0 | 0 | 0 | 0 | 0 | 0 | 0 | 0
CSAPR- SO2 Annual- NJ | 249 | 6424 | Rate Constraint in MTons | FALSE | L | Annual | Net Emissions Allowance Position | Thousand Tons | 0 | 0 | 0 | 0 | 0 | 0 | 0 | 0
CSAPR- SO2 Annual- NJ | 249 | 6424 | Rate Constraint in MTons | FALSE | L | Annual | Fuel Consumed | TBtu | 328.8941 | 371.5135 | 380.1648 | 397.6346 | 407.1878 | 378.6353 | 346.0761 | 279.4522
CSAPR- SO2 Annual- NJ | 249 | 6424 | Rate Constraint in MTons | FALSE | L | Annual | Rate | lb/MMBtu | 0 | 0 | 0 | 0 | 0 | 0 | 0 | 0
CSAPR- SO2 Annual- NJ | 249 | 6424 | Rate Constraint in MTons | FALSE | L | Annual | Generation | TWh | 45.7475 | 51.0981 | 52.0031 | 54.2546 | 55.2942 | 51.7469 | 47.6754 | 39.0192
CSAPR- SO2 Annual- NJ | 249 | 6424 | Rate Constraint in MTons | FALSE | L | Annual | Qualifying Generation | TWh | 45.7475 | 51.0981 | 52.0031 | 54.2546 | 55.2942 | 51.7469 | 47.6754 | 38.9998
CSAPR- SO2 Annual- NJ | 249 | 6424 | Rate Constraint in MTons | FALSE | L | Annual | Rate | lb/MWh | 0 | 0 | 0 | 0 | 0 | 0 | 0 | 0
CSAPR- SO2 Annual- NJ | 249 | 6424 | Rate Constraint in MTons | FALSE | L | Annual | Constraint Shadow Price | US2016$/Ton | 0 | 0 | 0 | 0 | 0 | 0 | 0 | 0
CSAPR- SO2 Annual- NY | 250 | 6428 | Rate Constraint in MTons | FALSE | L | Annual | Seasons Included | Seasons | Winter, WintShld, Summer | Winter, WintShld, Summer | Winter, WintShld, Summer | Winter, WintShld, Summer | Winter, WintShld, Summer | Winter, WintShld, Summer | Winter, WintShld, Summer | Winter, WintShld, Summer
CSAPR- SO2 Annual- NY | 250 | 6428 | Rate Constraint in MTons | FALSE | L | Annual | Standard SO2 | Thousand Tons | 32.5161 | 32.5161 | 32.5161 | 32.5161 | 32.5161 | 32.5161 | 32.5161 | 32.5161
CSAPR- SO2 Annual- NY | 250 | 6428 | Rate Constraint in MTons | FALSE | L | Annual | Emissions at Affected Plants SO2 | Thousand Tons | 2.6782 | 2.6782 | 2.6785 | 0 | 0 | 0 | 0 | 0
CSAPR- SO2 Annual- NY | 250 | 6428 | Rate Constraint in MTons | FALSE | L | Annual | Allowances Purchased SO2 | Thousand Tons | 0 | 0 | 0 | 0 | 0 | 0 | 0 | 0
CSAPR- SO2 Annual- NY | 250 | 6428 | Rate Constraint in MTons | FALSE | L | Annual | Allowances Sold SO2 | Thousand Tons | 0 | 0 | 0 | 0 | 0 | 0 | 0 | 0
CSAPR- SO2 Annual- NY | 250 | 6428 | Rate Constraint in MTons | FALSE | L | Annual | Allowances Banked | Thousand Tons | 0 | 0 | 0 | 0 | 0 | 0 | 0 | 0
CSAPR- SO2 Annual- NY | 250 | 6428 | Rate Constraint in MTons | FALSE | L | Annual | Allowances Withdrawn (1:1) | Thousand Tons | 0 | 0 | 0 | 0 | 0 | 0 | 0 | 0
CSAPR- SO2 Annual- NY | 250 | 6428 | Rate Constraint in MTons | FALSE | L | Annual | Allowances Withdrawn (n:1) | Thousand Tons | 0 | 0 | 0 | 0 | 0 | 0 | 0 | 0
CSAPR- SO2 Annual- NY | 250 | 6428 | Rate Constraint in MTons | FALSE | L | Annual | Net Emissions Allowance Position | Thousand Tons | 2.6782 | 2.6782 | 2.6785 | 0 | 0 | 0 | 0 | 0
CSAPR- SO2 Annual- NY | 250 | 6428 | Rate Constraint in MTons | FALSE | L | Annual | Fuel Consumed | TBtu | 409.0113 | 413.5127 | 410.053 | 385.7646 | 394.029 | 386.82 | 366.4081 | 436.0128
CSAPR- SO2 Annual- NY | 250 | 6428 | Rate Constraint in MTons | FALSE | L | Annual | Rate | lb/MMBtu | 0.013096 | 0.012953 | 0.013064 | 0 | 0 | 0 | 0 | 0
CSAPR- SO2 Annual- NY | 250 | 6428 | Rate Constraint in MTons | FALSE | L | Annual | Generation | TWh | 54.1599 | 54.8404 | 54.6419 | 51.646 | 52.9608 | 52.6752 | 50.8378 | 62.986
CSAPR- SO2 Annual- NY | 250 | 6428 | Rate Constraint in MTons | FALSE | L | Annual | Qualifying Generation | TWh | 54.1599 | 54.8404 | 54.6419 | 51.646 | 52.9608 | 52.6752 | 50.8378 | 62.986
CSAPR- SO2 Annual- NY | 250 | 6428 | Rate Constraint in MTons | FALSE | L | Annual | Rate | lb/MWh | 0.0989 | 0.097673 | 0.098038 | 0 | 0 | 0 | 0 | 0
CSAPR- SO2 Annual- NY | 250 | 6428 | Rate Constraint in MTons | FALSE | L | Annual | Constraint Shadow Price | US2016$/Ton | 0 | 0 | 0 | 0 | 0 | 0 | 0 | 0
CSAPR- SO2 Annual- OH | 251 | 6430 | Rate Constraint in MTons | FALSE | L | Annual | Seasons Included | Seasons | Winter, WintShld, Summer | Winter, WintShld, Summer | Winter, WintShld, Summer | Winter, WintShld, Summer | Winter, WintShld, Summer | Winter, WintShld, Summer | Winter, WintShld, Summer | Winter, WintShld, Summer
CSAPR- SO2 Annual- OH | 251 | 6430 | Rate Constraint in MTons | FALSE | L | Annual | Standard SO2 | Thousand Tons | 167.8432 | 167.8432 | 167.8432 | 167.8432 | 167.8432 | 167.8432 | 167.8432 | 167.8432
CSAPR- SO2 Annual- OH | 251 | 6430 | Rate Constraint in MTons | FALSE | L | Annual | Emissions at Affected Plants SO2 | Thousand Tons | 54.7423 | 52.0728 | 52.0893 | 56.7715 | 44.1369 | 40.2269 | 32.188 | 34.4133
CSAPR- SO2 Annual- OH | 251 | 6430 | Rate Constraint in MTons | FALSE | L | Annual | Allowances Purchased SO2 | Thousand Tons | 0 | 0 | 0 | 0 | 0 | 0 | 0 | 0
CSAPR- SO2 Annual- OH | 251 | 6430 | Rate Constraint in MTons | FALSE | L | Annual | Allowances Sold SO2 | Thousand Tons | 0 | 0 | 0 | 0 | 0 | 0 | 0 | 0
CSAPR- SO2 Annual- OH | 251 | 6430 | Rate Constraint in MTons | FALSE | L | Annual | Allowances Banked | Thousand Tons | 0 | 0 | 0 | 0 | 0 | 0 | 0 | 0
CSAPR- SO2 Annual- OH | 251 | 6430 | Rate Constraint in MTons | FALSE | L | Annual | Allowances Withdrawn (1:1) | Thousand Tons | 0 | 0 | 0 | 0 | 0 | 0 | 0 | 0
CSAPR- SO2 Annual- OH | 251 | 6430 | Rate Constraint in MTons | FALSE | L | Annual | Allowances Withdrawn (n:1) | Thousand Tons | 0 | 0 | 0 | 0 | 0 | 0 | 0 | 0
CSAPR- SO2 Annual- OH | 251 | 6430 | Rate Constraint in MTons | FALSE | L | Annual | Net Emissions Allowance Position | Thousand Tons | 54.7423 | 52.0728 | 52.0893 | 56.7715 | 44.1369 | 40.2269 | 32.188 | 34.4133
CSAPR- SO2 Annual- OH | 251 | 6430 | Rate Constraint in MTons | FALSE | L | Annual | Fuel Consumed | TBtu | 957.4679 | 864.0391 | 879.8185 | 980.3721 | 918.4578 | 911.579 | 969.905 | 991.1478
CSAPR- SO2 Annual- OH | 251 | 6430 | Rate Constraint in MTons | FALSE | L | Annual | Rate | lb/MMBtu | 0.11435 | 0.12053 | 0.11841 | 0.11582 | 0.096111 | 0.088258 | 0.066374 | 0.069441
CSAPR- SO2 Annual- OH | 251 | 6430 | Rate Constraint in MTons | FALSE | L | Annual | Generation | TWh | 109.3171 | 100.8215 | 103.6022 | 127.6761 | 133.049 | 143.3947 | 166.2113 | 190.5335
CSAPR- SO2 Annual- OH | 251 | 6430 | Rate Constraint in MTons | FALSE | L | Annual | Qualifying Generation | TWh | 109.3171 | 100.8215 | 102.9997 | 120.358 | 117.2604 | 120.0717 | 131.7445 | 139.8782
CSAPR- SO2 Annual- OH | 251 | 6430 | Rate Constraint in MTons | FALSE | L | Annual | Rate | lb/MWh | 1.0015 | 1.033 | 1.0114 | 0.94338 | 0.7528 | 0.67005 | 0.48864 | 0.49205
CSAPR- SO2 Annual- OH | 251 | 6430 | Rate Constraint in MTons | FALSE | L | Annual | Constraint Shadow Price | US2016$/Ton | 0 | 0 | 0 | 0 | 0 | 0 | 0 | 0
CSAPR- SO2 Annual- PA | 252 | 6432 | Rate Constraint in MTons | FALSE | L | Annual | Seasons Included | Seasons | Winter, WintShld, Summer | Winter, WintShld, Summer | Winter, WintShld, Summer | Winter, WintShld, Summer | Winter, WintShld, Summer | Winter, WintShld, Summer | Winter, WintShld, Summer | Winter, WintShld, Summer
CSAPR- SO2 Annual- PA | 252 | 6432 | Rate Constraint in MTons | FALSE | L | Annual | Standard SO2 | Thousand Tons | 132.1848 | 132.1848 | 132.1848 | 132.1848 | 132.1848 | 132.1848 | 132.1848 | 132.1848
CSAPR- SO2 Annual- PA | 252 | 6432 | Rate Constraint in MTons | FALSE | L | Annual | Emissions at Affected Plants SO2 | Thousand Tons | 8.2457 | 10.0876 | 9.8678 | 7.8047 | 6.1978 | 6.7614 | 7.0699 | 3.3432
CSAPR- SO2 Annual- PA | 252 | 6432 | Rate Constraint in MTons | FALSE | L | Annual | Allowances Purchased SO2 | Thousand Tons | 0 | 0 | 0 | 0 | 0 | 0 | 0 | 0
CSAPR- SO2 Annual- PA | 252 | 6432 | Rate Constraint in MTons | FALSE | L | Annual | Allowances Sold SO2 | Thousand Tons | 0 | 0 | 0 | 0 | 0 | 0 | 0 | 0
CSAPR- SO2 Annual- PA | 252 | 6432 | Rate Constraint in MTons | FALSE | L | Annual | Allowances Banked | Thousand Tons | 0 | 0 | 0 | 0 | 0 | 0 | 0 | 0
CSAPR- SO2 Annual- PA | 252 | 6432 | Rate Constraint in MTons | FALSE | L | Annual | Allowances Withdrawn (1:1) | Thousand Tons | 0 | 0 | 0 | 0 | 0 | 0 | 0 | 0
CSAPR- SO2 Annual- PA | 252 | 6432 | Rate Constraint in MTons | FALSE | L | Annual | Allowances Withdrawn (n:1) | Thousand Tons | 0 | 0 | 0 | 0 | 0 | 0 | 0 | 0
CSAPR- SO2 Annual- PA | 252 | 6432 | Rate Constraint in MTons | FALSE | L | Annual | Net Emissions Allowance Position | Thousand Tons | 8.2457 | 10.0876 | 9.8678 | 7.8047 | 6.1978 | 6.7614 | 7.0699 | 3.3432
CSAPR- SO2 Annual- PA | 252 | 6432 | Rate Constraint in MTons | FALSE | L | Annual | Fuel Consumed | TBtu | 1148.9351 | 1201.5829 | 1228.9658 | 1214.805 | 1279.8277 | 1308.8278 | 1406.248 | 1569.0798
CSAPR- SO2 Annual- PA | 252 | 6432 | Rate Constraint in MTons | FALSE | L | Annual | Rate | lb/MMBtu | 0.014354 | 0.01679 | 0.016059 | 0.012849 | 0.0096853 | 0.010332 | 0.010055 | 0.0042614
CSAPR- SO2 Annual- PA | 252 | 6432 | Rate Constraint in MTons | FALSE | L | Annual | Generation | TWh | 148.191 | 153.4848 | 157.7592 | 180.9322 | 253.3082 | 300.3908 | 356.151 | 427.3132
CSAPR- SO2 Annual- PA | 252 | 6432 | Rate Constraint in MTons | FALSE | L | Annual | Qualifying Generation | TWh | 148.191 | 153.4848 | 156.0543 | 158.0168 | 168.8278 | 178.0926 | 198.6325 | 236.266
CSAPR- SO2 Annual- PA | 252 | 6432 | Rate Constraint in MTons | FALSE | L | Annual | Rate | lb/MWh | 0.11129 | 0.13145 | 0.12647 | 0.098783 | 0.073421 | 0.075931 | 0.071185 | 0.028301
CSAPR- SO2 Annual- PA | 252 | 6432 | Rate Constraint in MTons | FALSE | L | Annual | Constraint Shadow Price | US2016$/Ton | 0 | 0 | 0 | 0 | 0 | 0 | 0 | 0
CSAPR- SO2 Annual- SC | 253 | 6436 | Rate Constraint in MTons | FALSE | L | Annual | Seasons Included | Seasons | Winter, WintShld, Summer | Winter, WintShld, Summer | Winter, WintShld, Summer | Winter, WintShld, Summer | Winter, WintShld, Summer | Winter, WintShld, Summer | Winter, WintShld, Summer | Winter, WintShld, Summer
CSAPR- SO2 Annual- SC | 253 | 6436 | Rate Constraint in MTons | FALSE | L | Annual | Standard SO2 | Thousand Tons | 114.0269 | 114.0269 | 114.0269 | 114.0269 | 114.0269 | 114.0269 | 114.0269 | 114.0269
CSAPR- SO2 Annual- SC | 253 | 6436 | Rate Constraint in MTons | FALSE | L | Annual | Emissions at Affected Plants SO2 | Thousand Tons | 18.3736 | 19.6034 | 20.4074 | 16.0782 | 13.4398 | 14.342 | 14.6603 | 16.1509
CSAPR- SO2 Annual- SC | 253 | 6436 | Rate Constraint in MTons | FALSE | L | Annual | Allowances Purchased SO2 | Thousand Tons | 0 | 0 | 0 | 0 | 0 | 0 | 0 | 0
CSAPR- SO2 Annual- SC | 253 | 6436 | Rate Constraint in MTons | FALSE | L | Annual | Allowances Sold SO2 | Thousand Tons | 0 | 0 | 0 | 0 | 0 | 0 | 0 | 0
CSAPR- SO2 Annual- SC | 253 | 6436 | Rate Constraint in MTons | FALSE | L | Annual | Allowances Banked | Thousand Tons | 0 | 0 | 0 | 0 | 0 | 0 | 0 | 0
CSAPR- SO2 Annual- SC | 253 | 6436 | Rate Constraint in MTons | FALSE | L | Annual | Allowances Withdrawn (1:1) | Thousand Tons | 0 | 0 | 0 | 0 | 0 | 0 | 0 | 0
CSAPR- SO2 Annual- SC | 253 | 6436 | Rate Constraint in MTons | FALSE | L | Annual | Allowances Withdrawn (n:1) | Thousand Tons | 0 | 0 | 0 | 0 | 0 | 0 | 0 | 0
CSAPR- SO2 Annual- SC | 253 | 6436 | Rate Constraint in MTons | FALSE | L | Annual | Net Emissions Allowance Position | Thousand Tons | 18.3736 | 19.6034 | 20.4074 | 16.0782 | 13.4398 | 14.342 | 14.6603 | 16.1509
CSAPR- SO2 Annual- SC | 253 | 6436 | Rate Constraint in MTons | FALSE | L | Annual | Fuel Consumed | TBtu | 392.7812 | 380.743 | 388.6355 | 416.7646 | 435.1513 | 480.6771 | 512.1791 | 540.4023
CSAPR- SO2 Annual- SC | 253 | 6436 | Rate Constraint in MTons | FALSE | L | Annual | Rate | lb/MMBtu | 0.093556 | 0.10297 | 0.10502 | 0.077157 | 0.061771 | 0.059674 | 0.057247 | 0.059774
CSAPR- SO2 Annual- SC | 253 | 6436 | Rate Constraint in MTons | FALSE | L | Annual | Generation | TWh | 45.9638 | 44.6569 | 45.3696 | 68.6618 | 85.3519 | 101.7666 | 116.4933 | 131.8649
CSAPR- SO2 Annual- SC | 253 | 6436 | Rate Constraint in MTons | FALSE | L | Annual | Qualifying Generation | TWh | 45.9638 | 44.6569 | 45.3696 | 52.3845 | 57.0872 | 63.906 | 69.025 | 74.2183
CSAPR- SO2 Annual- SC | 253 | 6436 | Rate Constraint in MTons | FALSE | L | Annual | Rate | lb/MWh | 0.79948 | 0.87796 | 0.8996 | 0.61385 | 0.47085 | 0.44885 | 0.42478 | 0.43523
CSAPR- SO2 Annual- SC | 253 | 6436 | Rate Constraint in MTons | FALSE | L | Annual | Constraint Shadow Price | US2016$/Ton | 0 | 0 | 0 | 0 | 0 | 0 | 0 | 0
CSAPR- SO2 Annual- TN | 254 | 6438 | Rate Constraint in MTons | FALSE | L | Annual | Seasons Included | Seasons | Winter, WintShld, Summer | Winter, WintShld, Summer | Winter, WintShld, Summer | Winter, WintShld, Summer | Winter, WintShld, Summer | Winter, WintShld, Summer | Winter, WintShld, Summer | Winter, WintShld, Summer
CSAPR- SO2 Annual- TN | 254 | 6438 | Rate Constraint in MTons | FALSE | L | Annual | Standard SO2 | Thousand Tons | 69.4229 | 69.4229 | 69.4229 | 69.4229 | 69.4229 | 69.4229 | 69.4229 | 69.4229
CSAPR- SO2 Annual- TN | 254 | 6438 | Rate Constraint in MTons | FALSE | L | Annual | Emissions at Affected Plants SO2 | Thousand Tons | 6.0137 | 6.3749 | 6.4217 | 4.8967 | 4.0333 | 4.3064 | 3.9597 | 4.1318
CSAPR- SO2 Annual- TN | 254 | 6438 | Rate Constraint in MTons | FALSE | L | Annual | Allowances Purchased SO2 | Thousand Tons | 0 | 0 | 0 | 0 | 0 | 0 | 0 | 0
CSAPR- SO2 Annual- TN | 254 | 6438 | Rate Constraint in MTons | FALSE | L | Annual | Allowances Sold SO2 | Thousand Tons | 0 | 0 | 0 | 0 | 0 | 0 | 0 | 0
CSAPR- SO2 Annual- TN | 254 | 6438 | Rate Constraint in MTons | FALSE | L | Annual | Allowances Banked | Thousand Tons | 0 | 0 | 0 | 0 | 0 | 0 | 0 | 0
CSAPR- SO2 Annual- TN | 254 | 6438 | Rate Constraint in MTons | FALSE | L | Annual | Allowances Withdrawn (1:1) | Thousand Tons | 0 | 0 | 0 | 0 | 0 | 0 | 0 | 0
CSAPR- SO2 Annual- TN | 254 | 6438 | Rate Constraint in MTons | FALSE | L | Annual | Allowances Withdrawn (n:1) | Thousand Tons | 0 | 0 | 0 | 0 | 0 | 0 | 0 | 0
CSAPR- SO2 Annual- TN | 254 | 6438 | Rate Constraint in MTons | FALSE | L | Annual | Net Emissions Allowance Position | Thousand Tons | 6.0137 | 6.3749 | 6.4217 | 4.8967 | 4.0333 | 4.3064 | 3.9597 | 4.1318
CSAPR- SO2 Annual- TN | 254 | 6438 | Rate Constraint in MTons | FALSE | L | Annual | Fuel Consumed | TBtu | 240.6518 | 247.7527 | 251.9653 | 243.314 | 265.8923 | 283.7762 | 300.3754 | 324.3509
CSAPR- SO2 Annual- TN | 254 | 6438 | Rate Constraint in MTons | FALSE | L | Annual | Rate | lb/MMBtu | 0.049979 | 0.051462 | 0.050973 | 0.04025 | 0.030338 | 0.030351 | 0.026365 | 0.025478
CSAPR- SO2 Annual- TN | 254 | 6438 | Rate Constraint in MTons | FALSE | L | Annual | Generation | TWh | 28.8474 | 29.4312 | 29.8661 | 28.9137 | 39.8441 | 45.369 | 56.2884 | 66.6868
CSAPR- SO2 Annual- TN | 254 | 6438 | Rate Constraint in MTons | FALSE | L | Annual | Qualifying Generation | TWh | 28.8474 | 29.4312 | 29.8661 | 28.9137 | 33.8935 | 36.4564 | 40.8043 | 45.5518
CSAPR- SO2 Annual- TN | 254 | 6438 | Rate Constraint in MTons | FALSE | L | Annual | Rate | lb/MWh | 0.41693 | 0.43321 | 0.43003 | 0.33871 | 0.238 | 0.23625 | 0.19408 | 0.18141
CSAPR- SO2 Annual- TN | 254 | 6438 | Rate Constraint in MTons | FALSE | L | Annual | Constraint Shadow Price | US2016$/Ton | 0 | 0 | 0 | 0 | 0 | 0 | 0 | 0
CSAPR- SO2 Annual- VA | 255 | 6442 | Rate Constraint in MTons | FALSE | L | Annual | Seasons Included | Seasons | Winter, WintShld, Summer | Winter, WintShld, Summer | Winter, WintShld, Summer | Winter, WintShld, Summer | Winter, WintShld, Summer | Winter, WintShld, Summer | Winter, WintShld, Summer | Winter, WintShld, Summer
CSAPR- SO2 Annual- VA | 255 | 6442 | Rate Constraint in MTons | FALSE | L | Annual | Standard SO2 | Thousand Tons | 41.3673 | 41.3673 | 41.3673 | 41.3673 | 41.3673 | 41.3673 | 41.3673 | 41.3673
CSAPR- SO2 Annual- VA | 255 | 6442 | Rate Constraint in MTons | FALSE | L | Annual | Emissions at Affected Plants SO2 | Thousand Tons | 2.2839 | 2.6716 | 2.5698 | 2.3818 | 0.83138 | 0.83138 | 0.85182 | 0
CSAPR- SO2 Annual- VA | 255 | 6442 | Rate Constraint in MTons | FALSE | L | Annual | Allowances Purchased SO2 | Thousand Tons | 0 | 0 | 0 | 0 | 0 | 0 | 0 | 0
CSAPR- SO2 Annual- VA | 255 | 6442 | Rate Constraint in MTons | FALSE | L | Annual | Allowances Sold SO2 | Thousand Tons | 0 | 0 | 0 | 0 | 0 | 0 | 0 | 0
CSAPR- SO2 Annual- VA | 255 | 6442 | Rate Constraint in MTons | FALSE | L | Annual | Allowances Banked | Thousand Tons | 0 | 0 | 0 | 0 | 0 | 0 | 0 | 0
CSAPR- SO2 Annual- VA | 255 | 6442 | Rate Constraint in MTons | FALSE | L | Annual | Allowances Withdrawn (1:1) | Thousand Tons | 0 | 0 | 0 | 0 | 0 | 0 | 0 | 0
CSAPR- SO2 Annual- VA | 255 | 6442 | Rate Constraint in MTons | FALSE | L | Annual | Allowances Withdrawn (n:1) | Thousand Tons | 0 | 0 | 0 | 0 | 0 | 0 | 0 | 0
CSAPR- SO2 Annual- VA | 255 | 6442 | Rate Constraint in MTons | FALSE | L | Annual | Net Emissions Allowance Position | Thousand Tons | 2.2839 | 2.6716 | 2.5698 | 2.3818 | 0.83138 | 0.83138 | 0.85182 | 0
CSAPR- SO2 Annual- VA | 255 | 6442 | Rate Constraint in MTons | FALSE | L | Annual | Fuel Consumed | TBtu | 489.8943 | 518.3173 | 522.9174 | 538.8098 | 585.562 | 560.2189 | 507.5756 | 408.8237
CSAPR- SO2 Annual- VA | 255 | 6442 | Rate Constraint in MTons | FALSE | L | Annual | Rate | lb/MMBtu | 0.009324 | 0.010309 | 0.0098286 | 0.0088408 | 0.0028396 | 0.002968 | 0.0033564 | 0
CSAPR- SO2 Annual- VA | 255 | 6442 | Rate Constraint in MTons | FALSE | L | Annual | Generation | TWh | 66.6027 | 69.5206 | 70.2662 | 74.5989 | 157.7216 | 195.5778 | 229.501 | 255.6638
CSAPR- SO2 Annual- VA | 255 | 6442 | Rate Constraint in MTons | FALSE | L | Annual | Qualifying Generation | TWh | 66.6027 | 69.5206 | 70.2662 | 72.2314 | 79.5105 | 77.5964 | 71.9174 | 59.2099
CSAPR- SO2 Annual- VA | 255 | 6442 | Rate Constraint in MTons | FALSE | L | Annual | Rate | lb/MWh | 0.068583 | 0.076857 | 0.073144 | 0.065948 | 0.020912 | 0.021428 | 0.023689 | 0
CSAPR- SO2 Annual- VA | 255 | 6442 | Rate Constraint in MTons | FALSE | L | Annual | Constraint Shadow Price | US2016$/Ton | 0 | 0 | 0 | 0 | 0 | 0 | 0 | 0
CSAPR- SO2 Annual- WI | 256 | 6444 | Rate Constraint in MTons | FALSE | L | Annual | Seasons Included | Seasons | Winter, WintShld, Summer | Winter, WintShld, Summer | Winter, WintShld, Summer | Winter, WintShld, Summer | Winter, WintShld, Summer | Winter, WintShld, Summer | Winter, WintShld, Summer | Winter, WintShld, Summer
CSAPR- SO2 Annual- WI | 256 | 6444 | Rate Constraint in MTons | FALSE | L | Annual | Standard SO2 | Thousand Tons | 56.5019 | 56.5019 | 56.5019 | 56.5019 | 56.5019 | 56.5019 | 56.5019 | 56.5019
CSAPR- SO2 Annual- WI | 256 | 6444 | Rate Constraint in MTons | FALSE | L | Annual | Emissions at Affected Plants SO2 | Thousand Tons | 5.7254 | 6.71 | 6.7745 | 6.8617 | 6.0646 | 6.7881 | 6.3881 | 5.37
CSAPR- SO2 Annual- WI | 256 | 6444 | Rate Constraint in MTons | FALSE | L | Annual | Allowances Purchased SO2 | Thousand Tons | 0 | 0 | 0 | 0 | 0 | 0 | 0 | 0
CSAPR- SO2 Annual- WI | 256 | 6444 | Rate Constraint in MTons | FALSE | L | Annual | Allowances Sold SO2 | Thousand Tons | 0 | 0 | 0 | 0 | 0 | 0 | 0 | 0
CSAPR- SO2 Annual- WI | 256 | 6444 | Rate Constraint in MTons | FALSE | L | Annual | Allowances Banked | Thousand Tons | 0 | 0 | 0 | 0 | 0 | 0 | 0 | 0
CSAPR- SO2 Annual- WI | 256 | 6444 | Rate Constraint in MTons | FALSE | L | Annual | Allowances Withdrawn (1:1) | Thousand Tons | 0 | 0 | 0 | 0 | 0 | 0 | 0 | 0
CSAPR- SO2 Annual- WI | 256 | 6444 | Rate Constraint in MTons | FALSE | L | Annual | Allowances Withdrawn (n:1) | Thousand Tons | 0 | 0 | 0 | 0 | 0 | 0 | 0 | 0
CSAPR- SO2 Annual- WI | 256 | 6444 | Rate Constraint in MTons | FALSE | L | Annual | Net Emissions Allowance Position | Thousand Tons | 5.7254 | 6.71 | 6.7745 | 6.8617 | 6.0646 | 6.7881 | 6.3881 | 5.37
CSAPR- SO2 Annual- WI | 256 | 6444 | Rate Constraint in MTons | FALSE | L | Annual | Fuel Consumed | TBtu | 376.4125 | 407.9162 | 409.8102 | 416.8533 | 396.4435 | 441.1265 | 449.8141 | 460.388
CSAPR- SO2 Annual- WI | 256 | 6444 | Rate Constraint in MTons | FALSE | L | Annual | Rate | lb/MMBtu | 0.030421 | 0.032899 | 0.033062 | 0.032921 | 0.030595 | 0.030776 | 0.028403 | 0.023328
CSAPR- SO2 Annual- WI | 256 | 6444 | Rate Constraint in MTons | FALSE | L | Annual | Generation | TWh | 44.8638 | 47.881 | 48.0534 | 48.7083 | 46.6964 | 53.5887 | 56.1119 | 60.6645
CSAPR- SO2 Annual- WI | 256 | 6444 | Rate Constraint in MTons | FALSE | L | Annual | Qualifying Generation | TWh | 44.8638 | 47.881 | 48.0534 | 48.7083 | 46.6964 | 52.664 | 55.0611 | 59.0081
CSAPR- SO2 Annual- WI | 256 | 6444 | Rate Constraint in MTons | FALSE | L | Annual | Rate | lb/MWh | 0.25523 | 0.28028 | 0.28196 | 0.28175 | 0.25974 | 0.25779 | 0.23204 | 0.18201
CSAPR- SO2 Annual- WI | 256 | 6444 | Rate Constraint in MTons | FALSE | L | Annual | Constraint Shadow Price | US2016$/Ton | 0 | 0 | 0 | 0 | 0 | 0 | 0 | 0
CSAPR- SO2 Annual- WV | 257 | 6518 | Rate Constraint in MTons | FALSE | L | Annual | Seasons Included | Seasons | Winter, WintShld, Summer | Winter, WintShld, Summer | Winter, WintShld, Summer | Winter, WintShld, Summer | Winter, WintShld, Summer | Winter, WintShld, Summer | Winter, WintShld, Summer | Winter, WintShld, Summer
CSAPR- SO2 Annual- WV | 257 | 6518 | Rate Constraint in MTons | FALSE | L | Annual | Standard SO2 | Thousand Tons | 89.2882 | 89.2882 | 89.2882 | 89.2882 | 89.2882 | 89.2882 | 89.2882 | 89.2882
CSAPR- SO2 Annual- WV | 257 | 6518 | Rate Constraint in MTons | FALSE | L | Annual | Emissions at Affected Plants SO2 | Thousand Tons | 66.5816 | 42.8243 | 41.4306 | 40.1093 | 25.7597 | 24.8957 | 23.5624 | 17.509
CSAPR- SO2 Annual- WV | 257 | 6518 | Rate Constraint in MTons | FALSE | L | Annual | Allowances Purchased SO2 | Thousand Tons | 0 | 0 | 0 | 0 | 0 | 0 | 0 | 0
CSAPR- SO2 Annual- WV | 257 | 6518 | Rate Constraint in MTons | FALSE | L | Annual | Allowances Sold SO2 | Thousand Tons | 0 | 0 | 0 | 0 | 0 | 0 | 0 | 0
CSAPR- SO2 Annual- WV | 257 | 6518 | Rate Constraint in MTons | FALSE | L | Annual | Allowances Banked | Thousand Tons | 0 | 0 | 0 | 0 | 0 | 0 | 0 | 0
CSAPR- SO2 Annual- WV | 257 | 6518 | Rate Constraint in MTons | FALSE | L | Annual | Allowances Withdrawn (1:1) | Thousand Tons | 0 | 0 | 0 | 0 | 0 | 0 | 0 | 0
CSAPR- SO2 Annual- WV | 257 | 6518 | Rate Constraint in MTons | FALSE | L | Annual | Allowances Withdrawn (n:1) | Thousand Tons | 0 | 0 | 0 | 0 | 0 | 0 | 0 | 0
CSAPR- SO2 Annual- WV | 257 | 6518 | Rate Constraint in MTons | FALSE | L | Annual | Net Emissions Allowance Position | Thousand Tons | 66.5816 | 42.8243 | 41.4306 | 40.1093 | 25.7597 | 24.8957 | 23.5624 | 17.509
CSAPR- SO2 Annual- WV | 257 | 6518 | Rate Constraint in MTons | FALSE | L | Annual | Fuel Consumed | TBtu | 791.7636 | 758.8976 | 728.2115 | 708.3725 | 710.5272 | 832.0828 | 902.5328 | 871.7935
CSAPR- SO2 Annual- WV | 257 | 6518 | Rate Constraint in MTons | FALSE | L | Annual | Rate | lb/MMBtu | 0.16819 | 0.11286 | 0.11379 | 0.11324 | 0.072509 | 0.05984 | 0.052214 | 0.040168
CSAPR- SO2 Annual- WV | 257 | 6518 | Rate Constraint in MTons | FALSE | L | Annual | Generation | TWh | 79.3969 | 76.3934 | 73.3491 | 72.9392 | 119.3602 | 156.6622 | 184.3772 | 205.7255
CSAPR- SO2 Annual- WV | 257 | 6518 | Rate Constraint in MTons | FALSE | L | Annual | Qualifying Generation | TWh | 79.3969 | 76.3934 | 73.3491 | 72.0124 | 87.3128 | 107.0995 | 118.7226 | 118.3465
CSAPR- SO2 Annual- WV | 257 | 6518 | Rate Constraint in MTons | FALSE | L | Annual | Rate | lb/MWh | 1.6772 | 1.1212 | 1.1297 | 1.114 | 0.59006 | 0.46491 | 0.39693 | 0.29589
CSAPR- SO2 Annual- WV | 257 | 6518 | Rate Constraint in MTons | FALSE | L | Annual | Constraint Shadow Price | US2016$/Ton | 0 | 0 | 0 | 0 | 0 | 0 | 0 | 0
CT Fac. Spec. - MER Rate Annual v3.1 | 258 | 1767 | MACT Fuel Choice Floor in lbs/MMBtu | FALSE | L | Annual | Seasons Included | Seasons | Winter, WintShld, Summer | Winter, WintShld, Summer | Winter, WintShld, Summer | Winter, WintShld, Summer | Winter, WintShld, Summer | Winter, WintShld, Summer | Winter, WintShld, Summer | Winter, WintShld, Summer
CT Fac. Spec. - MER Rate Annual v3.1 | 258 | 1767 | MACT Fuel Choice Floor in lbs/MMBtu | FALSE | L | Annual | Emission Floor | lbs/MMBtu | 6e-07 | 6e-07 | 6e-07 | 6e-07 | 6e-07 | 6e-07 | 6e-07 | 6e-07
CT Fac. Spec. - MER Rate Annual v3.1 | 258 | 1767 | MACT Fuel Choice Floor in lbs/MMBtu | FALSE | L | Annual | Emissions at Affected Plants MER | lbs | 0 | 0 | 0 | 0 | 0 | 0 | 0 | 0
CT Fac. Spec. - MER Rate Annual v3.1 | 258 | 1767 | MACT Fuel Choice Floor in lbs/MMBtu | FALSE | L | Annual | Allowances Purchased MER | lbs | 0 | 0 | 0 | 0 | 0 | 0 | 0 | 0
CT Fac. Spec. - MER Rate Annual v3.1 | 258 | 1767 | MACT Fuel Choice Floor in lbs/MMBtu | FALSE | L | Annual | Allowances Sold MER | lbs | 0 | 0 | 0 | 0 | 0 | 0 | 0 | 0
CT Fac. Spec. - MER Rate Annual v3.1 | 258 | 1767 | MACT Fuel Choice Floor in lbs/MMBtu | FALSE | L | Annual | Allowances Banked | lbs | 0 | 0 | 0 | 0 | 0 | 0 | 0 | 0
CT Fac. Spec. - MER Rate Annual v3.1 | 258 | 1767 | MACT Fuel Choice Floor in lbs/MMBtu | FALSE | L | Annual | Allowances Withdrawn (1:1) | lbs | 0 | 0 | 0 | 0 | 0 | 0 | 0 | 0
CT Fac. Spec. - MER Rate Annual v3.1 | 258 | 1767 | MACT Fuel Choice Floor in lbs/MMBtu | FALSE | L | Annual | Allowances Withdrawn (n:1) | lbs | 0 | 0 | 0 | 0 | 0 | 0 | 0 | 0
CT Fac. Spec. - MER Rate Annual v3.1 | 258 | 1767 | MACT Fuel Choice Floor in lbs/MMBtu | FALSE | L | Annual | Net Emissions Allowance Position | lbs | 0 | 0 | 0 | 0 | 0 | 0 | 0 | 0
CT Fac. Spec. - MER Rate Annual v3.1 | 258 | 1767 | MACT Fuel Choice Floor in lbs/MMBtu | FALSE | L | Annual | Fuel Consumed | TBtu | 0 | 0 | 0 | 0 | 0 | 0 | 0 | 0
CT Fac. Spec. - MER Rate Annual v3.1 | 258 | 1767 | MACT Fuel Choice Floor in lbs/MMBtu | FALSE | L | Annual | Rate | lb/MMBtu | 0 | 0 | 0 | 0 | 0 | 0 | 0 | 0
CT Fac. Spec. - MER Rate Annual v3.1 | 258 | 1767 | MACT Fuel Choice Floor in lbs/MMBtu | FALSE | L | Annual | Generation | TWh | 0 | 0 | 0 | 0 | 0 | 0 | 0 | 0
CT Fac. Spec. - MER Rate Annual v3.1 | 258 | 1767 | MACT Fuel Choice Floor in lbs/MMBtu | FALSE | L | Annual | Qualifying Generation | TWh | 0 | 0 | 0 | 0 | 0 | 0 | 0 | 0
CT Fac. Spec. - MER Rate Annual v3.1 | 258 | 1767 | MACT Fuel Choice Floor in lbs/MMBtu | FALSE | L | Annual | Constraint Shadow Price | US2016$/Lb | 0 | 0 | 0 | 0 | 0 | 0 | 0 | 0
CT Fac. Spec. - NOX Rate Winter v.4.10 Final, Unit 1158 and retrofits | 259 | 2270 | Rate Constraint in lbs/MMBtu | FALSE | L | Annual | Seasons Included | Seasons | Winter, WintShld | Winter, WintShld | Winter, WintShld | Winter, WintShld | Winter, WintShld | Winter, WintShld | Winter, WintShld | Winter, WintShld
CT Fac. Spec. - NOX Rate Winter v.4.10 Final, Unit 1158 and retrofits | 259 | 2270 | Rate Constraint in lbs/MMBtu | FALSE | L | Annual | Standard NOX | lb/MMBtu | 0.15 | 0.15 | 0.15 | 0.15 | 0.15 | 0.15 | 0.15 | 0.15
CT Fac. Spec. - NOX Rate Winter v.4.10 Final, Unit 1158 and retrofits | 259 | 2270 | Rate Constraint in lbs/MMBtu | FALSE | L | Annual | Emissions at Affected Plants NOX | Thousand Tons | 0 | 0 | 0 | 0 | 0 | 0 | 0 | 0
CT Fac. Spec. - NOX Rate Winter v.4.10 Final, Unit 1158 and retrofits | 259 | 2270 | Rate Constraint in lbs/MMBtu | FALSE | L | Annual | Allowances Purchased NOX | Thousand Tons | 0 | 0 | 0 | 0 | 0 | 0 | 0 | 0
CT Fac. Spec. - NOX Rate Winter v.4.10 Final, Unit 1158 and retrofits | 259 | 2270 | Rate Constraint in lbs/MMBtu | FALSE | L | Annual | Allowances Sold NOX | Thousand Tons | 0 | 0 | 0 | 0 | 0 | 0 | 0 | 0
CT Fac. Spec. - NOX Rate Winter v.4.10 Final, Unit 1158 and retrofits | 259 | 2270 | Rate Constraint in lbs/MMBtu | FALSE | L | Annual | Allowances Banked | Thousand Tons | 0 | 0 | 0 | 0 | 0 | 0 | 0 | 0
CT Fac. Spec. - NOX Rate Winter v.4.10 Final, Unit 1158 and retrofits | 259 | 2270 | Rate Constraint in lbs/MMBtu | FALSE | L | Annual | Allowances Withdrawn (1:1) | Thousand Tons | 0 | 0 | 0 | 0 | 0 | 0 | 0 | 0
CT Fac. Spec. - NOX Rate Winter v.4.10 Final, Unit 1158 and retrofits | 259 | 2270 | Rate Constraint in lbs/MMBtu | FALSE | L | Annual | Allowances Withdrawn (n:1) | Thousand Tons | 0 | 0 | 0 | 0 | 0 | 0 | 0 | 0
CT Fac. Spec. - NOX Rate Winter v.4.10 Final, Unit 1158 and retrofits | 259 | 2270 | Rate Constraint in lbs/MMBtu | FALSE | L | Annual | Net Emissions Allowance Position | Thousand Tons | 0 | 0 | 0 | 0 | 0 | 0 | 0 | 0
CT Fac. Spec. - NOX Rate Winter v.4.10 Final, Unit 1158 and retrofits | 259 | 2270 | Rate Constraint in lbs/MMBtu | FALSE | L | Annual | Fuel Consumed | TBtu | 0 | 0 | 0 | 0 | 0 | 0 | 0 | 0
CT Fac. Spec. - NOX Rate Winter v.4.10 Final, Unit 1158 and retrofits | 259 | 2270 | Rate Constraint in lbs/MMBtu | FALSE | L | Annual | Rate | lb/MMBtu | 0 | 0 | 0 | 0 | 0 | 0 | 0 | 0
CT Fac. Spec. - NOX Rate Winter v.4.10 Final, Unit 1158 and retrofits | 259 | 2270 | Rate Constraint in lbs/MMBtu | FALSE | L | Annual | Generation | TWh | 0 | 0 | 0 | 0 | 0 | 0 | 0 | 0
CT Fac. Spec. - NOX Rate Winter v.4.10 Final, Unit 1158 and retrofits | 259 | 2270 | Rate Constraint in lbs/MMBtu | FALSE | L | Annual | Qualifying Generation | TWh | 0 | 0 | 0 | 0 | 0 | 0 | 0 | 0
CT Fac. Spec. - NOX Rate Winter v.4.10 Final, Unit 1158 and retrofits | 259 | 2270 | Rate Constraint in lbs/MMBtu | FALSE | L | Annual | Rate | lb/MWh | 0 | 0 | 0 | 0 | 0 | 0 | 0 | 0
CT Fac. Spec. - NOX Rate Winter v.4.10 Final, Unit 1158 and retrofits | 259 | 2270 | Rate Constraint in lbs/MMBtu | FALSE | L | Annual | Constraint Shadow Price | US2016$/Ton | 0 | 0 | 0 | 0 | 0 | 0 | 0 | 0
CT Fac. Spec. - NOX Rate Winter v.4.10 Final, Unit 1159 and retrofits | 260 | 2270 | Rate Constraint in lbs/MMBtu | FALSE | L | Annual | Seasons Included | Seasons | Winter, WintShld | Winter, WintShld | Winter, WintShld | Winter, WintShld | Winter, WintShld | Winter, WintShld | Winter, WintShld | Winter, WintShld
CT Fac. Spec. - NOX Rate Winter v.4.10 Final, Unit 1159 and retrofits | 260 | 2270 | Rate Constraint in lbs/MMBtu | FALSE | L | Annual | Standard NOX | lb/MMBtu | 0.15 | 0.15 | 0.15 | 0.15 | 0.15 | 0.15 | 0.15 | 0.15
CT Fac. Spec. - NOX Rate Winter v.4.10 Final, Unit 1159 and retrofits | 260 | 2270 | Rate Constraint in lbs/MMBtu | FALSE | L | Annual | Emissions at Affected Plants NOX | Thousand Tons | 0 | 0 | 0 | 0 | 0 | 0 | 0 | 0
CT Fac. Spec. - NOX Rate Winter v.4.10 Final, Unit 1159 and retrofits | 260 | 2270 | Rate Constraint in lbs/MMBtu | FALSE | L | Annual | Allowances Purchased NOX | Thousand Tons | 0 | 0 | 0 | 0 | 0 | 0 | 0 | 0
CT Fac. Spec. - NOX Rate Winter v.4.10 Final, Unit 1159 and retrofits | 260 | 2270 | Rate Constraint in lbs/MMBtu | FALSE | L | Annual | Allowances Sold NOX | Thousand Tons | 0 | 0 | 0 | 0 | 0 | 0 | 0 | 0
CT Fac. Spec. - NOX Rate Winter v.4.10 Final, Unit 1159 and retrofits | 260 | 2270 | Rate Constraint in lbs/MMBtu | FALSE | L | Annual | Allowances Banked | Thousand Tons | 0 | 0 | 0 | 0 | 0 | 0 | 0 | 0
CT Fac. Spec. - NOX Rate Winter v.4.10 Final, Unit 1159 and retrofits | 260 | 2270 | Rate Constraint in lbs/MMBtu | FALSE | L | Annual | Allowances Withdrawn (1:1) | Thousand Tons | 0 | 0 | 0 | 0 | 0 | 0 | 0 | 0
CT Fac. Spec. - NOX Rate Winter v.4.10 Final, Unit 1159 and retrofits | 260 | 2270 | Rate Constraint in lbs/MMBtu | FALSE | L | Annual | Allowances Withdrawn (n:1) | Thousand Tons | 0 | 0 | 0 | 0 | 0 | 0 | 0 | 0
CT Fac. Spec. - NOX Rate Winter v.4.10 Final, Unit 1159 and retrofits | 260 | 2270 | Rate Constraint in lbs/MMBtu | FALSE | L | Annual | Net Emissions Allowance Position | Thousand Tons | 0 | 0 | 0 | 0 | 0 | 0 | 0 | 0
CT Fac. Spec. - NOX Rate Winter v.4.10 Final, Unit 1159 and retrofits | 260 | 2270 | Rate Constraint in lbs/MMBtu | FALSE | L | Annual | Fuel Consumed | TBtu | 0 | 0 | 0 | 0 | 0 | 0 | 0 | 0
CT Fac. Spec. - NOX Rate Winter v.4.10 Final, Unit 1159 and retrofits | 260 | 2270 | Rate Constraint in lbs/MMBtu | FALSE | L | Annual | Rate | lb/MMBtu | 0 | 0 | 0 | 0 | 0 | 0 | 0 | 0
CT Fac. Spec. - NOX Rate Winter v.4.10 Final, Unit 1159 and retrofits | 260 | 2270 | Rate Constraint in lbs/MMBtu | FALSE | L | Annual | Generation | TWh | 0 | 0 | 0 | 0 | 0 | 0 | 0 | 0
CT Fac. Spec. - NOX Rate Winter v.4.10 Final, Unit 1159 and retrofits | 260 | 2270 | Rate Constraint in lbs/MMBtu | FALSE | L | Annual | Qualifying Generation | TWh | 0 | 0 | 0 | 0 | 0 | 0 | 0 | 0
CT Fac. Spec. - NOX Rate Winter v.4.10 Final, Unit 1159 and retrofits | 260 | 2270 | Rate Constraint in lbs/MMBtu | FALSE | L | Annual | Rate | lb/MWh | 0 | 0 | 0 | 0 | 0 | 0 | 0 | 0
CT Fac. Spec. - NOX Rate Winter v.4.10 Final, Unit 1159 and retrofits | 260 | 2270 | Rate Constraint in lbs/MMBtu | FALSE | L | Annual | Constraint Shadow Price | US2016$/Ton | 0 | 0 | 0 | 0 | 0 | 0 | 0 | 0
CT Fac. Spec. - NOX Rate Winter v.4.10 Final, Unit 1160 and retrofits | 261 | 2270 | Rate Constraint in lbs/MMBtu | FALSE | L | Annual | Seasons Included | Seasons | Winter, WintShld | Winter, WintShld | Winter, WintShld | Winter, WintShld | Winter, WintShld | Winter, WintShld | Winter, WintShld | Winter, WintShld
CT Fac. Spec. - NOX Rate Winter v.4.10 Final, Unit 1160 and retrofits | 261 | 2270 | Rate Constraint in lbs/MMBtu | FALSE | L | Annual | Standard NOX | lb/MMBtu | 0.15 | 0.15 | 0.15 | 0.15 | 0.15 | 0.15 | 0.15 | 0.15
CT Fac. Spec. - NOX Rate Winter v.4.10 Final, Unit 1160 and retrofits | 261 | 2270 | Rate Constraint in lbs/MMBtu | FALSE | L | Annual | Emissions at Affected Plants NOX | Thousand Tons | 0 | 0 | 0 | 0 | 0 | 0 | 0 | 0
CT Fac. Spec. - NOX Rate Winter v.4.10 Final, Unit 1160 and retrofits | 261 | 2270 | Rate Constraint in lbs/MMBtu | FALSE | L | Annual | Allowances Purchased NOX | Thousand Tons | 0 | 0 | 0 | 0 | 0 | 0 | 0 | 0
CT Fac. Spec. - NOX Rate Winter v.4.10 Final, Unit 1160 and retrofits | 261 | 2270 | Rate Constraint in lbs/MMBtu | FALSE | L | Annual | Allowances Sold NOX | Thousand Tons | 0 | 0 | 0 | 0 | 0 | 0 | 0 | 0
CT Fac. Spec. - NOX Rate Winter v.4.10 Final, Unit 1160 and retrofits | 261 | 2270 | Rate Constraint in lbs/MMBtu | FALSE | L | Annual | Allowances Banked | Thousand Tons | 0 | 0 | 0 | 0 | 0 | 0 | 0 | 0
CT Fac. Spec. - NOX Rate Winter v.4.10 Final, Unit 1160 and retrofits | 261 | 2270 | Rate Constraint in lbs/MMBtu | FALSE | L | Annual | Allowances Withdrawn (1:1) | Thousand Tons | 0 | 0 | 0 | 0 | 0 | 0 | 0 | 0
CT Fac. Spec. - NOX Rate Winter v.4.10 Final, Unit 1160 and retrofits | 261 | 2270 | Rate Constraint in lbs/MMBtu | FALSE | L | Annual | Allowances Withdrawn (n:1) | Thousand Tons | 0 | 0 | 0 | 0 | 0 | 0 | 0 | 0
CT Fac. Spec. - NOX Rate Winter v.4.10 Final, Unit 1160 and retrofits | 261 | 2270 | Rate Constraint in lbs/MMBtu | FALSE | L | Annual | Net Emissions Allowance Position | Thousand Tons | 0 | 0 | 0 | 0 | 0 | 0 | 0 | 0
CT Fac. Spec. - NOX Rate Winter v.4.10 Final, Unit 1160 and retrofits | 261 | 2270 | Rate Constraint in lbs/MMBtu | FALSE | L | Annual | Fuel Consumed | TBtu | 0 | 0 | 0 | 0 | 0 | 0 | 0 | 0
CT Fac. Spec. - NOX Rate Winter v.4.10 Final, Unit 1160 and retrofits | 261 | 2270 | Rate Constraint in lbs/MMBtu | FALSE | L | Annual | Rate | lb/MMBtu | 0 | 0 | 0 | 0 | 0 | 0 | 0 | 0
CT Fac. Spec. - NOX Rate Winter v.4.10 Final, Unit 1160 and retrofits | 261 | 2270 | Rate Constraint in lbs/MMBtu | FALSE | L | Annual | Generation | TWh | 0 | 0 | 0 | 0 | 0 | 0 | 0 | 0
CT Fac. Spec. - NOX Rate Winter v.4.10 Final, Unit 1160 and retrofits | 261 | 2270 | Rate Constraint in lbs/MMBtu | FALSE | L | Annual | Qualifying Generation | TWh | 0 | 0 | 0 | 0 | 0 | 0 | 0 | 0
CT Fac. Spec. - NOX Rate Winter v.4.10 Final, Unit 1160 and retrofits | 261 | 2270 | Rate Constraint in lbs/MMBtu | FALSE | L | Annual | Rate | lb/MWh | 0 | 0 | 0 | 0 | 0 | 0 | 0 | 0
CT Fac. Spec. - NOX Rate Winter v.4.10 Final, Unit 1160 and retrofits | 261 | 2270 | Rate Constraint in lbs/MMBtu | FALSE | L | Annual | Constraint Shadow Price | US2016$/Ton | 0 | 0 | 0 | 0 | 0 | 0 | 0 | 0
CT Fac. Spec. - NOX Rate Winter v.4.10 Final, Unit 1161 and retrofits | 262 | 2270 | Rate Constraint in lbs/MMBtu | FALSE | L | Annual | Seasons Included | Seasons | Winter, WintShld | Winter, WintShld | Winter, WintShld | Winter, WintShld | Winter, WintShld | Winter, WintShld | Winter, WintShld | Winter, WintShld
CT Fac. Spec. - NOX Rate Winter v.4.10 Final, Unit 1161 and retrofits | 262 | 2270 | Rate Constraint in lbs/MMBtu | FALSE | L | Annual | Standard NOX | lb/MMBtu | 0.15 | 0.15 | 0.15 | 0.15 | 0.15 | 0.15 | 0.15 | 0.15
CT Fac. Spec. - NOX Rate Winter v.4.10 Final, Unit 1161 and retrofits | 262 | 2270 | Rate Constraint in lbs/MMBtu | FALSE | L | Annual | Emissions at Affected Plants NOX | Thousand Tons | 0 | 0 | 0 | 0 | 0 | 0 | 0 | 0
CT Fac. Spec. - NOX Rate Winter v.4.10 Final, Unit 1161 and retrofits | 262 | 2270 | Rate Constraint in lbs/MMBtu | FALSE | L | Annual | Allowances Purchased NOX | Thousand Tons | 0 | 0 | 0 | 0 | 0 | 0 | 0 | 0
CT Fac. Spec. - NOX Rate Winter v.4.10 Final, Unit 1161 and retrofits | 262 | 2270 | Rate Constraint in lbs/MMBtu | FALSE | L | Annual | Allowances Sold NOX | Thousand Tons | 0 | 0 | 0 | 0 | 0 | 0 | 0 | 0
CT Fac. Spec. - NOX Rate Winter v.4.10 Final, Unit 1161 and retrofits | 262 | 2270 | Rate Constraint in lbs/MMBtu | FALSE | L | Annual | Allowances Banked | Thousand Tons | 0 | 0 | 0 | 0 | 0 | 0 | 0 | 0
CT Fac. Spec. - NOX Rate Winter v.4.10 Final, Unit 1161 and retrofits | 262 | 2270 | Rate Constraint in lbs/MMBtu | FALSE | L | Annual | Allowances Withdrawn (1:1) | Thousand Tons | 0 | 0 | 0 | 0 | 0 | 0 | 0 | 0
CT Fac. Spec. - NOX Rate Winter v.4.10 Final, Unit 1161 and retrofits | 262 | 2270 | Rate Constraint in lbs/MMBtu | FALSE | L | Annual | Allowances Withdrawn (n:1) | Thousand Tons | 0 | 0 | 0 | 0 | 0 | 0 | 0 | 0
CT Fac. Spec. - NOX Rate Winter v.4.10 Final, Unit 1161 and retrofits | 262 | 2270 | Rate Constraint in lbs/MMBtu | FALSE | L | Annual | Net Emissions Allowance Position | Thousand Tons | 0 | 0 | 0 | 0 | 0 | 0 | 0 | 0
CT Fac. Spec. - NOX Rate Winter v.4.10 Final, Unit 1161 and retrofits | 262 | 2270 | Rate Constraint in lbs/MMBtu | FALSE | L | Annual | Fuel Consumed | TBtu | 0 | 0 | 0 | 0 | 0 | 0 | 0 | 0
CT Fac. Spec. - NOX Rate Winter v.4.10 Final, Unit 1161 and retrofits | 262 | 2270 | Rate Constraint in lbs/MMBtu | FALSE | L | Annual | Rate | lb/MMBtu | 0 | 0 | 0 | 0 | 0 | 0 | 0 | 0
CT Fac. Spec. - NOX Rate Winter v.4.10 Final, Unit 1161 and retrofits | 262 | 2270 | Rate Constraint in lbs/MMBtu | FALSE | L | Annual | Generation | TWh | 0 | 0 | 0 | 0 | 0 | 0 | 0 | 0
CT Fac. Spec. - NOX Rate Winter v.4.10 Final, Unit 1161 and retrofits | 262 | 2270 | Rate Constraint in lbs/MMBtu | FALSE | L | Annual | Qualifying Generation | TWh | 0 | 0 | 0 | 0 | 0 | 0 | 0 | 0
CT Fac. Spec. - NOX Rate Winter v.4.10 Final, Unit 1161 and retrofits | 262 | 2270 | Rate Constraint in lbs/MMBtu | FALSE | L | Annual | Rate | lb/MWh | 0 | 0 | 0 | 0 | 0 | 0 | 0 | 0
CT Fac. Spec. - NOX Rate Winter v.4.10 Final, Unit 1161 and retrofits | 262 | 2270 | Rate Constraint in lbs/MMBtu | FALSE | L | Annual | Constraint Shadow Price | US2016$/Ton | 0 | 0 | 0 | 0 | 0 | 0 | 0 | 0
CT Fac. Spec. - NOX Rate Winter v.4.10 Final, Unit 1162 and retrofits | 263 | 2270 | Rate Constraint in lbs/MMBtu | FALSE | L | Annual | Seasons Included | Seasons | Winter, WintShld | Winter, WintShld | Winter, WintShld | Winter, WintShld | Winter, WintShld | Winter, WintShld | Winter, WintShld | Winter, WintShld
CT Fac. Spec. - NOX Rate Winter v.4.10 Final, Unit 1162 and retrofits | 263 | 2270 | Rate Constraint in lbs/MMBtu | FALSE | L | Annual | Standard NOX | lb/MMBtu | 0.15 | 0.15 | 0.15 | 0.15 | 0.15 | 0.15 | 0.15 | 0.15
CT Fac. Spec. - NOX Rate Winter v.4.10 Final, Unit 1162 and retrofits | 263 | 2270 | Rate Constraint in lbs/MMBtu | FALSE | L | Annual | Emissions at Affected Plants NOX | Thousand Tons | 0 | 0 | 0 | 0 | 0 | 0 | 0 | 0
CT Fac. Spec. - NOX Rate Winter v.4.10 Final, Unit 1162 and retrofits | 263 | 2270 | Rate Constraint in lbs/MMBtu | FALSE | L | Annual | Allowances Purchased NOX | Thousand Tons | 0 | 0 | 0 | 0 | 0 | 0 | 0 | 0
CT Fac. Spec. - NOX Rate Winter v.4.10 Final, Unit 1162 and retrofits | 263 | 2270 | Rate Constraint in lbs/MMBtu | FALSE | L | Annual | Allowances Sold NOX | Thousand Tons | 0 | 0 | 0 | 0 | 0 | 0 | 0 | 0
CT Fac. Spec. - NOX Rate Winter v.4.10 Final, Unit 1162 and retrofits | 263 | 2270 | Rate Constraint in lbs/MMBtu | FALSE | L | Annual | Allowances Banked | Thousand Tons | 0 | 0 | 0 | 0 | 0 | 0 | 0 | 0
CT Fac. Spec. - NOX Rate Winter v.4.10 Final, Unit 1162 and retrofits | 263 | 2270 | Rate Constraint in lbs/MMBtu | FALSE | L | Annual | Allowances Withdrawn (1:1) | Thousand Tons | 0 | 0 | 0 | 0 | 0 | 0 | 0 | 0
CT Fac. Spec. - NOX Rate Winter v.4.10 Final, Unit 1162 and retrofits | 263 | 2270 | Rate Constraint in lbs/MMBtu | FALSE | L | Annual | Allowances Withdrawn (n:1) | Thousand Tons | 0 | 0 | 0 | 0 | 0 | 0 | 0 | 0
CT Fac. Spec. - NOX Rate Winter v.4.10 Final, Unit 1162 and retrofits | 263 | 2270 | Rate Constraint in lbs/MMBtu | FALSE | L | Annual | Net Emissions Allowance Position | Thousand Tons | 0 | 0 | 0 | 0 | 0 | 0 | 0 | 0
CT Fac. Spec. - NOX Rate Winter v.4.10 Final, Unit 1162 and retrofits | 263 | 2270 | Rate Constraint in lbs/MMBtu | FALSE | L | Annual | Fuel Consumed | TBtu | 0 | 0 | 0 | 0 | 0 | 0 | 0 | 0
CT Fac. Spec. - NOX Rate Winter v.4.10 Final, Unit 1162 and retrofits | 263 | 2270 | Rate Constraint in lbs/MMBtu | FALSE | L | Annual | Rate | lb/MMBtu | 0 | 0 | 0 | 0 | 0 | 0 | 0 | 0
CT Fac. Spec. - NOX Rate Winter v.4.10 Final, Unit 1162 and retrofits | 263 | 2270 | Rate Constraint in lbs/MMBtu | FALSE | L | Annual | Generation | TWh | 0 | 0 | 0 | 0 | 0 | 0 | 0 | 0
CT Fac. Spec. - NOX Rate Winter v.4.10 Final, Unit 1162 and retrofits | 263 | 2270 | Rate Constraint in lbs/MMBtu | FALSE | L | Annual | Qualifying Generation | TWh | 0 | 0 | 0 | 0 | 0 | 0 | 0 | 0
CT Fac. Spec. - NOX Rate Winter v.4.10 Final, Unit 1162 and retrofits | 263 | 2270 | Rate Constraint in lbs/MMBtu | FALSE | L | Annual | Rate | lb/MWh | 0 | 0 | 0 | 0 | 0 | 0 | 0 | 0
CT Fac. Spec. - NOX Rate Winter v.4.10 Final, Unit 1162 and retrofits | 263 | 2270 | Rate Constraint in lbs/MMBtu | FALSE | L | Annual | Constraint Shadow Price | US2016$/Ton | 0 | 0 | 0 | 0 | 0 | 0 | 0 | 0
CT Fac. Spec. - NOX Rate Winter v.4.10 Final, Unit 1163 and retrofits | 264 | 2270 | Rate Constraint in lbs/MMBtu | FALSE | L | Annual | Seasons Included | Seasons | Winter, WintShld | Winter, WintShld | Winter, WintShld | Winter, WintShld | Winter, WintShld | Winter, WintShld | Winter, WintShld | Winter, WintShld
CT Fac. Spec. - NOX Rate Winter v.4.10 Final, Unit 1163 and retrofits | 264 | 2270 | Rate Constraint in lbs/MMBtu | FALSE | L | Annual | Standard NOX | lb/MMBtu | 0.15 | 0.15 | 0.15 | 0.15 | 0.15 | 0.15 | 0.15 | 0.15
CT Fac. Spec. - NOX Rate Winter v.4.10 Final, Unit 1163 and retrofits | 264 | 2270 | Rate Constraint in lbs/MMBtu | FALSE | L | Annual | Emissions at Affected Plants NOX | Thousand Tons | 0 | 0 | 0 | 0 | 0 | 0 | 0 | 0
CT Fac. Spec. - NOX Rate Winter v.4.10 Final, Unit 1163 and retrofits | 264 | 2270 | Rate Constraint in lbs/MMBtu | FALSE | L | Annual | Allowances Purchased NOX | Thousand Tons | 0 | 0 | 0 | 0 | 0 | 0 | 0 | 0
CT Fac. Spec. - NOX Rate Winter v.4.10 Final, Unit 1163 and retrofits | 264 | 2270 | Rate Constraint in lbs/MMBtu | FALSE | L | Annual | Allowances Sold NOX | Thousand Tons | 0 | 0 | 0 | 0 | 0 | 0 | 0 | 0
CT Fac. Spec. - NOX Rate Winter v.4.10 Final, Unit 1163 and retrofits | 264 | 2270 | Rate Constraint in lbs/MMBtu | FALSE | L | Annual | Allowances Banked | Thousand Tons | 0 | 0 | 0 | 0 | 0 | 0 | 0 | 0
CT Fac. Spec. - NOX Rate Winter v.4.10 Final, Unit 1163 and retrofits | 264 | 2270 | Rate Constraint in lbs/MMBtu | FALSE | L | Annual | Allowances Withdrawn (1:1) | Thousand Tons | 0 | 0 | 0 | 0 | 0 | 0 | 0 | 0
CT Fac. Spec. - NOX Rate Winter v.4.10 Final, Unit 1163 and retrofits | 264 | 2270 | Rate Constraint in lbs/MMBtu | FALSE | L | Annual | Allowances Withdrawn (n:1) | Thousand Tons | 0 | 0 | 0 | 0 | 0 | 0 | 0 | 0
CT Fac. Spec. - NOX Rate Winter v.4.10 Final, Unit 1163 and retrofits | 264 | 2270 | Rate Constraint in lbs/MMBtu | FALSE | L | Annual | Net Emissions Allowance Position | Thousand Tons | 0 | 0 | 0 | 0 | 0 | 0 | 0 | 0
CT Fac. Spec. - NOX Rate Winter v.4.10 Final, Unit 1163 and retrofits | 264 | 2270 | Rate Constraint in lbs/MMBtu | FALSE | L | Annual | Fuel Consumed | TBtu | 0 | 0 | 0 | 0 | 0 | 0 | 0 | 0
CT Fac. Spec. - NOX Rate Winter v.4.10 Final, Unit 1163 and retrofits | 264 | 2270 | Rate Constraint in lbs/MMBtu | FALSE | L | Annual | Rate | lb/MMBtu | 0 | 0 | 0 | 0 | 0 | 0 | 0 | 0
CT Fac. Spec. - NOX Rate Winter v.4.10 Final, Unit 1163 and retrofits | 264 | 2270 | Rate Constraint in lbs/MMBtu | FALSE | L | Annual | Generation | TWh | 0 | 0 | 0 | 0 | 0 | 0 | 0 | 0
CT Fac. Spec. - NOX Rate Winter v.4.10 Final, Unit 1163 and retrofits | 264 | 2270 | Rate Constraint in lbs/MMBtu | FALSE | L | Annual | Qualifying Generation | TWh | 0 | 0 | 0 | 0 | 0 | 0 | 0 | 0
CT Fac. Spec. - NOX Rate Winter v.4.10 Final, Unit 1163 and retrofits | 264 | 2270 | Rate Constraint in lbs/MMBtu | FALSE | L | Annual | Rate | lb/MWh | 0 | 0 | 0 | 0 | 0 | 0 | 0 | 0
CT Fac. Spec. - NOX Rate Winter v.4.10 Final, Unit 1163 and retrofits | 264 | 2270 | Rate Constraint in lbs/MMBtu | FALSE | L | Annual | Constraint Shadow Price | US2016$/Ton | 0 | 0 | 0 | 0 | 0 | 0 | 0 | 0
CT Fac. Spec. - NOX Rate Winter v.4.10 Final, Unit 1164 and retrofits | 265 | 2270 | Rate Constraint in lbs/MMBtu | FALSE | L | Annual | Seasons Included | Seasons | Winter, WintShld | Winter, WintShld | Winter, WintShld | Winter, WintShld | Winter, WintShld | Winter, WintShld | Winter, WintShld | Winter, WintShld
CT Fac. Spec. - NOX Rate Winter v.4.10 Final, Unit 1164 and retrofits | 265 | 2270 | Rate Constraint in lbs/MMBtu | FALSE | L | Annual | Standard NOX | lb/MMBtu | 0.15 | 0.15 | 0.15 | 0.15 | 0.15 | 0.15 | 0.15 | 0.15
CT Fac. Spec. - NOX Rate Winter v.4.10 Final, Unit 1164 and retrofits | 265 | 2270 | Rate Constraint in lbs/MMBtu | FALSE | L | Annual | Emissions at Affected Plants NOX | Thousand Tons | 0 | 0 | 0 | 0 | 0 | 0 | 0 | 0
CT Fac. Spec. - NOX Rate Winter v.4.10 Final, Unit 1164 and retrofits | 265 | 2270 | Rate Constraint in lbs/MMBtu | FALSE | L | Annual | Allowances Purchased NOX | Thousand Tons | 0 | 0 | 0 | 0 | 0 | 0 | 0 | 0
CT Fac. Spec. - NOX Rate Winter v.4.10 Final, Unit 1164 and retrofits | 265 | 2270 | Rate Constraint in lbs/MMBtu | FALSE | L | Annual | Allowances Sold NOX | Thousand Tons | 0 | 0 | 0 | 0 | 0 | 0 | 0 | 0
CT Fac. Spec. - NOX Rate Winter v.4.10 Final, Unit 1164 and retrofits | 265 | 2270 | Rate Constraint in lbs/MMBtu | FALSE | L | Annual | Allowances Banked | Thousand Tons | 0 | 0 | 0 | 0 | 0 | 0 | 0 | 0
CT Fac. Spec. - NOX Rate Winter v.4.10 Final, Unit 1164 and retrofits | 265 | 2270 | Rate Constraint in lbs/MMBtu | FALSE | L | Annual | Allowances Withdrawn (1:1) | Thousand Tons | 0 | 0 | 0 | 0 | 0 | 0 | 0 | 0
CT Fac. Spec. - NOX Rate Winter v.4.10 Final, Unit 1164 and retrofits | 265 | 2270 | Rate Constraint in lbs/MMBtu | FALSE | L | Annual | Allowances Withdrawn (n:1) | Thousand Tons | 0 | 0 | 0 | 0 | 0 | 0 | 0 | 0
CT Fac. Spec. - NOX Rate Winter v.4.10 Final, Unit 1164 and retrofits | 265 | 2270 | Rate Constraint in lbs/MMBtu | FALSE | L | Annual | Net Emissions Allowance Position | Thousand Tons | 0 | 0 | 0 | 0 | 0 | 0 | 0 | 0
CT Fac. Spec. - NOX Rate Winter v.4.10 Final, Unit 1164 and retrofits | 265 | 2270 | Rate Constraint in lbs/MMBtu | FALSE | L | Annual | Fuel Consumed | TBtu | 0 | 0 | 0 | 0 | 0 | 0 | 0 | 0
CT Fac. Spec. - NOX Rate Winter v.4.10 Final, Unit 1164 and retrofits | 265 | 2270 | Rate Constraint in lbs/MMBtu | FALSE | L | Annual | Rate | lb/MMBtu | 0 | 0 | 0 | 0 | 0 | 0 | 0 | 0
CT Fac. Spec. - NOX Rate Winter v.4.10 Final, Unit 1164 and retrofits | 265 | 2270 | Rate Constraint in lbs/MMBtu | FALSE | L | Annual | Generation | TWh | 0 | 0 | 0 | 0 | 0 | 0 | 0 | 0
CT Fac. Spec. - NOX Rate Winter v.4.10 Final, Unit 1164 and retrofits | 265 | 2270 | Rate Constraint in lbs/MMBtu | FALSE | L | Annual | Qualifying Generation | TWh | 0 | 0 | 0 | 0 | 0 | 0 | 0 | 0
CT Fac. Spec. - NOX Rate Winter v.4.10 Final, Unit 1164 and retrofits | 265 | 2270 | Rate Constraint in lbs/MMBtu | FALSE | L | Annual | Rate | lb/MWh | 0 | 0 | 0 | 0 | 0 | 0 | 0 | 0
CT Fac. Spec. - NOX Rate Winter v.4.10 Final, Unit 1164 and retrofits | 265 | 2270 | Rate Constraint in lbs/MMBtu | FALSE | L | Annual | Constraint Shadow Price | US2016$/Ton | 0 | 0 | 0 | 0 | 0 | 0 | 0 | 0
CT Fac. Spec. - NOX Rate Winter v.4.10 Final, Unit 1165 and retrofits | 266 | 2270 | Rate Constraint in lbs/MMBtu | FALSE | L | Annual | Seasons Included | Seasons | Winter, WintShld | Winter, WintShld | Winter, WintShld | Winter, WintShld | Winter, WintShld | Winter, WintShld | Winter, WintShld | Winter, WintShld
CT Fac. Spec. - NOX Rate Winter v.4.10 Final, Unit 1165 and retrofits | 266 | 2270 | Rate Constraint in lbs/MMBtu | FALSE | L | Annual | Standard NOX | lb/MMBtu | 0.15 | 0.15 | 0.15 | 0.15 | 0.15 | 0.15 | 0.15 | 0.15
CT Fac. Spec. - NOX Rate Winter v.4.10 Final, Unit 1165 and retrofits | 266 | 2270 | Rate Constraint in lbs/MMBtu | FALSE | L | Annual | Emissions at Affected Plants NOX | Thousand Tons | 0 | 0 | 0 | 0 | 0 | 0 | 0 | 0
CT Fac. Spec. - NOX Rate Winter v.4.10 Final, Unit 1165 and retrofits | 266 | 2270 | Rate Constraint in lbs/MMBtu | FALSE | L | Annual | Allowances Purchased NOX | Thousand Tons | 0 | 0 | 0 | 0 | 0 | 0 | 0 | 0
CT Fac. Spec. - NOX Rate Winter v.4.10 Final, Unit 1165 and retrofits | 266 | 2270 | Rate Constraint in lbs/MMBtu | FALSE | L | Annual | Allowances Sold NOX | Thousand Tons | 0 | 0 | 0 | 0 | 0 | 0 | 0 | 0
CT Fac. Spec. - NOX Rate Winter v.4.10 Final, Unit 1165 and retrofits | 266 | 2270 | Rate Constraint in lbs/MMBtu | FALSE | L | Annual | Allowances Banked | Thousand Tons | 0 | 0 | 0 | 0 | 0 | 0 | 0 | 0
CT Fac. Spec. - NOX Rate Winter v.4.10 Final, Unit 1165 and retrofits | 266 | 2270 | Rate Constraint in lbs/MMBtu | FALSE | L | Annual | Allowances Withdrawn (1:1) | Thousand Tons | 0 | 0 | 0 | 0 | 0 | 0 | 0 | 0
CT Fac. Spec. - NOX Rate Winter v.4.10 Final, Unit 1165 and retrofits | 266 | 2270 | Rate Constraint in lbs/MMBtu | FALSE | L | Annual | Allowances Withdrawn (n:1) | Thousand Tons | 0 | 0 | 0 | 0 | 0 | 0 | 0 | 0
CT Fac. Spec. - NOX Rate Winter v.4.10 Final, Unit 1165 and retrofits | 266 | 2270 | Rate Constraint in lbs/MMBtu | FALSE | L | Annual | Net Emissions Allowance Position | Thousand Tons | 0 | 0 | 0 | 0 | 0 | 0 | 0 | 0
CT Fac. Spec. - NOX Rate Winter v.4.10 Final, Unit 1165 and retrofits | 266 | 2270 | Rate Constraint in lbs/MMBtu | FALSE | L | Annual | Fuel Consumed | TBtu | 0 | 0 | 0 | 0 | 0 | 0 | 0 | 0
CT Fac. Spec. - NOX Rate Winter v.4.10 Final, Unit 1165 and retrofits | 266 | 2270 | Rate Constraint in lbs/MMBtu | FALSE | L | Annual | Rate | lb/MMBtu | 0 | 0 | 0 | 0 | 0 | 0 | 0 | 0
CT Fac. Spec. - NOX Rate Winter v.4.10 Final, Unit 1165 and retrofits | 266 | 2270 | Rate Constraint in lbs/MMBtu | FALSE | L | Annual | Generation | TWh | 0 | 0 | 0 | 0 | 0 | 0 | 0 | 0
CT Fac. Spec. - NOX Rate Winter v.4.10 Final, Unit 1165 and retrofits | 266 | 2270 | Rate Constraint in lbs/MMBtu | FALSE | L | Annual | Qualifying Generation | TWh | 0 | 0 | 0 | 0 | 0 | 0 | 0 | 0
CT Fac. Spec. - NOX Rate Winter v.4.10 Final, Unit 1165 and retrofits | 266 | 2270 | Rate Constraint in lbs/MMBtu | FALSE | L | Annual | Rate | lb/MWh | 0 | 0 | 0 | 0 | 0 | 0 | 0 | 0
CT Fac. Spec. - NOX Rate Winter v.4.10 Final, Unit 1165 and retrofits | 266 | 2270 | Rate Constraint in lbs/MMBtu | FALSE | L | Annual | Constraint Shadow Price | US2016$/Ton | 0 | 0 | 0 | 0 | 0 | 0 | 0 | 0
CT Fac. Spec. - NOX Rate Winter v.4.10 Final, Unit 1166 and retrofits | 267 | 2270 | Rate Constraint in lbs/MMBtu | FALSE | L | Annual | Seasons Included | Seasons | Winter, WintShld | Winter, WintShld | Winter, WintShld | Winter, WintShld | Winter, WintShld | Winter, WintShld | Winter, WintShld | Winter, WintShld
CT Fac. Spec. - NOX Rate Winter v.4.10 Final, Unit 1166 and retrofits | 267 | 2270 | Rate Constraint in lbs/MMBtu | FALSE | L | Annual | Standard NOX | lb/MMBtu | 0.15 | 0.15 | 0.15 | 0.15 | 0.15 | 0.15 | 0.15 | 0.15
CT Fac. Spec. - NOX Rate Winter v.4.10 Final, Unit 1166 and retrofits | 267 | 2270 | Rate Constraint in lbs/MMBtu | FALSE | L | Annual | Emissions at Affected Plants NOX | Thousand Tons | 0 | 0 | 0 | 0 | 0 | 0 | 0 | 0
CT Fac. Spec. - NOX Rate Winter v.4.10 Final, Unit 1166 and retrofits | 267 | 2270 | Rate Constraint in lbs/MMBtu | FALSE | L | Annual | Allowances Purchased NOX | Thousand Tons | 0 | 0 | 0 | 0 | 0 | 0 | 0 | 0
CT Fac. Spec. - NOX Rate Winter v.4.10 Final, Unit 1166 and retrofits | 267 | 2270 | Rate Constraint in lbs/MMBtu | FALSE | L | Annual | Allowances Sold NOX | Thousand Tons | 0 | 0 | 0 | 0 | 0 | 0 | 0 | 0
CT Fac. Spec. - NOX Rate Winter v.4.10 Final, Unit 1166 and retrofits | 267 | 2270 | Rate Constraint in lbs/MMBtu | FALSE | L | Annual | Allowances Banked | Thousand Tons | 0 | 0 | 0 | 0 | 0 | 0 | 0 | 0
CT Fac. Spec. - NOX Rate Winter v.4.10 Final, Unit 1166 and retrofits | 267 | 2270 | Rate Constraint in lbs/MMBtu | FALSE | L | Annual | Allowances Withdrawn (1:1) | Thousand Tons | 0 | 0 | 0 | 0 | 0 | 0 | 0 | 0
CT Fac. Spec. - NOX Rate Winter v.4.10 Final, Unit 1166 and retrofits | 267 | 2270 | Rate Constraint in lbs/MMBtu | FALSE | L | Annual | Allowances Withdrawn (n:1) | Thousand Tons | 0 | 0 | 0 | 0 | 0 | 0 | 0 | 0
CT Fac. Spec. - NOX Rate Winter v.4.10 Final, Unit 1166 and retrofits | 267 | 2270 | Rate Constraint in lbs/MMBtu | FALSE | L | Annual | Net Emissions Allowance Position | Thousand Tons | 0 | 0 | 0 | 0 | 0 | 0 | 0 | 0
CT Fac. Spec. - NOX Rate Winter v.4.10 Final, Unit 1166 and retrofits | 267 | 2270 | Rate Constraint in lbs/MMBtu | FALSE | L | Annual | Fuel Consumed | TBtu | 0 | 0 | 0 | 0 | 0 | 0 | 0 | 0
CT Fac. Spec. - NOX Rate Winter v.4.10 Final, Unit 1166 and retrofits | 267 | 2270 | Rate Constraint in lbs/MMBtu | FALSE | L | Annual | Rate | lb/MMBtu | 0 | 0 | 0 | 0 | 0 | 0 | 0 | 0
CT Fac. Spec. - NOX Rate Winter v.4.10 Final, Unit 1166 and retrofits | 267 | 2270 | Rate Constraint in lbs/MMBtu | FALSE | L | Annual | Generation | TWh | 0 | 0 | 0 | 0 | 0 | 0 | 0 | 0
CT Fac. Spec. - NOX Rate Winter v.4.10 Final, Unit 1166 and retrofits | 267 | 2270 | Rate Constraint in lbs/MMBtu | FALSE | L | Annual | Qualifying Generation | TWh | 0 | 0 | 0 | 0 | 0 | 0 | 0 | 0
CT Fac. Spec. - NOX Rate Winter v.4.10 Final, Unit 1166 and retrofits | 267 | 2270 | Rate Constraint in lbs/MMBtu | FALSE | L | Annual | Rate | lb/MWh | 0 | 0 | 0 | 0 | 0 | 0 | 0 | 0
CT Fac. Spec. - NOX Rate Winter v.4.10 Final, Unit 1166 and retrofits | 267 | 2270 | Rate Constraint in lbs/MMBtu | FALSE | L | Annual | Constraint Shadow Price | US2016$/Ton | 0 | 0 | 0 | 0 | 0 | 0 | 0 | 0
CT Fac. Spec. - NOX Rate Winter v.4.10 Final, Unit 1169 and retrofits | 268 | 2270 | Rate Constraint in lbs/MMBtu | FALSE | L | Annual | Seasons Included | Seasons | Winter, WintShld | Winter, WintShld | Winter, WintShld | Winter, WintShld | Winter, WintShld | Winter, WintShld | Winter, WintShld | Winter, WintShld
CT Fac. Spec. - NOX Rate Winter v.4.10 Final, Unit 1169 and retrofits | 268 | 2270 | Rate Constraint in lbs/MMBtu | FALSE | L | Annual | Standard NOX | lb/MMBtu | 0.15 | 0.15 | 0.15 | 0.15 | 0.15 | 0.15 | 0.15 | 0.15
CT Fac. Spec. - NOX Rate Winter v.4.10 Final, Unit 1169 and retrofits | 268 | 2270 | Rate Constraint in lbs/MMBtu | FALSE | L | Annual | Emissions at Affected Plants NOX | Thousand Tons | 0 | 0 | 0 | 0 | 0 | 0 | 0 | 0
CT Fac. Spec. - NOX Rate Winter v.4.10 Final, Unit 1169 and retrofits | 268 | 2270 | Rate Constraint in lbs/MMBtu | FALSE | L | Annual | Allowances Purchased NOX | Thousand Tons | 0 | 0 | 0 | 0 | 0 | 0 | 0 | 0
CT Fac. Spec. - NOX Rate Winter v.4.10 Final, Unit 1169 and retrofits | 268 | 2270 | Rate Constraint in lbs/MMBtu | FALSE | L | Annual | Allowances Sold NOX | Thousand Tons | 0 | 0 | 0 | 0 | 0 | 0 | 0 | 0
CT Fac. Spec. - NOX Rate Winter v.4.10 Final, Unit 1169 and retrofits | 268 | 2270 | Rate Constraint in lbs/MMBtu | FALSE | L | Annual | Allowances Banked | Thousand Tons | 0 | 0 | 0 | 0 | 0 | 0 | 0 | 0
CT Fac. Spec. - NOX Rate Winter v.4.10 Final, Unit 1169 and retrofits | 268 | 2270 | Rate Constraint in lbs/MMBtu | FALSE | L | Annual | Allowances Withdrawn (1:1) | Thousand Tons | 0 | 0 | 0 | 0 | 0 | 0 | 0 | 0
CT Fac. Spec. - NOX Rate Winter v.4.10 Final, Unit 1169 and retrofits | 268 | 2270 | Rate Constraint in lbs/MMBtu | FALSE | L | Annual | Allowances Withdrawn (n:1) | Thousand Tons | 0 | 0 | 0 | 0 | 0 | 0 | 0 | 0
CT Fac. Spec. - NOX Rate Winter v.4.10 Final, Unit 1169 and retrofits | 268 | 2270 | Rate Constraint in lbs/MMBtu | FALSE | L | Annual | Net Emissions Allowance Position | Thousand Tons | 0 | 0 | 0 | 0 | 0 | 0 | 0 | 0
CT Fac. Spec. - NOX Rate Winter v.4.10 Final, Unit 1169 and retrofits | 268 | 2270 | Rate Constraint in lbs/MMBtu | FALSE | L | Annual | Fuel Consumed | TBtu | 0 | 0 | 0 | 0 | 0 | 0 | 0 | 0
CT Fac. Spec. - NOX Rate Winter v.4.10 Final, Unit 1169 and retrofits | 268 | 2270 | Rate Constraint in lbs/MMBtu | FALSE | L | Annual | Rate | lb/MMBtu | 0 | 0 | 0 | 0 | 0 | 0 | 0 | 0
CT Fac. Spec. - NOX Rate Winter v.4.10 Final, Unit 1169 and retrofits | 268 | 2270 | Rate Constraint in lbs/MMBtu | FALSE | L | Annual | Generation | TWh | 0 | 0 | 0 | 0 | 0 | 0 | 0 | 0
CT Fac. Spec. - NOX Rate Winter v.4.10 Final, Unit 1169 and retrofits | 268 | 2270 | Rate Constraint in lbs/MMBtu | FALSE | L | Annual | Qualifying Generation | TWh | 0 | 0 | 0 | 0 | 0 | 0 | 0 | 0
CT Fac. Spec. - NOX Rate Winter v.4.10 Final, Unit 1169 and retrofits | 268 | 2270 | Rate Constraint in lbs/MMBtu | FALSE | L | Annual | Rate | lb/MWh | 0 | 0 | 0 | 0 | 0 | 0 | 0 | 0
CT Fac. Spec. - NOX Rate Winter v.4.10 Final, Unit 1169 and retrofits | 268 | 2270 | Rate Constraint in lbs/MMBtu | FALSE | L | Annual | Constraint Shadow Price | US2016$/Ton | 0 | 0 | 0 | 0 | 0 | 0 | 0 | 0
CT Fac. Spec. - NOX Rate Winter v.4.10 Final, Unit 1177 and retrofits | 269 | 2270 | Rate Constraint in lbs/MMBtu | FALSE | L | Annual | Seasons Included | Seasons | Winter, WintShld | Winter, WintShld | Winter, WintShld | Winter, WintShld | Winter, WintShld | Winter, WintShld | Winter, WintShld | Winter, WintShld
CT Fac. Spec. - NOX Rate Winter v.4.10 Final, Unit 1177 and retrofits | 269 | 2270 | Rate Constraint in lbs/MMBtu | FALSE | L | Annual | Standard NOX | lb/MMBtu | 0.15 | 0.15 | 0.15 | 0.15 | 0.15 | 0.15 | 0.15 | 0.15
CT Fac. Spec. - NOX Rate Winter v.4.10 Final, Unit 1177 and retrofits | 269 | 2270 | Rate Constraint in lbs/MMBtu | FALSE | L | Annual | Emissions at Affected Plants NOX | Thousand Tons | 0 | 0 | 0 | 0 | 0 | 0 | 0 | 0
CT Fac. Spec. - NOX Rate Winter v.4.10 Final, Unit 1177 and retrofits | 269 | 2270 | Rate Constraint in lbs/MMBtu | FALSE | L | Annual | Allowances Purchased NOX | Thousand Tons | 0 | 0 | 0 | 0 | 0 | 0 | 0 | 0
CT Fac. Spec. - NOX Rate Winter v.4.10 Final, Unit 1177 and retrofits | 269 | 2270 | Rate Constraint in lbs/MMBtu | FALSE | L | Annual | Allowances Sold NOX | Thousand Tons | 0 | 0 | 0 | 0 | 0 | 0 | 0 | 0
CT Fac. Spec. - NOX Rate Winter v.4.10 Final, Unit 1177 and retrofits | 269 | 2270 | Rate Constraint in lbs/MMBtu | FALSE | L | Annual | Allowances Banked | Thousand Tons | 0 | 0 | 0 | 0 | 0 | 0 | 0 | 0
CT Fac. Spec. - NOX Rate Winter v.4.10 Final, Unit 1177 and retrofits | 269 | 2270 | Rate Constraint in lbs/MMBtu | FALSE | L | Annual | Allowances Withdrawn (1:1) | Thousand Tons | 0 | 0 | 0 | 0 | 0 | 0 | 0 | 0
CT Fac. Spec. - NOX Rate Winter v.4.10 Final, Unit 1177 and retrofits | 269 | 2270 | Rate Constraint in lbs/MMBtu | FALSE | L | Annual | Allowances Withdrawn (n:1) | Thousand Tons | 0 | 0 | 0 | 0 | 0 | 0 | 0 | 0
CT Fac. Spec. - NOX Rate Winter v.4.10 Final, Unit 1177 and retrofits | 269 | 2270 | Rate Constraint in lbs/MMBtu | FALSE | L | Annual | Net Emissions Allowance Position | Thousand Tons | 0 | 0 | 0 | 0 | 0 | 0 | 0 | 0
CT Fac. Spec. - NOX Rate Winter v.4.10 Final, Unit 1177 and retrofits | 269 | 2270 | Rate Constraint in lbs/MMBtu | FALSE | L | Annual | Fuel Consumed | TBtu | 0 | 0 | 0 | 0 | 0 | 0 | 0 | 0
CT Fac. Spec. - NOX Rate Winter v.4.10 Final, Unit 1177 and retrofits | 269 | 2270 | Rate Constraint in lbs/MMBtu | FALSE | L | Annual | Rate | lb/MMBtu | 0 | 0 | 0 | 0 | 0 | 0 | 0 | 0
CT Fac. Spec. - NOX Rate Winter v.4.10 Final, Unit 1177 and retrofits | 269 | 2270 | Rate Constraint in lbs/MMBtu | FALSE | L | Annual | Generation | TWh | 0 | 0 | 0 | 0 | 0 | 0 | 0 | 0
CT Fac. Spec. - NOX Rate Winter v.4.10 Final, Unit 1177 and retrofits | 269 | 2270 | Rate Constraint in lbs/MMBtu | FALSE | L | Annual | Qualifying Generation | TWh | 0 | 0 | 0 | 0 | 0 | 0 | 0 | 0
CT Fac. Spec. - NOX Rate Winter v.4.10 Final, Unit 1177 and retrofits | 269 | 2270 | Rate Constraint in lbs/MMBtu | FALSE | L | Annual | Rate | lb/MWh | 0 | 0 | 0 | 0 | 0 | 0 | 0 | 0
CT Fac. Spec. - NOX Rate Winter v.4.10 Final, Unit 1177 and retrofits | 269 | 2270 | Rate Constraint in lbs/MMBtu | FALSE | L | Annual | Constraint Shadow Price | US2016$/Ton | 0 | 0 | 0 | 0 | 0 | 0 | 0 | 0
CT Fac. Spec. - NOX Rate Winter v.4.10 Final, Unit 1178 and retrofits | 270 | 2270 | Rate Constraint in lbs/MMBtu | FALSE | L | Annual | Seasons Included | Seasons | Winter, WintShld | Winter, WintShld | Winter, WintShld | Winter, WintShld | Winter, WintShld | Winter, WintShld | Winter, WintShld | Winter, WintShld
CT Fac. Spec. - NOX Rate Winter v.4.10 Final, Unit 1178 and retrofits | 270 | 2270 | Rate Constraint in lbs/MMBtu | FALSE | L | Annual | Standard NOX | lb/MMBtu | 0.15 | 0.15 | 0.15 | 0.15 | 0.15 | 0.15 | 0.15 | 0.15
CT Fac. Spec. - NOX Rate Winter v.4.10 Final, Unit 1178 and retrofits | 270 | 2270 | Rate Constraint in lbs/MMBtu | FALSE | L | Annual | Emissions at Affected Plants NOX | Thousand Tons | 0 | 0 | 0 | 0 | 0 | 0 | 0 | 0
CT Fac. Spec. - NOX Rate Winter v.4.10 Final, Unit 1178 and retrofits | 270 | 2270 | Rate Constraint in lbs/MMBtu | FALSE | L | Annual | Allowances Purchased NOX | Thousand Tons | 0 | 0 | 0 | 0 | 0 | 0 | 0 | 0
CT Fac. Spec. - NOX Rate Winter v.4.10 Final, Unit 1178 and retrofits | 270 | 2270 | Rate Constraint in lbs/MMBtu | FALSE | L | Annual | Allowances Sold NOX | Thousand Tons | 0 | 0 | 0 | 0 | 0 | 0 | 0 | 0
CT Fac. Spec. - NOX Rate Winter v.4.10 Final, Unit 1178 and retrofits | 270 | 2270 | Rate Constraint in lbs/MMBtu | FALSE | L | Annual | Allowances Banked | Thousand Tons | 0 | 0 | 0 | 0 | 0 | 0 | 0 | 0
CT Fac. Spec. - NOX Rate Winter v.4.10 Final, Unit 1178 and retrofits | 270 | 2270 | Rate Constraint in lbs/MMBtu | FALSE | L | Annual | Allowances Withdrawn (1:1) | Thousand Tons | 0 | 0 | 0 | 0 | 0 | 0 | 0 | 0
CT Fac. Spec. - NOX Rate Winter v.4.10 Final, Unit 1178 and retrofits | 270 | 2270 | Rate Constraint in lbs/MMBtu | FALSE | L | Annual | Allowances Withdrawn (n:1) | Thousand Tons | 0 | 0 | 0 | 0 | 0 | 0 | 0 | 0
CT Fac. Spec. - NOX Rate Winter v.4.10 Final, Unit 1178 and retrofits | 270 | 2270 | Rate Constraint in lbs/MMBtu | FALSE | L | Annual | Net Emissions Allowance Position | Thousand Tons | 0 | 0 | 0 | 0 | 0 | 0 | 0 | 0
CT Fac. Spec. - NOX Rate Winter v.4.10 Final, Unit 1178 and retrofits | 270 | 2270 | Rate Constraint in lbs/MMBtu | FALSE | L | Annual | Fuel Consumed | TBtu | 0 | 0 | 0 | 0 | 0 | 0 | 0 | 0
CT Fac. Spec. - NOX Rate Winter v.4.10 Final, Unit 1178 and retrofits | 270 | 2270 | Rate Constraint in lbs/MMBtu | FALSE | L | Annual | Rate | lb/MMBtu | 0 | 0 | 0 | 0 | 0 | 0 | 0 | 0
CT Fac. Spec. - NOX Rate Winter v.4.10 Final, Unit 1178 and retrofits | 270 | 2270 | Rate Constraint in lbs/MMBtu | FALSE | L | Annual | Generation | TWh | 0 | 0 | 0 | 0 | 0 | 0 | 0 | 0
CT Fac. Spec. - NOX Rate Winter v.4.10 Final, Unit 1178 and retrofits | 270 | 2270 | Rate Constraint in lbs/MMBtu | FALSE | L | Annual | Qualifying Generation | TWh | 0 | 0 | 0 | 0 | 0 | 0 | 0 | 0
CT Fac. Spec. - NOX Rate Winter v.4.10 Final, Unit 1178 and retrofits | 270 | 2270 | Rate Constraint in lbs/MMBtu | FALSE | L | Annual | Rate | lb/MWh | 0 | 0 | 0 | 0 | 0 | 0 | 0 | 0
CT Fac. Spec. - NOX Rate Winter v.4.10 Final, Unit 1178 and retrofits | 270 | 2270 | Rate Constraint in lbs/MMBtu | FALSE | L | Annual | Constraint Shadow Price | US2016$/Ton | 0 | 0 | 0 | 0 | 0 | 0 | 0 | 0
CT Fac. Spec. - NOX Rate Winter v.4.10 Final, Unit 1179 and retrofits | 271 | 2270 | Rate Constraint in lbs/MMBtu | FALSE | L | Annual | Seasons Included | Seasons | Winter, WintShld | Winter, WintShld | Winter, WintShld | Winter, WintShld | Winter, WintShld | Winter, WintShld | Winter, WintShld | Winter, WintShld
CT Fac. Spec. - NOX Rate Winter v.4.10 Final, Unit 1179 and retrofits | 271 | 2270 | Rate Constraint in lbs/MMBtu | FALSE | L | Annual | Standard NOX | lb/MMBtu | 0.15 | 0.15 | 0.15 | 0.15 | 0.15 | 0.15 | 0.15 | 0.15
CT Fac. Spec. - NOX Rate Winter v.4.10 Final, Unit 1179 and retrofits | 271 | 2270 | Rate Constraint in lbs/MMBtu | FALSE | L | Annual | Emissions at Affected Plants NOX | Thousand Tons | 0 | 0 | 0 | 0 | 0 | 0 | 0 | 0
CT Fac. Spec. - NOX Rate Winter v.4.10 Final, Unit 1179 and retrofits | 271 | 2270 | Rate Constraint in lbs/MMBtu | FALSE | L | Annual | Allowances Purchased NOX | Thousand Tons | 0 | 0 | 0 | 0 | 0 | 0 | 0 | 0
CT Fac. Spec. - NOX Rate Winter v.4.10 Final, Unit 1179 and retrofits | 271 | 2270 | Rate Constraint in lbs/MMBtu | FALSE | L | Annual | Allowances Sold NOX | Thousand Tons | 0 | 0 | 0 | 0 | 0 | 0 | 0 | 0
CT Fac. Spec. - NOX Rate Winter v.4.10 Final, Unit 1179 and retrofits | 271 | 2270 | Rate Constraint in lbs/MMBtu | FALSE | L | Annual | Allowances Banked | Thousand Tons | 0 | 0 | 0 | 0 | 0 | 0 | 0 | 0
CT Fac. Spec. - NOX Rate Winter v.4.10 Final, Unit 1179 and retrofits | 271 | 2270 | Rate Constraint in lbs/MMBtu | FALSE | L | Annual | Allowances Withdrawn (1:1) | Thousand Tons | 0 | 0 | 0 | 0 | 0 | 0 | 0 | 0
CT Fac. Spec. - NOX Rate Winter v.4.10 Final, Unit 1179 and retrofits | 271 | 2270 | Rate Constraint in lbs/MMBtu | FALSE | L | Annual | Allowances Withdrawn (n:1) | Thousand Tons | 0 | 0 | 0 | 0 | 0 | 0 | 0 | 0
CT Fac. Spec. - NOX Rate Winter v.4.10 Final, Unit 1179 and retrofits | 271 | 2270 | Rate Constraint in lbs/MMBtu | FALSE | L | Annual | Net Emissions Allowance Position | Thousand Tons | 0 | 0 | 0 | 0 | 0 | 0 | 0 | 0
CT Fac. Spec. - NOX Rate Winter v.4.10 Final, Unit 1179 and retrofits | 271 | 2270 | Rate Constraint in lbs/MMBtu | FALSE | L | Annual | Fuel Consumed | TBtu | 0 | 0 | 0 | 0 | 0 | 0 | 0 | 0
CT Fac. Spec. - NOX Rate Winter v.4.10 Final, Unit 1179 and retrofits | 271 | 2270 | Rate Constraint in lbs/MMBtu | FALSE | L | Annual | Rate | lb/MMBtu | 0 | 0 | 0 | 0 | 0 | 0 | 0 | 0
CT Fac. Spec. - NOX Rate Winter v.4.10 Final, Unit 1179 and retrofits | 271 | 2270 | Rate Constraint in lbs/MMBtu | FALSE | L | Annual | Generation | TWh | 0 | 0 | 0 | 0 | 0 | 0 | 0 | 0
CT Fac. Spec. - NOX Rate Winter v.4.10 Final, Unit 1179 and retrofits | 271 | 2270 | Rate Constraint in lbs/MMBtu | FALSE | L | Annual | Qualifying Generation | TWh | 0 | 0 | 0 | 0 | 0 | 0 | 0 | 0
CT Fac. Spec. - NOX Rate Winter v.4.10 Final, Unit 1179 and retrofits | 271 | 2270 | Rate Constraint in lbs/MMBtu | FALSE | L | Annual | Rate | lb/MWh | 0 | 0 | 0 | 0 | 0 | 0 | 0 | 0
CT Fac. Spec. - NOX Rate Winter v.4.10 Final, Unit 1179 and retrofits | 271 | 2270 | Rate Constraint in lbs/MMBtu | FALSE | L | Annual | Constraint Shadow Price | US2016$/Ton | 0 | 0 | 0 | 0 | 0 | 0 | 0 | 0
CT Fac. Spec. - NOX Rate Winter v.4.10 Final, Unit 1180 and retrofits | 272 | 2270 | Rate Constraint in lbs/MMBtu | FALSE | L | Annual | Seasons Included | Seasons | Winter, WintShld | Winter, WintShld | Winter, WintShld | Winter, WintShld | Winter, WintShld | Winter, WintShld | Winter, WintShld | Winter, WintShld
CT Fac. Spec. - NOX Rate Winter v.4.10 Final, Unit 1180 and retrofits | 272 | 2270 | Rate Constraint in lbs/MMBtu | FALSE | L | Annual | Standard NOX | lb/MMBtu | 0.15 | 0.15 | 0.15 | 0.15 | 0.15 | 0.15 | 0.15 | 0.15
CT Fac. Spec. - NOX Rate Winter v.4.10 Final, Unit 1180 and retrofits | 272 | 2270 | Rate Constraint in lbs/MMBtu | FALSE | L | Annual | Emissions at Affected Plants NOX | Thousand Tons | 0 | 0 | 0 | 0 | 0 | 0 | 0 | 0
CT Fac. Spec. - NOX Rate Winter v.4.10 Final, Unit 1180 and retrofits | 272 | 2270 | Rate Constraint in lbs/MMBtu | FALSE | L | Annual | Allowances Purchased NOX | Thousand Tons | 0 | 0 | 0 | 0 | 0 | 0 | 0 | 0
CT Fac. Spec. - NOX Rate Winter v.4.10 Final, Unit 1180 and retrofits | 272 | 2270 | Rate Constraint in lbs/MMBtu | FALSE | L | Annual | Allowances Sold NOX | Thousand Tons | 0 | 0 | 0 | 0 | 0 | 0 | 0 | 0
CT Fac. Spec. - NOX Rate Winter v.4.10 Final, Unit 1180 and retrofits | 272 | 2270 | Rate Constraint in lbs/MMBtu | FALSE | L | Annual | Allowances Banked | Thousand Tons | 0 | 0 | 0 | 0 | 0 | 0 | 0 | 0
CT Fac. Spec. - NOX Rate Winter v.4.10 Final, Unit 1180 and retrofits | 272 | 2270 | Rate Constraint in lbs/MMBtu | FALSE | L | Annual | Allowances Withdrawn (1:1) | Thousand Tons | 0 | 0 | 0 | 0 | 0 | 0 | 0 | 0
CT Fac. Spec. - NOX Rate Winter v.4.10 Final, Unit 1180 and retrofits | 272 | 2270 | Rate Constraint in lbs/MMBtu | FALSE | L | Annual | Allowances Withdrawn (n:1) | Thousand Tons | 0 | 0 | 0 | 0 | 0 | 0 | 0 | 0
CT Fac. Spec. - NOX Rate Winter v.4.10 Final, Unit 1180 and retrofits | 272 | 2270 | Rate Constraint in lbs/MMBtu | FALSE | L | Annual | Net Emissions Allowance Position | Thousand Tons | 0 | 0 | 0 | 0 | 0 | 0 | 0 | 0
CT Fac. Spec. - NOX Rate Winter v.4.10 Final, Unit 1180 and retrofits | 272 | 2270 | Rate Constraint in lbs/MMBtu | FALSE | L | Annual | Fuel Consumed | TBtu | 0 | 0 | 0 | 0 | 0 | 0 | 0 | 0
CT Fac. Spec. - NOX Rate Winter v.4.10 Final, Unit 1180 and retrofits | 272 | 2270 | Rate Constraint in lbs/MMBtu | FALSE | L | Annual | Rate | lb/MMBtu | 0 | 0 | 0 | 0 | 0 | 0 | 0 | 0
CT Fac. Spec. - NOX Rate Winter v.4.10 Final, Unit 1180 and retrofits | 272 | 2270 | Rate Constraint in lbs/MMBtu | FALSE | L | Annual | Generation | TWh | 0 | 0 | 0 | 0 | 0 | 0 | 0 | 0
CT Fac. Spec. - NOX Rate Winter v.4.10 Final, Unit 1180 and retrofits | 272 | 2270 | Rate Constraint in lbs/MMBtu | FALSE | L | Annual | Qualifying Generation | TWh | 0 | 0 | 0 | 0 | 0 | 0 | 0 | 0
CT Fac. Spec. - NOX Rate Winter v.4.10 Final, Unit 1180 and retrofits | 272 | 2270 | Rate Constraint in lbs/MMBtu | FALSE | L | Annual | Rate | lb/MWh | 0 | 0 | 0 | 0 | 0 | 0 | 0 | 0
CT Fac. Spec. - NOX Rate Winter v.4.10 Final, Unit 1180 and retrofits | 272 | 2270 | Rate Constraint in lbs/MMBtu | FALSE | L | Annual | Constraint Shadow Price | US2016$/Ton | 0 | 0 | 0 | 0 | 0 | 0 | 0 | 0
CT Fac. Spec. - NOX Rate Winter v.4.10 Final, Unit 1182 and retrofits | 273 | 2270 | Rate Constraint in lbs/MMBtu | FALSE | L | Annual | Seasons Included | Seasons | Winter, WintShld | Winter, WintShld | Winter, WintShld | Winter, WintShld | Winter, WintShld | Winter, WintShld | Winter, WintShld | Winter, WintShld
CT Fac. Spec. - NOX Rate Winter v.4.10 Final, Unit 1182 and retrofits | 273 | 2270 | Rate Constraint in lbs/MMBtu | FALSE | L | Annual | Standard NOX | lb/MMBtu | 0.15 | 0.15 | 0.15 | 0.15 | 0.15 | 0.15 | 0.15 | 0.15
CT Fac. Spec. - NOX Rate Winter v.4.10 Final, Unit 1182 and retrofits | 273 | 2270 | Rate Constraint in lbs/MMBtu | FALSE | L | Annual | Emissions at Affected Plants NOX | Thousand Tons | 0 | 0 | 0 | 0 | 0 | 0 | 0 | 0
CT Fac. Spec. - NOX Rate Winter v.4.10 Final, Unit 1182 and retrofits | 273 | 2270 | Rate Constraint in lbs/MMBtu | FALSE | L | Annual | Allowances Purchased NOX | Thousand Tons | 0 | 0 | 0 | 0 | 0 | 0 | 0 | 0
CT Fac. Spec. - NOX Rate Winter v.4.10 Final, Unit 1182 and retrofits | 273 | 2270 | Rate Constraint in lbs/MMBtu | FALSE | L | Annual | Allowances Sold NOX | Thousand Tons | 0 | 0 | 0 | 0 | 0 | 0 | 0 | 0
CT Fac. Spec. - NOX Rate Winter v.4.10 Final, Unit 1182 and retrofits | 273 | 2270 | Rate Constraint in lbs/MMBtu | FALSE | L | Annual | Allowances Banked | Thousand Tons | 0 | 0 | 0 | 0 | 0 | 0 | 0 | 0
CT Fac. Spec. - NOX Rate Winter v.4.10 Final, Unit 1182 and retrofits | 273 | 2270 | Rate Constraint in lbs/MMBtu | FALSE | L | Annual | Allowances Withdrawn (1:1) | Thousand Tons | 0 | 0 | 0 | 0 | 0 | 0 | 0 | 0
CT Fac. Spec. - NOX Rate Winter v.4.10 Final, Unit 1182 and retrofits | 273 | 2270 | Rate Constraint in lbs/MMBtu | FALSE | L | Annual | Allowances Withdrawn (n:1) | Thousand Tons | 0 | 0 | 0 | 0 | 0 | 0 | 0 | 0
CT Fac. Spec. - NOX Rate Winter v.4.10 Final, Unit 1182 and retrofits | 273 | 2270 | Rate Constraint in lbs/MMBtu | FALSE | L | Annual | Net Emissions Allowance Position | Thousand Tons | 0 | 0 | 0 | 0 | 0 | 0 | 0 | 0
CT Fac. Spec. - NOX Rate Winter v.4.10 Final, Unit 1182 and retrofits | 273 | 2270 | Rate Constraint in lbs/MMBtu | FALSE | L | Annual | Fuel Consumed | TBtu | 0 | 0 | 0 | 0 | 0 | 0 | 0 | 0
CT Fac. Spec. - NOX Rate Winter v.4.10 Final, Unit 1182 and retrofits | 273 | 2270 | Rate Constraint in lbs/MMBtu | FALSE | L | Annual | Rate | lb/MMBtu | 0 | 0 | 0 | 0 | 0 | 0 | 0 | 0
CT Fac. Spec. - NOX Rate Winter v.4.10 Final, Unit 1182 and retrofits | 273 | 2270 | Rate Constraint in lbs/MMBtu | FALSE | L | Annual | Generation | TWh | 0 | 0 | 0 | 0 | 0 | 0 | 0 | 0
CT Fac. Spec. - NOX Rate Winter v.4.10 Final, Unit 1182 and retrofits | 273 | 2270 | Rate Constraint in lbs/MMBtu | FALSE | L | Annual | Qualifying Generation | TWh | 0 | 0 | 0 | 0 | 0 | 0 | 0 | 0
CT Fac. Spec. - NOX Rate Winter v.4.10 Final, Unit 1182 and retrofits | 273 | 2270 | Rate Constraint in lbs/MMBtu | FALSE | L | Annual | Rate | lb/MWh | 0 | 0 | 0 | 0 | 0 | 0 | 0 | 0
CT Fac. Spec. - NOX Rate Winter v.4.10 Final, Unit 1182 and retrofits | 273 | 2270 | Rate Constraint in lbs/MMBtu | FALSE | L | Annual | Constraint Shadow Price | US2016$/Ton | 0 | 0 | 0 | 0 | 0 | 0 | 0 | 0
CT Fac. Spec. - NOX Rate Winter v.4.10 Final, Unit 1183 and retrofits | 274 | 2270 | Rate Constraint in lbs/MMBtu | FALSE | L | Annual | Seasons Included | Seasons | Winter, WintShld | Winter, WintShld | Winter, WintShld | Winter, WintShld | Winter, WintShld | Winter, WintShld | Winter, WintShld | Winter, WintShld
CT Fac. Spec. - NOX Rate Winter v.4.10 Final, Unit 1183 and retrofits | 274 | 2270 | Rate Constraint in lbs/MMBtu | FALSE | L | Annual | Standard NOX | lb/MMBtu | 0.15 | 0.15 | 0.15 | 0.15 | 0.15 | 0.15 | 0.15 | 0.15
CT Fac. Spec. - NOX Rate Winter v.4.10 Final, Unit 1183 and retrofits | 274 | 2270 | Rate Constraint in lbs/MMBtu | FALSE | L | Annual | Emissions at Affected Plants NOX | Thousand Tons | 0 | 0 | 0 | 0 | 0 | 0 | 0 | 0
CT Fac. Spec. - NOX Rate Winter v.4.10 Final, Unit 1183 and retrofits | 274 | 2270 | Rate Constraint in lbs/MMBtu | FALSE | L | Annual | Allowances Purchased NOX | Thousand Tons | 0 | 0 | 0 | 0 | 0 | 0 | 0 | 0
CT Fac. Spec. - NOX Rate Winter v.4.10 Final, Unit 1183 and retrofits | 274 | 2270 | Rate Constraint in lbs/MMBtu | FALSE | L | Annual | Allowances Sold NOX | Thousand Tons | 0 | 0 | 0 | 0 | 0 | 0 | 0 | 0
CT Fac. Spec. - NOX Rate Winter v.4.10 Final, Unit 1183 and retrofits | 274 | 2270 | Rate Constraint in lbs/MMBtu | FALSE | L | Annual | Allowances Banked | Thousand Tons | 0 | 0 | 0 | 0 | 0 | 0 | 0 | 0
CT Fac. Spec. - NOX Rate Winter v.4.10 Final, Unit 1183 and retrofits | 274 | 2270 | Rate Constraint in lbs/MMBtu | FALSE | L | Annual | Allowances Withdrawn (1:1) | Thousand Tons | 0 | 0 | 0 | 0 | 0 | 0 | 0 | 0
CT Fac. Spec. - NOX Rate Winter v.4.10 Final, Unit 1183 and retrofits | 274 | 2270 | Rate Constraint in lbs/MMBtu | FALSE | L | Annual | Allowances Withdrawn (n:1) | Thousand Tons | 0 | 0 | 0 | 0 | 0 | 0 | 0 | 0
CT Fac. Spec. - NOX Rate Winter v.4.10 Final, Unit 1183 and retrofits | 274 | 2270 | Rate Constraint in lbs/MMBtu | FALSE | L | Annual | Net Emissions Allowance Position | Thousand Tons | 0 | 0 | 0 | 0 | 0 | 0 | 0 | 0
CT Fac. Spec. - NOX Rate Winter v.4.10 Final, Unit 1183 and retrofits | 274 | 2270 | Rate Constraint in lbs/MMBtu | FALSE | L | Annual | Fuel Consumed | TBtu | 0 | 0 | 0 | 0 | 0 | 0 | 0 | 0
CT Fac. Spec. - NOX Rate Winter v.4.10 Final, Unit 1183 and retrofits | 274 | 2270 | Rate Constraint in lbs/MMBtu | FALSE | L | Annual | Rate | lb/MMBtu | 0 | 0 | 0 | 0 | 0 | 0 | 0 | 0
CT Fac. Spec. - NOX Rate Winter v.4.10 Final, Unit 1183 and retrofits | 274 | 2270 | Rate Constraint in lbs/MMBtu | FALSE | L | Annual | Generation | TWh | 0 | 0 | 0 | 0 | 0 | 0 | 0 | 0
CT Fac. Spec. - NOX Rate Winter v.4.10 Final, Unit 1183 and retrofits | 274 | 2270 | Rate Constraint in lbs/MMBtu | FALSE | L | Annual | Qualifying Generation | TWh | 0 | 0 | 0 | 0 | 0 | 0 | 0 | 0
CT Fac. Spec. - NOX Rate Winter v.4.10 Final, Unit 1183 and retrofits | 274 | 2270 | Rate Constraint in lbs/MMBtu | FALSE | L | Annual | Rate | lb/MWh | 0 | 0 | 0 | 0 | 0 | 0 | 0 | 0
CT Fac. Spec. - NOX Rate Winter v.4.10 Final, Unit 1183 and retrofits | 274 | 2270 | Rate Constraint in lbs/MMBtu | FALSE | L | Annual | Constraint Shadow Price | US2016$/Ton | 0 | 0 | 0 | 0 | 0 | 0 | 0 | 0
CT Fac. Spec. - NOX Rate Winter v.4.10 Final, Unit 1184 and retrofits | 275 | 2270 | Rate Constraint in lbs/MMBtu | FALSE | L | Annual | Seasons Included | Seasons | Winter, WintShld | Winter, WintShld | Winter, WintShld | Winter, WintShld | Winter, WintShld | Winter, WintShld | Winter, WintShld | Winter, WintShld
CT Fac. Spec. - NOX Rate Winter v.4.10 Final, Unit 1184 and retrofits | 275 | 2270 | Rate Constraint in lbs/MMBtu | FALSE | L | Annual | Standard NOX | lb/MMBtu | 0.15 | 0.15 | 0.15 | 0.15 | 0.15 | 0.15 | 0.15 | 0.15
CT Fac. Spec. - NOX Rate Winter v.4.10 Final, Unit 1184 and retrofits | 275 | 2270 | Rate Constraint in lbs/MMBtu | FALSE | L | Annual | Emissions at Affected Plants NOX | Thousand Tons | 0 | 0 | 0 | 0 | 0 | 0 | 0 | 0
CT Fac. Spec. - NOX Rate Winter v.4.10 Final, Unit 1184 and retrofits | 275 | 2270 | Rate Constraint in lbs/MMBtu | FALSE | L | Annual | Allowances Purchased NOX | Thousand Tons | 0 | 0 | 0 | 0 | 0 | 0 | 0 | 0
CT Fac. Spec. - NOX Rate Winter v.4.10 Final, Unit 1184 and retrofits | 275 | 2270 | Rate Constraint in lbs/MMBtu | FALSE | L | Annual | Allowances Sold NOX | Thousand Tons | 0 | 0 | 0 | 0 | 0 | 0 | 0 | 0
CT Fac. Spec. - NOX Rate Winter v.4.10 Final, Unit 1184 and retrofits | 275 | 2270 | Rate Constraint in lbs/MMBtu | FALSE | L | Annual | Allowances Banked | Thousand Tons | 0 | 0 | 0 | 0 | 0 | 0 | 0 | 0
CT Fac. Spec. - NOX Rate Winter v.4.10 Final, Unit 1184 and retrofits | 275 | 2270 | Rate Constraint in lbs/MMBtu | FALSE | L | Annual | Allowances Withdrawn (1:1) | Thousand Tons | 0 | 0 | 0 | 0 | 0 | 0 | 0 | 0
CT Fac. Spec. - NOX Rate Winter v.4.10 Final, Unit 1184 and retrofits | 275 | 2270 | Rate Constraint in lbs/MMBtu | FALSE | L | Annual | Allowances Withdrawn (n:1) | Thousand Tons | 0 | 0 | 0 | 0 | 0 | 0 | 0 | 0
CT Fac. Spec. - NOX Rate Winter v.4.10 Final, Unit 1184 and retrofits | 275 | 2270 | Rate Constraint in lbs/MMBtu | FALSE | L | Annual | Net Emissions Allowance Position | Thousand Tons | 0 | 0 | 0 | 0 | 0 | 0 | 0 | 0
CT Fac. Spec. - NOX Rate Winter v.4.10 Final, Unit 1184 and retrofits | 275 | 2270 | Rate Constraint in lbs/MMBtu | FALSE | L | Annual | Fuel Consumed | TBtu | 0 | 0 | 0 | 0 | 0 | 0 | 0 | 0
CT Fac. Spec. - NOX Rate Winter v.4.10 Final, Unit 1184 and retrofits | 275 | 2270 | Rate Constraint in lbs/MMBtu | FALSE | L | Annual | Rate | lb/MMBtu | 0 | 0 | 0 | 0 | 0 | 0 | 0 | 0
CT Fac. Spec. - NOX Rate Winter v.4.10 Final, Unit 1184 and retrofits | 275 | 2270 | Rate Constraint in lbs/MMBtu | FALSE | L | Annual | Generation | TWh | 0 | 0 | 0 | 0 | 0 | 0 | 0 | 0
CT Fac. Spec. - NOX Rate Winter v.4.10 Final, Unit 1184 and retrofits | 275 | 2270 | Rate Constraint in lbs/MMBtu | FALSE | L | Annual | Qualifying Generation | TWh | 0 | 0 | 0 | 0 | 0 | 0 | 0 | 0
CT Fac. Spec. - NOX Rate Winter v.4.10 Final, Unit 1184 and retrofits | 275 | 2270 | Rate Constraint in lbs/MMBtu | FALSE | L | Annual | Rate | lb/MWh | 0 | 0 | 0 | 0 | 0 | 0 | 0 | 0
CT Fac. Spec. - NOX Rate Winter v.4.10 Final, Unit 1184 and retrofits | 275 | 2270 | Rate Constraint in lbs/MMBtu | FALSE | L | Annual | Constraint Shadow Price | US2016$/Ton | 0 | 0 | 0 | 0 | 0 | 0 | 0 | 0
CT Fac. Spec. - NOX Rate Winter v.4.10 Final, Unit 1185 and retrofits | 276 | 2270 | Rate Constraint in lbs/MMBtu | FALSE | L | Annual | Seasons Included | Seasons | Winter, WintShld | Winter, WintShld | Winter, WintShld | Winter, WintShld | Winter, WintShld | Winter, WintShld | Winter, WintShld | Winter, WintShld
CT Fac. Spec. - NOX Rate Winter v.4.10 Final, Unit 1185 and retrofits | 276 | 2270 | Rate Constraint in lbs/MMBtu | FALSE | L | Annual | Standard NOX | lb/MMBtu | 0.15 | 0.15 | 0.15 | 0.15 | 0.15 | 0.15 | 0.15 | 0.15
CT Fac. Spec. - NOX Rate Winter v.4.10 Final, Unit 1185 and retrofits | 276 | 2270 | Rate Constraint in lbs/MMBtu | FALSE | L | Annual | Emissions at Affected Plants NOX | Thousand Tons | 0 | 0 | 0 | 0 | 0 | 0 | 0 | 0
CT Fac. Spec. - NOX Rate Winter v.4.10 Final, Unit 1185 and retrofits | 276 | 2270 | Rate Constraint in lbs/MMBtu | FALSE | L | Annual | Allowances Purchased NOX | Thousand Tons | 0 | 0 | 0 | 0 | 0 | 0 | 0 | 0
CT Fac. Spec. - NOX Rate Winter v.4.10 Final, Unit 1185 and retrofits | 276 | 2270 | Rate Constraint in lbs/MMBtu | FALSE | L | Annual | Allowances Sold NOX | Thousand Tons | 0 | 0 | 0 | 0 | 0 | 0 | 0 | 0
CT Fac. Spec. - NOX Rate Winter v.4.10 Final, Unit 1185 and retrofits | 276 | 2270 | Rate Constraint in lbs/MMBtu | FALSE | L | Annual | Allowances Banked | Thousand Tons | 0 | 0 | 0 | 0 | 0 | 0 | 0 | 0
CT Fac. Spec. - NOX Rate Winter v.4.10 Final, Unit 1185 and retrofits | 276 | 2270 | Rate Constraint in lbs/MMBtu | FALSE | L | Annual | Allowances Withdrawn (1:1) | Thousand Tons | 0 | 0 | 0 | 0 | 0 | 0 | 0 | 0
CT Fac. Spec. - NOX Rate Winter v.4.10 Final, Unit 1185 and retrofits | 276 | 2270 | Rate Constraint in lbs/MMBtu | FALSE | L | Annual | Allowances Withdrawn (n:1) | Thousand Tons | 0 | 0 | 0 | 0 | 0 | 0 | 0 | 0
CT Fac. Spec. - NOX Rate Winter v.4.10 Final, Unit 1185 and retrofits | 276 | 2270 | Rate Constraint in lbs/MMBtu | FALSE | L | Annual | Net Emissions Allowance Position | Thousand Tons | 0 | 0 | 0 | 0 | 0 | 0 | 0 | 0
CT Fac. Spec. - NOX Rate Winter v.4.10 Final, Unit 1185 and retrofits | 276 | 2270 | Rate Constraint in lbs/MMBtu | FALSE | L | Annual | Fuel Consumed | TBtu | 0 | 0 | 0 | 0 | 0 | 0 | 0 | 0
CT Fac. Spec. - NOX Rate Winter v.4.10 Final, Unit 1185 and retrofits | 276 | 2270 | Rate Constraint in lbs/MMBtu | FALSE | L | Annual | Rate | lb/MMBtu | 0 | 0 | 0 | 0 | 0 | 0 | 0 | 0
CT Fac. Spec. - NOX Rate Winter v.4.10 Final, Unit 1185 and retrofits | 276 | 2270 | Rate Constraint in lbs/MMBtu | FALSE | L | Annual | Generation | TWh | 0 | 0 | 0 | 0 | 0 | 0 | 0 | 0
CT Fac. Spec. - NOX Rate Winter v.4.10 Final, Unit 1185 and retrofits | 276 | 2270 | Rate Constraint in lbs/MMBtu | FALSE | L | Annual | Qualifying Generation | TWh | 0 | 0 | 0 | 0 | 0 | 0 | 0 | 0
CT Fac. Spec. - NOX Rate Winter v.4.10 Final, Unit 1185 and retrofits | 276 | 2270 | Rate Constraint in lbs/MMBtu | FALSE | L | Annual | Rate | lb/MWh | 0 | 0 | 0 | 0 | 0 | 0 | 0 | 0
CT Fac. Spec. - NOX Rate Winter v.4.10 Final, Unit 1185 and retrofits | 276 | 2270 | Rate Constraint in lbs/MMBtu | FALSE | L | Annual | Constraint Shadow Price | US2016$/Ton | 0 | 0 | 0 | 0 | 0 | 0 | 0 | 0
CT Fac. Spec. - NOX Rate Winter v.4.10 Final, Unit 1186 and retrofits | 277 | 2270 | Rate Constraint in lbs/MMBtu | FALSE | L | Annual | Seasons Included | Seasons | Winter, WintShld | Winter, WintShld | Winter, WintShld | Winter, WintShld | Winter, WintShld | Winter, WintShld | Winter, WintShld | Winter, WintShld
CT Fac. Spec. - NOX Rate Winter v.4.10 Final, Unit 1186 and retrofits | 277 | 2270 | Rate Constraint in lbs/MMBtu | FALSE | L | Annual | Standard NOX | lb/MMBtu | 0.15 | 0.15 | 0.15 | 0.15 | 0.15 | 0.15 | 0.15 | 0.15
CT Fac. Spec. - NOX Rate Winter v.4.10 Final, Unit 1186 and retrofits | 277 | 2270 | Rate Constraint in lbs/MMBtu | FALSE | L | Annual | Emissions at Affected Plants NOX | Thousand Tons | 0 | 0 | 0 | 0 | 0 | 0 | 0 | 0
CT Fac. Spec. - NOX Rate Winter v.4.10 Final, Unit 1186 and retrofits | 277 | 2270 | Rate Constraint in lbs/MMBtu | FALSE | L | Annual | Allowances Purchased NOX | Thousand Tons | 0 | 0 | 0 | 0 | 0 | 0 | 0 | 0
CT Fac. Spec. - NOX Rate Winter v.4.10 Final, Unit 1186 and retrofits | 277 | 2270 | Rate Constraint in lbs/MMBtu | FALSE | L | Annual | Allowances Sold NOX | Thousand Tons | 0 | 0 | 0 | 0 | 0 | 0 | 0 | 0
CT Fac. Spec. - NOX Rate Winter v.4.10 Final, Unit 1186 and retrofits | 277 | 2270 | Rate Constraint in lbs/MMBtu | FALSE | L | Annual | Allowances Banked | Thousand Tons | 0 | 0 | 0 | 0 | 0 | 0 | 0 | 0
CT Fac. Spec. - NOX Rate Winter v.4.10 Final, Unit 1186 and retrofits | 277 | 2270 | Rate Constraint in lbs/MMBtu | FALSE | L | Annual | Allowances Withdrawn (1:1) | Thousand Tons | 0 | 0 | 0 | 0 | 0 | 0 | 0 | 0
CT Fac. Spec. - NOX Rate Winter v.4.10 Final, Unit 1186 and retrofits | 277 | 2270 | Rate Constraint in lbs/MMBtu | FALSE | L | Annual | Allowances Withdrawn (n:1) | Thousand Tons | 0 | 0 | 0 | 0 | 0 | 0 | 0 | 0
CT Fac. Spec. - NOX Rate Winter v.4.10 Final, Unit 1186 and retrofits | 277 | 2270 | Rate Constraint in lbs/MMBtu | FALSE | L | Annual | Net Emissions Allowance Position | Thousand Tons | 0 | 0 | 0 | 0 | 0 | 0 | 0 | 0
CT Fac. Spec. - NOX Rate Winter v.4.10 Final, Unit 1186 and retrofits | 277 | 2270 | Rate Constraint in lbs/MMBtu | FALSE | L | Annual | Fuel Consumed | TBtu | 0 | 0 | 0 | 0 | 0 | 0 | 0 | 0
CT Fac. Spec. - NOX Rate Winter v.4.10 Final, Unit 1186 and retrofits | 277 | 2270 | Rate Constraint in lbs/MMBtu | FALSE | L | Annual | Rate | lb/MMBtu | 0 | 0 | 0 | 0 | 0 | 0 | 0 | 0
CT Fac. Spec. - NOX Rate Winter v.4.10 Final, Unit 1186 and retrofits | 277 | 2270 | Rate Constraint in lbs/MMBtu | FALSE | L | Annual | Generation | TWh | 0 | 0 | 0 | 0 | 0 | 0 | 0 | 0
CT Fac. Spec. - NOX Rate Winter v.4.10 Final, Unit 1186 and retrofits | 277 | 2270 | Rate Constraint in lbs/MMBtu | FALSE | L | Annual | Qualifying Generation | TWh | 0 | 0 | 0 | 0 | 0 | 0 | 0 | 0
CT Fac. Spec. - NOX Rate Winter v.4.10 Final, Unit 1186 and retrofits | 277 | 2270 | Rate Constraint in lbs/MMBtu | FALSE | L | Annual | Rate | lb/MWh | 0 | 0 | 0 | 0 | 0 | 0 | 0 | 0
CT Fac. Spec. - NOX Rate Winter v.4.10 Final, Unit 1186 and retrofits | 277 | 2270 | Rate Constraint in lbs/MMBtu | FALSE | L | Annual | Constraint Shadow Price | US2016$/Ton | 0 | 0 | 0 | 0 | 0 | 0 | 0 | 0
CT Fac. Spec. - NOX Rate Winter v.4.10 Final, Unit 1187 and retrofits | 278 | 2270 | Rate Constraint in lbs/MMBtu | FALSE | L | Annual | Seasons Included | Seasons | Winter, WintShld | Winter, WintShld | Winter, WintShld | Winter, WintShld | Winter, WintShld | Winter, WintShld | Winter, WintShld | Winter, WintShld
CT Fac. Spec. - NOX Rate Winter v.4.10 Final, Unit 1187 and retrofits | 278 | 2270 | Rate Constraint in lbs/MMBtu | FALSE | L | Annual | Standard NOX | lb/MMBtu | 0.15 | 0.15 | 0.15 | 0.15 | 0.15 | 0.15 | 0.15 | 0.15
CT Fac. Spec. - NOX Rate Winter v.4.10 Final, Unit 1187 and retrofits | 278 | 2270 | Rate Constraint in lbs/MMBtu | FALSE | L | Annual | Emissions at Affected Plants NOX | Thousand Tons | 0 | 0 | 0 | 0 | 0 | 0 | 0 | 0
CT Fac. Spec. - NOX Rate Winter v.4.10 Final, Unit 1187 and retrofits | 278 | 2270 | Rate Constraint in lbs/MMBtu | FALSE | L | Annual | Allowances Purchased NOX | Thousand Tons | 0 | 0 | 0 | 0 | 0 | 0 | 0 | 0
CT Fac. Spec. - NOX Rate Winter v.4.10 Final, Unit 1187 and retrofits | 278 | 2270 | Rate Constraint in lbs/MMBtu | FALSE | L | Annual | Allowances Sold NOX | Thousand Tons | 0 | 0 | 0 | 0 | 0 | 0 | 0 | 0
CT Fac. Spec. - NOX Rate Winter v.4.10 Final, Unit 1187 and retrofits | 278 | 2270 | Rate Constraint in lbs/MMBtu | FALSE | L | Annual | Allowances Banked | Thousand Tons | 0 | 0 | 0 | 0 | 0 | 0 | 0 | 0
CT Fac. Spec. - NOX Rate Winter v.4.10 Final, Unit 1187 and retrofits | 278 | 2270 | Rate Constraint in lbs/MMBtu | FALSE | L | Annual | Allowances Withdrawn (1:1) | Thousand Tons | 0 | 0 | 0 | 0 | 0 | 0 | 0 | 0
CT Fac. Spec. - NOX Rate Winter v.4.10 Final, Unit 1187 and retrofits | 278 | 2270 | Rate Constraint in lbs/MMBtu | FALSE | L | Annual | Allowances Withdrawn (n:1) | Thousand Tons | 0 | 0 | 0 | 0 | 0 | 0 | 0 | 0
CT Fac. Spec. - NOX Rate Winter v.4.10 Final, Unit 1187 and retrofits | 278 | 2270 | Rate Constraint in lbs/MMBtu | FALSE | L | Annual | Net Emissions Allowance Position | Thousand Tons | 0 | 0 | 0 | 0 | 0 | 0 | 0 | 0
CT Fac. Spec. - NOX Rate Winter v.4.10 Final, Unit 1187 and retrofits | 278 | 2270 | Rate Constraint in lbs/MMBtu | FALSE | L | Annual | Fuel Consumed | TBtu | 0 | 0 | 0 | 0 | 0 | 0 | 0 | 0
CT Fac. Spec. - NOX Rate Winter v.4.10 Final, Unit 1187 and retrofits | 278 | 2270 | Rate Constraint in lbs/MMBtu | FALSE | L | Annual | Rate | lb/MMBtu | 0 | 0 | 0 | 0 | 0 | 0 | 0 | 0
CT Fac. Spec. - NOX Rate Winter v.4.10 Final, Unit 1187 and retrofits | 278 | 2270 | Rate Constraint in lbs/MMBtu | FALSE | L | Annual | Generation | TWh | 0 | 0 | 0 | 0 | 0 | 0 | 0 | 0
CT Fac. Spec. - NOX Rate Winter v.4.10 Final, Unit 1187 and retrofits | 278 | 2270 | Rate Constraint in lbs/MMBtu | FALSE | L | Annual | Qualifying Generation | TWh | 0 | 0 | 0 | 0 | 0 | 0 | 0 | 0
CT Fac. Spec. - NOX Rate Winter v.4.10 Final, Unit 1187 and retrofits | 278 | 2270 | Rate Constraint in lbs/MMBtu | FALSE | L | Annual | Rate | lb/MWh | 0 | 0 | 0 | 0 | 0 | 0 | 0 | 0
CT Fac. Spec. - NOX Rate Winter v.4.10 Final, Unit 1187 and retrofits | 278 | 2270 | Rate Constraint in lbs/MMBtu | FALSE | L | Annual | Constraint Shadow Price | US2016$/Ton | 0 | 0 | 0 | 0 | 0 | 0 | 0 | 0
CT Fac. Spec. - NOX Rate Winter v.4.10 Final, Unit 1188 and retrofits | 279 | 2270 | Rate Constraint in lbs/MMBtu | FALSE | L | Annual | Seasons Included | Seasons | Winter, WintShld | Winter, WintShld | Winter, WintShld | Winter, WintShld | Winter, WintShld | Winter, WintShld | Winter, WintShld | Winter, WintShld
CT Fac. Spec. - NOX Rate Winter v.4.10 Final, Unit 1188 and retrofits | 279 | 2270 | Rate Constraint in lbs/MMBtu | FALSE | L | Annual | Standard NOX | lb/MMBtu | 0.15 | 0.15 | 0.15 | 0.15 | 0.15 | 0.15 | 0.15 | 0.15
CT Fac. Spec. - NOX Rate Winter v.4.10 Final, Unit 1188 and retrofits | 279 | 2270 | Rate Constraint in lbs/MMBtu | FALSE | L | Annual | Emissions at Affected Plants NOX | Thousand Tons | 0 | 0 | 0 | 0 | 0 | 0 | 0 | 0
CT Fac. Spec. - NOX Rate Winter v.4.10 Final, Unit 1188 and retrofits | 279 | 2270 | Rate Constraint in lbs/MMBtu | FALSE | L | Annual | Allowances Purchased NOX | Thousand Tons | 0 | 0 | 0 | 0 | 0 | 0 | 0 | 0
CT Fac. Spec. - NOX Rate Winter v.4.10 Final, Unit 1188 and retrofits | 279 | 2270 | Rate Constraint in lbs/MMBtu | FALSE | L | Annual | Allowances Sold NOX | Thousand Tons | 0 | 0 | 0 | 0 | 0 | 0 | 0 | 0
CT Fac. Spec. - NOX Rate Winter v.4.10 Final, Unit 1188 and retrofits | 279 | 2270 | Rate Constraint in lbs/MMBtu | FALSE | L | Annual | Allowances Banked | Thousand Tons | 0 | 0 | 0 | 0 | 0 | 0 | 0 | 0
CT Fac. Spec. - NOX Rate Winter v.4.10 Final, Unit 1188 and retrofits | 279 | 2270 | Rate Constraint in lbs/MMBtu | FALSE | L | Annual | Allowances Withdrawn (1:1) | Thousand Tons | 0 | 0 | 0 | 0 | 0 | 0 | 0 | 0
CT Fac. Spec. - NOX Rate Winter v.4.10 Final, Unit 1188 and retrofits | 279 | 2270 | Rate Constraint in lbs/MMBtu | FALSE | L | Annual | Allowances Withdrawn (n:1) | Thousand Tons | 0 | 0 | 0 | 0 | 0 | 0 | 0 | 0
CT Fac. Spec. - NOX Rate Winter v.4.10 Final, Unit 1188 and retrofits | 279 | 2270 | Rate Constraint in lbs/MMBtu | FALSE | L | Annual | Net Emissions Allowance Position | Thousand Tons | 0 | 0 | 0 | 0 | 0 | 0 | 0 | 0
CT Fac. Spec. - NOX Rate Winter v.4.10 Final, Unit 1188 and retrofits | 279 | 2270 | Rate Constraint in lbs/MMBtu | FALSE | L | Annual | Fuel Consumed | TBtu | 0 | 0 | 0 | 0 | 0 | 0 | 0 | 0
CT Fac. Spec. - NOX Rate Winter v.4.10 Final, Unit 1188 and retrofits | 279 | 2270 | Rate Constraint in lbs/MMBtu | FALSE | L | Annual | Rate | lb/MMBtu | 0 | 0 | 0 | 0 | 0 | 0 | 0 | 0
CT Fac. Spec. - NOX Rate Winter v.4.10 Final, Unit 1188 and retrofits | 279 | 2270 | Rate Constraint in lbs/MMBtu | FALSE | L | Annual | Generation | TWh | 0 | 0 | 0 | 0 | 0 | 0 | 0 | 0
CT Fac. Spec. - NOX Rate Winter v.4.10 Final, Unit 1188 and retrofits | 279 | 2270 | Rate Constraint in lbs/MMBtu | FALSE | L | Annual | Qualifying Generation | TWh | 0 | 0 | 0 | 0 | 0 | 0 | 0 | 0
CT Fac. Spec. - NOX Rate Winter v.4.10 Final, Unit 1188 and retrofits | 279 | 2270 | Rate Constraint in lbs/MMBtu | FALSE | L | Annual | Rate | lb/MWh | 0 | 0 | 0 | 0 | 0 | 0 | 0 | 0
CT Fac. Spec. - NOX Rate Winter v.4.10 Final, Unit 1188 and retrofits | 279 | 2270 | Rate Constraint in lbs/MMBtu | FALSE | L | Annual | Constraint Shadow Price | US2016$/Ton | 0 | 0 | 0 | 0 | 0 | 0 | 0 | 0
CT Fac. Spec. - NOX Rate Winter v.4.10 Final, Unit 1189 and retrofits | 280 | 2270 | Rate Constraint in lbs/MMBtu | FALSE | L | Annual | Seasons Included | Seasons | Winter, WintShld | Winter, WintShld | Winter, WintShld | Winter, WintShld | Winter, WintShld | Winter, WintShld | Winter, WintShld | Winter, WintShld
CT Fac. Spec. - NOX Rate Winter v.4.10 Final, Unit 1189 and retrofits | 280 | 2270 | Rate Constraint in lbs/MMBtu | FALSE | L | Annual | Standard NOX | lb/MMBtu | 0.15 | 0.15 | 0.15 | 0.15 | 0.15 | 0.15 | 0.15 | 0.15
CT Fac. Spec. - NOX Rate Winter v.4.10 Final, Unit 1189 and retrofits | 280 | 2270 | Rate Constraint in lbs/MMBtu | FALSE | L | Annual | Emissions at Affected Plants NOX | Thousand Tons | 0 | 0 | 0 | 0 | 0 | 0 | 0 | 0
CT Fac. Spec. - NOX Rate Winter v.4.10 Final, Unit 1189 and retrofits | 280 | 2270 | Rate Constraint in lbs/MMBtu | FALSE | L | Annual | Allowances Purchased NOX | Thousand Tons | 0 | 0 | 0 | 0 | 0 | 0 | 0 | 0
CT Fac. Spec. - NOX Rate Winter v.4.10 Final, Unit 1189 and retrofits | 280 | 2270 | Rate Constraint in lbs/MMBtu | FALSE | L | Annual | Allowances Sold NOX | Thousand Tons | 0 | 0 | 0 | 0 | 0 | 0 | 0 | 0
CT Fac. Spec. - NOX Rate Winter v.4.10 Final, Unit 1189 and retrofits | 280 | 2270 | Rate Constraint in lbs/MMBtu | FALSE | L | Annual | Allowances Banked | Thousand Tons | 0 | 0 | 0 | 0 | 0 | 0 | 0 | 0
CT Fac. Spec. - NOX Rate Winter v.4.10 Final, Unit 1189 and retrofits | 280 | 2270 | Rate Constraint in lbs/MMBtu | FALSE | L | Annual | Allowances Withdrawn (1:1) | Thousand Tons | 0 | 0 | 0 | 0 | 0 | 0 | 0 | 0
CT Fac. Spec. - NOX Rate Winter v.4.10 Final, Unit 1189 and retrofits | 280 | 2270 | Rate Constraint in lbs/MMBtu | FALSE | L | Annual | Allowances Withdrawn (n:1) | Thousand Tons | 0 | 0 | 0 | 0 | 0 | 0 | 0 | 0
CT Fac. Spec. - NOX Rate Winter v.4.10 Final, Unit 1189 and retrofits | 280 | 2270 | Rate Constraint in lbs/MMBtu | FALSE | L | Annual | Net Emissions Allowance Position | Thousand Tons | 0 | 0 | 0 | 0 | 0 | 0 | 0 | 0
CT Fac. Spec. - NOX Rate Winter v.4.10 Final, Unit 1189 and retrofits | 280 | 2270 | Rate Constraint in lbs/MMBtu | FALSE | L | Annual | Fuel Consumed | TBtu | 0 | 0 | 0 | 0 | 0 | 0 | 0 | 0
CT Fac. Spec. - NOX Rate Winter v.4.10 Final, Unit 1189 and retrofits | 280 | 2270 | Rate Constraint in lbs/MMBtu | FALSE | L | Annual | Rate | lb/MMBtu | 0 | 0 | 0 | 0 | 0 | 0 | 0 | 0
CT Fac. Spec. - NOX Rate Winter v.4.10 Final, Unit 1189 and retrofits | 280 | 2270 | Rate Constraint in lbs/MMBtu | FALSE | L | Annual | Generation | TWh | 0 | 0 | 0 | 0 | 0 | 0 | 0 | 0
CT Fac. Spec. - NOX Rate Winter v.4.10 Final, Unit 1189 and retrofits | 280 | 2270 | Rate Constraint in lbs/MMBtu | FALSE | L | Annual | Qualifying Generation | TWh | 0 | 0 | 0 | 0 | 0 | 0 | 0 | 0
CT Fac. Spec. - NOX Rate Winter v.4.10 Final, Unit 1189 and retrofits | 280 | 2270 | Rate Constraint in lbs/MMBtu | FALSE | L | Annual | Rate | lb/MWh | 0 | 0 | 0 | 0 | 0 | 0 | 0 | 0
CT Fac. Spec. - NOX Rate Winter v.4.10 Final, Unit 1189 and retrofits | 280 | 2270 | Rate Constraint in lbs/MMBtu | FALSE | L | Annual | Constraint Shadow Price | US2016$/Ton | 0 | 0 | 0 | 0 | 0 | 0 | 0 | 0
CT Fac. Spec. - NOX Rate Winter v.4.10 Final, Unit 1190 and retrofits | 281 | 2270 | Rate Constraint in lbs/MMBtu | FALSE | L | Annual | Seasons Included | Seasons | Winter, WintShld | Winter, WintShld | Winter, WintShld | Winter, WintShld | Winter, WintShld | Winter, WintShld | Winter, WintShld | Winter, WintShld
CT Fac. Spec. - NOX Rate Winter v.4.10 Final, Unit 1190 and retrofits | 281 | 2270 | Rate Constraint in lbs/MMBtu | FALSE | L | Annual | Standard NOX | lb/MMBtu | 0.15 | 0.15 | 0.15 | 0.15 | 0.15 | 0.15 | 0.15 | 0.15
CT Fac. Spec. - NOX Rate Winter v.4.10 Final, Unit 1190 and retrofits | 281 | 2270 | Rate Constraint in lbs/MMBtu | FALSE | L | Annual | Emissions at Affected Plants NOX | Thousand Tons | 0 | 0 | 0 | 0 | 0 | 0 | 0 | 0
CT Fac. Spec. - NOX Rate Winter v.4.10 Final, Unit 1190 and retrofits | 281 | 2270 | Rate Constraint in lbs/MMBtu | FALSE | L | Annual | Allowances Purchased NOX | Thousand Tons | 0 | 0 | 0 | 0 | 0 | 0 | 0 | 0
CT Fac. Spec. - NOX Rate Winter v.4.10 Final, Unit 1190 and retrofits | 281 | 2270 | Rate Constraint in lbs/MMBtu | FALSE | L | Annual | Allowances Sold NOX | Thousand Tons | 0 | 0 | 0 | 0 | 0 | 0 | 0 | 0
CT Fac. Spec. - NOX Rate Winter v.4.10 Final, Unit 1190 and retrofits | 281 | 2270 | Rate Constraint in lbs/MMBtu | FALSE | L | Annual | Allowances Banked | Thousand Tons | 0 | 0 | 0 | 0 | 0 | 0 | 0 | 0
CT Fac. Spec. - NOX Rate Winter v.4.10 Final, Unit 1190 and retrofits | 281 | 2270 | Rate Constraint in lbs/MMBtu | FALSE | L | Annual | Allowances Withdrawn (1:1) | Thousand Tons | 0 | 0 | 0 | 0 | 0 | 0 | 0 | 0
CT Fac. Spec. - NOX Rate Winter v.4.10 Final, Unit 1190 and retrofits | 281 | 2270 | Rate Constraint in lbs/MMBtu | FALSE | L | Annual | Allowances Withdrawn (n:1) | Thousand Tons | 0 | 0 | 0 | 0 | 0 | 0 | 0 | 0
CT Fac. Spec. - NOX Rate Winter v.4.10 Final, Unit 1190 and retrofits | 281 | 2270 | Rate Constraint in lbs/MMBtu | FALSE | L | Annual | Net Emissions Allowance Position | Thousand Tons | 0 | 0 | 0 | 0 | 0 | 0 | 0 | 0
CT Fac. Spec. - NOX Rate Winter v.4.10 Final, Unit 1190 and retrofits | 281 | 2270 | Rate Constraint in lbs/MMBtu | FALSE | L | Annual | Fuel Consumed | TBtu | 0 | 0 | 0 | 0 | 0 | 0 | 0 | 0
CT Fac. Spec. - NOX Rate Winter v.4.10 Final, Unit 1190 and retrofits | 281 | 2270 | Rate Constraint in lbs/MMBtu | FALSE | L | Annual | Rate | lb/MMBtu | 0 | 0 | 0 | 0 | 0 | 0 | 0 | 0
CT Fac. Spec. - NOX Rate Winter v.4.10 Final, Unit 1190 and retrofits | 281 | 2270 | Rate Constraint in lbs/MMBtu | FALSE | L | Annual | Generation | TWh | 0 | 0 | 0 | 0 | 0 | 0 | 0 | 0
CT Fac. Spec. - NOX Rate Winter v.4.10 Final, Unit 1190 and retrofits | 281 | 2270 | Rate Constraint in lbs/MMBtu | FALSE | L | Annual | Qualifying Generation | TWh | 0 | 0 | 0 | 0 | 0 | 0 | 0 | 0
CT Fac. Spec. - NOX Rate Winter v.4.10 Final, Unit 1190 and retrofits | 281 | 2270 | Rate Constraint in lbs/MMBtu | FALSE | L | Annual | Rate | lb/MWh | 0 | 0 | 0 | 0 | 0 | 0 | 0 | 0
CT Fac. Spec. - NOX Rate Winter v.4.10 Final, Unit 1190 and retrofits | 281 | 2270 | Rate Constraint in lbs/MMBtu | FALSE | L | Annual | Constraint Shadow Price | US2016$/Ton | 0 | 0 | 0 | 0 | 0 | 0 | 0 | 0
CT Fac. Spec. - NOX Rate Winter v.4.10 Final, Unit 1191 and retrofits | 282 | 2270 | Rate Constraint in lbs/MMBtu | FALSE | L | Annual | Seasons Included | Seasons | Winter, WintShld | Winter, WintShld | Winter, WintShld | Winter, WintShld | Winter, WintShld | Winter, WintShld | Winter, WintShld | Winter, WintShld
CT Fac. Spec. - NOX Rate Winter v.4.10 Final, Unit 1191 and retrofits | 282 | 2270 | Rate Constraint in lbs/MMBtu | FALSE | L | Annual | Standard NOX | lb/MMBtu | 0.15 | 0.15 | 0.15 | 0.15 | 0.15 | 0.15 | 0.15 | 0.15
CT Fac. Spec. - NOX Rate Winter v.4.10 Final, Unit 1191 and retrofits | 282 | 2270 | Rate Constraint in lbs/MMBtu | FALSE | L | Annual | Emissions at Affected Plants NOX | Thousand Tons | 0 | 0 | 0 | 0 | 0 | 0 | 0 | 0
CT Fac. Spec. - NOX Rate Winter v.4.10 Final, Unit 1191 and retrofits | 282 | 2270 | Rate Constraint in lbs/MMBtu | FALSE | L | Annual | Allowances Purchased NOX | Thousand Tons | 0 | 0 | 0 | 0 | 0 | 0 | 0 | 0
CT Fac. Spec. - NOX Rate Winter v.4.10 Final, Unit 1191 and retrofits | 282 | 2270 | Rate Constraint in lbs/MMBtu | FALSE | L | Annual | Allowances Sold NOX | Thousand Tons | 0 | 0 | 0 | 0 | 0 | 0 | 0 | 0
CT Fac. Spec. - NOX Rate Winter v.4.10 Final, Unit 1191 and retrofits | 282 | 2270 | Rate Constraint in lbs/MMBtu | FALSE | L | Annual | Allowances Banked | Thousand Tons | 0 | 0 | 0 | 0 | 0 | 0 | 0 | 0
CT Fac. Spec. - NOX Rate Winter v.4.10 Final, Unit 1191 and retrofits | 282 | 2270 | Rate Constraint in lbs/MMBtu | FALSE | L | Annual | Allowances Withdrawn (1:1) | Thousand Tons | 0 | 0 | 0 | 0 | 0 | 0 | 0 | 0
CT Fac. Spec. - NOX Rate Winter v.4.10 Final, Unit 1191 and retrofits | 282 | 2270 | Rate Constraint in lbs/MMBtu | FALSE | L | Annual | Allowances Withdrawn (n:1) | Thousand Tons | 0 | 0 | 0 | 0 | 0 | 0 | 0 | 0
CT Fac. Spec. - NOX Rate Winter v.4.10 Final, Unit 1191 and retrofits | 282 | 2270 | Rate Constraint in lbs/MMBtu | FALSE | L | Annual | Net Emissions Allowance Position | Thousand Tons | 0 | 0 | 0 | 0 | 0 | 0 | 0 | 0
CT Fac. Spec. - NOX Rate Winter v.4.10 Final, Unit 1191 and retrofits | 282 | 2270 | Rate Constraint in lbs/MMBtu | FALSE | L | Annual | Fuel Consumed | TBtu | 0 | 0 | 0 | 0 | 0 | 0 | 0 | 0
CT Fac. Spec. - NOX Rate Winter v.4.10 Final, Unit 1191 and retrofits | 282 | 2270 | Rate Constraint in lbs/MMBtu | FALSE | L | Annual | Rate | lb/MMBtu | 0 | 0 | 0 | 0 | 0 | 0 | 0 | 0
CT Fac. Spec. - NOX Rate Winter v.4.10 Final, Unit 1191 and retrofits | 282 | 2270 | Rate Constraint in lbs/MMBtu | FALSE | L | Annual | Generation | TWh | 0 | 0 | 0 | 0 | 0 | 0 | 0 | 0
CT Fac. Spec. - NOX Rate Winter v.4.10 Final, Unit 1191 and retrofits | 282 | 2270 | Rate Constraint in lbs/MMBtu | FALSE | L | Annual | Qualifying Generation | TWh | 0 | 0 | 0 | 0 | 0 | 0 | 0 | 0
CT Fac. Spec. - NOX Rate Winter v.4.10 Final, Unit 1191 and retrofits | 282 | 2270 | Rate Constraint in lbs/MMBtu | FALSE | L | Annual | Rate | lb/MWh | 0 | 0 | 0 | 0 | 0 | 0 | 0 | 0
CT Fac. Spec. - NOX Rate Winter v.4.10 Final, Unit 1191 and retrofits | 282 | 2270 | Rate Constraint in lbs/MMBtu | FALSE | L | Annual | Constraint Shadow Price | US2016$/Ton | 0 | 0 | 0 | 0 | 0 | 0 | 0 | 0
CT Fac. Spec. - NOX Rate Winter v.4.10 Final, Unit 1192 and retrofits | 283 | 2270 | Rate Constraint in lbs/MMBtu | FALSE | L | Annual | Seasons Included | Seasons | Winter, WintShld | Winter, WintShld | Winter, WintShld | Winter, WintShld | Winter, WintShld | Winter, WintShld | Winter, WintShld | Winter, WintShld
CT Fac. Spec. - NOX Rate Winter v.4.10 Final, Unit 1192 and retrofits | 283 | 2270 | Rate Constraint in lbs/MMBtu | FALSE | L | Annual | Standard NOX | lb/MMBtu | 0.15 | 0.15 | 0.15 | 0.15 | 0.15 | 0.15 | 0.15 | 0.15
CT Fac. Spec. - NOX Rate Winter v.4.10 Final, Unit 1192 and retrofits | 283 | 2270 | Rate Constraint in lbs/MMBtu | FALSE | L | Annual | Emissions at Affected Plants NOX | Thousand Tons | 0 | 0 | 0 | 0 | 0 | 0 | 0 | 0
CT Fac. Spec. - NOX Rate Winter v.4.10 Final, Unit 1192 and retrofits | 283 | 2270 | Rate Constraint in lbs/MMBtu | FALSE | L | Annual | Allowances Purchased NOX | Thousand Tons | 0 | 0 | 0 | 0 | 0 | 0 | 0 | 0
CT Fac. Spec. - NOX Rate Winter v.4.10 Final, Unit 1192 and retrofits | 283 | 2270 | Rate Constraint in lbs/MMBtu | FALSE | L | Annual | Allowances Sold NOX | Thousand Tons | 0 | 0 | 0 | 0 | 0 | 0 | 0 | 0
CT Fac. Spec. - NOX Rate Winter v.4.10 Final, Unit 1192 and retrofits | 283 | 2270 | Rate Constraint in lbs/MMBtu | FALSE | L | Annual | Allowances Banked | Thousand Tons | 0 | 0 | 0 | 0 | 0 | 0 | 0 | 0
CT Fac. Spec. - NOX Rate Winter v.4.10 Final, Unit 1192 and retrofits | 283 | 2270 | Rate Constraint in lbs/MMBtu | FALSE | L | Annual | Allowances Withdrawn (1:1) | Thousand Tons | 0 | 0 | 0 | 0 | 0 | 0 | 0 | 0
CT Fac. Spec. - NOX Rate Winter v.4.10 Final, Unit 1192 and retrofits | 283 | 2270 | Rate Constraint in lbs/MMBtu | FALSE | L | Annual | Allowances Withdrawn (n:1) | Thousand Tons | 0 | 0 | 0 | 0 | 0 | 0 | 0 | 0
CT Fac. Spec. - NOX Rate Winter v.4.10 Final, Unit 1192 and retrofits | 283 | 2270 | Rate Constraint in lbs/MMBtu | FALSE | L | Annual | Net Emissions Allowance Position | Thousand Tons | 0 | 0 | 0 | 0 | 0 | 0 | 0 | 0
CT Fac. Spec. - NOX Rate Winter v.4.10 Final, Unit 1192 and retrofits | 283 | 2270 | Rate Constraint in lbs/MMBtu | FALSE | L | Annual | Fuel Consumed | TBtu | 0 | 0 | 0 | 0 | 0 | 0 | 0 | 0
CT Fac. Spec. - NOX Rate Winter v.4.10 Final, Unit 1192 and retrofits | 283 | 2270 | Rate Constraint in lbs/MMBtu | FALSE | L | Annual | Rate | lb/MMBtu | 0 | 0 | 0 | 0 | 0 | 0 | 0 | 0
CT Fac. Spec. - NOX Rate Winter v.4.10 Final, Unit 1192 and retrofits | 283 | 2270 | Rate Constraint in lbs/MMBtu | FALSE | L | Annual | Generation | TWh | 0 | 0 | 0 | 0 | 0 | 0 | 0 | 0
CT Fac. Spec. - NOX Rate Winter v.4.10 Final, Unit 1192 and retrofits | 283 | 2270 | Rate Constraint in lbs/MMBtu | FALSE | L | Annual | Qualifying Generation | TWh | 0 | 0 | 0 | 0 | 0 | 0 | 0 | 0
CT Fac. Spec. - NOX Rate Winter v.4.10 Final, Unit 1192 and retrofits | 283 | 2270 | Rate Constraint in lbs/MMBtu | FALSE | L | Annual | Rate | lb/MWh | 0 | 0 | 0 | 0 | 0 | 0 | 0 | 0
CT Fac. Spec. - NOX Rate Winter v.4.10 Final, Unit 1192 and retrofits | 283 | 2270 | Rate Constraint in lbs/MMBtu | FALSE | L | Annual | Constraint Shadow Price | US2016$/Ton | 0 | 0 | 0 | 0 | 0 | 0 | 0 | 0
CT Fac. Spec. - NOX Rate Winter v.4.10 Final, Unit 1193 and retrofits | 284 | 2270 | Rate Constraint in lbs/MMBtu | FALSE | L | Annual | Seasons Included | Seasons | Winter, WintShld | Winter, WintShld | Winter, WintShld | Winter, WintShld | Winter, WintShld | Winter, WintShld | Winter, WintShld | Winter, WintShld
CT Fac. Spec. - NOX Rate Winter v.4.10 Final, Unit 1193 and retrofits | 284 | 2270 | Rate Constraint in lbs/MMBtu | FALSE | L | Annual | Standard NOX | lb/MMBtu | 0.15 | 0.15 | 0.15 | 0.15 | 0.15 | 0.15 | 0.15 | 0.15
CT Fac. Spec. - NOX Rate Winter v.4.10 Final, Unit 1193 and retrofits | 284 | 2270 | Rate Constraint in lbs/MMBtu | FALSE | L | Annual | Emissions at Affected Plants NOX | Thousand Tons | 0 | 0 | 0 | 0 | 0 | 0 | 0 | 0
CT Fac. Spec. - NOX Rate Winter v.4.10 Final, Unit 1193 and retrofits | 284 | 2270 | Rate Constraint in lbs/MMBtu | FALSE | L | Annual | Allowances Purchased NOX | Thousand Tons | 0 | 0 | 0 | 0 | 0 | 0 | 0 | 0
CT Fac. Spec. - NOX Rate Winter v.4.10 Final, Unit 1193 and retrofits | 284 | 2270 | Rate Constraint in lbs/MMBtu | FALSE | L | Annual | Allowances Sold NOX | Thousand Tons | 0 | 0 | 0 | 0 | 0 | 0 | 0 | 0
CT Fac. Spec. - NOX Rate Winter v.4.10 Final, Unit 1193 and retrofits | 284 | 2270 | Rate Constraint in lbs/MMBtu | FALSE | L | Annual | Allowances Banked | Thousand Tons | 0 | 0 | 0 | 0 | 0 | 0 | 0 | 0
CT Fac. Spec. - NOX Rate Winter v.4.10 Final, Unit 1193 and retrofits | 284 | 2270 | Rate Constraint in lbs/MMBtu | FALSE | L | Annual | Allowances Withdrawn (1:1) | Thousand Tons | 0 | 0 | 0 | 0 | 0 | 0 | 0 | 0
CT Fac. Spec. - NOX Rate Winter v.4.10 Final, Unit 1193 and retrofits | 284 | 2270 | Rate Constraint in lbs/MMBtu | FALSE | L | Annual | Allowances Withdrawn (n:1) | Thousand Tons | 0 | 0 | 0 | 0 | 0 | 0 | 0 | 0
CT Fac. Spec. - NOX Rate Winter v.4.10 Final, Unit 1193 and retrofits | 284 | 2270 | Rate Constraint in lbs/MMBtu | FALSE | L | Annual | Net Emissions Allowance Position | Thousand Tons | 0 | 0 | 0 | 0 | 0 | 0 | 0 | 0
CT Fac. Spec. - NOX Rate Winter v.4.10 Final, Unit 1193 and retrofits | 284 | 2270 | Rate Constraint in lbs/MMBtu | FALSE | L | Annual | Fuel Consumed | TBtu | 0 | 0 | 0 | 0 | 0 | 0 | 0 | 0
CT Fac. Spec. - NOX Rate Winter v.4.10 Final, Unit 1193 and retrofits | 284 | 2270 | Rate Constraint in lbs/MMBtu | FALSE | L | Annual | Rate | lb/MMBtu | 0 | 0 | 0 | 0 | 0 | 0 | 0 | 0
CT Fac. Spec. - NOX Rate Winter v.4.10 Final, Unit 1193 and retrofits | 284 | 2270 | Rate Constraint in lbs/MMBtu | FALSE | L | Annual | Generation | TWh | 0 | 0 | 0 | 0 | 0 | 0 | 0 | 0
CT Fac. Spec. - NOX Rate Winter v.4.10 Final, Unit 1193 and retrofits | 284 | 2270 | Rate Constraint in lbs/MMBtu | FALSE | L | Annual | Qualifying Generation | TWh | 0 | 0 | 0 | 0 | 0 | 0 | 0 | 0
CT Fac. Spec. - NOX Rate Winter v.4.10 Final, Unit 1193 and retrofits | 284 | 2270 | Rate Constraint in lbs/MMBtu | FALSE | L | Annual | Rate | lb/MWh | 0 | 0 | 0 | 0 | 0 | 0 | 0 | 0
CT Fac. Spec. - NOX Rate Winter v.4.10 Final, Unit 1193 and retrofits | 284 | 2270 | Rate Constraint in lbs/MMBtu | FALSE | L | Annual | Constraint Shadow Price | US2016$/Ton | 0 | 0 | 0 | 0 | 0 | 0 | 0 | 0
CT Fac. Spec. - NOX Rate Winter v.4.10 Final, Unit 1194 and retrofits | 285 | 2270 | Rate Constraint in lbs/MMBtu | FALSE | L | Annual | Seasons Included | Seasons | Winter, WintShld | Winter, WintShld | Winter, WintShld | Winter, WintShld | Winter, WintShld | Winter, WintShld | Winter, WintShld | Winter, WintShld
CT Fac. Spec. - NOX Rate Winter v.4.10 Final, Unit 1194 and retrofits | 285 | 2270 | Rate Constraint in lbs/MMBtu | FALSE | L | Annual | Standard NOX | lb/MMBtu | 0.15 | 0.15 | 0.15 | 0.15 | 0.15 | 0.15 | 0.15 | 0.15
CT Fac. Spec. - NOX Rate Winter v.4.10 Final, Unit 1194 and retrofits | 285 | 2270 | Rate Constraint in lbs/MMBtu | FALSE | L | Annual | Emissions at Affected Plants NOX | Thousand Tons | 0 | 0 | 0 | 0 | 0 | 0 | 0 | 0
CT Fac. Spec. - NOX Rate Winter v.4.10 Final, Unit 1194 and retrofits | 285 | 2270 | Rate Constraint in lbs/MMBtu | FALSE | L | Annual | Allowances Purchased NOX | Thousand Tons | 0 | 0 | 0 | 0 | 0 | 0 | 0 | 0
CT Fac. Spec. - NOX Rate Winter v.4.10 Final, Unit 1194 and retrofits | 285 | 2270 | Rate Constraint in lbs/MMBtu | FALSE | L | Annual | Allowances Sold NOX | Thousand Tons | 0 | 0 | 0 | 0 | 0 | 0 | 0 | 0
CT Fac. Spec. - NOX Rate Winter v.4.10 Final, Unit 1194 and retrofits | 285 | 2270 | Rate Constraint in lbs/MMBtu | FALSE | L | Annual | Allowances Banked | Thousand Tons | 0 | 0 | 0 | 0 | 0 | 0 | 0 | 0
CT Fac. Spec. - NOX Rate Winter v.4.10 Final, Unit 1194 and retrofits | 285 | 2270 | Rate Constraint in lbs/MMBtu | FALSE | L | Annual | Allowances Withdrawn (1:1) | Thousand Tons | 0 | 0 | 0 | 0 | 0 | 0 | 0 | 0
CT Fac. Spec. - NOX Rate Winter v.4.10 Final, Unit 1194 and retrofits | 285 | 2270 | Rate Constraint in lbs/MMBtu | FALSE | L | Annual | Allowances Withdrawn (n:1) | Thousand Tons | 0 | 0 | 0 | 0 | 0 | 0 | 0 | 0
CT Fac. Spec. - NOX Rate Winter v.4.10 Final, Unit 1194 and retrofits | 285 | 2270 | Rate Constraint in lbs/MMBtu | FALSE | L | Annual | Net Emissions Allowance Position | Thousand Tons | 0 | 0 | 0 | 0 | 0 | 0 | 0 | 0
CT Fac. Spec. - NOX Rate Winter v.4.10 Final, Unit 1194 and retrofits | 285 | 2270 | Rate Constraint in lbs/MMBtu | FALSE | L | Annual | Fuel Consumed | TBtu | 0 | 0 | 0 | 0 | 0 | 0 | 0 | 0
CT Fac. Spec. - NOX Rate Winter v.4.10 Final, Unit 1194 and retrofits | 285 | 2270 | Rate Constraint in lbs/MMBtu | FALSE | L | Annual | Rate | lb/MMBtu | 0 | 0 | 0 | 0 | 0 | 0 | 0 | 0
CT Fac. Spec. - NOX Rate Winter v.4.10 Final, Unit 1194 and retrofits | 285 | 2270 | Rate Constraint in lbs/MMBtu | FALSE | L | Annual | Generation | TWh | 0 | 0 | 0 | 0 | 0 | 0 | 0 | 0
CT Fac. Spec. - NOX Rate Winter v.4.10 Final, Unit 1194 and retrofits | 285 | 2270 | Rate Constraint in lbs/MMBtu | FALSE | L | Annual | Qualifying Generation | TWh | 0 | 0 | 0 | 0 | 0 | 0 | 0 | 0
CT Fac. Spec. - NOX Rate Winter v.4.10 Final, Unit 1194 and retrofits | 285 | 2270 | Rate Constraint in lbs/MMBtu | FALSE | L | Annual | Rate | lb/MWh | 0 | 0 | 0 | 0 | 0 | 0 | 0 | 0
CT Fac. Spec. - NOX Rate Winter v.4.10 Final, Unit 1194 and retrofits | 285 | 2270 | Rate Constraint in lbs/MMBtu | FALSE | L | Annual | Constraint Shadow Price | US2016$/Ton | 0 | 0 | 0 | 0 | 0 | 0 | 0 | 0
CT Fac. Spec. - NOX Rate Winter v.4.10 Final, Unit 1195 and retrofits | 286 | 2270 | Rate Constraint in lbs/MMBtu | FALSE | L | Annual | Seasons Included | Seasons | Winter, WintShld | Winter, WintShld | Winter, WintShld | Winter, WintShld | Winter, WintShld | Winter, WintShld | Winter, WintShld | Winter, WintShld
CT Fac. Spec. - NOX Rate Winter v.4.10 Final, Unit 1195 and retrofits | 286 | 2270 | Rate Constraint in lbs/MMBtu | FALSE | L | Annual | Standard NOX | lb/MMBtu | 0.15 | 0.15 | 0.15 | 0.15 | 0.15 | 0.15 | 0.15 | 0.15
CT Fac. Spec. - NOX Rate Winter v.4.10 Final, Unit 1195 and retrofits | 286 | 2270 | Rate Constraint in lbs/MMBtu | FALSE | L | Annual | Emissions at Affected Plants NOX | Thousand Tons | 0 | 0 | 0 | 0 | 0 | 0 | 0 | 0
CT Fac. Spec. - NOX Rate Winter v.4.10 Final, Unit 1195 and retrofits | 286 | 2270 | Rate Constraint in lbs/MMBtu | FALSE | L | Annual | Allowances Purchased NOX | Thousand Tons | 0 | 0 | 0 | 0 | 0 | 0 | 0 | 0
CT Fac. Spec. - NOX Rate Winter v.4.10 Final, Unit 1195 and retrofits | 286 | 2270 | Rate Constraint in lbs/MMBtu | FALSE | L | Annual | Allowances Sold NOX | Thousand Tons | 0 | 0 | 0 | 0 | 0 | 0 | 0 | 0
CT Fac. Spec. - NOX Rate Winter v.4.10 Final, Unit 1195 and retrofits | 286 | 2270 | Rate Constraint in lbs/MMBtu | FALSE | L | Annual | Allowances Banked | Thousand Tons | 0 | 0 | 0 | 0 | 0 | 0 | 0 | 0
CT Fac. Spec. - NOX Rate Winter v.4.10 Final, Unit 1195 and retrofits | 286 | 2270 | Rate Constraint in lbs/MMBtu | FALSE | L | Annual | Allowances Withdrawn (1:1) | Thousand Tons | 0 | 0 | 0 | 0 | 0 | 0 | 0 | 0
CT Fac. Spec. - NOX Rate Winter v.4.10 Final, Unit 1195 and retrofits | 286 | 2270 | Rate Constraint in lbs/MMBtu | FALSE | L | Annual | Allowances Withdrawn (n:1) | Thousand Tons | 0 | 0 | 0 | 0 | 0 | 0 | 0 | 0
CT Fac. Spec. - NOX Rate Winter v.4.10 Final, Unit 1195 and retrofits | 286 | 2270 | Rate Constraint in lbs/MMBtu | FALSE | L | Annual | Net Emissions Allowance Position | Thousand Tons | 0 | 0 | 0 | 0 | 0 | 0 | 0 | 0
CT Fac. Spec. - NOX Rate Winter v.4.10 Final, Unit 1195 and retrofits | 286 | 2270 | Rate Constraint in lbs/MMBtu | FALSE | L | Annual | Fuel Consumed | TBtu | 0 | 0 | 0 | 0 | 0 | 0 | 0 | 0
CT Fac. Spec. - NOX Rate Winter v.4.10 Final, Unit 1195 and retrofits | 286 | 2270 | Rate Constraint in lbs/MMBtu | FALSE | L | Annual | Rate | lb/MMBtu | 0 | 0 | 0 | 0 | 0 | 0 | 0 | 0
CT Fac. Spec. - NOX Rate Winter v.4.10 Final, Unit 1195 and retrofits | 286 | 2270 | Rate Constraint in lbs/MMBtu | FALSE | L | Annual | Generation | TWh | 0 | 0 | 0 | 0 | 0 | 0 | 0 | 0
CT Fac. Spec. - NOX Rate Winter v.4.10 Final, Unit 1195 and retrofits | 286 | 2270 | Rate Constraint in lbs/MMBtu | FALSE | L | Annual | Qualifying Generation | TWh | 0 | 0 | 0 | 0 | 0 | 0 | 0 | 0
CT Fac. Spec. - NOX Rate Winter v.4.10 Final, Unit 1195 and retrofits | 286 | 2270 | Rate Constraint in lbs/MMBtu | FALSE | L | Annual | Rate | lb/MWh | 0 | 0 | 0 | 0 | 0 | 0 | 0 | 0
CT Fac. Spec. - NOX Rate Winter v.4.10 Final, Unit 1195 and retrofits | 286 | 2270 | Rate Constraint in lbs/MMBtu | FALSE | L | Annual | Constraint Shadow Price | US2016$/Ton | 0 | 0 | 0 | 0 | 0 | 0 | 0 | 0
CT Fac. Spec. - NOX Rate Winter v.4.10 Final, Unit 1205 and retrofits | 287 | 2270 | Rate Constraint in lbs/MMBtu | FALSE | L | Annual | Seasons Included | Seasons | Winter, WintShld | Winter, WintShld | Winter, WintShld | Winter, WintShld | Winter, WintShld | Winter, WintShld | Winter, WintShld | Winter, WintShld
CT Fac. Spec. - NOX Rate Winter v.4.10 Final, Unit 1205 and retrofits | 287 | 2270 | Rate Constraint in lbs/MMBtu | FALSE | L | Annual | Standard NOX | lb/MMBtu | 0.15 | 0.15 | 0.15 | 0.15 | 0.15 | 0.15 | 0.15 | 0.15
CT Fac. Spec. - NOX Rate Winter v.4.10 Final, Unit 1205 and retrofits | 287 | 2270 | Rate Constraint in lbs/MMBtu | FALSE | L | Annual | Emissions at Affected Plants NOX | Thousand Tons | 0 | 0 | 0 | 0 | 0 | 0 | 0 | 0
CT Fac. Spec. - NOX Rate Winter v.4.10 Final, Unit 1205 and retrofits | 287 | 2270 | Rate Constraint in lbs/MMBtu | FALSE | L | Annual | Allowances Purchased NOX | Thousand Tons | 0 | 0 | 0 | 0 | 0 | 0 | 0 | 0
CT Fac. Spec. - NOX Rate Winter v.4.10 Final, Unit 1205 and retrofits | 287 | 2270 | Rate Constraint in lbs/MMBtu | FALSE | L | Annual | Allowances Sold NOX | Thousand Tons | 0 | 0 | 0 | 0 | 0 | 0 | 0 | 0
CT Fac. Spec. - NOX Rate Winter v.4.10 Final, Unit 1205 and retrofits | 287 | 2270 | Rate Constraint in lbs/MMBtu | FALSE | L | Annual | Allowances Banked | Thousand Tons | 0 | 0 | 0 | 0 | 0 | 0 | 0 | 0
CT Fac. Spec. - NOX Rate Winter v.4.10 Final, Unit 1205 and retrofits | 287 | 2270 | Rate Constraint in lbs/MMBtu | FALSE | L | Annual | Allowances Withdrawn (1:1) | Thousand Tons | 0 | 0 | 0 | 0 | 0 | 0 | 0 | 0
CT Fac. Spec. - NOX Rate Winter v.4.10 Final, Unit 1205 and retrofits | 287 | 2270 | Rate Constraint in lbs/MMBtu | FALSE | L | Annual | Allowances Withdrawn (n:1) | Thousand Tons | 0 | 0 | 0 | 0 | 0 | 0 | 0 | 0
CT Fac. Spec. - NOX Rate Winter v.4.10 Final, Unit 1205 and retrofits | 287 | 2270 | Rate Constraint in lbs/MMBtu | FALSE | L | Annual | Net Emissions Allowance Position | Thousand Tons | 0 | 0 | 0 | 0 | 0 | 0 | 0 | 0
CT Fac. Spec. - NOX Rate Winter v.4.10 Final, Unit 1205 and retrofits | 287 | 2270 | Rate Constraint in lbs/MMBtu | FALSE | L | Annual | Fuel Consumed | TBtu | 0 | 0 | 0 | 0 | 0 | 0 | 0 | 0
CT Fac. Spec. - NOX Rate Winter v.4.10 Final, Unit 1205 and retrofits | 287 | 2270 | Rate Constraint in lbs/MMBtu | FALSE | L | Annual | Rate | lb/MMBtu | 0 | 0 | 0 | 0 | 0 | 0 | 0 | 0
CT Fac. Spec. - NOX Rate Winter v.4.10 Final, Unit 1205 and retrofits | 287 | 2270 | Rate Constraint in lbs/MMBtu | FALSE | L | Annual | Generation | TWh | 0 | 0 | 0 | 0 | 0 | 0 | 0 | 0
CT Fac. Spec. - NOX Rate Winter v.4.10 Final, Unit 1205 and retrofits | 287 | 2270 | Rate Constraint in lbs/MMBtu | FALSE | L | Annual | Qualifying Generation | TWh | 0 | 0 | 0 | 0 | 0 | 0 | 0 | 0
CT Fac. Spec. - NOX Rate Winter v.4.10 Final, Unit 1205 and retrofits | 287 | 2270 | Rate Constraint in lbs/MMBtu | FALSE | L | Annual | Rate | lb/MWh | 0 | 0 | 0 | 0 | 0 | 0 | 0 | 0
CT Fac. Spec. - NOX Rate Winter v.4.10 Final, Unit 1205 and retrofits | 287 | 2270 | Rate Constraint in lbs/MMBtu | FALSE | L | Annual | Constraint Shadow Price | US2016$/Ton | 0 | 0 | 0 | 0 | 0 | 0 | 0 | 0
CT Fac. Spec. - NOX Rate Winter v.4.10 Final, Unit 1206 and retrofits | 288 | 2270 | Rate Constraint in lbs/MMBtu | FALSE | L | Annual | Seasons Included | Seasons | Winter, WintShld | Winter, WintShld | Winter, WintShld | Winter, WintShld | Winter, WintShld | Winter, WintShld | Winter, WintShld | Winter, WintShld
CT Fac. Spec. - NOX Rate Winter v.4.10 Final, Unit 1206 and retrofits | 288 | 2270 | Rate Constraint in lbs/MMBtu | FALSE | L | Annual | Standard NOX | lb/MMBtu | 0.15 | 0.15 | 0.15 | 0.15 | 0.15 | 0.15 | 0.15 | 0.15
CT Fac. Spec. - NOX Rate Winter v.4.10 Final, Unit 1206 and retrofits | 288 | 2270 | Rate Constraint in lbs/MMBtu | FALSE | L | Annual | Emissions at Affected Plants NOX | Thousand Tons | 0 | 0 | 0 | 0 | 0 | 0 | 0 | 0
CT Fac. Spec. - NOX Rate Winter v.4.10 Final, Unit 1206 and retrofits | 288 | 2270 | Rate Constraint in lbs/MMBtu | FALSE | L | Annual | Allowances Purchased NOX | Thousand Tons | 0 | 0 | 0 | 0 | 0 | 0 | 0 | 0
CT Fac. Spec. - NOX Rate Winter v.4.10 Final, Unit 1206 and retrofits | 288 | 2270 | Rate Constraint in lbs/MMBtu | FALSE | L | Annual | Allowances Sold NOX | Thousand Tons | 0 | 0 | 0 | 0 | 0 | 0 | 0 | 0
CT Fac. Spec. - NOX Rate Winter v.4.10 Final, Unit 1206 and retrofits | 288 | 2270 | Rate Constraint in lbs/MMBtu | FALSE | L | Annual | Allowances Banked | Thousand Tons | 0 | 0 | 0 | 0 | 0 | 0 | 0 | 0
CT Fac. Spec. - NOX Rate Winter v.4.10 Final, Unit 1206 and retrofits | 288 | 2270 | Rate Constraint in lbs/MMBtu | FALSE | L | Annual | Allowances Withdrawn (1:1) | Thousand Tons | 0 | 0 | 0 | 0 | 0 | 0 | 0 | 0
CT Fac. Spec. - NOX Rate Winter v.4.10 Final, Unit 1206 and retrofits | 288 | 2270 | Rate Constraint in lbs/MMBtu | FALSE | L | Annual | Allowances Withdrawn (n:1) | Thousand Tons | 0 | 0 | 0 | 0 | 0 | 0 | 0 | 0
CT Fac. Spec. - NOX Rate Winter v.4.10 Final, Unit 1206 and retrofits | 288 | 2270 | Rate Constraint in lbs/MMBtu | FALSE | L | Annual | Net Emissions Allowance Position | Thousand Tons | 0 | 0 | 0 | 0 | 0 | 0 | 0 | 0
CT Fac. Spec. - NOX Rate Winter v.4.10 Final, Unit 1206 and retrofits | 288 | 2270 | Rate Constraint in lbs/MMBtu | FALSE | L | Annual | Fuel Consumed | TBtu | 0 | 0 | 0 | 0 | 0 | 0 | 0 | 0
CT Fac. Spec. - NOX Rate Winter v.4.10 Final, Unit 1206 and retrofits | 288 | 2270 | Rate Constraint in lbs/MMBtu | FALSE | L | Annual | Rate | lb/MMBtu | 0 | 0 | 0 | 0 | 0 | 0 | 0 | 0
CT Fac. Spec. - NOX Rate Winter v.4.10 Final, Unit 1206 and retrofits | 288 | 2270 | Rate Constraint in lbs/MMBtu | FALSE | L | Annual | Generation | TWh | 0 | 0 | 0 | 0 | 0 | 0 | 0 | 0
CT Fac. Spec. - NOX Rate Winter v.4.10 Final, Unit 1206 and retrofits | 288 | 2270 | Rate Constraint in lbs/MMBtu | FALSE | L | Annual | Qualifying Generation | TWh | 0 | 0 | 0 | 0 | 0 | 0 | 0 | 0
CT Fac. Spec. - NOX Rate Winter v.4.10 Final, Unit 1206 and retrofits | 288 | 2270 | Rate Constraint in lbs/MMBtu | FALSE | L | Annual | Rate | lb/MWh | 0 | 0 | 0 | 0 | 0 | 0 | 0 | 0
CT Fac. Spec. - NOX Rate Winter v.4.10 Final, Unit 1206 and retrofits | 288 | 2270 | Rate Constraint in lbs/MMBtu | FALSE | L | Annual | Constraint Shadow Price | US2016$/Ton | 0 | 0 | 0 | 0 | 0 | 0 | 0 | 0
CT Fac. Spec. - NOX Rate Winter v.4.10 Final, Unit 1207 and retrofits | 289 | 2270 | Rate Constraint in lbs/MMBtu | FALSE | L | Annual | Seasons Included | Seasons | Winter, WintShld | Winter, WintShld | Winter, WintShld | Winter, WintShld | Winter, WintShld | Winter, WintShld | Winter, WintShld | Winter, WintShld
CT Fac. Spec. - NOX Rate Winter v.4.10 Final, Unit 1207 and retrofits | 289 | 2270 | Rate Constraint in lbs/MMBtu | FALSE | L | Annual | Standard NOX | lb/MMBtu | 0.15 | 0.15 | 0.15 | 0.15 | 0.15 | 0.15 | 0.15 | 0.15
CT Fac. Spec. - NOX Rate Winter v.4.10 Final, Unit 1207 and retrofits | 289 | 2270 | Rate Constraint in lbs/MMBtu | FALSE | L | Annual | Emissions at Affected Plants NOX | Thousand Tons | 0 | 0 | 0 | 0 | 0 | 0 | 0 | 0
CT Fac. Spec. - NOX Rate Winter v.4.10 Final, Unit 1207 and retrofits | 289 | 2270 | Rate Constraint in lbs/MMBtu | FALSE | L | Annual | Allowances Purchased NOX | Thousand Tons | 0 | 0 | 0 | 0 | 0 | 0 | 0 | 0
CT Fac. Spec. - NOX Rate Winter v.4.10 Final, Unit 1207 and retrofits | 289 | 2270 | Rate Constraint in lbs/MMBtu | FALSE | L | Annual | Allowances Sold NOX | Thousand Tons | 0 | 0 | 0 | 0 | 0 | 0 | 0 | 0
CT Fac. Spec. - NOX Rate Winter v.4.10 Final, Unit 1207 and retrofits | 289 | 2270 | Rate Constraint in lbs/MMBtu | FALSE | L | Annual | Allowances Banked | Thousand Tons | 0 | 0 | 0 | 0 | 0 | 0 | 0 | 0
CT Fac. Spec. - NOX Rate Winter v.4.10 Final, Unit 1207 and retrofits | 289 | 2270 | Rate Constraint in lbs/MMBtu | FALSE | L | Annual | Allowances Withdrawn (1:1) | Thousand Tons | 0 | 0 | 0 | 0 | 0 | 0 | 0 | 0
CT Fac. Spec. - NOX Rate Winter v.4.10 Final, Unit 1207 and retrofits | 289 | 2270 | Rate Constraint in lbs/MMBtu | FALSE | L | Annual | Allowances Withdrawn (n:1) | Thousand Tons | 0 | 0 | 0 | 0 | 0 | 0 | 0 | 0
CT Fac. Spec. - NOX Rate Winter v.4.10 Final, Unit 1207 and retrofits | 289 | 2270 | Rate Constraint in lbs/MMBtu | FALSE | L | Annual | Net Emissions Allowance Position | Thousand Tons | 0 | 0 | 0 | 0 | 0 | 0 | 0 | 0
CT Fac. Spec. - NOX Rate Winter v.4.10 Final, Unit 1207 and retrofits | 289 | 2270 | Rate Constraint in lbs/MMBtu | FALSE | L | Annual | Fuel Consumed | TBtu | 0 | 0 | 0 | 0 | 0 | 0 | 0 | 0
CT Fac. Spec. - NOX Rate Winter v.4.10 Final, Unit 1207 and retrofits | 289 | 2270 | Rate Constraint in lbs/MMBtu | FALSE | L | Annual | Rate | lb/MMBtu | 0 | 0 | 0 | 0 | 0 | 0 | 0 | 0
CT Fac. Spec. - NOX Rate Winter v.4.10 Final, Unit 1207 and retrofits | 289 | 2270 | Rate Constraint in lbs/MMBtu | FALSE | L | Annual | Generation | TWh | 0 | 0 | 0 | 0 | 0 | 0 | 0 | 0
CT Fac. Spec. - NOX Rate Winter v.4.10 Final, Unit 1207 and retrofits | 289 | 2270 | Rate Constraint in lbs/MMBtu | FALSE | L | Annual | Qualifying Generation | TWh | 0 | 0 | 0 | 0 | 0 | 0 | 0 | 0
CT Fac. Spec. - NOX Rate Winter v.4.10 Final, Unit 1207 and retrofits | 289 | 2270 | Rate Constraint in lbs/MMBtu | FALSE | L | Annual | Rate | lb/MWh | 0 | 0 | 0 | 0 | 0 | 0 | 0 | 0
CT Fac. Spec. - NOX Rate Winter v.4.10 Final, Unit 1207 and retrofits | 289 | 2270 | Rate Constraint in lbs/MMBtu | FALSE | L | Annual | Constraint Shadow Price | US2016$/Ton | 0 | 0 | 0 | 0 | 0 | 0 | 0 | 0
CT Fac. Spec. - NOX Rate Winter v.4.10 Final, Unit 1208 and retrofits | 290 | 2270 | Rate Constraint in lbs/MMBtu | FALSE | L | Annual | Seasons Included | Seasons | Winter, WintShld | Winter, WintShld | Winter, WintShld | Winter, WintShld | Winter, WintShld | Winter, WintShld | Winter, WintShld | Winter, WintShld
CT Fac. Spec. - NOX Rate Winter v.4.10 Final, Unit 1208 and retrofits | 290 | 2270 | Rate Constraint in lbs/MMBtu | FALSE | L | Annual | Standard NOX | lb/MMBtu | 0.15 | 0.15 | 0.15 | 0.15 | 0.15 | 0.15 | 0.15 | 0.15
CT Fac. Spec. - NOX Rate Winter v.4.10 Final, Unit 1208 and retrofits | 290 | 2270 | Rate Constraint in lbs/MMBtu | FALSE | L | Annual | Emissions at Affected Plants NOX | Thousand Tons | 0 | 0 | 0 | 0 | 0 | 0 | 0 | 0
CT Fac. Spec. - NOX Rate Winter v.4.10 Final, Unit 1208 and retrofits | 290 | 2270 | Rate Constraint in lbs/MMBtu | FALSE | L | Annual | Allowances Purchased NOX | Thousand Tons | 0 | 0 | 0 | 0 | 0 | 0 | 0 | 0
CT Fac. Spec. - NOX Rate Winter v.4.10 Final, Unit 1208 and retrofits | 290 | 2270 | Rate Constraint in lbs/MMBtu | FALSE | L | Annual | Allowances Sold NOX | Thousand Tons | 0 | 0 | 0 | 0 | 0 | 0 | 0 | 0
CT Fac. Spec. - NOX Rate Winter v.4.10 Final, Unit 1208 and retrofits | 290 | 2270 | Rate Constraint in lbs/MMBtu | FALSE | L | Annual | Allowances Banked | Thousand Tons | 0 | 0 | 0 | 0 | 0 | 0 | 0 | 0
CT Fac. Spec. - NOX Rate Winter v.4.10 Final, Unit 1208 and retrofits | 290 | 2270 | Rate Constraint in lbs/MMBtu | FALSE | L | Annual | Allowances Withdrawn (1:1) | Thousand Tons | 0 | 0 | 0 | 0 | 0 | 0 | 0 | 0
CT Fac. Spec. - NOX Rate Winter v.4.10 Final, Unit 1208 and retrofits | 290 | 2270 | Rate Constraint in lbs/MMBtu | FALSE | L | Annual | Allowances Withdrawn (n:1) | Thousand Tons | 0 | 0 | 0 | 0 | 0 | 0 | 0 | 0
CT Fac. Spec. - NOX Rate Winter v.4.10 Final, Unit 1208 and retrofits | 290 | 2270 | Rate Constraint in lbs/MMBtu | FALSE | L | Annual | Net Emissions Allowance Position | Thousand Tons | 0 | 0 | 0 | 0 | 0 | 0 | 0 | 0
CT Fac. Spec. - NOX Rate Winter v.4.10 Final, Unit 1208 and retrofits | 290 | 2270 | Rate Constraint in lbs/MMBtu | FALSE | L | Annual | Fuel Consumed | TBtu | 0 | 0 | 0 | 0 | 0 | 0 | 0 | 0
CT Fac. Spec. - NOX Rate Winter v.4.10 Final, Unit 1208 and retrofits | 290 | 2270 | Rate Constraint in lbs/MMBtu | FALSE | L | Annual | Rate | lb/MMBtu | 0 | 0 | 0 | 0 | 0 | 0 | 0 | 0
CT Fac. Spec. - NOX Rate Winter v.4.10 Final, Unit 1208 and retrofits | 290 | 2270 | Rate Constraint in lbs/MMBtu | FALSE | L | Annual | Generation | TWh | 0 | 0 | 0 | 0 | 0 | 0 | 0 | 0
CT Fac. Spec. - NOX Rate Winter v.4.10 Final, Unit 1208 and retrofits | 290 | 2270 | Rate Constraint in lbs/MMBtu | FALSE | L | Annual | Qualifying Generation | TWh | 0 | 0 | 0 | 0 | 0 | 0 | 0 | 0
CT Fac. Spec. - NOX Rate Winter v.4.10 Final, Unit 1208 and retrofits | 290 | 2270 | Rate Constraint in lbs/MMBtu | FALSE | L | Annual | Rate | lb/MWh | 0 | 0 | 0 | 0 | 0 | 0 | 0 | 0
CT Fac. Spec. - NOX Rate Winter v.4.10 Final, Unit 1208 and retrofits | 290 | 2270 | Rate Constraint in lbs/MMBtu | FALSE | L | Annual | Constraint Shadow Price | US2016$/Ton | 0 | 0 | 0 | 0 | 0 | 0 | 0 | 0
CT Fac. Spec. - NOX Rate Winter v.4.10 Final, Unit 1209 and retrofits | 291 | 2270 | Rate Constraint in lbs/MMBtu | FALSE | L | Annual | Seasons Included | Seasons | Winter, WintShld | Winter, WintShld | Winter, WintShld | Winter, WintShld | Winter, WintShld | Winter, WintShld | Winter, WintShld | Winter, WintShld
CT Fac. Spec. - NOX Rate Winter v.4.10 Final, Unit 1209 and retrofits | 291 | 2270 | Rate Constraint in lbs/MMBtu | FALSE | L | Annual | Standard NOX | lb/MMBtu | 0.15 | 0.15 | 0.15 | 0.15 | 0.15 | 0.15 | 0.15 | 0.15
CT Fac. Spec. - NOX Rate Winter v.4.10 Final, Unit 1209 and retrofits | 291 | 2270 | Rate Constraint in lbs/MMBtu | FALSE | L | Annual | Emissions at Affected Plants NOX | Thousand Tons | 0 | 0 | 0 | 0 | 0 | 0 | 0 | 0
CT Fac. Spec. - NOX Rate Winter v.4.10 Final, Unit 1209 and retrofits | 291 | 2270 | Rate Constraint in lbs/MMBtu | FALSE | L | Annual | Allowances Purchased NOX | Thousand Tons | 0 | 0 | 0 | 0 | 0 | 0 | 0 | 0
CT Fac. Spec. - NOX Rate Winter v.4.10 Final, Unit 1209 and retrofits | 291 | 2270 | Rate Constraint in lbs/MMBtu | FALSE | L | Annual | Allowances Sold NOX | Thousand Tons | 0 | 0 | 0 | 0 | 0 | 0 | 0 | 0
CT Fac. Spec. - NOX Rate Winter v.4.10 Final, Unit 1209 and retrofits | 291 | 2270 | Rate Constraint in lbs/MMBtu | FALSE | L | Annual | Allowances Banked | Thousand Tons | 0 | 0 | 0 | 0 | 0 | 0 | 0 | 0
CT Fac. Spec. - NOX Rate Winter v.4.10 Final, Unit 1209 and retrofits | 291 | 2270 | Rate Constraint in lbs/MMBtu | FALSE | L | Annual | Allowances Withdrawn (1:1) | Thousand Tons | 0 | 0 | 0 | 0 | 0 | 0 | 0 | 0
CT Fac. Spec. - NOX Rate Winter v.4.10 Final, Unit 1209 and retrofits | 291 | 2270 | Rate Constraint in lbs/MMBtu | FALSE | L | Annual | Allowances Withdrawn (n:1) | Thousand Tons | 0 | 0 | 0 | 0 | 0 | 0 | 0 | 0
CT Fac. Spec. - NOX Rate Winter v.4.10 Final, Unit 1209 and retrofits | 291 | 2270 | Rate Constraint in lbs/MMBtu | FALSE | L | Annual | Net Emissions Allowance Position | Thousand Tons | 0 | 0 | 0 | 0 | 0 | 0 | 0 | 0
CT Fac. Spec. - NOX Rate Winter v.4.10 Final, Unit 1209 and retrofits | 291 | 2270 | Rate Constraint in lbs/MMBtu | FALSE | L | Annual | Fuel Consumed | TBtu | 0 | 0 | 0 | 0 | 0 | 0 | 0 | 0
CT Fac. Spec. - NOX Rate Winter v.4.10 Final, Unit 1209 and retrofits | 291 | 2270 | Rate Constraint in lbs/MMBtu | FALSE | L | Annual | Rate | lb/MMBtu | 0 | 0 | 0 | 0 | 0 | 0 | 0 | 0
CT Fac. Spec. - NOX Rate Winter v.4.10 Final, Unit 1209 and retrofits | 291 | 2270 | Rate Constraint in lbs/MMBtu | FALSE | L | Annual | Generation | TWh | 0 | 0 | 0 | 0 | 0 | 0 | 0 | 0
CT Fac. Spec. - NOX Rate Winter v.4.10 Final, Unit 1209 and retrofits | 291 | 2270 | Rate Constraint in lbs/MMBtu | FALSE | L | Annual | Qualifying Generation | TWh | 0 | 0 | 0 | 0 | 0 | 0 | 0 | 0
CT Fac. Spec. - NOX Rate Winter v.4.10 Final, Unit 1209 and retrofits | 291 | 2270 | Rate Constraint in lbs/MMBtu | FALSE | L | Annual | Rate | lb/MWh | 0 | 0 | 0 | 0 | 0 | 0 | 0 | 0
CT Fac. Spec. - NOX Rate Winter v.4.10 Final, Unit 1209 and retrofits | 291 | 2270 | Rate Constraint in lbs/MMBtu | FALSE | L | Annual | Constraint Shadow Price | US2016$/Ton | 0 | 0 | 0 | 0 | 0 | 0 | 0 | 0
CT Fac. Spec. - NOX Rate Winter v.4.10 Final, Unit 1210 and retrofits | 292 | 2270 | Rate Constraint in lbs/MMBtu | FALSE | L | Annual | Seasons Included | Seasons | Winter, WintShld | Winter, WintShld | Winter, WintShld | Winter, WintShld | Winter, WintShld | Winter, WintShld | Winter, WintShld | Winter, WintShld
CT Fac. Spec. - NOX Rate Winter v.4.10 Final, Unit 1210 and retrofits | 292 | 2270 | Rate Constraint in lbs/MMBtu | FALSE | L | Annual | Standard NOX | lb/MMBtu | 0.15 | 0.15 | 0.15 | 0.15 | 0.15 | 0.15 | 0.15 | 0.15
CT Fac. Spec. - NOX Rate Winter v.4.10 Final, Unit 1210 and retrofits | 292 | 2270 | Rate Constraint in lbs/MMBtu | FALSE | L | Annual | Emissions at Affected Plants NOX | Thousand Tons | 0 | 0 | 0 | 0 | 0 | 0 | 0 | 0
CT Fac. Spec. - NOX Rate Winter v.4.10 Final, Unit 1210 and retrofits | 292 | 2270 | Rate Constraint in lbs/MMBtu | FALSE | L | Annual | Allowances Purchased NOX | Thousand Tons | 0 | 0 | 0 | 0 | 0 | 0 | 0 | 0
CT Fac. Spec. - NOX Rate Winter v.4.10 Final, Unit 1210 and retrofits | 292 | 2270 | Rate Constraint in lbs/MMBtu | FALSE | L | Annual | Allowances Sold NOX | Thousand Tons | 0 | 0 | 0 | 0 | 0 | 0 | 0 | 0
CT Fac. Spec. - NOX Rate Winter v.4.10 Final, Unit 1210 and retrofits | 292 | 2270 | Rate Constraint in lbs/MMBtu | FALSE | L | Annual | Allowances Banked | Thousand Tons | 0 | 0 | 0 | 0 | 0 | 0 | 0 | 0
CT Fac. Spec. - NOX Rate Winter v.4.10 Final, Unit 1210 and retrofits | 292 | 2270 | Rate Constraint in lbs/MMBtu | FALSE | L | Annual | Allowances Withdrawn (1:1) | Thousand Tons | 0 | 0 | 0 | 0 | 0 | 0 | 0 | 0
CT Fac. Spec. - NOX Rate Winter v.4.10 Final, Unit 1210 and retrofits | 292 | 2270 | Rate Constraint in lbs/MMBtu | FALSE | L | Annual | Allowances Withdrawn (n:1) | Thousand Tons | 0 | 0 | 0 | 0 | 0 | 0 | 0 | 0
CT Fac. Spec. - NOX Rate Winter v.4.10 Final, Unit 1210 and retrofits | 292 | 2270 | Rate Constraint in lbs/MMBtu | FALSE | L | Annual | Net Emissions Allowance Position | Thousand Tons | 0 | 0 | 0 | 0 | 0 | 0 | 0 | 0
CT Fac. Spec. - NOX Rate Winter v.4.10 Final, Unit 1210 and retrofits | 292 | 2270 | Rate Constraint in lbs/MMBtu | FALSE | L | Annual | Fuel Consumed | TBtu | 0 | 0 | 0 | 0 | 0 | 0 | 0 | 0
CT Fac. Spec. - NOX Rate Winter v.4.10 Final, Unit 1210 and retrofits | 292 | 2270 | Rate Constraint in lbs/MMBtu | FALSE | L | Annual | Rate | lb/MMBtu | 0 | 0 | 0 | 0 | 0 | 0 | 0 | 0
CT Fac. Spec. - NOX Rate Winter v.4.10 Final, Unit 1210 and retrofits | 292 | 2270 | Rate Constraint in lbs/MMBtu | FALSE | L | Annual | Generation | TWh | 0 | 0 | 0 | 0 | 0 | 0 | 0 | 0
CT Fac. Spec. - NOX Rate Winter v.4.10 Final, Unit 1210 and retrofits | 292 | 2270 | Rate Constraint in lbs/MMBtu | FALSE | L | Annual | Qualifying Generation | TWh | 0 | 0 | 0 | 0 | 0 | 0 | 0 | 0
CT Fac. Spec. - NOX Rate Winter v.4.10 Final, Unit 1210 and retrofits | 292 | 2270 | Rate Constraint in lbs/MMBtu | FALSE | L | Annual | Rate | lb/MWh | 0 | 0 | 0 | 0 | 0 | 0 | 0 | 0
CT Fac. Spec. - NOX Rate Winter v.4.10 Final, Unit 1210 and retrofits | 292 | 2270 | Rate Constraint in lbs/MMBtu | FALSE | L | Annual | Constraint Shadow Price | US2016$/Ton | 0 | 0 | 0 | 0 | 0 | 0 | 0 | 0
CT Fac. Spec. - NOX Rate Winter v.4.10 Final, Unit 1211 and retrofits | 293 | 2270 | Rate Constraint in lbs/MMBtu | FALSE | L | Annual | Seasons Included | Seasons | Winter, WintShld | Winter, WintShld | Winter, WintShld | Winter, WintShld | Winter, WintShld | Winter, WintShld | Winter, WintShld | Winter, WintShld
CT Fac. Spec. - NOX Rate Winter v.4.10 Final, Unit 1211 and retrofits | 293 | 2270 | Rate Constraint in lbs/MMBtu | FALSE | L | Annual | Standard NOX | lb/MMBtu | 0.15 | 0.15 | 0.15 | 0.15 | 0.15 | 0.15 | 0.15 | 0.15
CT Fac. Spec. - NOX Rate Winter v.4.10 Final, Unit 1211 and retrofits | 293 | 2270 | Rate Constraint in lbs/MMBtu | FALSE | L | Annual | Emissions at Affected Plants NOX | Thousand Tons | 0 | 0 | 0 | 0 | 0 | 0 | 0 | 0
CT Fac. Spec. - NOX Rate Winter v.4.10 Final, Unit 1211 and retrofits | 293 | 2270 | Rate Constraint in lbs/MMBtu | FALSE | L | Annual | Allowances Purchased NOX | Thousand Tons | 0 | 0 | 0 | 0 | 0 | 0 | 0 | 0
CT Fac. Spec. - NOX Rate Winter v.4.10 Final, Unit 1211 and retrofits | 293 | 2270 | Rate Constraint in lbs/MMBtu | FALSE | L | Annual | Allowances Sold NOX | Thousand Tons | 0 | 0 | 0 | 0 | 0 | 0 | 0 | 0
CT Fac. Spec. - NOX Rate Winter v.4.10 Final, Unit 1211 and retrofits | 293 | 2270 | Rate Constraint in lbs/MMBtu | FALSE | L | Annual | Allowances Banked | Thousand Tons | 0 | 0 | 0 | 0 | 0 | 0 | 0 | 0
CT Fac. Spec. - NOX Rate Winter v.4.10 Final, Unit 1211 and retrofits | 293 | 2270 | Rate Constraint in lbs/MMBtu | FALSE | L | Annual | Allowances Withdrawn (1:1) | Thousand Tons | 0 | 0 | 0 | 0 | 0 | 0 | 0 | 0
CT Fac. Spec. - NOX Rate Winter v.4.10 Final, Unit 1211 and retrofits | 293 | 2270 | Rate Constraint in lbs/MMBtu | FALSE | L | Annual | Allowances Withdrawn (n:1) | Thousand Tons | 0 | 0 | 0 | 0 | 0 | 0 | 0 | 0
CT Fac. Spec. - NOX Rate Winter v.4.10 Final, Unit 1211 and retrofits | 293 | 2270 | Rate Constraint in lbs/MMBtu | FALSE | L | Annual | Net Emissions Allowance Position | Thousand Tons | 0 | 0 | 0 | 0 | 0 | 0 | 0 | 0
CT Fac. Spec. - NOX Rate Winter v.4.10 Final, Unit 1211 and retrofits | 293 | 2270 | Rate Constraint in lbs/MMBtu | FALSE | L | Annual | Fuel Consumed | TBtu | 0 | 0 | 0 | 0 | 0 | 0 | 0 | 0
CT Fac. Spec. - NOX Rate Winter v.4.10 Final, Unit 1211 and retrofits | 293 | 2270 | Rate Constraint in lbs/MMBtu | FALSE | L | Annual | Rate | lb/MMBtu | 0 | 0 | 0 | 0 | 0 | 0 | 0 | 0
CT Fac. Spec. - NOX Rate Winter v.4.10 Final, Unit 1211 and retrofits | 293 | 2270 | Rate Constraint in lbs/MMBtu | FALSE | L | Annual | Generation | TWh | 0 | 0 | 0 | 0 | 0 | 0 | 0 | 0
CT Fac. Spec. - NOX Rate Winter v.4.10 Final, Unit 1211 and retrofits | 293 | 2270 | Rate Constraint in lbs/MMBtu | FALSE | L | Annual | Qualifying Generation | TWh | 0 | 0 | 0 | 0 | 0 | 0 | 0 | 0
CT Fac. Spec. - NOX Rate Winter v.4.10 Final, Unit 1211 and retrofits | 293 | 2270 | Rate Constraint in lbs/MMBtu | FALSE | L | Annual | Rate | lb/MWh | 0 | 0 | 0 | 0 | 0 | 0 | 0 | 0
CT Fac. Spec. - NOX Rate Winter v.4.10 Final, Unit 1211 and retrofits | 293 | 2270 | Rate Constraint in lbs/MMBtu | FALSE | L | Annual | Constraint Shadow Price | US2016$/Ton | 0 | 0 | 0 | 0 | 0 | 0 | 0 | 0
CT Fac. Spec. - NOX Rate Winter v.4.10 Final, Unit 1212 and retrofits | 294 | 2270 | Rate Constraint in lbs/MMBtu | FALSE | L | Annual | Seasons Included | Seasons | Winter, WintShld | Winter, WintShld | Winter, WintShld | Winter, WintShld | Winter, WintShld | Winter, WintShld | Winter, WintShld | Winter, WintShld
CT Fac. Spec. - NOX Rate Winter v.4.10 Final, Unit 1212 and retrofits | 294 | 2270 | Rate Constraint in lbs/MMBtu | FALSE | L | Annual | Standard NOX | lb/MMBtu | 0.15 | 0.15 | 0.15 | 0.15 | 0.15 | 0.15 | 0.15 | 0.15
CT Fac. Spec. - NOX Rate Winter v.4.10 Final, Unit 1212 and retrofits | 294 | 2270 | Rate Constraint in lbs/MMBtu | FALSE | L | Annual | Emissions at Affected Plants NOX | Thousand Tons | 0 | 0 | 0 | 0 | 0 | 0 | 0 | 0
CT Fac. Spec. - NOX Rate Winter v.4.10 Final, Unit 1212 and retrofits | 294 | 2270 | Rate Constraint in lbs/MMBtu | FALSE | L | Annual | Allowances Purchased NOX | Thousand Tons | 0 | 0 | 0 | 0 | 0 | 0 | 0 | 0
CT Fac. Spec. - NOX Rate Winter v.4.10 Final, Unit 1212 and retrofits | 294 | 2270 | Rate Constraint in lbs/MMBtu | FALSE | L | Annual | Allowances Sold NOX | Thousand Tons | 0 | 0 | 0 | 0 | 0 | 0 | 0 | 0
CT Fac. Spec. - NOX Rate Winter v.4.10 Final, Unit 1212 and retrofits | 294 | 2270 | Rate Constraint in lbs/MMBtu | FALSE | L | Annual | Allowances Banked | Thousand Tons | 0 | 0 | 0 | 0 | 0 | 0 | 0 | 0
CT Fac. Spec. - NOX Rate Winter v.4.10 Final, Unit 1212 and retrofits | 294 | 2270 | Rate Constraint in lbs/MMBtu | FALSE | L | Annual | Allowances Withdrawn (1:1) | Thousand Tons | 0 | 0 | 0 | 0 | 0 | 0 | 0 | 0
CT Fac. Spec. - NOX Rate Winter v.4.10 Final, Unit 1212 and retrofits | 294 | 2270 | Rate Constraint in lbs/MMBtu | FALSE | L | Annual | Allowances Withdrawn (n:1) | Thousand Tons | 0 | 0 | 0 | 0 | 0 | 0 | 0 | 0
CT Fac. Spec. - NOX Rate Winter v.4.10 Final, Unit 1212 and retrofits | 294 | 2270 | Rate Constraint in lbs/MMBtu | FALSE | L | Annual | Net Emissions Allowance Position | Thousand Tons | 0 | 0 | 0 | 0 | 0 | 0 | 0 | 0
CT Fac. Spec. - NOX Rate Winter v.4.10 Final, Unit 1212 and retrofits | 294 | 2270 | Rate Constraint in lbs/MMBtu | FALSE | L | Annual | Fuel Consumed | TBtu | 0 | 0 | 0 | 0 | 0 | 0 | 0 | 0
CT Fac. Spec. - NOX Rate Winter v.4.10 Final, Unit 1212 and retrofits | 294 | 2270 | Rate Constraint in lbs/MMBtu | FALSE | L | Annual | Rate | lb/MMBtu | 0 | 0 | 0 | 0 | 0 | 0 | 0 | 0
CT Fac. Spec. - NOX Rate Winter v.4.10 Final, Unit 1212 and retrofits | 294 | 2270 | Rate Constraint in lbs/MMBtu | FALSE | L | Annual | Generation | TWh | 0 | 0 | 0 | 0 | 0 | 0 | 0 | 0
CT Fac. Spec. - NOX Rate Winter v.4.10 Final, Unit 1212 and retrofits | 294 | 2270 | Rate Constraint in lbs/MMBtu | FALSE | L | Annual | Qualifying Generation | TWh | 0 | 0 | 0 | 0 | 0 | 0 | 0 | 0
CT Fac. Spec. - NOX Rate Winter v.4.10 Final, Unit 1212 and retrofits | 294 | 2270 | Rate Constraint in lbs/MMBtu | FALSE | L | Annual | Rate | lb/MWh | 0 | 0 | 0 | 0 | 0 | 0 | 0 | 0
CT Fac. Spec. - NOX Rate Winter v.4.10 Final, Unit 1212 and retrofits | 294 | 2270 | Rate Constraint in lbs/MMBtu | FALSE | L | Annual | Constraint Shadow Price | US2016$/Ton | 0 | 0 | 0 | 0 | 0 | 0 | 0 | 0
CT Fac. Spec. - NOX Rate Winter v.4.10 Final, Unit 1213 and retrofits | 295 | 2270 | Rate Constraint in lbs/MMBtu | FALSE | L | Annual | Seasons Included | Seasons | Winter, WintShld | Winter, WintShld | Winter, WintShld | Winter, WintShld | Winter, WintShld | Winter, WintShld | Winter, WintShld | Winter, WintShld
CT Fac. Spec. - NOX Rate Winter v.4.10 Final, Unit 1213 and retrofits | 295 | 2270 | Rate Constraint in lbs/MMBtu | FALSE | L | Annual | Standard NOX | lb/MMBtu | 0.15 | 0.15 | 0.15 | 0.15 | 0.15 | 0.15 | 0.15 | 0.15
CT Fac. Spec. - NOX Rate Winter v.4.10 Final, Unit 1213 and retrofits | 295 | 2270 | Rate Constraint in lbs/MMBtu | FALSE | L | Annual | Emissions at Affected Plants NOX | Thousand Tons | 0 | 0 | 0 | 0 | 0 | 0 | 0 | 0
CT Fac. Spec. - NOX Rate Winter v.4.10 Final, Unit 1213 and retrofits | 295 | 2270 | Rate Constraint in lbs/MMBtu | FALSE | L | Annual | Allowances Purchased NOX | Thousand Tons | 0 | 0 | 0 | 0 | 0 | 0 | 0 | 0
CT Fac. Spec. - NOX Rate Winter v.4.10 Final, Unit 1213 and retrofits | 295 | 2270 | Rate Constraint in lbs/MMBtu | FALSE | L | Annual | Allowances Sold NOX | Thousand Tons | 0 | 0 | 0 | 0 | 0 | 0 | 0 | 0
CT Fac. Spec. - NOX Rate Winter v.4.10 Final, Unit 1213 and retrofits | 295 | 2270 | Rate Constraint in lbs/MMBtu | FALSE | L | Annual | Allowances Banked | Thousand Tons | 0 | 0 | 0 | 0 | 0 | 0 | 0 | 0
CT Fac. Spec. - NOX Rate Winter v.4.10 Final, Unit 1213 and retrofits | 295 | 2270 | Rate Constraint in lbs/MMBtu | FALSE | L | Annual | Allowances Withdrawn (1:1) | Thousand Tons | 0 | 0 | 0 | 0 | 0 | 0 | 0 | 0
CT Fac. Spec. - NOX Rate Winter v.4.10 Final, Unit 1213 and retrofits | 295 | 2270 | Rate Constraint in lbs/MMBtu | FALSE | L | Annual | Allowances Withdrawn (n:1) | Thousand Tons | 0 | 0 | 0 | 0 | 0 | 0 | 0 | 0
CT Fac. Spec. - NOX Rate Winter v.4.10 Final, Unit 1213 and retrofits | 295 | 2270 | Rate Constraint in lbs/MMBtu | FALSE | L | Annual | Net Emissions Allowance Position | Thousand Tons | 0 | 0 | 0 | 0 | 0 | 0 | 0 | 0
CT Fac. Spec. - NOX Rate Winter v.4.10 Final, Unit 1213 and retrofits | 295 | 2270 | Rate Constraint in lbs/MMBtu | FALSE | L | Annual | Fuel Consumed | TBtu | 0 | 0 | 0 | 0 | 0 | 0 | 0 | 0
CT Fac. Spec. - NOX Rate Winter v.4.10 Final, Unit 1213 and retrofits | 295 | 2270 | Rate Constraint in lbs/MMBtu | FALSE | L | Annual | Rate | lb/MMBtu | 0 | 0 | 0 | 0 | 0 | 0 | 0 | 0
CT Fac. Spec. - NOX Rate Winter v.4.10 Final, Unit 1213 and retrofits | 295 | 2270 | Rate Constraint in lbs/MMBtu | FALSE | L | Annual | Generation | TWh | 0 | 0 | 0 | 0 | 0 | 0 | 0 | 0
CT Fac. Spec. - NOX Rate Winter v.4.10 Final, Unit 1213 and retrofits | 295 | 2270 | Rate Constraint in lbs/MMBtu | FALSE | L | Annual | Qualifying Generation | TWh | 0 | 0 | 0 | 0 | 0 | 0 | 0 | 0
CT Fac. Spec. - NOX Rate Winter v.4.10 Final, Unit 1213 and retrofits | 295 | 2270 | Rate Constraint in lbs/MMBtu | FALSE | L | Annual | Rate | lb/MWh | 0 | 0 | 0 | 0 | 0 | 0 | 0 | 0
CT Fac. Spec. - NOX Rate Winter v.4.10 Final, Unit 1213 and retrofits | 295 | 2270 | Rate Constraint in lbs/MMBtu | FALSE | L | Annual | Constraint Shadow Price | US2016$/Ton | 0 | 0 | 0 | 0 | 0 | 0 | 0 | 0
CT Fac. Spec. - NOX Rate Winter v.4.10 Final, Unit 1214 and retrofits | 296 | 2270 | Rate Constraint in lbs/MMBtu | FALSE | L | Annual | Seasons Included | Seasons | Winter, WintShld | Winter, WintShld | Winter, WintShld | Winter, WintShld | Winter, WintShld | Winter, WintShld | Winter, WintShld | Winter, WintShld
CT Fac. Spec. - NOX Rate Winter v.4.10 Final, Unit 1214 and retrofits | 296 | 2270 | Rate Constraint in lbs/MMBtu | FALSE | L | Annual | Standard NOX | lb/MMBtu | 0.15 | 0.15 | 0.15 | 0.15 | 0.15 | 0.15 | 0.15 | 0.15
CT Fac. Spec. - NOX Rate Winter v.4.10 Final, Unit 1214 and retrofits | 296 | 2270 | Rate Constraint in lbs/MMBtu | FALSE | L | Annual | Emissions at Affected Plants NOX | Thousand Tons | 0 | 0 | 0 | 0 | 0 | 0 | 0 | 0
CT Fac. Spec. - NOX Rate Winter v.4.10 Final, Unit 1214 and retrofits | 296 | 2270 | Rate Constraint in lbs/MMBtu | FALSE | L | Annual | Allowances Purchased NOX | Thousand Tons | 0 | 0 | 0 | 0 | 0 | 0 | 0 | 0
CT Fac. Spec. - NOX Rate Winter v.4.10 Final, Unit 1214 and retrofits | 296 | 2270 | Rate Constraint in lbs/MMBtu | FALSE | L | Annual | Allowances Sold NOX | Thousand Tons | 0 | 0 | 0 | 0 | 0 | 0 | 0 | 0
CT Fac. Spec. - NOX Rate Winter v.4.10 Final, Unit 1214 and retrofits | 296 | 2270 | Rate Constraint in lbs/MMBtu | FALSE | L | Annual | Allowances Banked | Thousand Tons | 0 | 0 | 0 | 0 | 0 | 0 | 0 | 0
CT Fac. Spec. - NOX Rate Winter v.4.10 Final, Unit 1214 and retrofits | 296 | 2270 | Rate Constraint in lbs/MMBtu | FALSE | L | Annual | Allowances Withdrawn (1:1) | Thousand Tons | 0 | 0 | 0 | 0 | 0 | 0 | 0 | 0
CT Fac. Spec. - NOX Rate Winter v.4.10 Final, Unit 1214 and retrofits | 296 | 2270 | Rate Constraint in lbs/MMBtu | FALSE | L | Annual | Allowances Withdrawn (n:1) | Thousand Tons | 0 | 0 | 0 | 0 | 0 | 0 | 0 | 0
CT Fac. Spec. - NOX Rate Winter v.4.10 Final, Unit 1214 and retrofits | 296 | 2270 | Rate Constraint in lbs/MMBtu | FALSE | L | Annual | Net Emissions Allowance Position | Thousand Tons | 0 | 0 | 0 | 0 | 0 | 0 | 0 | 0
CT Fac. Spec. - NOX Rate Winter v.4.10 Final, Unit 1214 and retrofits | 296 | 2270 | Rate Constraint in lbs/MMBtu | FALSE | L | Annual | Fuel Consumed | TBtu | 0 | 0 | 0 | 0 | 0 | 0 | 0 | 0
CT Fac. Spec. - NOX Rate Winter v.4.10 Final, Unit 1214 and retrofits | 296 | 2270 | Rate Constraint in lbs/MMBtu | FALSE | L | Annual | Rate | lb/MMBtu | 0 | 0 | 0 | 0 | 0 | 0 | 0 | 0
CT Fac. Spec. - NOX Rate Winter v.4.10 Final, Unit 1214 and retrofits | 296 | 2270 | Rate Constraint in lbs/MMBtu | FALSE | L | Annual | Generation | TWh | 0 | 0 | 0 | 0 | 0 | 0 | 0 | 0
CT Fac. Spec. - NOX Rate Winter v.4.10 Final, Unit 1214 and retrofits | 296 | 2270 | Rate Constraint in lbs/MMBtu | FALSE | L | Annual | Qualifying Generation | TWh | 0 | 0 | 0 | 0 | 0 | 0 | 0 | 0
CT Fac. Spec. - NOX Rate Winter v.4.10 Final, Unit 1214 and retrofits | 296 | 2270 | Rate Constraint in lbs/MMBtu | FALSE | L | Annual | Rate | lb/MWh | 0 | 0 | 0 | 0 | 0 | 0 | 0 | 0
CT Fac. Spec. - NOX Rate Winter v.4.10 Final, Unit 1214 and retrofits | 296 | 2270 | Rate Constraint in lbs/MMBtu | FALSE | L | Annual | Constraint Shadow Price | US2016$/Ton | 0 | 0 | 0 | 0 | 0 | 0 | 0 | 0
CT Fac. Spec. - NOX Rate Winter v.4.10 Final, Unit 1215 and retrofits | 297 | 2270 | Rate Constraint in lbs/MMBtu | FALSE | L | Annual | Seasons Included | Seasons | Winter, WintShld | Winter, WintShld | Winter, WintShld | Winter, WintShld | Winter, WintShld | Winter, WintShld | Winter, WintShld | Winter, WintShld
CT Fac. Spec. - NOX Rate Winter v.4.10 Final, Unit 1215 and retrofits | 297 | 2270 | Rate Constraint in lbs/MMBtu | FALSE | L | Annual | Standard NOX | lb/MMBtu | 0.15 | 0.15 | 0.15 | 0.15 | 0.15 | 0.15 | 0.15 | 0.15
CT Fac. Spec. - NOX Rate Winter v.4.10 Final, Unit 1215 and retrofits | 297 | 2270 | Rate Constraint in lbs/MMBtu | FALSE | L | Annual | Emissions at Affected Plants NOX | Thousand Tons | 0 | 0 | 0 | 0 | 0 | 0 | 0 | 0
CT Fac. Spec. - NOX Rate Winter v.4.10 Final, Unit 1215 and retrofits | 297 | 2270 | Rate Constraint in lbs/MMBtu | FALSE | L | Annual | Allowances Purchased NOX | Thousand Tons | 0 | 0 | 0 | 0 | 0 | 0 | 0 | 0
CT Fac. Spec. - NOX Rate Winter v.4.10 Final, Unit 1215 and retrofits | 297 | 2270 | Rate Constraint in lbs/MMBtu | FALSE | L | Annual | Allowances Sold NOX | Thousand Tons | 0 | 0 | 0 | 0 | 0 | 0 | 0 | 0
CT Fac. Spec. - NOX Rate Winter v.4.10 Final, Unit 1215 and retrofits | 297 | 2270 | Rate Constraint in lbs/MMBtu | FALSE | L | Annual | Allowances Banked | Thousand Tons | 0 | 0 | 0 | 0 | 0 | 0 | 0 | 0
CT Fac. Spec. - NOX Rate Winter v.4.10 Final, Unit 1215 and retrofits | 297 | 2270 | Rate Constraint in lbs/MMBtu | FALSE | L | Annual | Allowances Withdrawn (1:1) | Thousand Tons | 0 | 0 | 0 | 0 | 0 | 0 | 0 | 0
CT Fac. Spec. - NOX Rate Winter v.4.10 Final, Unit 1215 and retrofits | 297 | 2270 | Rate Constraint in lbs/MMBtu | FALSE | L | Annual | Allowances Withdrawn (n:1) | Thousand Tons | 0 | 0 | 0 | 0 | 0 | 0 | 0 | 0
CT Fac. Spec. - NOX Rate Winter v.4.10 Final, Unit 1215 and retrofits | 297 | 2270 | Rate Constraint in lbs/MMBtu | FALSE | L | Annual | Net Emissions Allowance Position | Thousand Tons | 0 | 0 | 0 | 0 | 0 | 0 | 0 | 0
CT Fac. Spec. - NOX Rate Winter v.4.10 Final, Unit 1215 and retrofits | 297 | 2270 | Rate Constraint in lbs/MMBtu | FALSE | L | Annual | Fuel Consumed | TBtu | 0 | 0 | 0 | 0 | 0 | 0 | 0 | 0
CT Fac. Spec. - NOX Rate Winter v.4.10 Final, Unit 1215 and retrofits | 297 | 2270 | Rate Constraint in lbs/MMBtu | FALSE | L | Annual | Rate | lb/MMBtu | 0 | 0 | 0 | 0 | 0 | 0 | 0 | 0
CT Fac. Spec. - NOX Rate Winter v.4.10 Final, Unit 1215 and retrofits | 297 | 2270 | Rate Constraint in lbs/MMBtu | FALSE | L | Annual | Generation | TWh | 0 | 0 | 0 | 0 | 0 | 0 | 0 | 0
CT Fac. Spec. - NOX Rate Winter v.4.10 Final, Unit 1215 and retrofits | 297 | 2270 | Rate Constraint in lbs/MMBtu | FALSE | L | Annual | Qualifying Generation | TWh | 0 | 0 | 0 | 0 | 0 | 0 | 0 | 0
CT Fac. Spec. - NOX Rate Winter v.4.10 Final, Unit 1215 and retrofits | 297 | 2270 | Rate Constraint in lbs/MMBtu | FALSE | L | Annual | Rate | lb/MWh | 0 | 0 | 0 | 0 | 0 | 0 | 0 | 0
CT Fac. Spec. - NOX Rate Winter v.4.10 Final, Unit 1215 and retrofits | 297 | 2270 | Rate Constraint in lbs/MMBtu | FALSE | L | Annual | Constraint Shadow Price | US2016$/Ton | 0 | 0 | 0 | 0 | 0 | 0 | 0 | 0
CT Fac. Spec. - NOX Rate Winter v.4.10 Final, Unit 1216 and retrofits | 298 | 2270 | Rate Constraint in lbs/MMBtu | FALSE | L | Annual | Seasons Included | Seasons | Winter, WintShld | Winter, WintShld | Winter, WintShld | Winter, WintShld | Winter, WintShld | Winter, WintShld | Winter, WintShld | Winter, WintShld
CT Fac. Spec. - NOX Rate Winter v.4.10 Final, Unit 1216 and retrofits | 298 | 2270 | Rate Constraint in lbs/MMBtu | FALSE | L | Annual | Standard NOX | lb/MMBtu | 0.15 | 0.15 | 0.15 | 0.15 | 0.15 | 0.15 | 0.15 | 0.15
CT Fac. Spec. - NOX Rate Winter v.4.10 Final, Unit 1216 and retrofits | 298 | 2270 | Rate Constraint in lbs/MMBtu | FALSE | L | Annual | Emissions at Affected Plants NOX | Thousand Tons | 0 | 0 | 0 | 0 | 0 | 0 | 0 | 0
CT Fac. Spec. - NOX Rate Winter v.4.10 Final, Unit 1216 and retrofits | 298 | 2270 | Rate Constraint in lbs/MMBtu | FALSE | L | Annual | Allowances Purchased NOX | Thousand Tons | 0 | 0 | 0 | 0 | 0 | 0 | 0 | 0
CT Fac. Spec. - NOX Rate Winter v.4.10 Final, Unit 1216 and retrofits | 298 | 2270 | Rate Constraint in lbs/MMBtu | FALSE | L | Annual | Allowances Sold NOX | Thousand Tons | 0 | 0 | 0 | 0 | 0 | 0 | 0 | 0
CT Fac. Spec. - NOX Rate Winter v.4.10 Final, Unit 1216 and retrofits | 298 | 2270 | Rate Constraint in lbs/MMBtu | FALSE | L | Annual | Allowances Banked | Thousand Tons | 0 | 0 | 0 | 0 | 0 | 0 | 0 | 0
CT Fac. Spec. - NOX Rate Winter v.4.10 Final, Unit 1216 and retrofits | 298 | 2270 | Rate Constraint in lbs/MMBtu | FALSE | L | Annual | Allowances Withdrawn (1:1) | Thousand Tons | 0 | 0 | 0 | 0 | 0 | 0 | 0 | 0
CT Fac. Spec. - NOX Rate Winter v.4.10 Final, Unit 1216 and retrofits | 298 | 2270 | Rate Constraint in lbs/MMBtu | FALSE | L | Annual | Allowances Withdrawn (n:1) | Thousand Tons | 0 | 0 | 0 | 0 | 0 | 0 | 0 | 0
CT Fac. Spec. - NOX Rate Winter v.4.10 Final, Unit 1216 and retrofits | 298 | 2270 | Rate Constraint in lbs/MMBtu | FALSE | L | Annual | Net Emissions Allowance Position | Thousand Tons | 0 | 0 | 0 | 0 | 0 | 0 | 0 | 0
CT Fac. Spec. - NOX Rate Winter v.4.10 Final, Unit 1216 and retrofits | 298 | 2270 | Rate Constraint in lbs/MMBtu | FALSE | L | Annual | Fuel Consumed | TBtu | 0 | 0 | 0 | 0 | 0 | 0 | 0 | 0
CT Fac. Spec. - NOX Rate Winter v.4.10 Final, Unit 1216 and retrofits | 298 | 2270 | Rate Constraint in lbs/MMBtu | FALSE | L | Annual | Rate | lb/MMBtu | 0 | 0 | 0 | 0 | 0 | 0 | 0 | 0
CT Fac. Spec. - NOX Rate Winter v.4.10 Final, Unit 1216 and retrofits | 298 | 2270 | Rate Constraint in lbs/MMBtu | FALSE | L | Annual | Generation | TWh | 0 | 0 | 0 | 0 | 0 | 0 | 0 | 0
CT Fac. Spec. - NOX Rate Winter v.4.10 Final, Unit 1216 and retrofits | 298 | 2270 | Rate Constraint in lbs/MMBtu | FALSE | L | Annual | Qualifying Generation | TWh | 0 | 0 | 0 | 0 | 0 | 0 | 0 | 0
CT Fac. Spec. - NOX Rate Winter v.4.10 Final, Unit 1216 and retrofits | 298 | 2270 | Rate Constraint in lbs/MMBtu | FALSE | L | Annual | Rate | lb/MWh | 0 | 0 | 0 | 0 | 0 | 0 | 0 | 0
CT Fac. Spec. - NOX Rate Winter v.4.10 Final, Unit 1216 and retrofits | 298 | 2270 | Rate Constraint in lbs/MMBtu | FALSE | L | Annual | Constraint Shadow Price | US2016$/Ton | 0 | 0 | 0 | 0 | 0 | 0 | 0 | 0
CT Fac. Spec. - NOX Rate Winter v.4.10 Final, Unit 1221 and retrofits | 299 | 2270 | Rate Constraint in lbs/MMBtu | FALSE | L | Annual | Seasons Included | Seasons | Winter, WintShld | Winter, WintShld | Winter, WintShld | Winter, WintShld | Winter, WintShld | Winter, WintShld | Winter, WintShld | Winter, WintShld
CT Fac. Spec. - NOX Rate Winter v.4.10 Final, Unit 1221 and retrofits | 299 | 2270 | Rate Constraint in lbs/MMBtu | FALSE | L | Annual | Standard NOX | lb/MMBtu | 0.15 | 0.15 | 0.15 | 0.15 | 0.15 | 0.15 | 0.15 | 0.15
CT Fac. Spec. - NOX Rate Winter v.4.10 Final, Unit 1221 and retrofits | 299 | 2270 | Rate Constraint in lbs/MMBtu | FALSE | L | Annual | Emissions at Affected Plants NOX | Thousand Tons | 0 | 0 | 0 | 0 | 0 | 0 | 0 | 0
CT Fac. Spec. - NOX Rate Winter v.4.10 Final, Unit 1221 and retrofits | 299 | 2270 | Rate Constraint in lbs/MMBtu | FALSE | L | Annual | Allowances Purchased NOX | Thousand Tons | 0 | 0 | 0 | 0 | 0 | 0 | 0 | 0
CT Fac. Spec. - NOX Rate Winter v.4.10 Final, Unit 1221 and retrofits | 299 | 2270 | Rate Constraint in lbs/MMBtu | FALSE | L | Annual | Allowances Sold NOX | Thousand Tons | 0 | 0 | 0 | 0 | 0 | 0 | 0 | 0
CT Fac. Spec. - NOX Rate Winter v.4.10 Final, Unit 1221 and retrofits | 299 | 2270 | Rate Constraint in lbs/MMBtu | FALSE | L | Annual | Allowances Banked | Thousand Tons | 0 | 0 | 0 | 0 | 0 | 0 | 0 | 0
CT Fac. Spec. - NOX Rate Winter v.4.10 Final, Unit 1221 and retrofits | 299 | 2270 | Rate Constraint in lbs/MMBtu | FALSE | L | Annual | Allowances Withdrawn (1:1) | Thousand Tons | 0 | 0 | 0 | 0 | 0 | 0 | 0 | 0
CT Fac. Spec. - NOX Rate Winter v.4.10 Final, Unit 1221 and retrofits | 299 | 2270 | Rate Constraint in lbs/MMBtu | FALSE | L | Annual | Allowances Withdrawn (n:1) | Thousand Tons | 0 | 0 | 0 | 0 | 0 | 0 | 0 | 0
CT Fac. Spec. - NOX Rate Winter v.4.10 Final, Unit 1221 and retrofits | 299 | 2270 | Rate Constraint in lbs/MMBtu | FALSE | L | Annual | Net Emissions Allowance Position | Thousand Tons | 0 | 0 | 0 | 0 | 0 | 0 | 0 | 0
CT Fac. Spec. - NOX Rate Winter v.4.10 Final, Unit 1221 and retrofits | 299 | 2270 | Rate Constraint in lbs/MMBtu | FALSE | L | Annual | Fuel Consumed | TBtu | 0 | 0 | 0 | 0 | 0 | 0 | 0 | 0
CT Fac. Spec. - NOX Rate Winter v.4.10 Final, Unit 1221 and retrofits | 299 | 2270 | Rate Constraint in lbs/MMBtu | FALSE | L | Annual | Rate | lb/MMBtu | 0 | 0 | 0 | 0 | 0 | 0 | 0 | 0
CT Fac. Spec. - NOX Rate Winter v.4.10 Final, Unit 1221 and retrofits | 299 | 2270 | Rate Constraint in lbs/MMBtu | FALSE | L | Annual | Generation | TWh | 0 | 0 | 0 | 0 | 0 | 0 | 0 | 0
CT Fac. Spec. - NOX Rate Winter v.4.10 Final, Unit 1221 and retrofits | 299 | 2270 | Rate Constraint in lbs/MMBtu | FALSE | L | Annual | Qualifying Generation | TWh | 0 | 0 | 0 | 0 | 0 | 0 | 0 | 0
CT Fac. Spec. - NOX Rate Winter v.4.10 Final, Unit 1221 and retrofits | 299 | 2270 | Rate Constraint in lbs/MMBtu | FALSE | L | Annual | Rate | lb/MWh | 0 | 0 | 0 | 0 | 0 | 0 | 0 | 0
CT Fac. Spec. - NOX Rate Winter v.4.10 Final, Unit 1221 and retrofits | 299 | 2270 | Rate Constraint in lbs/MMBtu | FALSE | L | Annual | Constraint Shadow Price | US2016$/Ton | 0 | 0 | 0 | 0 | 0 | 0 | 0 | 0
CT Fac. Spec. - NOX Rate Winter v.4.10 Final, Unit 1222 and retrofits | 300 | 2270 | Rate Constraint in lbs/MMBtu | FALSE | L | Annual | Seasons Included | Seasons | Winter, WintShld | Winter, WintShld | Winter, WintShld | Winter, WintShld | Winter, WintShld | Winter, WintShld | Winter, WintShld | Winter, WintShld
CT Fac. Spec. - NOX Rate Winter v.4.10 Final, Unit 1222 and retrofits | 300 | 2270 | Rate Constraint in lbs/MMBtu | FALSE | L | Annual | Standard NOX | lb/MMBtu | 0.15 | 0.15 | 0.15 | 0.15 | 0.15 | 0.15 | 0.15 | 0.15
CT Fac. Spec. - NOX Rate Winter v.4.10 Final, Unit 1222 and retrofits | 300 | 2270 | Rate Constraint in lbs/MMBtu | FALSE | L | Annual | Emissions at Affected Plants NOX | Thousand Tons | 0 | 0 | 0 | 0 | 0 | 0 | 0 | 0
CT Fac. Spec. - NOX Rate Winter v.4.10 Final, Unit 1222 and retrofits | 300 | 2270 | Rate Constraint in lbs/MMBtu | FALSE | L | Annual | Allowances Purchased NOX | Thousand Tons | 0 | 0 | 0 | 0 | 0 | 0 | 0 | 0
CT Fac. Spec. - NOX Rate Winter v.4.10 Final, Unit 1222 and retrofits | 300 | 2270 | Rate Constraint in lbs/MMBtu | FALSE | L | Annual | Allowances Sold NOX | Thousand Tons | 0 | 0 | 0 | 0 | 0 | 0 | 0 | 0
CT Fac. Spec. - NOX Rate Winter v.4.10 Final, Unit 1222 and retrofits | 300 | 2270 | Rate Constraint in lbs/MMBtu | FALSE | L | Annual | Allowances Banked | Thousand Tons | 0 | 0 | 0 | 0 | 0 | 0 | 0 | 0
CT Fac. Spec. - NOX Rate Winter v.4.10 Final, Unit 1222 and retrofits | 300 | 2270 | Rate Constraint in lbs/MMBtu | FALSE | L | Annual | Allowances Withdrawn (1:1) | Thousand Tons | 0 | 0 | 0 | 0 | 0 | 0 | 0 | 0
CT Fac. Spec. - NOX Rate Winter v.4.10 Final, Unit 1222 and retrofits | 300 | 2270 | Rate Constraint in lbs/MMBtu | FALSE | L | Annual | Allowances Withdrawn (n:1) | Thousand Tons | 0 | 0 | 0 | 0 | 0 | 0 | 0 | 0
CT Fac. Spec. - NOX Rate Winter v.4.10 Final, Unit 1222 and retrofits | 300 | 2270 | Rate Constraint in lbs/MMBtu | FALSE | L | Annual | Net Emissions Allowance Position | Thousand Tons | 0 | 0 | 0 | 0 | 0 | 0 | 0 | 0
CT Fac. Spec. - NOX Rate Winter v.4.10 Final, Unit 1222 and retrofits | 300 | 2270 | Rate Constraint in lbs/MMBtu | FALSE | L | Annual | Fuel Consumed | TBtu | 0 | 0 | 0 | 0 | 0 | 0 | 0 | 0
CT Fac. Spec. - NOX Rate Winter v.4.10 Final, Unit 1222 and retrofits | 300 | 2270 | Rate Constraint in lbs/MMBtu | FALSE | L | Annual | Rate | lb/MMBtu | 0 | 0 | 0 | 0 | 0 | 0 | 0 | 0
CT Fac. Spec. - NOX Rate Winter v.4.10 Final, Unit 1222 and retrofits | 300 | 2270 | Rate Constraint in lbs/MMBtu | FALSE | L | Annual | Generation | TWh | 0 | 0 | 0 | 0 | 0 | 0 | 0 | 0
CT Fac. Spec. - NOX Rate Winter v.4.10 Final, Unit 1222 and retrofits | 300 | 2270 | Rate Constraint in lbs/MMBtu | FALSE | L | Annual | Qualifying Generation | TWh | 0 | 0 | 0 | 0 | 0 | 0 | 0 | 0
CT Fac. Spec. - NOX Rate Winter v.4.10 Final, Unit 1222 and retrofits | 300 | 2270 | Rate Constraint in lbs/MMBtu | FALSE | L | Annual | Rate | lb/MWh | 0 | 0 | 0 | 0 | 0 | 0 | 0 | 0
CT Fac. Spec. - NOX Rate Winter v.4.10 Final, Unit 1222 and retrofits | 300 | 2270 | Rate Constraint in lbs/MMBtu | FALSE | L | Annual | Constraint Shadow Price | US2016$/Ton | 0 | 0 | 0 | 0 | 0 | 0 | 0 | 0
CT Fac. Spec. - NOX Rate Winter v.4.10 Final, Unit 1223 and retrofits | 301 | 2270 | Rate Constraint in lbs/MMBtu | FALSE | L | Annual | Seasons Included | Seasons | Winter, WintShld | Winter, WintShld | Winter, WintShld | Winter, WintShld | Winter, WintShld | Winter, WintShld | Winter, WintShld | Winter, WintShld
CT Fac. Spec. - NOX Rate Winter v.4.10 Final, Unit 1223 and retrofits | 301 | 2270 | Rate Constraint in lbs/MMBtu | FALSE | L | Annual | Standard NOX | lb/MMBtu | 0.15 | 0.15 | 0.15 | 0.15 | 0.15 | 0.15 | 0.15 | 0.15
CT Fac. Spec. - NOX Rate Winter v.4.10 Final, Unit 1223 and retrofits | 301 | 2270 | Rate Constraint in lbs/MMBtu | FALSE | L | Annual | Emissions at Affected Plants NOX | Thousand Tons | 0 | 0 | 0 | 0 | 0 | 0 | 0 | 0
CT Fac. Spec. - NOX Rate Winter v.4.10 Final, Unit 1223 and retrofits | 301 | 2270 | Rate Constraint in lbs/MMBtu | FALSE | L | Annual | Allowances Purchased NOX | Thousand Tons | 0 | 0 | 0 | 0 | 0 | 0 | 0 | 0
CT Fac. Spec. - NOX Rate Winter v.4.10 Final, Unit 1223 and retrofits | 301 | 2270 | Rate Constraint in lbs/MMBtu | FALSE | L | Annual | Allowances Sold NOX | Thousand Tons | 0 | 0 | 0 | 0 | 0 | 0 | 0 | 0
CT Fac. Spec. - NOX Rate Winter v.4.10 Final, Unit 1223 and retrofits | 301 | 2270 | Rate Constraint in lbs/MMBtu | FALSE | L | Annual | Allowances Banked | Thousand Tons | 0 | 0 | 0 | 0 | 0 | 0 | 0 | 0
CT Fac. Spec. - NOX Rate Winter v.4.10 Final, Unit 1223 and retrofits | 301 | 2270 | Rate Constraint in lbs/MMBtu | FALSE | L | Annual | Allowances Withdrawn (1:1) | Thousand Tons | 0 | 0 | 0 | 0 | 0 | 0 | 0 | 0
CT Fac. Spec. - NOX Rate Winter v.4.10 Final, Unit 1223 and retrofits | 301 | 2270 | Rate Constraint in lbs/MMBtu | FALSE | L | Annual | Allowances Withdrawn (n:1) | Thousand Tons | 0 | 0 | 0 | 0 | 0 | 0 | 0 | 0
CT Fac. Spec. - NOX Rate Winter v.4.10 Final, Unit 1223 and retrofits | 301 | 2270 | Rate Constraint in lbs/MMBtu | FALSE | L | Annual | Net Emissions Allowance Position | Thousand Tons | 0 | 0 | 0 | 0 | 0 | 0 | 0 | 0
CT Fac. Spec. - NOX Rate Winter v.4.10 Final, Unit 1223 and retrofits | 301 | 2270 | Rate Constraint in lbs/MMBtu | FALSE | L | Annual | Fuel Consumed | TBtu | 0 | 0 | 0 | 0 | 0 | 0 | 0 | 0
CT Fac. Spec. - NOX Rate Winter v.4.10 Final, Unit 1223 and retrofits | 301 | 2270 | Rate Constraint in lbs/MMBtu | FALSE | L | Annual | Rate | lb/MMBtu | 0 | 0 | 0 | 0 | 0 | 0 | 0 | 0
CT Fac. Spec. - NOX Rate Winter v.4.10 Final, Unit 1223 and retrofits | 301 | 2270 | Rate Constraint in lbs/MMBtu | FALSE | L | Annual | Generation | TWh | 0 | 0 | 0 | 0 | 0 | 0 | 0 | 0
CT Fac. Spec. - NOX Rate Winter v.4.10 Final, Unit 1223 and retrofits | 301 | 2270 | Rate Constraint in lbs/MMBtu | FALSE | L | Annual | Qualifying Generation | TWh | 0 | 0 | 0 | 0 | 0 | 0 | 0 | 0
CT Fac. Spec. - NOX Rate Winter v.4.10 Final, Unit 1223 and retrofits | 301 | 2270 | Rate Constraint in lbs/MMBtu | FALSE | L | Annual | Rate | lb/MWh | 0 | 0 | 0 | 0 | 0 | 0 | 0 | 0
CT Fac. Spec. - NOX Rate Winter v.4.10 Final, Unit 1223 and retrofits | 301 | 2270 | Rate Constraint in lbs/MMBtu | FALSE | L | Annual | Constraint Shadow Price | US2016$/Ton | 0 | 0 | 0 | 0 | 0 | 0 | 0 | 0
CT Fac. Spec. - NOX Rate Winter v.4.10 Final, Unit 3131 and retrofits | 302 | 2270 | Rate Constraint in lbs/MMBtu | FALSE | L | Annual | Seasons Included | Seasons | Winter, WintShld | Winter, WintShld | Winter, WintShld | Winter, WintShld | Winter, WintShld | Winter, WintShld | Winter, WintShld | Winter, WintShld
CT Fac. Spec. - NOX Rate Winter v.4.10 Final, Unit 3131 and retrofits | 302 | 2270 | Rate Constraint in lbs/MMBtu | FALSE | L | Annual | Standard NOX | lb/MMBtu | 0.15 | 0.15 | 0.15 | 0.15 | 0.15 | 0.15 | 0.15 | 0.15
CT Fac. Spec. - NOX Rate Winter v.4.10 Final, Unit 3131 and retrofits | 302 | 2270 | Rate Constraint in lbs/MMBtu | FALSE | L | Annual | Emissions at Affected Plants NOX | Thousand Tons | 0.0071828 | 0.0068373 | 0.0073098 | 0.0032303 | 0.0055159 | 0.0045478 | 0.0032303 | 0.0032303
CT Fac. Spec. - NOX Rate Winter v.4.10 Final, Unit 3131 and retrofits | 302 | 2270 | Rate Constraint in lbs/MMBtu | FALSE | L | Annual | Allowances Purchased NOX | Thousand Tons | 0 | 0 | 0 | 0 | 0 | 0 | 0 | 0
CT Fac. Spec. - NOX Rate Winter v.4.10 Final, Unit 3131 and retrofits | 302 | 2270 | Rate Constraint in lbs/MMBtu | FALSE | L | Annual | Allowances Sold NOX | Thousand Tons | 0 | 0 | 0 | 0 | 0 | 0 | 0 | 0
CT Fac. Spec. - NOX Rate Winter v.4.10 Final, Unit 3131 and retrofits | 302 | 2270 | Rate Constraint in lbs/MMBtu | FALSE | L | Annual | Allowances Banked | Thousand Tons | 0 | 0 | 0 | 0 | 0 | 0 | 0 | 0
CT Fac. Spec. - NOX Rate Winter v.4.10 Final, Unit 3131 and retrofits | 302 | 2270 | Rate Constraint in lbs/MMBtu | FALSE | L | Annual | Allowances Withdrawn (1:1) | Thousand Tons | 0 | 0 | 0 | 0 | 0 | 0 | 0 | 0
CT Fac. Spec. - NOX Rate Winter v.4.10 Final, Unit 3131 and retrofits | 302 | 2270 | Rate Constraint in lbs/MMBtu | FALSE | L | Annual | Allowances Withdrawn (n:1) | Thousand Tons | 0 | 0 | 0 | 0 | 0 | 0 | 0 | 0
CT Fac. Spec. - NOX Rate Winter v.4.10 Final, Unit 3131 and retrofits | 302 | 2270 | Rate Constraint in lbs/MMBtu | FALSE | L | Annual | Net Emissions Allowance Position | Thousand Tons | 0.0071828 | 0.0068373 | 0.0073098 | 0.0032303 | 0.0055159 | 0.0045478 | 0.0032303 | 0.0032303
CT Fac. Spec. - NOX Rate Winter v.4.10 Final, Unit 3131 and retrofits | 302 | 2270 | Rate Constraint in lbs/MMBtu | FALSE | L | Annual | Fuel Consumed | TBtu | 3.5231 | 3.3537 | 3.5854 | 1.5844 | 2.7055 | 2.2307 | 1.5844 | 1.5844
CT Fac. Spec. - NOX Rate Winter v.4.10 Final, Unit 3131 and retrofits | 302 | 2270 | Rate Constraint in lbs/MMBtu | FALSE | L | Annual | Rate | lb/MMBtu | 0.0040775 | 0.0040775 | 0.0040775 | 0.0040775 | 0.0040775 | 0.0040775 | 0.0040775 | 0.0040775
CT Fac. Spec. - NOX Rate Winter v.4.10 Final, Unit 3131 and retrofits | 302 | 2270 | Rate Constraint in lbs/MMBtu | FALSE | L | Annual | Generation | TWh | 0.49601 | 0.47215 | 0.50478 | 0.22307 | 0.3809 | 0.31405 | 0.22307 | 0.22307
CT Fac. Spec. - NOX Rate Winter v.4.10 Final, Unit 3131 and retrofits | 302 | 2270 | Rate Constraint in lbs/MMBtu | FALSE | L | Annual | Qualifying Generation | TWh | 0.49601 | 0.47215 | 0.50478 | 0.22307 | 0.3809 | 0.31405 | 0.22307 | 0.22307
CT Fac. Spec. - NOX Rate Winter v.4.10 Final, Unit 3131 and retrofits | 302 | 2270 | Rate Constraint in lbs/MMBtu | FALSE | L | Annual | Rate | lb/MWh | 0.028962 | 0.028962 | 0.028962 | 0.028962 | 0.028962 | 0.028962 | 0.028962 | 0.028962
CT Fac. Spec. - NOX Rate Winter v.4.10 Final, Unit 3131 and retrofits | 302 | 2270 | Rate Constraint in lbs/MMBtu | FALSE | L | Annual | Constraint Shadow Price | US2016$/Ton | 0 | 0 | 0 | 0 | 0 | 0 | 0 | 0
CT Fac. Spec. - NOX Rate Winter v.4.10 Final, Unit 3132 and retrofits | 303 | 2270 | Rate Constraint in lbs/MMBtu | FALSE | L | Annual | Seasons Included | Seasons | Winter, WintShld | Winter, WintShld | Winter, WintShld | Winter, WintShld | Winter, WintShld | Winter, WintShld | Winter, WintShld | Winter, WintShld
CT Fac. Spec. - NOX Rate Winter v.4.10 Final, Unit 3132 and retrofits | 303 | 2270 | Rate Constraint in lbs/MMBtu | FALSE | L | Annual | Standard NOX | lb/MMBtu | 0.15 | 0.15 | 0.15 | 0.15 | 0.15 | 0.15 | 0.15 | 0.15
CT Fac. Spec. - NOX Rate Winter v.4.10 Final, Unit 3132 and retrofits | 303 | 2270 | Rate Constraint in lbs/MMBtu | FALSE | L | Annual | Emissions at Affected Plants NOX | Thousand Tons | 0.0071828 | 0.00697 | 0.0071168 | 0.0032512 | 0.0042647 | 0.0041729 | 0.0031007 | 0.0029844
CT Fac. Spec. - NOX Rate Winter v.4.10 Final, Unit 3132 and retrofits | 303 | 2270 | Rate Constraint in lbs/MMBtu | FALSE | L | Annual | Allowances Purchased NOX | Thousand Tons | 0 | 0 | 0 | 0 | 0 | 0 | 0 | 0
CT Fac. Spec. - NOX Rate Winter v.4.10 Final, Unit 3132 and retrofits | 303 | 2270 | Rate Constraint in lbs/MMBtu | FALSE | L | Annual | Allowances Sold NOX | Thousand Tons | 0 | 0 | 0 | 0 | 0 | 0 | 0 | 0
CT Fac. Spec. - NOX Rate Winter v.4.10 Final, Unit 3132 and retrofits | 303 | 2270 | Rate Constraint in lbs/MMBtu | FALSE | L | Annual | Allowances Banked | Thousand Tons | 0 | 0 | 0 | 0 | 0 | 0 | 0 | 0
CT Fac. Spec. - NOX Rate Winter v.4.10 Final, Unit 3132 and retrofits | 303 | 2270 | Rate Constraint in lbs/MMBtu | FALSE | L | Annual | Allowances Withdrawn (1:1) | Thousand Tons | 0 | 0 | 0 | 0 | 0 | 0 | 0 | 0
CT Fac. Spec. - NOX Rate Winter v.4.10 Final, Unit 3132 and retrofits | 303 | 2270 | Rate Constraint in lbs/MMBtu | FALSE | L | Annual | Allowances Withdrawn (n:1) | Thousand Tons | 0 | 0 | 0 | 0 | 0 | 0 | 0 | 0
CT Fac. Spec. - NOX Rate Winter v.4.10 Final, Unit 3132 and retrofits | 303 | 2270 | Rate Constraint in lbs/MMBtu | FALSE | L | Annual | Net Emissions Allowance Position | Thousand Tons | 0.0071828 | 0.00697 | 0.0071168 | 0.0032512 | 0.0042647 | 0.0041729 | 0.0031007 | 0.0029844
CT Fac. Spec. - NOX Rate Winter v.4.10 Final, Unit 3132 and retrofits | 303 | 2270 | Rate Constraint in lbs/MMBtu | FALSE | L | Annual | Fuel Consumed | TBtu | 3.5231 | 3.4188 | 3.4908 | 1.5947 | 2.0918 | 2.0468 | 1.5209 | 1.4639
CT Fac. Spec. - NOX Rate Winter v.4.10 Final, Unit 3132 and retrofits | 303 | 2270 | Rate Constraint in lbs/MMBtu | FALSE | L | Annual | Rate | lb/MMBtu | 0.0040775 | 0.0040775 | 0.0040775 | 0.0040775 | 0.0040775 | 0.0040775 | 0.0040775 | 0.0040775
CT Fac. Spec. - NOX Rate Winter v.4.10 Final, Unit 3132 and retrofits | 303 | 2270 | Rate Constraint in lbs/MMBtu | FALSE | L | Annual | Generation | TWh | 0.49601 | 0.48131 | 0.49145 | 0.22451 | 0.2945 | 0.28816 | 0.21412 | 0.20609
CT Fac. Spec. - NOX Rate Winter v.4.10 Final, Unit 3132 and retrofits | 303 | 2270 | Rate Constraint in lbs/MMBtu | FALSE | L | Annual | Qualifying Generation | TWh | 0.49601 | 0.48131 | 0.49145 | 0.22451 | 0.2945 | 0.28816 | 0.21412 | 0.20609
CT Fac. Spec. - NOX Rate Winter v.4.10 Final, Unit 3132 and retrofits | 303 | 2270 | Rate Constraint in lbs/MMBtu | FALSE | L | Annual | Rate | lb/MWh | 0.028962 | 0.028962 | 0.028962 | 0.028962 | 0.028962 | 0.028962 | 0.028962 | 0.028962
CT Fac. Spec. - NOX Rate Winter v.4.10 Final, Unit 3132 and retrofits | 303 | 2270 | Rate Constraint in lbs/MMBtu | FALSE | L | Annual | Constraint Shadow Price | US2016$/Ton | 0 | 0 | 0 | 0 | 0 | 0 | 0 | 0
CT Fac. Spec. - NOX Rate Winter v.4.10 Final, Unit 3133 and retrofits | 304 | 2270 | Rate Constraint in lbs/MMBtu | FALSE | L | Annual | Seasons Included | Seasons | Winter, WintShld | Winter, WintShld | Winter, WintShld | Winter, WintShld | Winter, WintShld | Winter, WintShld | Winter, WintShld | Winter, WintShld
CT Fac. Spec. - NOX Rate Winter v.4.10 Final, Unit 3133 and retrofits | 304 | 2270 | Rate Constraint in lbs/MMBtu | FALSE | L | Annual | Standard NOX | lb/MMBtu | 0.15 | 0.15 | 0.15 | 0.15 | 0.15 | 0.15 | 0.15 | 0.15
CT Fac. Spec. - NOX Rate Winter v.4.10 Final, Unit 3133 and retrofits | 304 | 2270 | Rate Constraint in lbs/MMBtu | FALSE | L | Annual | Emissions at Affected Plants NOX | Thousand Tons | 0.010876 | 0.011619 | 0.01129 | 0.0079669 | 0.006995 | 0.0071102 | 0.005967 | 0.0066241
CT Fac. Spec. - NOX Rate Winter v.4.10 Final, Unit 3133 and retrofits | 304 | 2270 | Rate Constraint in lbs/MMBtu | FALSE | L | Annual | Allowances Purchased NOX | Thousand Tons | 0 | 0 | 0 | 0 | 0 | 0 | 0 | 0
CT Fac. Spec. - NOX Rate Winter v.4.10 Final, Unit 3133 and retrofits | 304 | 2270 | Rate Constraint in lbs/MMBtu | FALSE | L | Annual | Allowances Sold NOX | Thousand Tons | 0 | 0 | 0 | 0 | 0 | 0 | 0 | 0
CT Fac. Spec. - NOX Rate Winter v.4.10 Final, Unit 3133 and retrofits | 304 | 2270 | Rate Constraint in lbs/MMBtu | FALSE | L | Annual | Allowances Banked | Thousand Tons | 0 | 0 | 0 | 0 | 0 | 0 | 0 | 0
CT Fac. Spec. - NOX Rate Winter v.4.10 Final, Unit 3133 and retrofits | 304 | 2270 | Rate Constraint in lbs/MMBtu | FALSE | L | Annual | Allowances Withdrawn (1:1) | Thousand Tons | 0 | 0 | 0 | 0 | 0 | 0 | 0 | 0
CT Fac. Spec. - NOX Rate Winter v.4.10 Final, Unit 3133 and retrofits | 304 | 2270 | Rate Constraint in lbs/MMBtu | FALSE | L | Annual | Allowances Withdrawn (n:1) | Thousand Tons | 0 | 0 | 0 | 0 | 0 | 0 | 0 | 0
CT Fac. Spec. - NOX Rate Winter v.4.10 Final, Unit 3133 and retrofits | 304 | 2270 | Rate Constraint in lbs/MMBtu | FALSE | L | Annual | Net Emissions Allowance Position | Thousand Tons | 0.010876 | 0.011619 | 0.01129 | 0.0079669 | 0.006995 | 0.0071102 | 0.005967 | 0.0066241
CT Fac. Spec. - NOX Rate Winter v.4.10 Final, Unit 3133 and retrofits | 304 | 2270 | Rate Constraint in lbs/MMBtu | FALSE | L | Annual | Fuel Consumed | TBtu | 5.3345 | 5.6991 | 5.5377 | 3.9077 | 3.431 | 3.4875 | 2.9268 | 3.2491
CT Fac. Spec. - NOX Rate Winter v.4.10 Final, Unit 3133 and retrofits | 304 | 2270 | Rate Constraint in lbs/MMBtu | FALSE | L | Annual | Rate | lb/MMBtu | 0.0040775 | 0.0040775 | 0.0040775 | 0.0040775 | 0.0040775 | 0.0040775 | 0.0040775 | 0.0040775
CT Fac. Spec. - NOX Rate Winter v.4.10 Final, Unit 3133 and retrofits | 304 | 2270 | Rate Constraint in lbs/MMBtu | FALSE | L | Annual | Generation | TWh | 0.75102 | 0.80235 | 0.77963 | 0.55015 | 0.48304 | 0.49099 | 0.41205 | 0.45743
CT Fac. Spec. - NOX Rate Winter v.4.10 Final, Unit 3133 and retrofits | 304 | 2270 | Rate Constraint in lbs/MMBtu | FALSE | L | Annual | Qualifying Generation | TWh | 0.75102 | 0.80235 | 0.77963 | 0.55015 | 0.48304 | 0.49099 | 0.41205 | 0.45743
CT Fac. Spec. - NOX Rate Winter v.4.10 Final, Unit 3133 and retrofits | 304 | 2270 | Rate Constraint in lbs/MMBtu | FALSE | L | Annual | Rate | lb/MWh | 0.028962 | 0.028962 | 0.028962 | 0.028962 | 0.028962 | 0.028962 | 0.028962 | 0.028962
CT Fac. Spec. - NOX Rate Winter v.4.10 Final, Unit 3133 and retrofits | 304 | 2270 | Rate Constraint in lbs/MMBtu | FALSE | L | Annual | Constraint Shadow Price | US2016$/Ton | 0 | 0 | 0 | 0 | 0 | 0 | 0 | 0
CT Fac. Spec. - NOX Rate Winter v.4.10 Final, Unit 3135 and retrofits | 305 | 2270 | Rate Constraint in lbs/MMBtu | FALSE | L | Annual | Seasons Included | Seasons | Winter, WintShld | Winter, WintShld | Winter, WintShld | Winter, WintShld | Winter, WintShld | Winter, WintShld | Winter, WintShld | Winter, WintShld
CT Fac. Spec. - NOX Rate Winter v.4.10 Final, Unit 3135 and retrofits | 305 | 2270 | Rate Constraint in lbs/MMBtu | FALSE | L | Annual | Standard NOX | lb/MMBtu | 0.15 | 0.15 | 0.15 | 0.15 | 0.15 | 0.15 | 0.15 | 0.15
CT Fac. Spec. - NOX Rate Winter v.4.10 Final, Unit 3135 and retrofits | 305 | 2270 | Rate Constraint in lbs/MMBtu | FALSE | L | Annual | Emissions at Affected Plants NOX | Thousand Tons | 0 | 0 | 0 | 0 | 0 | 0 | 1.2614e-05 | 0
CT Fac. Spec. - NOX Rate Winter v.4.10 Final, Unit 3135 and retrofits | 305 | 2270 | Rate Constraint in lbs/MMBtu | FALSE | L | Annual | Allowances Purchased NOX | Thousand Tons | 0 | 0 | 0 | 0 | 0 | 0 | 0 | 0
CT Fac. Spec. - NOX Rate Winter v.4.10 Final, Unit 3135 and retrofits | 305 | 2270 | Rate Constraint in lbs/MMBtu | FALSE | L | Annual | Allowances Sold NOX | Thousand Tons | 0 | 0 | 0 | 0 | 0 | 0 | 0 | 0
CT Fac. Spec. - NOX Rate Winter v.4.10 Final, Unit 3135 and retrofits | 305 | 2270 | Rate Constraint in lbs/MMBtu | FALSE | L | Annual | Allowances Banked | Thousand Tons | 0 | 0 | 0 | 0 | 0 | 0 | 0 | 0
CT Fac. Spec. - NOX Rate Winter v.4.10 Final, Unit 3135 and retrofits | 305 | 2270 | Rate Constraint in lbs/MMBtu | FALSE | L | Annual | Allowances Withdrawn (1:1) | Thousand Tons | 0 | 0 | 0 | 0 | 0 | 0 | 0 | 0
CT Fac. Spec. - NOX Rate Winter v.4.10 Final, Unit 3135 and retrofits | 305 | 2270 | Rate Constraint in lbs/MMBtu | FALSE | L | Annual | Allowances Withdrawn (n:1) | Thousand Tons | 0 | 0 | 0 | 0 | 0 | 0 | 0 | 0
CT Fac. Spec. - NOX Rate Winter v.4.10 Final, Unit 3135 and retrofits | 305 | 2270 | Rate Constraint in lbs/MMBtu | FALSE | L | Annual | Net Emissions Allowance Position | Thousand Tons | 0 | 0 | 0 | 0 | 0 | 0 | 1.2614e-05 | 0
CT Fac. Spec. - NOX Rate Winter v.4.10 Final, Unit 3135 and retrofits | 305 | 2270 | Rate Constraint in lbs/MMBtu | FALSE | L | Annual | Fuel Consumed | TBtu | 0 | 0 | 0 | 0 | 0 | 0 | 0.00038741 | 0
CT Fac. Spec. - NOX Rate Winter v.4.10 Final, Unit 3135 and retrofits | 305 | 2270 | Rate Constraint in lbs/MMBtu | FALSE | L | Annual | Rate | lb/MMBtu | 0 | 0 | 0 | 0 | 0 | 0 | 0.065122 | 0
CT Fac. Spec. - NOX Rate Winter v.4.10 Final, Unit 3135 and retrofits | 305 | 2270 | Rate Constraint in lbs/MMBtu | FALSE | L | Annual | Generation | TWh | 0 | 0 | 0 | 0 | 0 | 0 | 3.784e-05 | 0
CT Fac. Spec. - NOX Rate Winter v.4.10 Final, Unit 3135 and retrofits | 305 | 2270 | Rate Constraint in lbs/MMBtu | FALSE | L | Annual | Qualifying Generation | TWh | 0 | 0 | 0 | 0 | 0 | 0 | 3.784e-05 | 0
CT Fac. Spec. - NOX Rate Winter v.4.10 Final, Unit 3135 and retrofits | 305 | 2270 | Rate Constraint in lbs/MMBtu | FALSE | L | Annual | Rate | lb/MWh | 0 | 0 | 0 | 0 | 0 | 0 | 0.66672 | 0
CT Fac. Spec. - NOX Rate Winter v.4.10 Final, Unit 3135 and retrofits | 305 | 2270 | Rate Constraint in lbs/MMBtu | FALSE | L | Annual | Constraint Shadow Price | US2016$/Ton | 0 | 0 | 0 | 0 | 0 | 0 | 0 | 0
CT Fac. Spec. - NOX Rate Winter v.4.10 Final, Unit 3136 and retrofits | 306 | 2270 | Rate Constraint in lbs/MMBtu | FALSE | L | Annual | Seasons Included | Seasons | Winter, WintShld | Winter, WintShld | Winter, WintShld | Winter, WintShld | Winter, WintShld | Winter, WintShld | Winter, WintShld | Winter, WintShld
CT Fac. Spec. - NOX Rate Winter v.4.10 Final, Unit 3136 and retrofits | 306 | 2270 | Rate Constraint in lbs/MMBtu | FALSE | L | Annual | Standard NOX | lb/MMBtu | 0.15 | 0.15 | 0.15 | 0.15 | 0.15 | 0.15 | 0.15 | 0.15
CT Fac. Spec. - NOX Rate Winter v.4.10 Final, Unit 3136 and retrofits | 306 | 2270 | Rate Constraint in lbs/MMBtu | FALSE | L | Annual | Emissions at Affected Plants NOX | Thousand Tons | 0 | 0 | 0 | 0 | 0 | 0 | 0 | 0
CT Fac. Spec. - NOX Rate Winter v.4.10 Final, Unit 3136 and retrofits | 306 | 2270 | Rate Constraint in lbs/MMBtu | FALSE | L | Annual | Allowances Purchased NOX | Thousand Tons | 0 | 0 | 0 | 0 | 0 | 0 | 0 | 0
CT Fac. Spec. - NOX Rate Winter v.4.10 Final, Unit 3136 and retrofits | 306 | 2270 | Rate Constraint in lbs/MMBtu | FALSE | L | Annual | Allowances Sold NOX | Thousand Tons | 0 | 0 | 0 | 0 | 0 | 0 | 0 | 0
CT Fac. Spec. - NOX Rate Winter v.4.10 Final, Unit 3136 and retrofits | 306 | 2270 | Rate Constraint in lbs/MMBtu | FALSE | L | Annual | Allowances Banked | Thousand Tons | 0 | 0 | 0 | 0 | 0 | 0 | 0 | 0
CT Fac. Spec. - NOX Rate Winter v.4.10 Final, Unit 3136 and retrofits | 306 | 2270 | Rate Constraint in lbs/MMBtu | FALSE | L | Annual | Allowances Withdrawn (1:1) | Thousand Tons | 0 | 0 | 0 | 0 | 0 | 0 | 0 | 0
CT Fac. Spec. - NOX Rate Winter v.4.10 Final, Unit 3136 and retrofits | 306 | 2270 | Rate Constraint in lbs/MMBtu | FALSE | L | Annual | Allowances Withdrawn (n:1) | Thousand Tons | 0 | 0 | 0 | 0 | 0 | 0 | 0 | 0
CT Fac. Spec. - NOX Rate Winter v.4.10 Final, Unit 3136 and retrofits | 306 | 2270 | Rate Constraint in lbs/MMBtu | FALSE | L | Annual | Net Emissions Allowance Position | Thousand Tons | 0 | 0 | 0 | 0 | 0 | 0 | 0 | 0
CT Fac. Spec. - NOX Rate Winter v.4.10 Final, Unit 3136 and retrofits | 306 | 2270 | Rate Constraint in lbs/MMBtu | FALSE | L | Annual | Fuel Consumed | TBtu | 0 | 0 | 0 | 0 | 0 | 0 | 0 | 0
CT Fac. Spec. - NOX Rate Winter v.4.10 Final, Unit 3136 and retrofits | 306 | 2270 | Rate Constraint in lbs/MMBtu | FALSE | L | Annual | Rate | lb/MMBtu | 0 | 0 | 0 | 0 | 0 | 0 | 0 | 0
CT Fac. Spec. - NOX Rate Winter v.4.10 Final, Unit 3136 and retrofits | 306 | 2270 | Rate Constraint in lbs/MMBtu | FALSE | L | Annual | Generation | TWh | 0 | 0 | 0 | 0 | 0 | 0 | 0 | 0
CT Fac. Spec. - NOX Rate Winter v.4.10 Final, Unit 3136 and retrofits | 306 | 2270 | Rate Constraint in lbs/MMBtu | FALSE | L | Annual | Qualifying Generation | TWh | 0 | 0 | 0 | 0 | 0 | 0 | 0 | 0
CT Fac. Spec. - NOX Rate Winter v.4.10 Final, Unit 3136 and retrofits | 306 | 2270 | Rate Constraint in lbs/MMBtu | FALSE | L | Annual | Rate | lb/MWh | 0 | 0 | 0 | 0 | 0 | 0 | 0 | 0
CT Fac. Spec. - NOX Rate Winter v.4.10 Final, Unit 3136 and retrofits | 306 | 2270 | Rate Constraint in lbs/MMBtu | FALSE | L | Annual | Constraint Shadow Price | US2016$/Ton | 0 | 0 | 0 | 0 | 0 | 0 | 0 | 0
CT Fac. Spec. - NOX Rate Winter v.4.10 Final, Unit 3138 and retrofits | 307 | 2270 | Rate Constraint in lbs/MMBtu | FALSE | L | Annual | Seasons Included | Seasons | Winter, WintShld | Winter, WintShld | Winter, WintShld | Winter, WintShld | Winter, WintShld | Winter, WintShld | Winter, WintShld | Winter, WintShld
CT Fac. Spec. - NOX Rate Winter v.4.10 Final, Unit 3138 and retrofits | 307 | 2270 | Rate Constraint in lbs/MMBtu | FALSE | L | Annual | Standard NOX | lb/MMBtu | 0.15 | 0.15 | 0.15 | 0.15 | 0.15 | 0.15 | 0.15 | 0.15
CT Fac. Spec. - NOX Rate Winter v.4.10 Final, Unit 3138 and retrofits | 307 | 2270 | Rate Constraint in lbs/MMBtu | FALSE | L | Annual | Emissions at Affected Plants NOX | Thousand Tons | 0.00057389 | 0.00099418 | 0.0006619 | 0.00071518 | 0.00023481 | 0.00071518 | 0.00099502 | 0.00067737
CT Fac. Spec. - NOX Rate Winter v.4.10 Final, Unit 3138 and retrofits | 307 | 2270 | Rate Constraint in lbs/MMBtu | FALSE | L | Annual | Allowances Purchased NOX | Thousand Tons | 0 | 0 | 0 | 0 | 0 | 0 | 0 | 0
CT Fac. Spec. - NOX Rate Winter v.4.10 Final, Unit 3138 and retrofits | 307 | 2270 | Rate Constraint in lbs/MMBtu | FALSE | L | Annual | Allowances Sold NOX | Thousand Tons | 0 | 0 | 0 | 0 | 0 | 0 | 0 | 0
CT Fac. Spec. - NOX Rate Winter v.4.10 Final, Unit 3138 and retrofits | 307 | 2270 | Rate Constraint in lbs/MMBtu | FALSE | L | Annual | Allowances Banked | Thousand Tons | 0 | 0 | 0 | 0 | 0 | 0 | 0 | 0
CT Fac. Spec. - NOX Rate Winter v.4.10 Final, Unit 3138 and retrofits | 307 | 2270 | Rate Constraint in lbs/MMBtu | FALSE | L | Annual | Allowances Withdrawn (1:1) | Thousand Tons | 0 | 0 | 0 | 0 | 0 | 0 | 0 | 0
CT Fac. Spec. - NOX Rate Winter v.4.10 Final, Unit 3138 and retrofits | 307 | 2270 | Rate Constraint in lbs/MMBtu | FALSE | L | Annual | Allowances Withdrawn (n:1) | Thousand Tons | 0 | 0 | 0 | 0 | 0 | 0 | 0 | 0
CT Fac. Spec. - NOX Rate Winter v.4.10 Final, Unit 3138 and retrofits | 307 | 2270 | Rate Constraint in lbs/MMBtu | FALSE | L | Annual | Net Emissions Allowance Position | Thousand Tons | 0.00057389 | 0.00099418 | 0.0006619 | 0.00071518 | 0.00023481 | 0.00071518 | 0.00099502 | 0.00067737
CT Fac. Spec. - NOX Rate Winter v.4.10 Final, Unit 3138 and retrofits | 307 | 2270 | Rate Constraint in lbs/MMBtu | FALSE | L | Annual | Fuel Consumed | TBtu | 0.27028 | 0.46822 | 0.31173 | 0.33682 | 0.11058 | 0.33682 | 0.46861 | 0.31901
CT Fac. Spec. - NOX Rate Winter v.4.10 Final, Unit 3138 and retrofits | 307 | 2270 | Rate Constraint in lbs/MMBtu | FALSE | L | Annual | Rate | lb/MMBtu | 0.0042467 | 0.0042467 | 0.0042467 | 0.0042467 | 0.0042467 | 0.0042467 | 0.0042467 | 0.0042467
CT Fac. Spec. - NOX Rate Winter v.4.10 Final, Unit 3138 and retrofits | 307 | 2270 | Rate Constraint in lbs/MMBtu | FALSE | L | Annual | Generation | TWh | 0.036702 | 0.063582 | 0.042331 | 0.045739 | 0.015017 | 0.045739 | 0.063636 | 0.04332
CT Fac. Spec. - NOX Rate Winter v.4.10 Final, Unit 3138 and retrofits | 307 | 2270 | Rate Constraint in lbs/MMBtu | FALSE | L | Annual | Qualifying Generation | TWh | 0.036702 | 0.063582 | 0.042331 | 0.045739 | 0.015017 | 0.045739 | 0.063636 | 0.04332
CT Fac. Spec. - NOX Rate Winter v.4.10 Final, Unit 3138 and retrofits | 307 | 2270 | Rate Constraint in lbs/MMBtu | FALSE | L | Annual | Rate | lb/MWh | 0.031272 | 0.031272 | 0.031272 | 0.031272 | 0.031272 | 0.031272 | 0.031272 | 0.031272
CT Fac. Spec. - NOX Rate Winter v.4.10 Final, Unit 3138 and retrofits | 307 | 2270 | Rate Constraint in lbs/MMBtu | FALSE | L | Annual | Constraint Shadow Price | US2016$/Ton | 0 | 0 | 0 | 0 | 0 | 0 | 0 | 0
CT Fac. Spec. - NOX Rate Winter v.4.10 Final, Unit 3139 and retrofits | 308 | 2270 | Rate Constraint in lbs/MMBtu | FALSE | L | Annual | Seasons Included | Seasons | Winter, WintShld | Winter, WintShld | Winter, WintShld | Winter, WintShld | Winter, WintShld | Winter, WintShld | Winter, WintShld | Winter, WintShld
CT Fac. Spec. - NOX Rate Winter v.4.10 Final, Unit 3139 and retrofits | 308 | 2270 | Rate Constraint in lbs/MMBtu | FALSE | L | Annual | Standard NOX | lb/MMBtu | 0.15 | 0.15 | 0.15 | 0.15 | 0.15 | 0.15 | 0.15 | 0.15
CT Fac. Spec. - NOX Rate Winter v.4.10 Final, Unit 3139 and retrofits | 308 | 2270 | Rate Constraint in lbs/MMBtu | FALSE | L | Annual | Emissions at Affected Plants NOX | Thousand Tons | 0.0004741 | 0.00059934 | 0.00032025 | 0.00041032 | 0.00019274 | 0.0005161 | 0.00083831 | 0.00040503
CT Fac. Spec. - NOX Rate Winter v.4.10 Final, Unit 3139 and retrofits | 308 | 2270 | Rate Constraint in lbs/MMBtu | FALSE | L | Annual | Allowances Purchased NOX | Thousand Tons | 0 | 0 | 0 | 0 | 0 | 0 | 0 | 0
CT Fac. Spec. - NOX Rate Winter v.4.10 Final, Unit 3139 and retrofits | 308 | 2270 | Rate Constraint in lbs/MMBtu | FALSE | L | Annual | Allowances Sold NOX | Thousand Tons | 0 | 0 | 0 | 0 | 0 | 0 | 0 | 0
CT Fac. Spec. - NOX Rate Winter v.4.10 Final, Unit 3139 and retrofits | 308 | 2270 | Rate Constraint in lbs/MMBtu | FALSE | L | Annual | Allowances Banked | Thousand Tons | 0 | 0 | 0 | 0 | 0 | 0 | 0 | 0
CT Fac. Spec. - NOX Rate Winter v.4.10 Final, Unit 3139 and retrofits | 308 | 2270 | Rate Constraint in lbs/MMBtu | FALSE | L | Annual | Allowances Withdrawn (1:1) | Thousand Tons | 0 | 0 | 0 | 0 | 0 | 0 | 0 | 0
CT Fac. Spec. - NOX Rate Winter v.4.10 Final, Unit 3139 and retrofits | 308 | 2270 | Rate Constraint in lbs/MMBtu | FALSE | L | Annual | Allowances Withdrawn (n:1) | Thousand Tons | 0 | 0 | 0 | 0 | 0 | 0 | 0 | 0
CT Fac. Spec. - NOX Rate Winter v.4.10 Final, Unit 3139 and retrofits | 308 | 2270 | Rate Constraint in lbs/MMBtu | FALSE | L | Annual | Net Emissions Allowance Position | Thousand Tons | 0.0004741 | 0.00059934 | 0.00032025 | 0.00041032 | 0.00019274 | 0.0005161 | 0.00083831 | 0.00040503
CT Fac. Spec. - NOX Rate Winter v.4.10 Final, Unit 3139 and retrofits | 308 | 2270 | Rate Constraint in lbs/MMBtu | FALSE | L | Annual | Fuel Consumed | TBtu | 0.24855 | 0.3142 | 0.16789 | 0.21511 | 0.10105 | 0.27056 | 0.43948 | 0.21233
CT Fac. Spec. - NOX Rate Winter v.4.10 Final, Unit 3139 and retrofits | 308 | 2270 | Rate Constraint in lbs/MMBtu | FALSE | L | Annual | Rate | lb/MMBtu | 0.003815 | 0.003815 | 0.003815 | 0.003815 | 0.003815 | 0.003815 | 0.003815 | 0.003815
CT Fac. Spec. - NOX Rate Winter v.4.10 Final, Unit 3139 and retrofits | 308 | 2270 | Rate Constraint in lbs/MMBtu | FALSE | L | Annual | Generation | TWh | 0.033719 | 0.042627 | 0.022777 | 0.029183 | 0.013709 | 0.036706 | 0.059623 | 0.028807
CT Fac. Spec. - NOX Rate Winter v.4.10 Final, Unit 3139 and retrofits | 308 | 2270 | Rate Constraint in lbs/MMBtu | FALSE | L | Annual | Qualifying Generation | TWh | 0.033719 | 0.042627 | 0.022777 | 0.029183 | 0.013709 | 0.036706 | 0.059623 | 0.028807
CT Fac. Spec. - NOX Rate Winter v.4.10 Final, Unit 3139 and retrofits | 308 | 2270 | Rate Constraint in lbs/MMBtu | FALSE | L | Annual | Rate | lb/MWh | 0.02812 | 0.02812 | 0.02812 | 0.02812 | 0.02812 | 0.02812 | 0.02812 | 0.02812
CT Fac. Spec. - NOX Rate Winter v.4.10 Final, Unit 3139 and retrofits | 308 | 2270 | Rate Constraint in lbs/MMBtu | FALSE | L | Annual | Constraint Shadow Price | US2016$/Ton | 0 | 0 | 0 | 0 | 0 | 0 | 0 | 0
CT Fac. Spec. - NOX Rate Winter v.4.10 Final, Unit 3140 and retrofits | 309 | 2270 | Rate Constraint in lbs/MMBtu | FALSE | L | Annual | Seasons Included | Seasons | Winter, WintShld | Winter, WintShld | Winter, WintShld | Winter, WintShld | Winter, WintShld | Winter, WintShld | Winter, WintShld | Winter, WintShld
CT Fac. Spec. - NOX Rate Winter v.4.10 Final, Unit 3140 and retrofits | 309 | 2270 | Rate Constraint in lbs/MMBtu | FALSE | L | Annual | Standard NOX | lb/MMBtu | 0.15 | 0.15 | 0.15 | 0.15 | 0.15 | 0.15 | 0.15 | 0.15
CT Fac. Spec. - NOX Rate Winter v.4.10 Final, Unit 3140 and retrofits | 309 | 2270 | Rate Constraint in lbs/MMBtu | FALSE | L | Annual | Emissions at Affected Plants NOX | Thousand Tons | 0.0012146 | 0.00085523 | 0.0011594 | 0.00056704 | 0.00041038 | 0.00062886 | 0.0011824 | 0.00079057
CT Fac. Spec. - NOX Rate Winter v.4.10 Final, Unit 3140 and retrofits | 309 | 2270 | Rate Constraint in lbs/MMBtu | FALSE | L | Annual | Allowances Purchased NOX | Thousand Tons | 0 | 0 | 0 | 0 | 0 | 0 | 0 | 0
CT Fac. Spec. - NOX Rate Winter v.4.10 Final, Unit 3140 and retrofits | 309 | 2270 | Rate Constraint in lbs/MMBtu | FALSE | L | Annual | Allowances Sold NOX | Thousand Tons | 0 | 0 | 0 | 0 | 0 | 0 | 0 | 0
CT Fac. Spec. - NOX Rate Winter v.4.10 Final, Unit 3140 and retrofits | 309 | 2270 | Rate Constraint in lbs/MMBtu | FALSE | L | Annual | Allowances Banked | Thousand Tons | 0 | 0 | 0 | 0 | 0 | 0 | 0 | 0
CT Fac. Spec. - NOX Rate Winter v.4.10 Final, Unit 3140 and retrofits | 309 | 2270 | Rate Constraint in lbs/MMBtu | FALSE | L | Annual | Allowances Withdrawn (1:1) | Thousand Tons | 0 | 0 | 0 | 0 | 0 | 0 | 0 | 0
CT Fac. Spec. - NOX Rate Winter v.4.10 Final, Unit 3140 and retrofits | 309 | 2270 | Rate Constraint in lbs/MMBtu | FALSE | L | Annual | Allowances Withdrawn (n:1) | Thousand Tons | 0 | 0 | 0 | 0 | 0 | 0 | 0 | 0
CT Fac. Spec. - NOX Rate Winter v.4.10 Final, Unit 3140 and retrofits | 309 | 2270 | Rate Constraint in lbs/MMBtu | FALSE | L | Annual | Net Emissions Allowance Position | Thousand Tons | 0.0012146 | 0.00085523 | 0.0011594 | 0.00056704 | 0.00041038 | 0.00062886 | 0.0011824 | 0.00079057
CT Fac. Spec. - NOX Rate Winter v.4.10 Final, Unit 3140 and retrofits | 309 | 2270 | Rate Constraint in lbs/MMBtu | FALSE | L | Annual | Fuel Consumed | TBtu | 0.75304 | 0.53024 | 0.71883 | 0.35156 | 0.25443 | 0.38989 | 0.7331 | 0.49015
CT Fac. Spec. - NOX Rate Winter v.4.10 Final, Unit 3140 and retrofits | 309 | 2270 | Rate Constraint in lbs/MMBtu | FALSE | L | Annual | Rate | lb/MMBtu | 0.0032258 | 0.0032258 | 0.0032258 | 0.0032258 | 0.0032258 | 0.0032258 | 0.0032258 | 0.0032258
CT Fac. Spec. - NOX Rate Winter v.4.10 Final, Unit 3140 and retrofits | 309 | 2270 | Rate Constraint in lbs/MMBtu | FALSE | L | Annual | Generation | TWh | 0.10229 | 0.072024 | 0.097641 | 0.047754 | 0.03456 | 0.05296 | 0.099578 | 0.066578
CT Fac. Spec. - NOX Rate Winter v.4.10 Final, Unit 3140 and retrofits | 309 | 2270 | Rate Constraint in lbs/MMBtu | FALSE | L | Annual | Qualifying Generation | TWh | 0.10229 | 0.072024 | 0.097641 | 0.047754 | 0.03456 | 0.05296 | 0.099578 | 0.066578
CT Fac. Spec. - NOX Rate Winter v.4.10 Final, Unit 3140 and retrofits | 309 | 2270 | Rate Constraint in lbs/MMBtu | FALSE | L | Annual | Rate | lb/MWh | 0.023749 | 0.023749 | 0.023749 | 0.023749 | 0.023749 | 0.023749 | 0.023749 | 0.023749
CT Fac. Spec. - NOX Rate Winter v.4.10 Final, Unit 3140 and retrofits | 309 | 2270 | Rate Constraint in lbs/MMBtu | FALSE | L | Annual | Constraint Shadow Price | US2016$/Ton | 0 | 0 | 0 | 0 | 0 | 0 | 0 | 0
CT Fac. Spec. - NOX Rate Winter v.4.10 Final, Unit 3141 and retrofits | 310 | 2270 | Rate Constraint in lbs/MMBtu | FALSE | L | Annual | Seasons Included | Seasons | Winter, WintShld | Winter, WintShld | Winter, WintShld | Winter, WintShld | Winter, WintShld | Winter, WintShld | Winter, WintShld | Winter, WintShld
CT Fac. Spec. - NOX Rate Winter v.4.10 Final, Unit 3141 and retrofits | 310 | 2270 | Rate Constraint in lbs/MMBtu | FALSE | L | Annual | Standard NOX | lb/MMBtu | 0.15 | 0.15 | 0.15 | 0.15 | 0.15 | 0.15 | 0.15 | 0.15
CT Fac. Spec. - NOX Rate Winter v.4.10 Final, Unit 3141 and retrofits | 310 | 2270 | Rate Constraint in lbs/MMBtu | FALSE | L | Annual | Emissions at Affected Plants NOX | Thousand Tons | 0.00017488 | 0.0001549 | 0.00015314 | 9.1994e-05 | 7.9995e-06 | 0.00019499 | 0.00059146 | 0.00043597
CT Fac. Spec. - NOX Rate Winter v.4.10 Final, Unit 3141 and retrofits | 310 | 2270 | Rate Constraint in lbs/MMBtu | FALSE | L | Annual | Allowances Purchased NOX | Thousand Tons | 0 | 0 | 0 | 0 | 0 | 0 | 0 | 0
CT Fac. Spec. - NOX Rate Winter v.4.10 Final, Unit 3141 and retrofits | 310 | 2270 | Rate Constraint in lbs/MMBtu | FALSE | L | Annual | Allowances Sold NOX | Thousand Tons | 0 | 0 | 0 | 0 | 0 | 0 | 0 | 0
CT Fac. Spec. - NOX Rate Winter v.4.10 Final, Unit 3141 and retrofits | 310 | 2270 | Rate Constraint in lbs/MMBtu | FALSE | L | Annual | Allowances Banked | Thousand Tons | 0 | 0 | 0 | 0 | 0 | 0 | 0 | 0
CT Fac. Spec. - NOX Rate Winter v.4.10 Final, Unit 3141 and retrofits | 310 | 2270 | Rate Constraint in lbs/MMBtu | FALSE | L | Annual | Allowances Withdrawn (1:1) | Thousand Tons | 0 | 0 | 0 | 0 | 0 | 0 | 0 | 0
CT Fac. Spec. - NOX Rate Winter v.4.10 Final, Unit 3141 and retrofits | 310 | 2270 | Rate Constraint in lbs/MMBtu | FALSE | L | Annual | Allowances Withdrawn (n:1) | Thousand Tons | 0 | 0 | 0 | 0 | 0 | 0 | 0 | 0
CT Fac. Spec. - NOX Rate Winter v.4.10 Final, Unit 3141 and retrofits | 310 | 2270 | Rate Constraint in lbs/MMBtu | FALSE | L | Annual | Net Emissions Allowance Position | Thousand Tons | 0.00017488 | 0.0001549 | 0.00015314 | 9.1994e-05 | 7.9995e-06 | 0.00019499 | 0.00059146 | 0.00043597
CT Fac. Spec. - NOX Rate Winter v.4.10 Final, Unit 3141 and retrofits | 310 | 2270 | Rate Constraint in lbs/MMBtu | FALSE | L | Annual | Fuel Consumed | TBtu | 0.069802 | 0.061824 | 0.061122 | 0.036718 | 0.0031929 | 0.077826 | 0.23607 | 0.17401
CT Fac. Spec. - NOX Rate Winter v.4.10 Final, Unit 3141 and retrofits | 310 | 2270 | Rate Constraint in lbs/MMBtu | FALSE | L | Annual | Rate | lb/MMBtu | 0.0050108 | 0.0050108 | 0.0050108 | 0.0050108 | 0.0050108 | 0.0050108 | 0.0050108 | 0.0050108
CT Fac. Spec. - NOX Rate Winter v.4.10 Final, Unit 3141 and retrofits | 310 | 2270 | Rate Constraint in lbs/MMBtu | FALSE | L | Annual | Generation | TWh | 0.0094123 | 0.0083366 | 0.008242 | 0.0049512 | 0.00043054 | 0.010494 | 0.031833 | 0.023464
CT Fac. Spec. - NOX Rate Winter v.4.10 Final, Unit 3141 and retrofits | 310 | 2270 | Rate Constraint in lbs/MMBtu | FALSE | L | Annual | Qualifying Generation | TWh | 0.0094123 | 0.0083366 | 0.008242 | 0.0049512 | 0.00043054 | 0.010494 | 0.031833 | 0.023464
CT Fac. Spec. - NOX Rate Winter v.4.10 Final, Unit 3141 and retrofits | 310 | 2270 | Rate Constraint in lbs/MMBtu | FALSE | L | Annual | Rate | lb/MWh | 0.03716 | 0.03716 | 0.03716 | 0.03716 | 0.03716 | 0.03716 | 0.03716 | 0.03716
CT Fac. Spec. - NOX Rate Winter v.4.10 Final, Unit 3141 and retrofits | 310 | 2270 | Rate Constraint in lbs/MMBtu | FALSE | L | Annual | Constraint Shadow Price | US2016$/Ton | 0 | 0 | 0 | 0 | 0 | 0 | 0 | 0
CT Fac. Spec. - NOX Rate Winter v.4.10 Final, Unit 3142 and retrofits | 311 | 2270 | Rate Constraint in lbs/MMBtu | FALSE | L | Annual | Seasons Included | Seasons | Winter, WintShld | Winter, WintShld | Winter, WintShld | Winter, WintShld | Winter, WintShld | Winter, WintShld | Winter, WintShld | Winter, WintShld
CT Fac. Spec. - NOX Rate Winter v.4.10 Final, Unit 3142 and retrofits | 311 | 2270 | Rate Constraint in lbs/MMBtu | FALSE | L | Annual | Standard NOX | lb/MMBtu | 0.15 | 0.15 | 0.15 | 0.15 | 0.15 | 0.15 | 0.15 | 0.15
CT Fac. Spec. - NOX Rate Winter v.4.10 Final, Unit 3142 and retrofits | 311 | 2270 | Rate Constraint in lbs/MMBtu | FALSE | L | Annual | Emissions at Affected Plants NOX | Thousand Tons | 0.00025144 | 0.00017286 | 0.00017286 | 9.2457e-05 | 0.00011722 | 0.00048981 | 0.0005893 | 0.00047618
CT Fac. Spec. - NOX Rate Winter v.4.10 Final, Unit 3142 and retrofits | 311 | 2270 | Rate Constraint in lbs/MMBtu | FALSE | L | Annual | Allowances Purchased NOX | Thousand Tons | 0 | 0 | 0 | 0 | 0 | 0 | 0 | 0
CT Fac. Spec. - NOX Rate Winter v.4.10 Final, Unit 3142 and retrofits | 311 | 2270 | Rate Constraint in lbs/MMBtu | FALSE | L | Annual | Allowances Sold NOX | Thousand Tons | 0 | 0 | 0 | 0 | 0 | 0 | 0 | 0
CT Fac. Spec. - NOX Rate Winter v.4.10 Final, Unit 3142 and retrofits | 311 | 2270 | Rate Constraint in lbs/MMBtu | FALSE | L | Annual | Allowances Banked | Thousand Tons | 0 | 0 | 0 | 0 | 0 | 0 | 0 | 0
CT Fac. Spec. - NOX Rate Winter v.4.10 Final, Unit 3142 and retrofits | 311 | 2270 | Rate Constraint in lbs/MMBtu | FALSE | L | Annual | Allowances Withdrawn (1:1) | Thousand Tons | 0 | 0 | 0 | 0 | 0 | 0 | 0 | 0
CT Fac. Spec. - NOX Rate Winter v.4.10 Final, Unit 3142 and retrofits | 311 | 2270 | Rate Constraint in lbs/MMBtu | FALSE | L | Annual | Allowances Withdrawn (n:1) | Thousand Tons | 0 | 0 | 0 | 0 | 0 | 0 | 0 | 0
CT Fac. Spec. - NOX Rate Winter v.4.10 Final, Unit 3142 and retrofits | 311 | 2270 | Rate Constraint in lbs/MMBtu | FALSE | L | Annual | Net Emissions Allowance Position | Thousand Tons | 0.00025144 | 0.00017286 | 0.00017286 | 9.2457e-05 | 0.00011722 | 0.00048981 | 0.0005893 | 0.00047618
CT Fac. Spec. - NOX Rate Winter v.4.10 Final, Unit 3142 and retrofits | 311 | 2270 | Rate Constraint in lbs/MMBtu | FALSE | L | Annual | Fuel Consumed | TBtu | 0.10312 | 0.070894 | 0.070894 | 0.037918 | 0.048075 | 0.20088 | 0.24168 | 0.19529
CT Fac. Spec. - NOX Rate Winter v.4.10 Final, Unit 3142 and retrofits | 311 | 2270 | Rate Constraint in lbs/MMBtu | FALSE | L | Annual | Rate | lb/MMBtu | 0.0048767 | 0.0048767 | 0.0048767 | 0.0048767 | 0.0048767 | 0.0048767 | 0.0048767 | 0.0048767
CT Fac. Spec. - NOX Rate Winter v.4.10 Final, Unit 3142 and retrofits | 311 | 2270 | Rate Constraint in lbs/MMBtu | FALSE | L | Annual | Generation | TWh | 0.013912 | 0.0095647 | 0.0095647 | 0.0051158 | 0.0064861 | 0.027102 | 0.032607 | 0.026348
CT Fac. Spec. - NOX Rate Winter v.4.10 Final, Unit 3142 and retrofits | 311 | 2270 | Rate Constraint in lbs/MMBtu | FALSE | L | Annual | Qualifying Generation | TWh | 0.013912 | 0.0095647 | 0.0095647 | 0.0051158 | 0.0064861 | 0.027102 | 0.032607 | 0.026348
CT Fac. Spec. - NOX Rate Winter v.4.10 Final, Unit 3142 and retrofits | 311 | 2270 | Rate Constraint in lbs/MMBtu | FALSE | L | Annual | Rate | lb/MWh | 0.036146 | 0.036146 | 0.036146 | 0.036146 | 0.036146 | 0.036146 | 0.036146 | 0.036146
CT Fac. Spec. - NOX Rate Winter v.4.10 Final, Unit 3142 and retrofits | 311 | 2270 | Rate Constraint in lbs/MMBtu | FALSE | L | Annual | Constraint Shadow Price | US2016$/Ton | 0 | 0 | 0 | 0 | 0 | 0 | 0 | 0
CT Fac. Spec. - NOX Rate Winter v.4.10 Final, Unit 3143 and retrofits | 312 | 2270 | Rate Constraint in lbs/MMBtu | FALSE | L | Annual | Seasons Included | Seasons | Winter, WintShld | Winter, WintShld | Winter, WintShld | Winter, WintShld | Winter, WintShld | Winter, WintShld | Winter, WintShld | Winter, WintShld
CT Fac. Spec. - NOX Rate Winter v.4.10 Final, Unit 3143 and retrofits | 312 | 2270 | Rate Constraint in lbs/MMBtu | FALSE | L | Annual | Standard NOX | lb/MMBtu | 0.15 | 0.15 | 0.15 | 0.15 | 0.15 | 0.15 | 0.15 | 0.15
CT Fac. Spec. - NOX Rate Winter v.4.10 Final, Unit 3143 and retrofits | 312 | 2270 | Rate Constraint in lbs/MMBtu | FALSE | L | Annual | Emissions at Affected Plants NOX | Thousand Tons | 0.030178 | 0.027011 | 0.027011 | 0.027011 | 0.027011 | 0.027011 | 0.027011 | 0.027011
CT Fac. Spec. - NOX Rate Winter v.4.10 Final, Unit 3143 and retrofits | 312 | 2270 | Rate Constraint in lbs/MMBtu | FALSE | L | Annual | Allowances Purchased NOX | Thousand Tons | 0 | 0 | 0 | 0 | 0 | 0 | 0 | 0
CT Fac. Spec. - NOX Rate Winter v.4.10 Final, Unit 3143 and retrofits | 312 | 2270 | Rate Constraint in lbs/MMBtu | FALSE | L | Annual | Allowances Sold NOX | Thousand Tons | 0 | 0 | 0 | 0 | 0 | 0 | 0 | 0
CT Fac. Spec. - NOX Rate Winter v.4.10 Final, Unit 3143 and retrofits | 312 | 2270 | Rate Constraint in lbs/MMBtu | FALSE | L | Annual | Allowances Banked | Thousand Tons | 0 | 0 | 0 | 0 | 0 | 0 | 0 | 0
CT Fac. Spec. - NOX Rate Winter v.4.10 Final, Unit 3143 and retrofits | 312 | 2270 | Rate Constraint in lbs/MMBtu | FALSE | L | Annual | Allowances Withdrawn (1:1) | Thousand Tons | 0 | 0 | 0 | 0 | 0 | 0 | 0 | 0
CT Fac. Spec. - NOX Rate Winter v.4.10 Final, Unit 3143 and retrofits | 312 | 2270 | Rate Constraint in lbs/MMBtu | FALSE | L | Annual | Allowances Withdrawn (n:1) | Thousand Tons | 0 | 0 | 0 | 0 | 0 | 0 | 0 | 0
CT Fac. Spec. - NOX Rate Winter v.4.10 Final, Unit 3143 and retrofits | 312 | 2270 | Rate Constraint in lbs/MMBtu | FALSE | L | Annual | Net Emissions Allowance Position | Thousand Tons | 0.030178 | 0.027011 | 0.027011 | 0.027011 | 0.027011 | 0.027011 | 0.027011 | 0.027011
CT Fac. Spec. - NOX Rate Winter v.4.10 Final, Unit 3143 and retrofits | 312 | 2270 | Rate Constraint in lbs/MMBtu | FALSE | L | Annual | Fuel Consumed | TBtu | 0.46327 | 0.41465 | 0.41465 | 0.41465 | 0.41465 | 0.41465 | 0.41465 | 0.41465
CT Fac. Spec. - NOX Rate Winter v.4.10 Final, Unit 3143 and retrofits | 312 | 2270 | Rate Constraint in lbs/MMBtu | FALSE | L | Annual | Rate | lb/MMBtu | 0.13028 | 0.13028 | 0.13028 | 0.13028 | 0.13028 | 0.13028 | 0.13028 | 0.13028
CT Fac. Spec. - NOX Rate Winter v.4.10 Final, Unit 3143 and retrofits | 312 | 2270 | Rate Constraint in lbs/MMBtu | FALSE | L | Annual | Generation | TWh | 0.066106 | 0.059168 | 0.059168 | 0.059168 | 0.059168 | 0.059168 | 0.059168 | 0.059168
CT Fac. Spec. - NOX Rate Winter v.4.10 Final, Unit 3143 and retrofits | 312 | 2270 | Rate Constraint in lbs/MMBtu | FALSE | L | Annual | Qualifying Generation | TWh | 0.066106 | 0.059168 | 0.059168 | 0.059168 | 0.059168 | 0.059168 | 0.059168 | 0.059168
CT Fac. Spec. - NOX Rate Winter v.4.10 Final, Unit 3143 and retrofits | 312 | 2270 | Rate Constraint in lbs/MMBtu | FALSE | L | Annual | Rate | lb/MWh | 0.91302 | 0.91302 | 0.91302 | 0.91302 | 0.91302 | 0.91302 | 0.91302 | 0.91302
CT Fac. Spec. - NOX Rate Winter v.4.10 Final, Unit 3143 and retrofits | 312 | 2270 | Rate Constraint in lbs/MMBtu | FALSE | L | Annual | Constraint Shadow Price | US2016$/Ton | 0 | 0 | 0 | 0 | 0 | 0 | 0 | 0
CT Fac. Spec. - NOX Rate Winter v.4.10 Final, Unit 3144 and retrofits | 313 | 2270 | Rate Constraint in lbs/MMBtu | FALSE | L | Annual | Seasons Included | Seasons | Winter, WintShld | Winter, WintShld | Winter, WintShld | Winter, WintShld | Winter, WintShld | Winter, WintShld | Winter, WintShld | Winter, WintShld
CT Fac. Spec. - NOX Rate Winter v.4.10 Final, Unit 3144 and retrofits | 313 | 2270 | Rate Constraint in lbs/MMBtu | FALSE | L | Annual | Standard NOX | lb/MMBtu | 0.15 | 0.15 | 0.15 | 0.15 | 0.15 | 0.15 | 0.15 | 0.15
CT Fac. Spec. - NOX Rate Winter v.4.10 Final, Unit 3144 and retrofits | 313 | 2270 | Rate Constraint in lbs/MMBtu | FALSE | L | Annual | Emissions at Affected Plants NOX | Thousand Tons | 0.012715 | 0.0069284 | 0.0065391 | 0.0040999 | 0.0038404 | 0.0042297 | 0.0042297 | 0.0042037
CT Fac. Spec. - NOX Rate Winter v.4.10 Final, Unit 3144 and retrofits | 313 | 2270 | Rate Constraint in lbs/MMBtu | FALSE | L | Annual | Allowances Purchased NOX | Thousand Tons | 0 | 0 | 0 | 0 | 0 | 0 | 0 | 0
CT Fac. Spec. - NOX Rate Winter v.4.10 Final, Unit 3144 and retrofits | 313 | 2270 | Rate Constraint in lbs/MMBtu | FALSE | L | Annual | Allowances Sold NOX | Thousand Tons | 0 | 0 | 0 | 0 | 0 | 0 | 0 | 0
CT Fac. Spec. - NOX Rate Winter v.4.10 Final, Unit 3144 and retrofits | 313 | 2270 | Rate Constraint in lbs/MMBtu | FALSE | L | Annual | Allowances Banked | Thousand Tons | 0 | 0 | 0 | 0 | 0 | 0 | 0 | 0
CT Fac. Spec. - NOX Rate Winter v.4.10 Final, Unit 3144 and retrofits | 313 | 2270 | Rate Constraint in lbs/MMBtu | FALSE | L | Annual | Allowances Withdrawn (1:1) | Thousand Tons | 0 | 0 | 0 | 0 | 0 | 0 | 0 | 0
CT Fac. Spec. - NOX Rate Winter v.4.10 Final, Unit 3144 and retrofits | 313 | 2270 | Rate Constraint in lbs/MMBtu | FALSE | L | Annual | Allowances Withdrawn (n:1) | Thousand Tons | 0 | 0 | 0 | 0 | 0 | 0 | 0 | 0
CT Fac. Spec. - NOX Rate Winter v.4.10 Final, Unit 3144 and retrofits | 313 | 2270 | Rate Constraint in lbs/MMBtu | FALSE | L | Annual | Net Emissions Allowance Position | Thousand Tons | 0.012715 | 0.0069284 | 0.0065391 | 0.0040999 | 0.0038404 | 0.0042297 | 0.0042297 | 0.0042037
CT Fac. Spec. - NOX Rate Winter v.4.10 Final, Unit 3144 and retrofits | 313 | 2270 | Rate Constraint in lbs/MMBtu | FALSE | L | Annual | Fuel Consumed | TBtu | 0.19519 | 0.10636 | 0.10038 | 0.062939 | 0.058956 | 0.064931 | 0.064931 | 0.064532
CT Fac. Spec. - NOX Rate Winter v.4.10 Final, Unit 3144 and retrofits | 313 | 2270 | Rate Constraint in lbs/MMBtu | FALSE | L | Annual | Rate | lb/MMBtu | 0.13028 | 0.13028 | 0.13028 | 0.13028 | 0.13028 | 0.13028 | 0.13028 | 0.13028
CT Fac. Spec. - NOX Rate Winter v.4.10 Final, Unit 3144 and retrofits | 313 | 2270 | Rate Constraint in lbs/MMBtu | FALSE | L | Annual | Generation | TWh | 0.027853 | 0.015177 | 0.014324 | 0.008981 | 0.0084126 | 0.0092652 | 0.0092652 | 0.0092084
CT Fac. Spec. - NOX Rate Winter v.4.10 Final, Unit 3144 and retrofits | 313 | 2270 | Rate Constraint in lbs/MMBtu | FALSE | L | Annual | Qualifying Generation | TWh | 0.027853 | 0.015177 | 0.014324 | 0.008981 | 0.0084126 | 0.0092652 | 0.0092652 | 0.0092084
CT Fac. Spec. - NOX Rate Winter v.4.10 Final, Unit 3144 and retrofits | 313 | 2270 | Rate Constraint in lbs/MMBtu | FALSE | L | Annual | Rate | lb/MWh | 0.91302 | 0.91302 | 0.91302 | 0.91302 | 0.91302 | 0.91302 | 0.91302 | 0.91302
CT Fac. Spec. - NOX Rate Winter v.4.10 Final, Unit 3144 and retrofits | 313 | 2270 | Rate Constraint in lbs/MMBtu | FALSE | L | Annual | Constraint Shadow Price | US2016$/Ton | 0 | 0 | 0 | 0 | 0 | 0 | 0 | 0
CT Fac. Spec. - NOX Rate Winter v.4.10 Final, Unit 3145 and retrofits | 314 | 2270 | Rate Constraint in lbs/MMBtu | FALSE | L | Annual | Seasons Included | Seasons | Winter, WintShld | Winter, WintShld | Winter, WintShld | Winter, WintShld | Winter, WintShld | Winter, WintShld | Winter, WintShld | Winter, WintShld
CT Fac. Spec. - NOX Rate Winter v.4.10 Final, Unit 3145 and retrofits | 314 | 2270 | Rate Constraint in lbs/MMBtu | FALSE | L | Annual | Standard NOX | lb/MMBtu | 0.15 | 0.15 | 0.15 | 0.15 | 0.15 | 0.15 | 0.15 | 0.15
CT Fac. Spec. - NOX Rate Winter v.4.10 Final, Unit 3145 and retrofits | 314 | 2270 | Rate Constraint in lbs/MMBtu | FALSE | L | Annual | Emissions at Affected Plants NOX | Thousand Tons | 0.019353 | 0.019353 | 0.019353 | 0.01934 | 0.017497 | 0.019353 | 0.016335 | 0.015949
CT Fac. Spec. - NOX Rate Winter v.4.10 Final, Unit 3145 and retrofits | 314 | 2270 | Rate Constraint in lbs/MMBtu | FALSE | L | Annual | Allowances Purchased NOX | Thousand Tons | 0 | 0 | 0 | 0 | 0 | 0 | 0 | 0
CT Fac. Spec. - NOX Rate Winter v.4.10 Final, Unit 3145 and retrofits | 314 | 2270 | Rate Constraint in lbs/MMBtu | FALSE | L | Annual | Allowances Sold NOX | Thousand Tons | 0 | 0 | 0 | 0 | 0 | 0 | 0 | 0
CT Fac. Spec. - NOX Rate Winter v.4.10 Final, Unit 3145 and retrofits | 314 | 2270 | Rate Constraint in lbs/MMBtu | FALSE | L | Annual | Allowances Banked | Thousand Tons | 0 | 0 | 0 | 0 | 0 | 0 | 0 | 0
CT Fac. Spec. - NOX Rate Winter v.4.10 Final, Unit 3145 and retrofits | 314 | 2270 | Rate Constraint in lbs/MMBtu | FALSE | L | Annual | Allowances Withdrawn (1:1) | Thousand Tons | 0 | 0 | 0 | 0 | 0 | 0 | 0 | 0
CT Fac. Spec. - NOX Rate Winter v.4.10 Final, Unit 3145 and retrofits | 314 | 2270 | Rate Constraint in lbs/MMBtu | FALSE | L | Annual | Allowances Withdrawn (n:1) | Thousand Tons | 0 | 0 | 0 | 0 | 0 | 0 | 0 | 0
CT Fac. Spec. - NOX Rate Winter v.4.10 Final, Unit 3145 and retrofits | 314 | 2270 | Rate Constraint in lbs/MMBtu | FALSE | L | Annual | Net Emissions Allowance Position | Thousand Tons | 0.019353 | 0.019353 | 0.019353 | 0.01934 | 0.017497 | 0.019353 | 0.016335 | 0.015949
CT Fac. Spec. - NOX Rate Winter v.4.10 Final, Unit 3145 and retrofits | 314 | 2270 | Rate Constraint in lbs/MMBtu | FALSE | L | Annual | Fuel Consumed | TBtu | 6.0321 | 6.0321 | 6.0321 | 6.0282 | 5.4536 | 6.0321 | 5.0913 | 4.971
CT Fac. Spec. - NOX Rate Winter v.4.10 Final, Unit 3145 and retrofits | 314 | 2270 | Rate Constraint in lbs/MMBtu | FALSE | L | Annual | Rate | lb/MMBtu | 0.0064167 | 0.0064167 | 0.0064167 | 0.0064167 | 0.0064167 | 0.0064167 | 0.0064167 | 0.0064167
CT Fac. Spec. - NOX Rate Winter v.4.10 Final, Unit 3145 and retrofits | 314 | 2270 | Rate Constraint in lbs/MMBtu | FALSE | L | Annual | Generation | TWh | 0.96514 | 0.96514 | 0.96514 | 0.96451 | 0.87257 | 0.96514 | 0.81461 | 0.79536
CT Fac. Spec. - NOX Rate Winter v.4.10 Final, Unit 3145 and retrofits | 314 | 2270 | Rate Constraint in lbs/MMBtu | FALSE | L | Annual | Qualifying Generation | TWh | 0.96514 | 0.96514 | 0.96514 | 0.96451 | 0.87257 | 0.96514 | 0.81461 | 0.79536
CT Fac. Spec. - NOX Rate Winter v.4.10 Final, Unit 3145 and retrofits | 314 | 2270 | Rate Constraint in lbs/MMBtu | FALSE | L | Annual | Rate | lb/MWh | 0.040104 | 0.040104 | 0.040104 | 0.040104 | 0.040104 | 0.040104 | 0.040104 | 0.040104
CT Fac. Spec. - NOX Rate Winter v.4.10 Final, Unit 3145 and retrofits | 314 | 2270 | Rate Constraint in lbs/MMBtu | FALSE | L | Annual | Constraint Shadow Price | US2016$/Ton | 0 | 0 | 0 | 0 | 0 | 0 | 0 | 0
CT Fac. Spec. - NOX Rate Winter v.4.10 Final, Unit 3146 and retrofits | 315 | 2270 | Rate Constraint in lbs/MMBtu | FALSE | L | Annual | Seasons Included | Seasons | Winter, WintShld | Winter, WintShld | Winter, WintShld | Winter, WintShld | Winter, WintShld | Winter, WintShld | Winter, WintShld | Winter, WintShld
CT Fac. Spec. - NOX Rate Winter v.4.10 Final, Unit 3146 and retrofits | 315 | 2270 | Rate Constraint in lbs/MMBtu | FALSE | L | Annual | Standard NOX | lb/MMBtu | 0.15 | 0.15 | 0.15 | 0.15 | 0.15 | 0.15 | 0.15 | 0.15
CT Fac. Spec. - NOX Rate Winter v.4.10 Final, Unit 3146 and retrofits | 315 | 2270 | Rate Constraint in lbs/MMBtu | FALSE | L | Annual | Emissions at Affected Plants NOX | Thousand Tons | 0.019353 | 0.019353 | 0.019353 | 0.014918 | 0.015503 | 0.019353 | 0.014918 | 0.014743
CT Fac. Spec. - NOX Rate Winter v.4.10 Final, Unit 3146 and retrofits | 315 | 2270 | Rate Constraint in lbs/MMBtu | FALSE | L | Annual | Allowances Purchased NOX | Thousand Tons | 0 | 0 | 0 | 0 | 0 | 0 | 0 | 0
CT Fac. Spec. - NOX Rate Winter v.4.10 Final, Unit 3146 and retrofits | 315 | 2270 | Rate Constraint in lbs/MMBtu | FALSE | L | Annual | Allowances Sold NOX | Thousand Tons | 0 | 0 | 0 | 0 | 0 | 0 | 0 | 0
CT Fac. Spec. - NOX Rate Winter v.4.10 Final, Unit 3146 and retrofits | 315 | 2270 | Rate Constraint in lbs/MMBtu | FALSE | L | Annual | Allowances Banked | Thousand Tons | 0 | 0 | 0 | 0 | 0 | 0 | 0 | 0
CT Fac. Spec. - NOX Rate Winter v.4.10 Final, Unit 3146 and retrofits | 315 | 2270 | Rate Constraint in lbs/MMBtu | FALSE | L | Annual | Allowances Withdrawn (1:1) | Thousand Tons | 0 | 0 | 0 | 0 | 0 | 0 | 0 | 0
CT Fac. Spec. - NOX Rate Winter v.4.10 Final, Unit 3146 and retrofits | 315 | 2270 | Rate Constraint in lbs/MMBtu | FALSE | L | Annual | Allowances Withdrawn (n:1) | Thousand Tons | 0 | 0 | 0 | 0 | 0 | 0 | 0 | 0
CT Fac. Spec. - NOX Rate Winter v.4.10 Final, Unit 3146 and retrofits | 315 | 2270 | Rate Constraint in lbs/MMBtu | FALSE | L | Annual | Net Emissions Allowance Position | Thousand Tons | 0.019353 | 0.019353 | 0.019353 | 0.014918 | 0.015503 | 0.019353 | 0.014918 | 0.014743
CT Fac. Spec. - NOX Rate Winter v.4.10 Final, Unit 3146 and retrofits | 315 | 2270 | Rate Constraint in lbs/MMBtu | FALSE | L | Annual | Fuel Consumed | TBtu | 6.0321 | 6.0321 | 6.0321 | 4.6498 | 4.8323 | 6.0321 | 4.6498 | 4.5952
CT Fac. Spec. - NOX Rate Winter v.4.10 Final, Unit 3146 and retrofits | 315 | 2270 | Rate Constraint in lbs/MMBtu | FALSE | L | Annual | Rate | lb/MMBtu | 0.0064167 | 0.0064167 | 0.0064167 | 0.0064167 | 0.0064167 | 0.0064167 | 0.0064167 | 0.0064167
CT Fac. Spec. - NOX Rate Winter v.4.10 Final, Unit 3146 and retrofits | 315 | 2270 | Rate Constraint in lbs/MMBtu | FALSE | L | Annual | Generation | TWh | 0.96514 | 0.96514 | 0.96514 | 0.74396 | 0.77316 | 0.96514 | 0.74396 | 0.73524
CT Fac. Spec. - NOX Rate Winter v.4.10 Final, Unit 3146 and retrofits | 315 | 2270 | Rate Constraint in lbs/MMBtu | FALSE | L | Annual | Qualifying Generation | TWh | 0.96514 | 0.96514 | 0.96514 | 0.74396 | 0.77316 | 0.96514 | 0.74396 | 0.73524
CT Fac. Spec. - NOX Rate Winter v.4.10 Final, Unit 3146 and retrofits | 315 | 2270 | Rate Constraint in lbs/MMBtu | FALSE | L | Annual | Rate | lb/MWh | 0.040104 | 0.040104 | 0.040104 | 0.040104 | 0.040104 | 0.040104 | 0.040104 | 0.040104
CT Fac. Spec. - NOX Rate Winter v.4.10 Final, Unit 3146 and retrofits | 315 | 2270 | Rate Constraint in lbs/MMBtu | FALSE | L | Annual | Constraint Shadow Price | US2016$/Ton | 0 | 0 | 0 | 0 | 0 | 0 | 0 | 0
CT Fac. Spec. - NOX Rate Winter v.4.10 Final, Unit 3147 and retrofits | 316 | 2270 | Rate Constraint in lbs/MMBtu | FALSE | L | Annual | Seasons Included | Seasons | Winter, WintShld | Winter, WintShld | Winter, WintShld | Winter, WintShld | Winter, WintShld | Winter, WintShld | Winter, WintShld | Winter, WintShld
CT Fac. Spec. - NOX Rate Winter v.4.10 Final, Unit 3147 and retrofits | 316 | 2270 | Rate Constraint in lbs/MMBtu | FALSE | L | Annual | Standard NOX | lb/MMBtu | 0.15 | 0.15 | 0.15 | 0.15 | 0.15 | 0.15 | 0.15 | 0.15
CT Fac. Spec. - NOX Rate Winter v.4.10 Final, Unit 3147 and retrofits | 316 | 2270 | Rate Constraint in lbs/MMBtu | FALSE | L | Annual | Emissions at Affected Plants NOX | Thousand Tons | 0.023015 | 0.023015 | 0.023015 | 0.020525 | 0.022587 | 0.023015 | 0.019622 | 0.017545
CT Fac. Spec. - NOX Rate Winter v.4.10 Final, Unit 3147 and retrofits | 316 | 2270 | Rate Constraint in lbs/MMBtu | FALSE | L | Annual | Allowances Purchased NOX | Thousand Tons | 0 | 0 | 0 | 0 | 0 | 0 | 0 | 0
CT Fac. Spec. - NOX Rate Winter v.4.10 Final, Unit 3147 and retrofits | 316 | 2270 | Rate Constraint in lbs/MMBtu | FALSE | L | Annual | Allowances Sold NOX | Thousand Tons | 0 | 0 | 0 | 0 | 0 | 0 | 0 | 0
CT Fac. Spec. - NOX Rate Winter v.4.10 Final, Unit 3147 and retrofits | 316 | 2270 | Rate Constraint in lbs/MMBtu | FALSE | L | Annual | Allowances Banked | Thousand Tons | 0 | 0 | 0 | 0 | 0 | 0 | 0 | 0
CT Fac. Spec. - NOX Rate Winter v.4.10 Final, Unit 3147 and retrofits | 316 | 2270 | Rate Constraint in lbs/MMBtu | FALSE | L | Annual | Allowances Withdrawn (1:1) | Thousand Tons | 0 | 0 | 0 | 0 | 0 | 0 | 0 | 0
CT Fac. Spec. - NOX Rate Winter v.4.10 Final, Unit 3147 and retrofits | 316 | 2270 | Rate Constraint in lbs/MMBtu | FALSE | L | Annual | Allowances Withdrawn (n:1) | Thousand Tons | 0 | 0 | 0 | 0 | 0 | 0 | 0 | 0
CT Fac. Spec. - NOX Rate Winter v.4.10 Final, Unit 3147 and retrofits | 316 | 2270 | Rate Constraint in lbs/MMBtu | FALSE | L | Annual | Net Emissions Allowance Position | Thousand Tons | 0.023015 | 0.023015 | 0.023015 | 0.020525 | 0.022587 | 0.023015 | 0.019622 | 0.017545
CT Fac. Spec. - NOX Rate Winter v.4.10 Final, Unit 3147 and retrofits | 316 | 2270 | Rate Constraint in lbs/MMBtu | FALSE | L | Annual | Fuel Consumed | TBtu | 7.1735 | 7.1735 | 7.1735 | 6.3975 | 7.0402 | 7.1735 | 6.116 | 5.4687
CT Fac. Spec. - NOX Rate Winter v.4.10 Final, Unit 3147 and retrofits | 316 | 2270 | Rate Constraint in lbs/MMBtu | FALSE | L | Annual | Rate | lb/MMBtu | 0.0064167 | 0.0064167 | 0.0064167 | 0.0064167 | 0.0064167 | 0.0064167 | 0.0064167 | 0.0064167
CT Fac. Spec. - NOX Rate Winter v.4.10 Final, Unit 3147 and retrofits | 316 | 2270 | Rate Constraint in lbs/MMBtu | FALSE | L | Annual | Generation | TWh | 1.1478 | 1.1478 | 1.1478 | 1.0236 | 1.1264 | 1.1478 | 0.97856 | 0.87499
CT Fac. Spec. - NOX Rate Winter v.4.10 Final, Unit 3147 and retrofits | 316 | 2270 | Rate Constraint in lbs/MMBtu | FALSE | L | Annual | Qualifying Generation | TWh | 1.1478 | 1.1478 | 1.1478 | 1.0236 | 1.1264 | 1.1478 | 0.97856 | 0.87499
CT Fac. Spec. - NOX Rate Winter v.4.10 Final, Unit 3147 and retrofits | 316 | 2270 | Rate Constraint in lbs/MMBtu | FALSE | L | Annual | Rate | lb/MWh | 0.040104 | 0.040104 | 0.040104 | 0.040104 | 0.040104 | 0.040104 | 0.040104 | 0.040104
CT Fac. Spec. - NOX Rate Winter v.4.10 Final, Unit 3147 and retrofits | 316 | 2270 | Rate Constraint in lbs/MMBtu | FALSE | L | Annual | Constraint Shadow Price | US2016$/Ton | 0 | 0 | 0 | 0 | 0 | 0 | 0 | 0
CT Fac. Spec. - NOX Rate Winter v.4.10 Final, Unit 3148 and retrofits | 317 | 2270 | Rate Constraint in lbs/MMBtu | FALSE | L | Annual | Seasons Included | Seasons | Winter, WintShld | Winter, WintShld | Winter, WintShld | Winter, WintShld | Winter, WintShld | Winter, WintShld | Winter, WintShld | Winter, WintShld
CT Fac. Spec. - NOX Rate Winter v.4.10 Final, Unit 3148 and retrofits | 317 | 2270 | Rate Constraint in lbs/MMBtu | FALSE | L | Annual | Standard NOX | lb/MMBtu | 0.15 | 0.15 | 0.15 | 0.15 | 0.15 | 0.15 | 0.15 | 0.15
CT Fac. Spec. - NOX Rate Winter v.4.10 Final, Unit 3148 and retrofits | 317 | 2270 | Rate Constraint in lbs/MMBtu | FALSE | L | Annual | Emissions at Affected Plants NOX | Thousand Tons | 0.0058594 | 0.0034398 | 0.0047833 | 0.0028583 | 0.0044181 | 0.0032234 | 0.0053288 | 0.0053288
CT Fac. Spec. - NOX Rate Winter v.4.10 Final, Unit 3148 and retrofits | 317 | 2270 | Rate Constraint in lbs/MMBtu | FALSE | L | Annual | Allowances Purchased NOX | Thousand Tons | 0 | 0 | 0 | 0 | 0 | 0 | 0 | 0
CT Fac. Spec. - NOX Rate Winter v.4.10 Final, Unit 3148 and retrofits | 317 | 2270 | Rate Constraint in lbs/MMBtu | FALSE | L | Annual | Allowances Sold NOX | Thousand Tons | 0 | 0 | 0 | 0 | 0 | 0 | 0 | 0
CT Fac. Spec. - NOX Rate Winter v.4.10 Final, Unit 3148 and retrofits | 317 | 2270 | Rate Constraint in lbs/MMBtu | FALSE | L | Annual | Allowances Banked | Thousand Tons | 0 | 0 | 0 | 0 | 0 | 0 | 0 | 0
CT Fac. Spec. - NOX Rate Winter v.4.10 Final, Unit 3148 and retrofits | 317 | 2270 | Rate Constraint in lbs/MMBtu | FALSE | L | Annual | Allowances Withdrawn (1:1) | Thousand Tons | 0 | 0 | 0 | 0 | 0 | 0 | 0 | 0
CT Fac. Spec. - NOX Rate Winter v.4.10 Final, Unit 3148 and retrofits | 317 | 2270 | Rate Constraint in lbs/MMBtu | FALSE | L | Annual | Allowances Withdrawn (n:1) | Thousand Tons | 0 | 0 | 0 | 0 | 0 | 0 | 0 | 0
CT Fac. Spec. - NOX Rate Winter v.4.10 Final, Unit 3148 and retrofits | 317 | 2270 | Rate Constraint in lbs/MMBtu | FALSE | L | Annual | Net Emissions Allowance Position | Thousand Tons | 0.0058594 | 0.0034398 | 0.0047833 | 0.0028583 | 0.0044181 | 0.0032234 | 0.0053288 | 0.0053288
CT Fac. Spec. - NOX Rate Winter v.4.10 Final, Unit 3148 and retrofits | 317 | 2270 | Rate Constraint in lbs/MMBtu | FALSE | L | Annual | Fuel Consumed | TBtu | 1.237 | 0.72621 | 1.0098 | 0.60343 | 0.93275 | 0.68053 | 1.125 | 1.125
CT Fac. Spec. - NOX Rate Winter v.4.10 Final, Unit 3148 and retrofits | 317 | 2270 | Rate Constraint in lbs/MMBtu | FALSE | L | Annual | Rate | lb/MMBtu | 0.0094733 | 0.0094733 | 0.0094733 | 0.0094733 | 0.0094733 | 0.0094733 | 0.0094733 | 0.0094733
CT Fac. Spec. - NOX Rate Winter v.4.10 Final, Unit 3148 and retrofits | 317 | 2270 | Rate Constraint in lbs/MMBtu | FALSE | L | Annual | Generation | TWh | 0.17309 | 0.10161 | 0.1413 | 0.084431 | 0.13051 | 0.095218 | 0.15741 | 0.15741
CT Fac. Spec. - NOX Rate Winter v.4.10 Final, Unit 3148 and retrofits | 317 | 2270 | Rate Constraint in lbs/MMBtu | FALSE | L | Annual | Qualifying Generation | TWh | 0.17309 | 0.10161 | 0.1413 | 0.084431 | 0.13051 | 0.095218 | 0.15741 | 0.15741
CT Fac. Spec. - NOX Rate Winter v.4.10 Final, Unit 3148 and retrofits | 317 | 2270 | Rate Constraint in lbs/MMBtu | FALSE | L | Annual | Rate | lb/MWh | 0.067706 | 0.067706 | 0.067706 | 0.067706 | 0.067706 | 0.067706 | 0.067706 | 0.067706
CT Fac. Spec. - NOX Rate Winter v.4.10 Final, Unit 3148 and retrofits | 317 | 2270 | Rate Constraint in lbs/MMBtu | FALSE | L | Annual | Constraint Shadow Price | US2016$/Ton | 0 | 0 | 0 | 0 | 0 | 0 | 0 | 0
CT Fac. Spec. - NOX Rate Winter v.4.10 Final, Unit 3149 and retrofits | 318 | 2270 | Rate Constraint in lbs/MMBtu | FALSE | L | Annual | Seasons Included | Seasons | Winter, WintShld | Winter, WintShld | Winter, WintShld | Winter, WintShld | Winter, WintShld | Winter, WintShld | Winter, WintShld | Winter, WintShld
CT Fac. Spec. - NOX Rate Winter v.4.10 Final, Unit 3149 and retrofits | 318 | 2270 | Rate Constraint in lbs/MMBtu | FALSE | L | Annual | Standard NOX | lb/MMBtu | 0.15 | 0.15 | 0.15 | 0.15 | 0.15 | 0.15 | 0.15 | 0.15
CT Fac. Spec. - NOX Rate Winter v.4.10 Final, Unit 3149 and retrofits | 318 | 2270 | Rate Constraint in lbs/MMBtu | FALSE | L | Annual | Emissions at Affected Plants NOX | Thousand Tons | 0.0044181 | 0.0045996 | 0.0047833 | 0.0029351 | 0.0037215 | 0.0031036 | 0.0053288 | 0.0053288
CT Fac. Spec. - NOX Rate Winter v.4.10 Final, Unit 3149 and retrofits | 318 | 2270 | Rate Constraint in lbs/MMBtu | FALSE | L | Annual | Allowances Purchased NOX | Thousand Tons | 0 | 0 | 0 | 0 | 0 | 0 | 0 | 0
CT Fac. Spec. - NOX Rate Winter v.4.10 Final, Unit 3149 and retrofits | 318 | 2270 | Rate Constraint in lbs/MMBtu | FALSE | L | Annual | Allowances Sold NOX | Thousand Tons | 0 | 0 | 0 | 0 | 0 | 0 | 0 | 0
CT Fac. Spec. - NOX Rate Winter v.4.10 Final, Unit 3149 and retrofits | 318 | 2270 | Rate Constraint in lbs/MMBtu | FALSE | L | Annual | Allowances Banked | Thousand Tons | 0 | 0 | 0 | 0 | 0 | 0 | 0 | 0
CT Fac. Spec. - NOX Rate Winter v.4.10 Final, Unit 3149 and retrofits | 318 | 2270 | Rate Constraint in lbs/MMBtu | FALSE | L | Annual | Allowances Withdrawn (1:1) | Thousand Tons | 0 | 0 | 0 | 0 | 0 | 0 | 0 | 0
CT Fac. Spec. - NOX Rate Winter v.4.10 Final, Unit 3149 and retrofits | 318 | 2270 | Rate Constraint in lbs/MMBtu | FALSE | L | Annual | Allowances Withdrawn (n:1) | Thousand Tons | 0 | 0 | 0 | 0 | 0 | 0 | 0 | 0
CT Fac. Spec. - NOX Rate Winter v.4.10 Final, Unit 3149 and retrofits | 318 | 2270 | Rate Constraint in lbs/MMBtu | FALSE | L | Annual | Net Emissions Allowance Position | Thousand Tons | 0.0044181 | 0.0045996 | 0.0047833 | 0.0029351 | 0.0037215 | 0.0031036 | 0.0053288 | 0.0053288
CT Fac. Spec. - NOX Rate Winter v.4.10 Final, Unit 3149 and retrofits | 318 | 2270 | Rate Constraint in lbs/MMBtu | FALSE | L | Annual | Fuel Consumed | TBtu | 0.93275 | 0.97107 | 1.0098 | 0.61965 | 0.78568 | 0.65523 | 1.125 | 1.125
CT Fac. Spec. - NOX Rate Winter v.4.10 Final, Unit 3149 and retrofits | 318 | 2270 | Rate Constraint in lbs/MMBtu | FALSE | L | Annual | Rate | lb/MMBtu | 0.0094733 | 0.0094733 | 0.0094733 | 0.0094733 | 0.0094733 | 0.0094733 | 0.0094733 | 0.0094733
CT Fac. Spec. - NOX Rate Winter v.4.10 Final, Unit 3149 and retrofits | 318 | 2270 | Rate Constraint in lbs/MMBtu | FALSE | L | Annual | Generation | TWh | 0.13051 | 0.13587 | 0.1413 | 0.0867 | 0.10993 | 0.091679 | 0.15741 | 0.15741
CT Fac. Spec. - NOX Rate Winter v.4.10 Final, Unit 3149 and retrofits | 318 | 2270 | Rate Constraint in lbs/MMBtu | FALSE | L | Annual | Qualifying Generation | TWh | 0.13051 | 0.13587 | 0.1413 | 0.0867 | 0.10993 | 0.091679 | 0.15741 | 0.15741
CT Fac. Spec. - NOX Rate Winter v.4.10 Final, Unit 3149 and retrofits | 318 | 2270 | Rate Constraint in lbs/MMBtu | FALSE | L | Annual | Rate | lb/MWh | 0.067706 | 0.067706 | 0.067706 | 0.067706 | 0.067706 | 0.067706 | 0.067706 | 0.067706
CT Fac. Spec. - NOX Rate Winter v.4.10 Final, Unit 3149 and retrofits | 318 | 2270 | Rate Constraint in lbs/MMBtu | FALSE | L | Annual | Constraint Shadow Price | US2016$/Ton | 0 | 0 | 0 | 0 | 0 | 0 | 0 | 0
CT Fac. Spec. - NOX Rate Winter v.4.10 Final, Unit 3150 and retrofits | 319 | 2270 | Rate Constraint in lbs/MMBtu | FALSE | L | Annual | Seasons Included | Seasons | Winter, WintShld | Winter, WintShld | Winter, WintShld | Winter, WintShld | Winter, WintShld | Winter, WintShld | Winter, WintShld | Winter, WintShld
CT Fac. Spec. - NOX Rate Winter v.4.10 Final, Unit 3150 and retrofits | 319 | 2270 | Rate Constraint in lbs/MMBtu | FALSE | L | Annual | Standard NOX | lb/MMBtu | 0.15 | 0.15 | 0.15 | 0.15 | 0.15 | 0.15 | 0.15 | 0.15
CT Fac. Spec. - NOX Rate Winter v.4.10 Final, Unit 3150 and retrofits | 319 | 2270 | Rate Constraint in lbs/MMBtu | FALSE | L | Annual | Emissions at Affected Plants NOX | Thousand Tons | 0.006456 | 0.0063612 | 0.0052409 | 0.0051339 | 0.0056786 | 0.0042003 | 0.0053288 | 0.0053288
CT Fac. Spec. - NOX Rate Winter v.4.10 Final, Unit 3150 and retrofits | 319 | 2270 | Rate Constraint in lbs/MMBtu | FALSE | L | Annual | Allowances Purchased NOX | Thousand Tons | 0 | 0 | 0 | 0 | 0 | 0 | 0 | 0
CT Fac. Spec. - NOX Rate Winter v.4.10 Final, Unit 3150 and retrofits | 319 | 2270 | Rate Constraint in lbs/MMBtu | FALSE | L | Annual | Allowances Sold NOX | Thousand Tons | 0 | 0 | 0 | 0 | 0 | 0 | 0 | 0
CT Fac. Spec. - NOX Rate Winter v.4.10 Final, Unit 3150 and retrofits | 319 | 2270 | Rate Constraint in lbs/MMBtu | FALSE | L | Annual | Allowances Banked | Thousand Tons | 0 | 0 | 0 | 0 | 0 | 0 | 0 | 0
CT Fac. Spec. - NOX Rate Winter v.4.10 Final, Unit 3150 and retrofits | 319 | 2270 | Rate Constraint in lbs/MMBtu | FALSE | L | Annual | Allowances Withdrawn (1:1) | Thousand Tons | 0 | 0 | 0 | 0 | 0 | 0 | 0 | 0
CT Fac. Spec. - NOX Rate Winter v.4.10 Final, Unit 3150 and retrofits | 319 | 2270 | Rate Constraint in lbs/MMBtu | FALSE | L | Annual | Allowances Withdrawn (n:1) | Thousand Tons | 0 | 0 | 0 | 0 | 0 | 0 | 0 | 0
CT Fac. Spec. - NOX Rate Winter v.4.10 Final, Unit 3150 and retrofits | 319 | 2270 | Rate Constraint in lbs/MMBtu | FALSE | L | Annual | Net Emissions Allowance Position | Thousand Tons | 0.006456 | 0.0063612 | 0.0052409 | 0.0051339 | 0.0056786 | 0.0042003 | 0.0053288 | 0.0053288
CT Fac. Spec. - NOX Rate Winter v.4.10 Final, Unit 3150 and retrofits | 319 | 2270 | Rate Constraint in lbs/MMBtu | FALSE | L | Annual | Fuel Consumed | TBtu | 1.363 | 1.343 | 1.1064 | 1.0839 | 1.1989 | 0.88676 | 1.125 | 1.125
CT Fac. Spec. - NOX Rate Winter v.4.10 Final, Unit 3150 and retrofits | 319 | 2270 | Rate Constraint in lbs/MMBtu | FALSE | L | Annual | Rate | lb/MMBtu | 0.0094733 | 0.0094733 | 0.0094733 | 0.0094733 | 0.0094733 | 0.0094733 | 0.0094733 | 0.0094733
CT Fac. Spec. - NOX Rate Winter v.4.10 Final, Unit 3150 and retrofits | 319 | 2270 | Rate Constraint in lbs/MMBtu | FALSE | L | Annual | Generation | TWh | 0.19071 | 0.18791 | 0.15481 | 0.15165 | 0.16774 | 0.12407 | 0.15741 | 0.15741
CT Fac. Spec. - NOX Rate Winter v.4.10 Final, Unit 3150 and retrofits | 319 | 2270 | Rate Constraint in lbs/MMBtu | FALSE | L | Annual | Qualifying Generation | TWh | 0.19071 | 0.18791 | 0.15481 | 0.15165 | 0.16774 | 0.12407 | 0.15741 | 0.15741
CT Fac. Spec. - NOX Rate Winter v.4.10 Final, Unit 3150 and retrofits | 319 | 2270 | Rate Constraint in lbs/MMBtu | FALSE | L | Annual | Rate | lb/MWh | 0.067706 | 0.067706 | 0.067706 | 0.067706 | 0.067706 | 0.067706 | 0.067706 | 0.067706
CT Fac. Spec. - NOX Rate Winter v.4.10 Final, Unit 3150 and retrofits | 319 | 2270 | Rate Constraint in lbs/MMBtu | FALSE | L | Annual | Constraint Shadow Price | US2016$/Ton | 0 | 0 | 0 | 0 | 0 | 0 | 0 | 0
CT Fac. Spec. - NOX Rate Winter v.4.10 Final, Unit 3151 and retrofits | 320 | 2270 | Rate Constraint in lbs/MMBtu | FALSE | L | Annual | Seasons Included | Seasons | Winter, WintShld | Winter, WintShld | Winter, WintShld | Winter, WintShld | Winter, WintShld | Winter, WintShld | Winter, WintShld | Winter, WintShld
CT Fac. Spec. - NOX Rate Winter v.4.10 Final, Unit 3151 and retrofits | 320 | 2270 | Rate Constraint in lbs/MMBtu | FALSE | L | Annual | Standard NOX | lb/MMBtu | 0.15 | 0.15 | 0.15 | 0.15 | 0.15 | 0.15 | 0.15 | 0.15
CT Fac. Spec. - NOX Rate Winter v.4.10 Final, Unit 3151 and retrofits | 320 | 2270 | Rate Constraint in lbs/MMBtu | FALSE | L | Annual | Emissions at Affected Plants NOX | Thousand Tons | 0.040181 | 0.039797 | 0.037287 | 0.030817 | 0.030766 | 0.036327 | 0.030973 | 0.030609
CT Fac. Spec. - NOX Rate Winter v.4.10 Final, Unit 3151 and retrofits | 320 | 2270 | Rate Constraint in lbs/MMBtu | FALSE | L | Annual | Allowances Purchased NOX | Thousand Tons | 0 | 0 | 0 | 0 | 0 | 0 | 0 | 0
CT Fac. Spec. - NOX Rate Winter v.4.10 Final, Unit 3151 and retrofits | 320 | 2270 | Rate Constraint in lbs/MMBtu | FALSE | L | Annual | Allowances Sold NOX | Thousand Tons | 0 | 0 | 0 | 0 | 0 | 0 | 0 | 0
CT Fac. Spec. - NOX Rate Winter v.4.10 Final, Unit 3151 and retrofits | 320 | 2270 | Rate Constraint in lbs/MMBtu | FALSE | L | Annual | Allowances Banked | Thousand Tons | 0 | 0 | 0 | 0 | 0 | 0 | 0 | 0
CT Fac. Spec. - NOX Rate Winter v.4.10 Final, Unit 3151 and retrofits | 320 | 2270 | Rate Constraint in lbs/MMBtu | FALSE | L | Annual | Allowances Withdrawn (1:1) | Thousand Tons | 0 | 0 | 0 | 0 | 0 | 0 | 0 | 0
CT Fac. Spec. - NOX Rate Winter v.4.10 Final, Unit 3151 and retrofits | 320 | 2270 | Rate Constraint in lbs/MMBtu | FALSE | L | Annual | Allowances Withdrawn (n:1) | Thousand Tons | 0 | 0 | 0 | 0 | 0 | 0 | 0 | 0
CT Fac. Spec. - NOX Rate Winter v.4.10 Final, Unit 3151 and retrofits | 320 | 2270 | Rate Constraint in lbs/MMBtu | FALSE | L | Annual | Net Emissions Allowance Position | Thousand Tons | 0.040181 | 0.039797 | 0.037287 | 0.030817 | 0.030766 | 0.036327 | 0.030973 | 0.030609
CT Fac. Spec. - NOX Rate Winter v.4.10 Final, Unit 3151 and retrofits | 320 | 2270 | Rate Constraint in lbs/MMBtu | FALSE | L | Annual | Fuel Consumed | TBtu | 12.5239 | 12.4043 | 11.6218 | 9.6052 | 9.5895 | 11.3227 | 9.6538 | 9.5406
CT Fac. Spec. - NOX Rate Winter v.4.10 Final, Unit 3151 and retrofits | 320 | 2270 | Rate Constraint in lbs/MMBtu | FALSE | L | Annual | Rate | lb/MMBtu | 0.0064167 | 0.0064167 | 0.0064167 | 0.0064167 | 0.0064167 | 0.0064167 | 0.0064167 | 0.0064167
CT Fac. Spec. - NOX Rate Winter v.4.10 Final, Unit 3151 and retrofits | 320 | 2270 | Rate Constraint in lbs/MMBtu | FALSE | L | Annual | Generation | TWh | 2.0038 | 1.9847 | 1.8595 | 1.5368 | 1.5343 | 1.8116 | 1.5446 | 1.5265
CT Fac. Spec. - NOX Rate Winter v.4.10 Final, Unit 3151 and retrofits | 320 | 2270 | Rate Constraint in lbs/MMBtu | FALSE | L | Annual | Qualifying Generation | TWh | 2.0038 | 1.9847 | 1.8595 | 1.5368 | 1.5343 | 1.8116 | 1.5446 | 1.5265
CT Fac. Spec. - NOX Rate Winter v.4.10 Final, Unit 3151 and retrofits | 320 | 2270 | Rate Constraint in lbs/MMBtu | FALSE | L | Annual | Rate | lb/MWh | 0.040104 | 0.040104 | 0.040104 | 0.040104 | 0.040104 | 0.040104 | 0.040104 | 0.040104
CT Fac. Spec. - NOX Rate Winter v.4.10 Final, Unit 3151 and retrofits | 320 | 2270 | Rate Constraint in lbs/MMBtu | FALSE | L | Annual | Constraint Shadow Price | US2016$/Ton | 0 | 0 | 0 | 0 | 0 | 0 | 0 | 0
CT Fac. Spec. - NOX Rate Winter v.4.10 Final, Unit 3682 and retrofits | 321 | 2270 | Rate Constraint in lbs/MMBtu | FALSE | L | Annual | Seasons Included | Seasons | Winter, WintShld | Winter, WintShld | Winter, WintShld | Winter, WintShld | Winter, WintShld | Winter, WintShld | Winter, WintShld | Winter, WintShld
CT Fac. Spec. - NOX Rate Winter v.4.10 Final, Unit 3682 and retrofits | 321 | 2270 | Rate Constraint in lbs/MMBtu | FALSE | L | Annual | Standard NOX | lb/MMBtu | 0.15 | 0.15 | 0.15 | 0.15 | 0.15 | 0.15 | 0.15 | 0.15
CT Fac. Spec. - NOX Rate Winter v.4.10 Final, Unit 3682 and retrofits | 321 | 2270 | Rate Constraint in lbs/MMBtu | FALSE | L | Annual | Emissions at Affected Plants NOX | Thousand Tons | 0 | 0 | 0 | 0 | 0 | 0 | 0 | 0
CT Fac. Spec. - NOX Rate Winter v.4.10 Final, Unit 3682 and retrofits | 321 | 2270 | Rate Constraint in lbs/MMBtu | FALSE | L | Annual | Allowances Purchased NOX | Thousand Tons | 0 | 0 | 0 | 0 | 0 | 0 | 0 | 0
CT Fac. Spec. - NOX Rate Winter v.4.10 Final, Unit 3682 and retrofits | 321 | 2270 | Rate Constraint in lbs/MMBtu | FALSE | L | Annual | Allowances Sold NOX | Thousand Tons | 0 | 0 | 0 | 0 | 0 | 0 | 0 | 0
CT Fac. Spec. - NOX Rate Winter v.4.10 Final, Unit 3682 and retrofits | 321 | 2270 | Rate Constraint in lbs/MMBtu | FALSE | L | Annual | Allowances Banked | Thousand Tons | 0 | 0 | 0 | 0 | 0 | 0 | 0 | 0
CT Fac. Spec. - NOX Rate Winter v.4.10 Final, Unit 3682 and retrofits | 321 | 2270 | Rate Constraint in lbs/MMBtu | FALSE | L | Annual | Allowances Withdrawn (1:1) | Thousand Tons | 0 | 0 | 0 | 0 | 0 | 0 | 0 | 0
CT Fac. Spec. - NOX Rate Winter v.4.10 Final, Unit 3682 and retrofits | 321 | 2270 | Rate Constraint in lbs/MMBtu | FALSE | L | Annual | Allowances Withdrawn (n:1) | Thousand Tons | 0 | 0 | 0 | 0 | 0 | 0 | 0 | 0
CT Fac. Spec. - NOX Rate Winter v.4.10 Final, Unit 3682 and retrofits | 321 | 2270 | Rate Constraint in lbs/MMBtu | FALSE | L | Annual | Net Emissions Allowance Position | Thousand Tons | 0 | 0 | 0 | 0 | 0 | 0 | 0 | 0
CT Fac. Spec. - NOX Rate Winter v.4.10 Final, Unit 3682 and retrofits | 321 | 2270 | Rate Constraint in lbs/MMBtu | FALSE | L | Annual | Fuel Consumed | TBtu | 0 | 0 | 0 | 0 | 0 | 0 | 0 | 0
CT Fac. Spec. - NOX Rate Winter v.4.10 Final, Unit 3682 and retrofits | 321 | 2270 | Rate Constraint in lbs/MMBtu | FALSE | L | Annual | Rate | lb/MMBtu | 0 | 0 | 0 | 0 | 0 | 0 | 0 | 0
CT Fac. Spec. - NOX Rate Winter v.4.10 Final, Unit 3682 and retrofits | 321 | 2270 | Rate Constraint in lbs/MMBtu | FALSE | L | Annual | Generation | TWh | 0 | 0 | 0 | 0 | 0 | 0 | 0 | 0
CT Fac. Spec. - NOX Rate Winter v.4.10 Final, Unit 3682 and retrofits | 321 | 2270 | Rate Constraint in lbs/MMBtu | FALSE | L | Annual | Qualifying Generation | TWh | 0 | 0 | 0 | 0 | 0 | 0 | 0 | 0
CT Fac. Spec. - NOX Rate Winter v.4.10 Final, Unit 3682 and retrofits | 321 | 2270 | Rate Constraint in lbs/MMBtu | FALSE | L | Annual | Rate | lb/MWh | 0 | 0 | 0 | 0 | 0 | 0 | 0 | 0
CT Fac. Spec. - NOX Rate Winter v.4.10 Final, Unit 3682 and retrofits | 321 | 2270 | Rate Constraint in lbs/MMBtu | FALSE | L | Annual | Constraint Shadow Price | US2016$/Ton | 0 | 0 | 0 | 0 | 0 | 0 | 0 | 0
CT Fac. Spec. - NOX Rate Winter v.4.10 Final, Unit 3683 and retrofits | 322 | 2270 | Rate Constraint in lbs/MMBtu | FALSE | L | Annual | Seasons Included | Seasons | Winter, WintShld | Winter, WintShld | Winter, WintShld | Winter, WintShld | Winter, WintShld | Winter, WintShld | Winter, WintShld | Winter, WintShld
CT Fac. Spec. - NOX Rate Winter v.4.10 Final, Unit 3683 and retrofits | 322 | 2270 | Rate Constraint in lbs/MMBtu | FALSE | L | Annual | Standard NOX | lb/MMBtu | 0.15 | 0.15 | 0.15 | 0.15 | 0.15 | 0.15 | 0.15 | 0.15
CT Fac. Spec. - NOX Rate Winter v.4.10 Final, Unit 3683 and retrofits | 322 | 2270 | Rate Constraint in lbs/MMBtu | FALSE | L | Annual | Emissions at Affected Plants NOX | Thousand Tons | 0 | 0 | 0 | 0 | 0 | 0 | 0 | 0
CT Fac. Spec. - NOX Rate Winter v.4.10 Final, Unit 3683 and retrofits | 322 | 2270 | Rate Constraint in lbs/MMBtu | FALSE | L | Annual | Allowances Purchased NOX | Thousand Tons | 0 | 0 | 0 | 0 | 0 | 0 | 0 | 0
CT Fac. Spec. - NOX Rate Winter v.4.10 Final, Unit 3683 and retrofits | 322 | 2270 | Rate Constraint in lbs/MMBtu | FALSE | L | Annual | Allowances Sold NOX | Thousand Tons | 0 | 0 | 0 | 0 | 0 | 0 | 0 | 0
CT Fac. Spec. - NOX Rate Winter v.4.10 Final, Unit 3683 and retrofits | 322 | 2270 | Rate Constraint in lbs/MMBtu | FALSE | L | Annual | Allowances Banked | Thousand Tons | 0 | 0 | 0 | 0 | 0 | 0 | 0 | 0
CT Fac. Spec. - NOX Rate Winter v.4.10 Final, Unit 3683 and retrofits | 322 | 2270 | Rate Constraint in lbs/MMBtu | FALSE | L | Annual | Allowances Withdrawn (1:1) | Thousand Tons | 0 | 0 | 0 | 0 | 0 | 0 | 0 | 0
CT Fac. Spec. - NOX Rate Winter v.4.10 Final, Unit 3683 and retrofits | 322 | 2270 | Rate Constraint in lbs/MMBtu | FALSE | L | Annual | Allowances Withdrawn (n:1) | Thousand Tons | 0 | 0 | 0 | 0 | 0 | 0 | 0 | 0
CT Fac. Spec. - NOX Rate Winter v.4.10 Final, Unit 3683 and retrofits | 322 | 2270 | Rate Constraint in lbs/MMBtu | FALSE | L | Annual | Net Emissions Allowance Position | Thousand Tons | 0 | 0 | 0 | 0 | 0 | 0 | 0 | 0
CT Fac. Spec. - NOX Rate Winter v.4.10 Final, Unit 3683 and retrofits | 322 | 2270 | Rate Constraint in lbs/MMBtu | FALSE | L | Annual | Fuel Consumed | TBtu | 0 | 0 | 0 | 0 | 0 | 0 | 0 | 0
CT Fac. Spec. - NOX Rate Winter v.4.10 Final, Unit 3683 and retrofits | 322 | 2270 | Rate Constraint in lbs/MMBtu | FALSE | L | Annual | Rate | lb/MMBtu | 0 | 0 | 0 | 0 | 0 | 0 | 0 | 0
CT Fac. Spec. - NOX Rate Winter v.4.10 Final, Unit 3683 and retrofits | 322 | 2270 | Rate Constraint in lbs/MMBtu | FALSE | L | Annual | Generation | TWh | 0 | 0 | 0 | 0 | 0 | 0 | 0 | 0
CT Fac. Spec. - NOX Rate Winter v.4.10 Final, Unit 3683 and retrofits | 322 | 2270 | Rate Constraint in lbs/MMBtu | FALSE | L | Annual | Qualifying Generation | TWh | 0 | 0 | 0 | 0 | 0 | 0 | 0 | 0
CT Fac. Spec. - NOX Rate Winter v.4.10 Final, Unit 3683 and retrofits | 322 | 2270 | Rate Constraint in lbs/MMBtu | FALSE | L | Annual | Rate | lb/MWh | 0 | 0 | 0 | 0 | 0 | 0 | 0 | 0
CT Fac. Spec. - NOX Rate Winter v.4.10 Final, Unit 3683 and retrofits | 322 | 2270 | Rate Constraint in lbs/MMBtu | FALSE | L | Annual | Constraint Shadow Price | US2016$/Ton | 0 | 0 | 0 | 0 | 0 | 0 | 0 | 0
CT Fac. Spec. - NOX Rate Winter v.4.10 Final, Unit 3817 and retrofits | 323 | 2270 | Rate Constraint in lbs/MMBtu | FALSE | L | Annual | Seasons Included | Seasons | Winter, WintShld | Winter, WintShld | Winter, WintShld | Winter, WintShld | Winter, WintShld | Winter, WintShld | Winter, WintShld | Winter, WintShld
CT Fac. Spec. - NOX Rate Winter v.4.10 Final, Unit 3817 and retrofits | 323 | 2270 | Rate Constraint in lbs/MMBtu | FALSE | L | Annual | Standard NOX | lb/MMBtu | 0.15 | 0.15 | 0.15 | 0.15 | 0.15 | 0.15 | 0.15 | 0.15
CT Fac. Spec. - NOX Rate Winter v.4.10 Final, Unit 3817 and retrofits | 323 | 2270 | Rate Constraint in lbs/MMBtu | FALSE | L | Annual | Emissions at Affected Plants NOX | Thousand Tons | 0 | 0 | 0 | 0 | 0 | 0 | 0 | 0
CT Fac. Spec. - NOX Rate Winter v.4.10 Final, Unit 3817 and retrofits | 323 | 2270 | Rate Constraint in lbs/MMBtu | FALSE | L | Annual | Allowances Purchased NOX | Thousand Tons | 0 | 0 | 0 | 0 | 0 | 0 | 0 | 0
CT Fac. Spec. - NOX Rate Winter v.4.10 Final, Unit 3817 and retrofits | 323 | 2270 | Rate Constraint in lbs/MMBtu | FALSE | L | Annual | Allowances Sold NOX | Thousand Tons | 0 | 0 | 0 | 0 | 0 | 0 | 0 | 0
CT Fac. Spec. - NOX Rate Winter v.4.10 Final, Unit 3817 and retrofits | 323 | 2270 | Rate Constraint in lbs/MMBtu | FALSE | L | Annual | Allowances Banked | Thousand Tons | 0 | 0 | 0 | 0 | 0 | 0 | 0 | 0
CT Fac. Spec. - NOX Rate Winter v.4.10 Final, Unit 3817 and retrofits | 323 | 2270 | Rate Constraint in lbs/MMBtu | FALSE | L | Annual | Allowances Withdrawn (1:1) | Thousand Tons | 0 | 0 | 0 | 0 | 0 | 0 | 0 | 0
CT Fac. Spec. - NOX Rate Winter v.4.10 Final, Unit 3817 and retrofits | 323 | 2270 | Rate Constraint in lbs/MMBtu | FALSE | L | Annual | Allowances Withdrawn (n:1) | Thousand Tons | 0 | 0 | 0 | 0 | 0 | 0 | 0 | 0
CT Fac. Spec. - NOX Rate Winter v.4.10 Final, Unit 3817 and retrofits | 323 | 2270 | Rate Constraint in lbs/MMBtu | FALSE | L | Annual | Net Emissions Allowance Position | Thousand Tons | 0 | 0 | 0 | 0 | 0 | 0 | 0 | 0
CT Fac. Spec. - NOX Rate Winter v.4.10 Final, Unit 3817 and retrofits | 323 | 2270 | Rate Constraint in lbs/MMBtu | FALSE | L | Annual | Fuel Consumed | TBtu | 0 | 0 | 0 | 0 | 0 | 0 | 0 | 0
CT Fac. Spec. - NOX Rate Winter v.4.10 Final, Unit 3817 and retrofits | 323 | 2270 | Rate Constraint in lbs/MMBtu | FALSE | L | Annual | Rate | lb/MMBtu | 0 | 0 | 0 | 0 | 0 | 0 | 0 | 0
CT Fac. Spec. - NOX Rate Winter v.4.10 Final, Unit 3817 and retrofits | 323 | 2270 | Rate Constraint in lbs/MMBtu | FALSE | L | Annual | Generation | TWh | 0 | 0 | 0 | 0 | 0 | 0 | 0 | 0
CT Fac. Spec. - NOX Rate Winter v.4.10 Final, Unit 3817 and retrofits | 323 | 2270 | Rate Constraint in lbs/MMBtu | FALSE | L | Annual | Qualifying Generation | TWh | 0 | 0 | 0 | 0 | 0 | 0 | 0 | 0
CT Fac. Spec. - NOX Rate Winter v.4.10 Final, Unit 3817 and retrofits | 323 | 2270 | Rate Constraint in lbs/MMBtu | FALSE | L | Annual | Rate | lb/MWh | 0 | 0 | 0 | 0 | 0 | 0 | 0 | 0
CT Fac. Spec. - NOX Rate Winter v.4.10 Final, Unit 3817 and retrofits | 323 | 2270 | Rate Constraint in lbs/MMBtu | FALSE | L | Annual | Constraint Shadow Price | US2016$/Ton | 0 | 0 | 0 | 0 | 0 | 0 | 0 | 0
CT Fac. Spec. - NOX Rate Winter v.4.10 Final, Unit 3818 and retrofits | 324 | 2270 | Rate Constraint in lbs/MMBtu | FALSE | L | Annual | Seasons Included | Seasons | Winter, WintShld | Winter, WintShld | Winter, WintShld | Winter, WintShld | Winter, WintShld | Winter, WintShld | Winter, WintShld | Winter, WintShld
CT Fac. Spec. - NOX Rate Winter v.4.10 Final, Unit 3818 and retrofits | 324 | 2270 | Rate Constraint in lbs/MMBtu | FALSE | L | Annual | Standard NOX | lb/MMBtu | 0.15 | 0.15 | 0.15 | 0.15 | 0.15 | 0.15 | 0.15 | 0.15
CT Fac. Spec. - NOX Rate Winter v.4.10 Final, Unit 3818 and retrofits | 324 | 2270 | Rate Constraint in lbs/MMBtu | FALSE | L | Annual | Emissions at Affected Plants NOX | Thousand Tons | 0 | 0 | 0 | 0 | 0 | 0 | 0 | 0
CT Fac. Spec. - NOX Rate Winter v.4.10 Final, Unit 3818 and retrofits | 324 | 2270 | Rate Constraint in lbs/MMBtu | FALSE | L | Annual | Allowances Purchased NOX | Thousand Tons | 0 | 0 | 0 | 0 | 0 | 0 | 0 | 0
CT Fac. Spec. - NOX Rate Winter v.4.10 Final, Unit 3818 and retrofits | 324 | 2270 | Rate Constraint in lbs/MMBtu | FALSE | L | Annual | Allowances Sold NOX | Thousand Tons | 0 | 0 | 0 | 0 | 0 | 0 | 0 | 0
CT Fac. Spec. - NOX Rate Winter v.4.10 Final, Unit 3818 and retrofits | 324 | 2270 | Rate Constraint in lbs/MMBtu | FALSE | L | Annual | Allowances Banked | Thousand Tons | 0 | 0 | 0 | 0 | 0 | 0 | 0 | 0
CT Fac. Spec. - NOX Rate Winter v.4.10 Final, Unit 3818 and retrofits | 324 | 2270 | Rate Constraint in lbs/MMBtu | FALSE | L | Annual | Allowances Withdrawn (1:1) | Thousand Tons | 0 | 0 | 0 | 0 | 0 | 0 | 0 | 0
CT Fac. Spec. - NOX Rate Winter v.4.10 Final, Unit 3818 and retrofits | 324 | 2270 | Rate Constraint in lbs/MMBtu | FALSE | L | Annual | Allowances Withdrawn (n:1) | Thousand Tons | 0 | 0 | 0 | 0 | 0 | 0 | 0 | 0
CT Fac. Spec. - NOX Rate Winter v.4.10 Final, Unit 3818 and retrofits | 324 | 2270 | Rate Constraint in lbs/MMBtu | FALSE | L | Annual | Net Emissions Allowance Position | Thousand Tons | 0 | 0 | 0 | 0 | 0 | 0 | 0 | 0
CT Fac. Spec. - NOX Rate Winter v.4.10 Final, Unit 3818 and retrofits | 324 | 2270 | Rate Constraint in lbs/MMBtu | FALSE | L | Annual | Fuel Consumed | TBtu | 0 | 0 | 0 | 0 | 0 | 0 | 0 | 0
CT Fac. Spec. - NOX Rate Winter v.4.10 Final, Unit 3818 and retrofits | 324 | 2270 | Rate Constraint in lbs/MMBtu | FALSE | L | Annual | Rate | lb/MMBtu | 0 | 0 | 0 | 0 | 0 | 0 | 0 | 0
CT Fac. Spec. - NOX Rate Winter v.4.10 Final, Unit 3818 and retrofits | 324 | 2270 | Rate Constraint in lbs/MMBtu | FALSE | L | Annual | Generation | TWh | 0 | 0 | 0 | 0 | 0 | 0 | 0 | 0
CT Fac. Spec. - NOX Rate Winter v.4.10 Final, Unit 3818 and retrofits | 324 | 2270 | Rate Constraint in lbs/MMBtu | FALSE | L | Annual | Qualifying Generation | TWh | 0 | 0 | 0 | 0 | 0 | 0 | 0 | 0
CT Fac. Spec. - NOX Rate Winter v.4.10 Final, Unit 3818 and retrofits | 324 | 2270 | Rate Constraint in lbs/MMBtu | FALSE | L | Annual | Rate | lb/MWh | 0 | 0 | 0 | 0 | 0 | 0 | 0 | 0
CT Fac. Spec. - NOX Rate Winter v.4.10 Final, Unit 3818 and retrofits | 324 | 2270 | Rate Constraint in lbs/MMBtu | FALSE | L | Annual | Constraint Shadow Price | US2016$/Ton | 0 | 0 | 0 | 0 | 0 | 0 | 0 | 0
CT Fac. Spec. - NOX Rate Winter v.4.10 Final, Unit 3819 and retrofits | 325 | 2270 | Rate Constraint in lbs/MMBtu | FALSE | L | Annual | Seasons Included | Seasons | Winter, WintShld | Winter, WintShld | Winter, WintShld | Winter, WintShld | Winter, WintShld | Winter, WintShld | Winter, WintShld | Winter, WintShld
CT Fac. Spec. - NOX Rate Winter v.4.10 Final, Unit 3819 and retrofits | 325 | 2270 | Rate Constraint in lbs/MMBtu | FALSE | L | Annual | Standard NOX | lb/MMBtu | 0.15 | 0.15 | 0.15 | 0.15 | 0.15 | 0.15 | 0.15 | 0.15
CT Fac. Spec. - NOX Rate Winter v.4.10 Final, Unit 3819 and retrofits | 325 | 2270 | Rate Constraint in lbs/MMBtu | FALSE | L | Annual | Emissions at Affected Plants NOX | Thousand Tons | 0 | 0 | 0 | 0 | 0 | 0 | 0 | 0
CT Fac. Spec. - NOX Rate Winter v.4.10 Final, Unit 3819 and retrofits | 325 | 2270 | Rate Constraint in lbs/MMBtu | FALSE | L | Annual | Allowances Purchased NOX | Thousand Tons | 0 | 0 | 0 | 0 | 0 | 0 | 0 | 0
CT Fac. Spec. - NOX Rate Winter v.4.10 Final, Unit 3819 and retrofits | 325 | 2270 | Rate Constraint in lbs/MMBtu | FALSE | L | Annual | Allowances Sold NOX | Thousand Tons | 0 | 0 | 0 | 0 | 0 | 0 | 0 | 0
CT Fac. Spec. - NOX Rate Winter v.4.10 Final, Unit 3819 and retrofits | 325 | 2270 | Rate Constraint in lbs/MMBtu | FALSE | L | Annual | Allowances Banked | Thousand Tons | 0 | 0 | 0 | 0 | 0 | 0 | 0 | 0
CT Fac. Spec. - NOX Rate Winter v.4.10 Final, Unit 3819 and retrofits | 325 | 2270 | Rate Constraint in lbs/MMBtu | FALSE | L | Annual | Allowances Withdrawn (1:1) | Thousand Tons | 0 | 0 | 0 | 0 | 0 | 0 | 0 | 0
CT Fac. Spec. - NOX Rate Winter v.4.10 Final, Unit 3819 and retrofits | 325 | 2270 | Rate Constraint in lbs/MMBtu | FALSE | L | Annual | Allowances Withdrawn (n:1) | Thousand Tons | 0 | 0 | 0 | 0 | 0 | 0 | 0 | 0
CT Fac. Spec. - NOX Rate Winter v.4.10 Final, Unit 3819 and retrofits | 325 | 2270 | Rate Constraint in lbs/MMBtu | FALSE | L | Annual | Net Emissions Allowance Position | Thousand Tons | 0 | 0 | 0 | 0 | 0 | 0 | 0 | 0
CT Fac. Spec. - NOX Rate Winter v.4.10 Final, Unit 3819 and retrofits | 325 | 2270 | Rate Constraint in lbs/MMBtu | FALSE | L | Annual | Fuel Consumed | TBtu | 0 | 0 | 0 | 0 | 0 | 0 | 0 | 0
CT Fac. Spec. - NOX Rate Winter v.4.10 Final, Unit 3819 and retrofits | 325 | 2270 | Rate Constraint in lbs/MMBtu | FALSE | L | Annual | Rate | lb/MMBtu | 0 | 0 | 0 | 0 | 0 | 0 | 0 | 0
CT Fac. Spec. - NOX Rate Winter v.4.10 Final, Unit 3819 and retrofits | 325 | 2270 | Rate Constraint in lbs/MMBtu | FALSE | L | Annual | Generation | TWh | 0 | 0 | 0 | 0 | 0 | 0 | 0 | 0
CT Fac. Spec. - NOX Rate Winter v.4.10 Final, Unit 3819 and retrofits | 325 | 2270 | Rate Constraint in lbs/MMBtu | FALSE | L | Annual | Qualifying Generation | TWh | 0 | 0 | 0 | 0 | 0 | 0 | 0 | 0
CT Fac. Spec. - NOX Rate Winter v.4.10 Final, Unit 3819 and retrofits | 325 | 2270 | Rate Constraint in lbs/MMBtu | FALSE | L | Annual | Rate | lb/MWh | 0 | 0 | 0 | 0 | 0 | 0 | 0 | 0
CT Fac. Spec. - NOX Rate Winter v.4.10 Final, Unit 3819 and retrofits | 325 | 2270 | Rate Constraint in lbs/MMBtu | FALSE | L | Annual | Constraint Shadow Price | US2016$/Ton | 0 | 0 | 0 | 0 | 0 | 0 | 0 | 0
CT Fac. Spec. - NOX Rate Winter v.4.10 Final, Unit 3820 and retrofits | 326 | 2270 | Rate Constraint in lbs/MMBtu | FALSE | L | Annual | Seasons Included | Seasons | Winter, WintShld | Winter, WintShld | Winter, WintShld | Winter, WintShld | Winter, WintShld | Winter, WintShld | Winter, WintShld | Winter, WintShld
CT Fac. Spec. - NOX Rate Winter v.4.10 Final, Unit 3820 and retrofits | 326 | 2270 | Rate Constraint in lbs/MMBtu | FALSE | L | Annual | Standard NOX | lb/MMBtu | 0.15 | 0.15 | 0.15 | 0.15 | 0.15 | 0.15 | 0.15 | 0.15
CT Fac. Spec. - NOX Rate Winter v.4.10 Final, Unit 3820 and retrofits | 326 | 2270 | Rate Constraint in lbs/MMBtu | FALSE | L | Annual | Emissions at Affected Plants NOX | Thousand Tons | 0 | 0 | 0 | 0 | 0 | 0 | 0 | 0
CT Fac. Spec. - NOX Rate Winter v.4.10 Final, Unit 3820 and retrofits | 326 | 2270 | Rate Constraint in lbs/MMBtu | FALSE | L | Annual | Allowances Purchased NOX | Thousand Tons | 0 | 0 | 0 | 0 | 0 | 0 | 0 | 0
CT Fac. Spec. - NOX Rate Winter v.4.10 Final, Unit 3820 and retrofits | 326 | 2270 | Rate Constraint in lbs/MMBtu | FALSE | L | Annual | Allowances Sold NOX | Thousand Tons | 0 | 0 | 0 | 0 | 0 | 0 | 0 | 0
CT Fac. Spec. - NOX Rate Winter v.4.10 Final, Unit 3820 and retrofits | 326 | 2270 | Rate Constraint in lbs/MMBtu | FALSE | L | Annual | Allowances Banked | Thousand Tons | 0 | 0 | 0 | 0 | 0 | 0 | 0 | 0
CT Fac. Spec. - NOX Rate Winter v.4.10 Final, Unit 3820 and retrofits | 326 | 2270 | Rate Constraint in lbs/MMBtu | FALSE | L | Annual | Allowances Withdrawn (1:1) | Thousand Tons | 0 | 0 | 0 | 0 | 0 | 0 | 0 | 0
CT Fac. Spec. - NOX Rate Winter v.4.10 Final, Unit 3820 and retrofits | 326 | 2270 | Rate Constraint in lbs/MMBtu | FALSE | L | Annual | Allowances Withdrawn (n:1) | Thousand Tons | 0 | 0 | 0 | 0 | 0 | 0 | 0 | 0
CT Fac. Spec. - NOX Rate Winter v.4.10 Final, Unit 3820 and retrofits | 326 | 2270 | Rate Constraint in lbs/MMBtu | FALSE | L | Annual | Net Emissions Allowance Position | Thousand Tons | 0 | 0 | 0 | 0 | 0 | 0 | 0 | 0
CT Fac. Spec. - NOX Rate Winter v.4.10 Final, Unit 3820 and retrofits | 326 | 2270 | Rate Constraint in lbs/MMBtu | FALSE | L | Annual | Fuel Consumed | TBtu | 0 | 0 | 0 | 0 | 0 | 0 | 0 | 0
CT Fac. Spec. - NOX Rate Winter v.4.10 Final, Unit 3820 and retrofits | 326 | 2270 | Rate Constraint in lbs/MMBtu | FALSE | L | Annual | Rate | lb/MMBtu | 0 | 0 | 0 | 0 | 0 | 0 | 0 | 0
CT Fac. Spec. - NOX Rate Winter v.4.10 Final, Unit 3820 and retrofits | 326 | 2270 | Rate Constraint in lbs/MMBtu | FALSE | L | Annual | Generation | TWh | 0 | 0 | 0 | 0 | 0 | 0 | 0 | 0
CT Fac. Spec. - NOX Rate Winter v.4.10 Final, Unit 3820 and retrofits | 326 | 2270 | Rate Constraint in lbs/MMBtu | FALSE | L | Annual | Qualifying Generation | TWh | 0 | 0 | 0 | 0 | 0 | 0 | 0 | 0
CT Fac. Spec. - NOX Rate Winter v.4.10 Final, Unit 3820 and retrofits | 326 | 2270 | Rate Constraint in lbs/MMBtu | FALSE | L | Annual | Rate | lb/MWh | 0 | 0 | 0 | 0 | 0 | 0 | 0 | 0
CT Fac. Spec. - NOX Rate Winter v.4.10 Final, Unit 3820 and retrofits | 326 | 2270 | Rate Constraint in lbs/MMBtu | FALSE | L | Annual | Constraint Shadow Price | US2016$/Ton | 0 | 0 | 0 | 0 | 0 | 0 | 0 | 0
CT Fac. Spec. - SO2 Rate Annual Non-Title IV v3.1, Unit 76 and retrofits | 327 | 2294 | Rate Constraint in lbs/MMBtu | FALSE | L | Annual | Seasons Included | Seasons | Winter, WintShld, Summer | Winter, WintShld, Summer | Winter, WintShld, Summer | Winter, WintShld, Summer | Winter, WintShld, Summer | Winter, WintShld, Summer | Winter, WintShld, Summer | Winter, WintShld, Summer
CT Fac. Spec. - SO2 Rate Annual Non-Title IV v3.1, Unit 76 and retrofits | 327 | 2294 | Rate Constraint in lbs/MMBtu | FALSE | L | Annual | Standard SO2 | lb/MMBtu | 0.55 | 0.55 | 0.55 | 0.55 | 0.55 | 0.55 | 0.55 | 0.55
CT Fac. Spec. - SO2 Rate Annual Non-Title IV v3.1, Unit 76 and retrofits | 327 | 2294 | Rate Constraint in lbs/MMBtu | FALSE | L | Annual | Emissions at Affected Plants SO2 | Thousand Tons | 0 | 0 | 0 | 0 | 0 | 0 | 0 | 0
CT Fac. Spec. - SO2 Rate Annual Non-Title IV v3.1, Unit 76 and retrofits | 327 | 2294 | Rate Constraint in lbs/MMBtu | FALSE | L | Annual | Allowances Purchased SO2 | Thousand Tons | 0 | 0 | 0 | 0 | 0 | 0 | 0 | 0
CT Fac. Spec. - SO2 Rate Annual Non-Title IV v3.1, Unit 76 and retrofits | 327 | 2294 | Rate Constraint in lbs/MMBtu | FALSE | L | Annual | Allowances Sold SO2 | Thousand Tons | 0 | 0 | 0 | 0 | 0 | 0 | 0 | 0
CT Fac. Spec. - SO2 Rate Annual Non-Title IV v3.1, Unit 76 and retrofits | 327 | 2294 | Rate Constraint in lbs/MMBtu | FALSE | L | Annual | Allowances Banked | Thousand Tons | 0 | 0 | 0 | 0 | 0 | 0 | 0 | 0
CT Fac. Spec. - SO2 Rate Annual Non-Title IV v3.1, Unit 76 and retrofits | 327 | 2294 | Rate Constraint in lbs/MMBtu | FALSE | L | Annual | Allowances Withdrawn (1:1) | Thousand Tons | 0 | 0 | 0 | 0 | 0 | 0 | 0 | 0
CT Fac. Spec. - SO2 Rate Annual Non-Title IV v3.1, Unit 76 and retrofits | 327 | 2294 | Rate Constraint in lbs/MMBtu | FALSE | L | Annual | Allowances Withdrawn (n:1) | Thousand Tons | 0 | 0 | 0 | 0 | 0 | 0 | 0 | 0
CT Fac. Spec. - SO2 Rate Annual Non-Title IV v3.1, Unit 76 and retrofits | 327 | 2294 | Rate Constraint in lbs/MMBtu | FALSE | L | Annual | Net Emissions Allowance Position | Thousand Tons | 0 | 0 | 0 | 0 | 0 | 0 | 0 | 0
CT Fac. Spec. - SO2 Rate Annual Non-Title IV v3.1, Unit 76 and retrofits | 327 | 2294 | Rate Constraint in lbs/MMBtu | FALSE | L | Annual | Fuel Consumed | TBtu | 0 | 0 | 0 | 0 | 0 | 0 | 0 | 0
CT Fac. Spec. - SO2 Rate Annual Non-Title IV v3.1, Unit 76 and retrofits | 327 | 2294 | Rate Constraint in lbs/MMBtu | FALSE | L | Annual | Rate | lb/MMBtu | 0 | 0 | 0 | 0 | 0 | 0 | 0 | 0
CT Fac. Spec. - SO2 Rate Annual Non-Title IV v3.1, Unit 76 and retrofits | 327 | 2294 | Rate Constraint in lbs/MMBtu | FALSE | L | Annual | Generation | TWh | 0 | 0 | 0 | 0 | 0 | 0 | 0 | 0
CT Fac. Spec. - SO2 Rate Annual Non-Title IV v3.1, Unit 76 and retrofits | 327 | 2294 | Rate Constraint in lbs/MMBtu | FALSE | L | Annual | Qualifying Generation | TWh | 0 | 0 | 0 | 0 | 0 | 0 | 0 | 0
CT Fac. Spec. - SO2 Rate Annual Non-Title IV v3.1, Unit 76 and retrofits | 327 | 2294 | Rate Constraint in lbs/MMBtu | FALSE | L | Annual | Rate | lb/MWh | 0 | 0 | 0 | 0 | 0 | 0 | 0 | 0
CT Fac. Spec. - SO2 Rate Annual Non-Title IV v3.1, Unit 76 and retrofits | 327 | 2294 | Rate Constraint in lbs/MMBtu | FALSE | L | Annual | Constraint Shadow Price | US2016$/Ton | 0 | 0 | 0 | 0 | 0 | 0 | 0 | 0
CT Fac. Spec. - SO2 Rate Annual Non-Title IV v3.1, Unit 1185 and retrofits | 328 | 2294 | Rate Constraint in lbs/MMBtu | FALSE | L | Annual | Seasons Included | Seasons | Winter, WintShld, Summer | Winter, WintShld, Summer | Winter, WintShld, Summer | Winter, WintShld, Summer | Winter, WintShld, Summer | Winter, WintShld, Summer | Winter, WintShld, Summer | Winter, WintShld, Summer
CT Fac. Spec. - SO2 Rate Annual Non-Title IV v3.1, Unit 1185 and retrofits | 328 | 2294 | Rate Constraint in lbs/MMBtu | FALSE | L | Annual | Standard SO2 | lb/MMBtu | 0.55 | 0.55 | 0.55 | 0.55 | 0.55 | 0.55 | 0.55 | 0.55
CT Fac. Spec. - SO2 Rate Annual Non-Title IV v3.1, Unit 1185 and retrofits | 328 | 2294 | Rate Constraint in lbs/MMBtu | FALSE | L | Annual | Emissions at Affected Plants SO2 | Thousand Tons | 0 | 0 | 0 | 0 | 0 | 0 | 0 | 0
CT Fac. Spec. - SO2 Rate Annual Non-Title IV v3.1, Unit 1185 and retrofits | 328 | 2294 | Rate Constraint in lbs/MMBtu | FALSE | L | Annual | Allowances Purchased SO2 | Thousand Tons | 0 | 0 | 0 | 0 | 0 | 0 | 0 | 0
CT Fac. Spec. - SO2 Rate Annual Non-Title IV v3.1, Unit 1185 and retrofits | 328 | 2294 | Rate Constraint in lbs/MMBtu | FALSE | L | Annual | Allowances Sold SO2 | Thousand Tons | 0 | 0 | 0 | 0 | 0 | 0 | 0 | 0
CT Fac. Spec. - SO2 Rate Annual Non-Title IV v3.1, Unit 1185 and retrofits | 328 | 2294 | Rate Constraint in lbs/MMBtu | FALSE | L | Annual | Allowances Banked | Thousand Tons | 0 | 0 | 0 | 0 | 0 | 0 | 0 | 0
CT Fac. Spec. - SO2 Rate Annual Non-Title IV v3.1, Unit 1185 and retrofits | 328 | 2294 | Rate Constraint in lbs/MMBtu | FALSE | L | Annual | Allowances Withdrawn (1:1) | Thousand Tons | 0 | 0 | 0 | 0 | 0 | 0 | 0 | 0
CT Fac. Spec. - SO2 Rate Annual Non-Title IV v3.1, Unit 1185 and retrofits | 328 | 2294 | Rate Constraint in lbs/MMBtu | FALSE | L | Annual | Allowances Withdrawn (n:1) | Thousand Tons | 0 | 0 | 0 | 0 | 0 | 0 | 0 | 0
CT Fac. Spec. - SO2 Rate Annual Non-Title IV v3.1, Unit 1185 and retrofits | 328 | 2294 | Rate Constraint in lbs/MMBtu | FALSE | L | Annual | Net Emissions Allowance Position | Thousand Tons | 0 | 0 | 0 | 0 | 0 | 0 | 0 | 0
CT Fac. Spec. - SO2 Rate Annual Non-Title IV v3.1, Unit 1185 and retrofits | 328 | 2294 | Rate Constraint in lbs/MMBtu | FALSE | L | Annual | Fuel Consumed | TBtu | 0 | 0 | 0 | 0 | 0 | 0 | 0 | 0
CT Fac. Spec. - SO2 Rate Annual Non-Title IV v3.1, Unit 1185 and retrofits | 328 | 2294 | Rate Constraint in lbs/MMBtu | FALSE | L | Annual | Rate | lb/MMBtu | 0 | 0 | 0 | 0 | 0 | 0 | 0 | 0
CT Fac. Spec. - SO2 Rate Annual Non-Title IV v3.1, Unit 1185 and retrofits | 328 | 2294 | Rate Constraint in lbs/MMBtu | FALSE | L | Annual | Generation | TWh | 0 | 0 | 0 | 0 | 0 | 0 | 0 | 0
CT Fac. Spec. - SO2 Rate Annual Non-Title IV v3.1, Unit 1185 and retrofits | 328 | 2294 | Rate Constraint in lbs/MMBtu | FALSE | L | Annual | Qualifying Generation | TWh | 0 | 0 | 0 | 0 | 0 | 0 | 0 | 0
CT Fac. Spec. - SO2 Rate Annual Non-Title IV v3.1, Unit 1185 and retrofits | 328 | 2294 | Rate Constraint in lbs/MMBtu | FALSE | L | Annual | Rate | lb/MWh | 0 | 0 | 0 | 0 | 0 | 0 | 0 | 0
CT Fac. Spec. - SO2 Rate Annual Non-Title IV v3.1, Unit 1185 and retrofits | 328 | 2294 | Rate Constraint in lbs/MMBtu | FALSE | L | Annual | Constraint Shadow Price | US2016$/Ton | 0 | 0 | 0 | 0 | 0 | 0 | 0 | 0
CT Fac. Spec. - SO2 Rate Annual Non-Title IV v3.1, Unit 1186 and retrofits | 329 | 2294 | Rate Constraint in lbs/MMBtu | FALSE | L | Annual | Seasons Included | Seasons | Winter, WintShld, Summer | Winter, WintShld, Summer | Winter, WintShld, Summer | Winter, WintShld, Summer | Winter, WintShld, Summer | Winter, WintShld, Summer | Winter, WintShld, Summer | Winter, WintShld, Summer
CT Fac. Spec. - SO2 Rate Annual Non-Title IV v3.1, Unit 1186 and retrofits | 329 | 2294 | Rate Constraint in lbs/MMBtu | FALSE | L | Annual | Standard SO2 | lb/MMBtu | 0.55 | 0.55 | 0.55 | 0.55 | 0.55 | 0.55 | 0.55 | 0.55
CT Fac. Spec. - SO2 Rate Annual Non-Title IV v3.1, Unit 1186 and retrofits | 329 | 2294 | Rate Constraint in lbs/MMBtu | FALSE | L | Annual | Emissions at Affected Plants SO2 | Thousand Tons | 0 | 0 | 0 | 0 | 0 | 0 | 0 | 0
CT Fac. Spec. - SO2 Rate Annual Non-Title IV v3.1, Unit 1186 and retrofits | 329 | 2294 | Rate Constraint in lbs/MMBtu | FALSE | L | Annual | Allowances Purchased SO2 | Thousand Tons | 0 | 0 | 0 | 0 | 0 | 0 | 0 | 0
CT Fac. Spec. - SO2 Rate Annual Non-Title IV v3.1, Unit 1186 and retrofits | 329 | 2294 | Rate Constraint in lbs/MMBtu | FALSE | L | Annual | Allowances Sold SO2 | Thousand Tons | 0 | 0 | 0 | 0 | 0 | 0 | 0 | 0
CT Fac. Spec. - SO2 Rate Annual Non-Title IV v3.1, Unit 1186 and retrofits | 329 | 2294 | Rate Constraint in lbs/MMBtu | FALSE | L | Annual | Allowances Banked | Thousand Tons | 0 | 0 | 0 | 0 | 0 | 0 | 0 | 0
CT Fac. Spec. - SO2 Rate Annual Non-Title IV v3.1, Unit 1186 and retrofits | 329 | 2294 | Rate Constraint in lbs/MMBtu | FALSE | L | Annual | Allowances Withdrawn (1:1) | Thousand Tons | 0 | 0 | 0 | 0 | 0 | 0 | 0 | 0
CT Fac. Spec. - SO2 Rate Annual Non-Title IV v3.1, Unit 1186 and retrofits | 329 | 2294 | Rate Constraint in lbs/MMBtu | FALSE | L | Annual | Allowances Withdrawn (n:1) | Thousand Tons | 0 | 0 | 0 | 0 | 0 | 0 | 0 | 0
CT Fac. Spec. - SO2 Rate Annual Non-Title IV v3.1, Unit 1186 and retrofits | 329 | 2294 | Rate Constraint in lbs/MMBtu | FALSE | L | Annual | Net Emissions Allowance Position | Thousand Tons | 0 | 0 | 0 | 0 | 0 | 0 | 0 | 0
CT Fac. Spec. - SO2 Rate Annual Non-Title IV v3.1, Unit 1186 and retrofits | 329 | 2294 | Rate Constraint in lbs/MMBtu | FALSE | L | Annual | Fuel Consumed | TBtu | 0 | 0 | 0 | 0 | 0 | 0 | 0 | 0
CT Fac. Spec. - SO2 Rate Annual Non-Title IV v3.1, Unit 1186 and retrofits | 329 | 2294 | Rate Constraint in lbs/MMBtu | FALSE | L | Annual | Rate | lb/MMBtu | 0 | 0 | 0 | 0 | 0 | 0 | 0 | 0
CT Fac. Spec. - SO2 Rate Annual Non-Title IV v3.1, Unit 1186 and retrofits | 329 | 2294 | Rate Constraint in lbs/MMBtu | FALSE | L | Annual | Generation | TWh | 0 | 0 | 0 | 0 | 0 | 0 | 0 | 0
CT Fac. Spec. - SO2 Rate Annual Non-Title IV v3.1, Unit 1186 and retrofits | 329 | 2294 | Rate Constraint in lbs/MMBtu | FALSE | L | Annual | Qualifying Generation | TWh | 0 | 0 | 0 | 0 | 0 | 0 | 0 | 0
CT Fac. Spec. - SO2 Rate Annual Non-Title IV v3.1, Unit 1186 and retrofits | 329 | 2294 | Rate Constraint in lbs/MMBtu | FALSE | L | Annual | Rate | lb/MWh | 0 | 0 | 0 | 0 | 0 | 0 | 0 | 0
CT Fac. Spec. - SO2 Rate Annual Non-Title IV v3.1, Unit 1186 and retrofits | 329 | 2294 | Rate Constraint in lbs/MMBtu | FALSE | L | Annual | Constraint Shadow Price | US2016$/Ton | 0 | 0 | 0 | 0 | 0 | 0 | 0 | 0
CT Fac. Spec. - SO2 Rate Annual Non-Title IV v3.1, Unit 1191 and retrofits | 330 | 2294 | Rate Constraint in lbs/MMBtu | FALSE | L | Annual | Seasons Included | Seasons | Winter, WintShld, Summer | Winter, WintShld, Summer | Winter, WintShld, Summer | Winter, WintShld, Summer | Winter, WintShld, Summer | Winter, WintShld, Summer | Winter, WintShld, Summer | Winter, WintShld, Summer
CT Fac. Spec. - SO2 Rate Annual Non-Title IV v3.1, Unit 1191 and retrofits | 330 | 2294 | Rate Constraint in lbs/MMBtu | FALSE | L | Annual | Standard SO2 | lb/MMBtu | 0.55 | 0.55 | 0.55 | 0.55 | 0.55 | 0.55 | 0.55 | 0.55
CT Fac. Spec. - SO2 Rate Annual Non-Title IV v3.1, Unit 1191 and retrofits | 330 | 2294 | Rate Constraint in lbs/MMBtu | FALSE | L | Annual | Emissions at Affected Plants SO2 | Thousand Tons | 0 | 0 | 0 | 0 | 0 | 0 | 0 | 0
CT Fac. Spec. - SO2 Rate Annual Non-Title IV v3.1, Unit 1191 and retrofits | 330 | 2294 | Rate Constraint in lbs/MMBtu | FALSE | L | Annual | Allowances Purchased SO2 | Thousand Tons | 0 | 0 | 0 | 0 | 0 | 0 | 0 | 0
CT Fac. Spec. - SO2 Rate Annual Non-Title IV v3.1, Unit 1191 and retrofits | 330 | 2294 | Rate Constraint in lbs/MMBtu | FALSE | L | Annual | Allowances Sold SO2 | Thousand Tons | 0 | 0 | 0 | 0 | 0 | 0 | 0 | 0
CT Fac. Spec. - SO2 Rate Annual Non-Title IV v3.1, Unit 1191 and retrofits | 330 | 2294 | Rate Constraint in lbs/MMBtu | FALSE | L | Annual | Allowances Banked | Thousand Tons | 0 | 0 | 0 | 0 | 0 | 0 | 0 | 0
CT Fac. Spec. - SO2 Rate Annual Non-Title IV v3.1, Unit 1191 and retrofits | 330 | 2294 | Rate Constraint in lbs/MMBtu | FALSE | L | Annual | Allowances Withdrawn (1:1) | Thousand Tons | 0 | 0 | 0 | 0 | 0 | 0 | 0 | 0
CT Fac. Spec. - SO2 Rate Annual Non-Title IV v3.1, Unit 1191 and retrofits | 330 | 2294 | Rate Constraint in lbs/MMBtu | FALSE | L | Annual | Allowances Withdrawn (n:1) | Thousand Tons | 0 | 0 | 0 | 0 | 0 | 0 | 0 | 0
CT Fac. Spec. - SO2 Rate Annual Non-Title IV v3.1, Unit 1191 and retrofits | 330 | 2294 | Rate Constraint in lbs/MMBtu | FALSE | L | Annual | Net Emissions Allowance Position | Thousand Tons | 0 | 0 | 0 | 0 | 0 | 0 | 0 | 0
CT Fac. Spec. - SO2 Rate Annual Non-Title IV v3.1, Unit 1191 and retrofits | 330 | 2294 | Rate Constraint in lbs/MMBtu | FALSE | L | Annual | Fuel Consumed | TBtu | 0 | 0 | 0 | 0 | 0 | 0 | 0 | 0
CT Fac. Spec. - SO2 Rate Annual Non-Title IV v3.1, Unit 1191 and retrofits | 330 | 2294 | Rate Constraint in lbs/MMBtu | FALSE | L | Annual | Rate | lb/MMBtu | 0 | 0 | 0 | 0 | 0 | 0 | 0 | 0
CT Fac. Spec. - SO2 Rate Annual Non-Title IV v3.1, Unit 1191 and retrofits | 330 | 2294 | Rate Constraint in lbs/MMBtu | FALSE | L | Annual | Generation | TWh | 0 | 0 | 0 | 0 | 0 | 0 | 0 | 0
CT Fac. Spec. - SO2 Rate Annual Non-Title IV v3.1, Unit 1191 and retrofits | 330 | 2294 | Rate Constraint in lbs/MMBtu | FALSE | L | Annual | Qualifying Generation | TWh | 0 | 0 | 0 | 0 | 0 | 0 | 0 | 0
CT Fac. Spec. - SO2 Rate Annual Non-Title IV v3.1, Unit 1191 and retrofits | 330 | 2294 | Rate Constraint in lbs/MMBtu | FALSE | L | Annual | Rate | lb/MWh | 0 | 0 | 0 | 0 | 0 | 0 | 0 | 0
CT Fac. Spec. - SO2 Rate Annual Non-Title IV v3.1, Unit 1191 and retrofits | 330 | 2294 | Rate Constraint in lbs/MMBtu | FALSE | L | Annual | Constraint Shadow Price | US2016$/Ton | 0 | 0 | 0 | 0 | 0 | 0 | 0 | 0
CT Fac. Spec. - SO2 Rate Annual Non-Title IV v3.1, Unit 1192 and retrofits | 331 | 2294 | Rate Constraint in lbs/MMBtu | FALSE | L | Annual | Seasons Included | Seasons | Winter, WintShld, Summer | Winter, WintShld, Summer | Winter, WintShld, Summer | Winter, WintShld, Summer | Winter, WintShld, Summer | Winter, WintShld, Summer | Winter, WintShld, Summer | Winter, WintShld, Summer
CT Fac. Spec. - SO2 Rate Annual Non-Title IV v3.1, Unit 1192 and retrofits | 331 | 2294 | Rate Constraint in lbs/MMBtu | FALSE | L | Annual | Standard SO2 | lb/MMBtu | 0.55 | 0.55 | 0.55 | 0.55 | 0.55 | 0.55 | 0.55 | 0.55
CT Fac. Spec. - SO2 Rate Annual Non-Title IV v3.1, Unit 1192 and retrofits | 331 | 2294 | Rate Constraint in lbs/MMBtu | FALSE | L | Annual | Emissions at Affected Plants SO2 | Thousand Tons | 0 | 0 | 0 | 0 | 0 | 0 | 0 | 0
CT Fac. Spec. - SO2 Rate Annual Non-Title IV v3.1, Unit 1192 and retrofits | 331 | 2294 | Rate Constraint in lbs/MMBtu | FALSE | L | Annual | Allowances Purchased SO2 | Thousand Tons | 0 | 0 | 0 | 0 | 0 | 0 | 0 | 0
CT Fac. Spec. - SO2 Rate Annual Non-Title IV v3.1, Unit 1192 and retrofits | 331 | 2294 | Rate Constraint in lbs/MMBtu | FALSE | L | Annual | Allowances Sold SO2 | Thousand Tons | 0 | 0 | 0 | 0 | 0 | 0 | 0 | 0
CT Fac. Spec. - SO2 Rate Annual Non-Title IV v3.1, Unit 1192 and retrofits | 331 | 2294 | Rate Constraint in lbs/MMBtu | FALSE | L | Annual | Allowances Banked | Thousand Tons | 0 | 0 | 0 | 0 | 0 | 0 | 0 | 0
CT Fac. Spec. - SO2 Rate Annual Non-Title IV v3.1, Unit 1192 and retrofits | 331 | 2294 | Rate Constraint in lbs/MMBtu | FALSE | L | Annual | Allowances Withdrawn (1:1) | Thousand Tons | 0 | 0 | 0 | 0 | 0 | 0 | 0 | 0
CT Fac. Spec. - SO2 Rate Annual Non-Title IV v3.1, Unit 1192 and retrofits | 331 | 2294 | Rate Constraint in lbs/MMBtu | FALSE | L | Annual | Allowances Withdrawn (n:1) | Thousand Tons | 0 | 0 | 0 | 0 | 0 | 0 | 0 | 0
CT Fac. Spec. - SO2 Rate Annual Non-Title IV v3.1, Unit 1192 and retrofits | 331 | 2294 | Rate Constraint in lbs/MMBtu | FALSE | L | Annual | Net Emissions Allowance Position | Thousand Tons | 0 | 0 | 0 | 0 | 0 | 0 | 0 | 0
CT Fac. Spec. - SO2 Rate Annual Non-Title IV v3.1, Unit 1192 and retrofits | 331 | 2294 | Rate Constraint in lbs/MMBtu | FALSE | L | Annual | Fuel Consumed | TBtu | 0 | 0 | 0 | 0 | 0 | 0 | 0 | 0
CT Fac. Spec. - SO2 Rate Annual Non-Title IV v3.1, Unit 1192 and retrofits | 331 | 2294 | Rate Constraint in lbs/MMBtu | FALSE | L | Annual | Rate | lb/MMBtu | 0 | 0 | 0 | 0 | 0 | 0 | 0 | 0
CT Fac. Spec. - SO2 Rate Annual Non-Title IV v3.1, Unit 1192 and retrofits | 331 | 2294 | Rate Constraint in lbs/MMBtu | FALSE | L | Annual | Generation | TWh | 0 | 0 | 0 | 0 | 0 | 0 | 0 | 0
CT Fac. Spec. - SO2 Rate Annual Non-Title IV v3.1, Unit 1192 and retrofits | 331 | 2294 | Rate Constraint in lbs/MMBtu | FALSE | L | Annual | Qualifying Generation | TWh | 0 | 0 | 0 | 0 | 0 | 0 | 0 | 0
CT Fac. Spec. - SO2 Rate Annual Non-Title IV v3.1, Unit 1192 and retrofits | 331 | 2294 | Rate Constraint in lbs/MMBtu | FALSE | L | Annual | Rate | lb/MWh | 0 | 0 | 0 | 0 | 0 | 0 | 0 | 0
CT Fac. Spec. - SO2 Rate Annual Non-Title IV v3.1, Unit 1192 and retrofits | 331 | 2294 | Rate Constraint in lbs/MMBtu | FALSE | L | Annual | Constraint Shadow Price | US2016$/Ton | 0 | 0 | 0 | 0 | 0 | 0 | 0 | 0
CT Fac. Spec. - SO2 Rate Annual Non-Title IV v3.1, Unit 1193 and retrofits | 332 | 2294 | Rate Constraint in lbs/MMBtu | FALSE | L | Annual | Seasons Included | Seasons | Winter, WintShld, Summer | Winter, WintShld, Summer | Winter, WintShld, Summer | Winter, WintShld, Summer | Winter, WintShld, Summer | Winter, WintShld, Summer | Winter, WintShld, Summer | Winter, WintShld, Summer
CT Fac. Spec. - SO2 Rate Annual Non-Title IV v3.1, Unit 1193 and retrofits | 332 | 2294 | Rate Constraint in lbs/MMBtu | FALSE | L | Annual | Standard SO2 | lb/MMBtu | 0.55 | 0.55 | 0.55 | 0.55 | 0.55 | 0.55 | 0.55 | 0.55
CT Fac. Spec. - SO2 Rate Annual Non-Title IV v3.1, Unit 1193 and retrofits | 332 | 2294 | Rate Constraint in lbs/MMBtu | FALSE | L | Annual | Emissions at Affected Plants SO2 | Thousand Tons | 0 | 0 | 0 | 0 | 0 | 0 | 0 | 0
CT Fac. Spec. - SO2 Rate Annual Non-Title IV v3.1, Unit 1193 and retrofits | 332 | 2294 | Rate Constraint in lbs/MMBtu | FALSE | L | Annual | Allowances Purchased SO2 | Thousand Tons | 0 | 0 | 0 | 0 | 0 | 0 | 0 | 0
CT Fac. Spec. - SO2 Rate Annual Non-Title IV v3.1, Unit 1193 and retrofits | 332 | 2294 | Rate Constraint in lbs/MMBtu | FALSE | L | Annual | Allowances Sold SO2 | Thousand Tons | 0 | 0 | 0 | 0 | 0 | 0 | 0 | 0
CT Fac. Spec. - SO2 Rate Annual Non-Title IV v3.1, Unit 1193 and retrofits | 332 | 2294 | Rate Constraint in lbs/MMBtu | FALSE | L | Annual | Allowances Banked | Thousand Tons | 0 | 0 | 0 | 0 | 0 | 0 | 0 | 0
CT Fac. Spec. - SO2 Rate Annual Non-Title IV v3.1, Unit 1193 and retrofits | 332 | 2294 | Rate Constraint in lbs/MMBtu | FALSE | L | Annual | Allowances Withdrawn (1:1) | Thousand Tons | 0 | 0 | 0 | 0 | 0 | 0 | 0 | 0
CT Fac. Spec. - SO2 Rate Annual Non-Title IV v3.1, Unit 1193 and retrofits | 332 | 2294 | Rate Constraint in lbs/MMBtu | FALSE | L | Annual | Allowances Withdrawn (n:1) | Thousand Tons | 0 | 0 | 0 | 0 | 0 | 0 | 0 | 0
CT Fac. Spec. - SO2 Rate Annual Non-Title IV v3.1, Unit 1193 and retrofits | 332 | 2294 | Rate Constraint in lbs/MMBtu | FALSE | L | Annual | Net Emissions Allowance Position | Thousand Tons | 0 | 0 | 0 | 0 | 0 | 0 | 0 | 0
CT Fac. Spec. - SO2 Rate Annual Non-Title IV v3.1, Unit 1193 and retrofits | 332 | 2294 | Rate Constraint in lbs/MMBtu | FALSE | L | Annual | Fuel Consumed | TBtu | 0 | 0 | 0 | 0 | 0 | 0 | 0 | 0
CT Fac. Spec. - SO2 Rate Annual Non-Title IV v3.1, Unit 1193 and retrofits | 332 | 2294 | Rate Constraint in lbs/MMBtu | FALSE | L | Annual | Rate | lb/MMBtu | 0 | 0 | 0 | 0 | 0 | 0 | 0 | 0
CT Fac. Spec. - SO2 Rate Annual Non-Title IV v3.1, Unit 1193 and retrofits | 332 | 2294 | Rate Constraint in lbs/MMBtu | FALSE | L | Annual | Generation | TWh | 0 | 0 | 0 | 0 | 0 | 0 | 0 | 0
CT Fac. Spec. - SO2 Rate Annual Non-Title IV v3.1, Unit 1193 and retrofits | 332 | 2294 | Rate Constraint in lbs/MMBtu | FALSE | L | Annual | Qualifying Generation | TWh | 0 | 0 | 0 | 0 | 0 | 0 | 0 | 0
CT Fac. Spec. - SO2 Rate Annual Non-Title IV v3.1, Unit 1193 and retrofits | 332 | 2294 | Rate Constraint in lbs/MMBtu | FALSE | L | Annual | Rate | lb/MWh | 0 | 0 | 0 | 0 | 0 | 0 | 0 | 0
CT Fac. Spec. - SO2 Rate Annual Non-Title IV v3.1, Unit 1193 and retrofits | 332 | 2294 | Rate Constraint in lbs/MMBtu | FALSE | L | Annual | Constraint Shadow Price | US2016$/Ton | 0 | 0 | 0 | 0 | 0 | 0 | 0 | 0
CT Fac. Spec. - SO2 Rate Annual Non-Title IV v3.1, Unit 1194 and retrofits | 333 | 2294 | Rate Constraint in lbs/MMBtu | FALSE | L | Annual | Seasons Included | Seasons | Winter, WintShld, Summer | Winter, WintShld, Summer | Winter, WintShld, Summer | Winter, WintShld, Summer | Winter, WintShld, Summer | Winter, WintShld, Summer | Winter, WintShld, Summer | Winter, WintShld, Summer
CT Fac. Spec. - SO2 Rate Annual Non-Title IV v3.1, Unit 1194 and retrofits | 333 | 2294 | Rate Constraint in lbs/MMBtu | FALSE | L | Annual | Standard SO2 | lb/MMBtu | 0.55 | 0.55 | 0.55 | 0.55 | 0.55 | 0.55 | 0.55 | 0.55
CT Fac. Spec. - SO2 Rate Annual Non-Title IV v3.1, Unit 1194 and retrofits | 333 | 2294 | Rate Constraint in lbs/MMBtu | FALSE | L | Annual | Emissions at Affected Plants SO2 | Thousand Tons | 0 | 0 | 0 | 0 | 0 | 0 | 0 | 0
CT Fac. Spec. - SO2 Rate Annual Non-Title IV v3.1, Unit 1194 and retrofits | 333 | 2294 | Rate Constraint in lbs/MMBtu | FALSE | L | Annual | Allowances Purchased SO2 | Thousand Tons | 0 | 0 | 0 | 0 | 0 | 0 | 0 | 0
CT Fac. Spec. - SO2 Rate Annual Non-Title IV v3.1, Unit 1194 and retrofits | 333 | 2294 | Rate Constraint in lbs/MMBtu | FALSE | L | Annual | Allowances Sold SO2 | Thousand Tons | 0 | 0 | 0 | 0 | 0 | 0 | 0 | 0
CT Fac. Spec. - SO2 Rate Annual Non-Title IV v3.1, Unit 1194 and retrofits | 333 | 2294 | Rate Constraint in lbs/MMBtu | FALSE | L | Annual | Allowances Banked | Thousand Tons | 0 | 0 | 0 | 0 | 0 | 0 | 0 | 0
CT Fac. Spec. - SO2 Rate Annual Non-Title IV v3.1, Unit 1194 and retrofits | 333 | 2294 | Rate Constraint in lbs/MMBtu | FALSE | L | Annual | Allowances Withdrawn (1:1) | Thousand Tons | 0 | 0 | 0 | 0 | 0 | 0 | 0 | 0
CT Fac. Spec. - SO2 Rate Annual Non-Title IV v3.1, Unit 1194 and retrofits | 333 | 2294 | Rate Constraint in lbs/MMBtu | FALSE | L | Annual | Allowances Withdrawn (n:1) | Thousand Tons | 0 | 0 | 0 | 0 | 0 | 0 | 0 | 0
CT Fac. Spec. - SO2 Rate Annual Non-Title IV v3.1, Unit 1194 and retrofits | 333 | 2294 | Rate Constraint in lbs/MMBtu | FALSE | L | Annual | Net Emissions Allowance Position | Thousand Tons | 0 | 0 | 0 | 0 | 0 | 0 | 0 | 0
CT Fac. Spec. - SO2 Rate Annual Non-Title IV v3.1, Unit 1194 and retrofits | 333 | 2294 | Rate Constraint in lbs/MMBtu | FALSE | L | Annual | Fuel Consumed | TBtu | 0 | 0 | 0 | 0 | 0 | 0 | 0 | 0
CT Fac. Spec. - SO2 Rate Annual Non-Title IV v3.1, Unit 1194 and retrofits | 333 | 2294 | Rate Constraint in lbs/MMBtu | FALSE | L | Annual | Rate | lb/MMBtu | 0 | 0 | 0 | 0 | 0 | 0 | 0 | 0
CT Fac. Spec. - SO2 Rate Annual Non-Title IV v3.1, Unit 1194 and retrofits | 333 | 2294 | Rate Constraint in lbs/MMBtu | FALSE | L | Annual | Generation | TWh | 0 | 0 | 0 | 0 | 0 | 0 | 0 | 0
CT Fac. Spec. - SO2 Rate Annual Non-Title IV v3.1, Unit 1194 and retrofits | 333 | 2294 | Rate Constraint in lbs/MMBtu | FALSE | L | Annual | Qualifying Generation | TWh | 0 | 0 | 0 | 0 | 0 | 0 | 0 | 0
CT Fac. Spec. - SO2 Rate Annual Non-Title IV v3.1, Unit 1194 and retrofits | 333 | 2294 | Rate Constraint in lbs/MMBtu | FALSE | L | Annual | Rate | lb/MWh | 0 | 0 | 0 | 0 | 0 | 0 | 0 | 0
CT Fac. Spec. - SO2 Rate Annual Non-Title IV v3.1, Unit 1194 and retrofits | 333 | 2294 | Rate Constraint in lbs/MMBtu | FALSE | L | Annual | Constraint Shadow Price | US2016$/Ton | 0 | 0 | 0 | 0 | 0 | 0 | 0 | 0
CT Fac. Spec. - SO2 Rate Annual Non-Title IV v3.1, Unit 1195 and retrofits | 334 | 2294 | Rate Constraint in lbs/MMBtu | FALSE | L | Annual | Seasons Included | Seasons | Winter, WintShld, Summer | Winter, WintShld, Summer | Winter, WintShld, Summer | Winter, WintShld, Summer | Winter, WintShld, Summer | Winter, WintShld, Summer | Winter, WintShld, Summer | Winter, WintShld, Summer
CT Fac. Spec. - SO2 Rate Annual Non-Title IV v3.1, Unit 1195 and retrofits | 334 | 2294 | Rate Constraint in lbs/MMBtu | FALSE | L | Annual | Standard SO2 | lb/MMBtu | 0.55 | 0.55 | 0.55 | 0.55 | 0.55 | 0.55 | 0.55 | 0.55
CT Fac. Spec. - SO2 Rate Annual Non-Title IV v3.1, Unit 1195 and retrofits | 334 | 2294 | Rate Constraint in lbs/MMBtu | FALSE | L | Annual | Emissions at Affected Plants SO2 | Thousand Tons | 0 | 0 | 0 | 0 | 0 | 0 | 0 | 0
CT Fac. Spec. - SO2 Rate Annual Non-Title IV v3.1, Unit 1195 and retrofits | 334 | 2294 | Rate Constraint in lbs/MMBtu | FALSE | L | Annual | Allowances Purchased SO2 | Thousand Tons | 0 | 0 | 0 | 0 | 0 | 0 | 0 | 0
CT Fac. Spec. - SO2 Rate Annual Non-Title IV v3.1, Unit 1195 and retrofits | 334 | 2294 | Rate Constraint in lbs/MMBtu | FALSE | L | Annual | Allowances Sold SO2 | Thousand Tons | 0 | 0 | 0 | 0 | 0 | 0 | 0 | 0
CT Fac. Spec. - SO2 Rate Annual Non-Title IV v3.1, Unit 1195 and retrofits | 334 | 2294 | Rate Constraint in lbs/MMBtu | FALSE | L | Annual | Allowances Banked | Thousand Tons | 0 | 0 | 0 | 0 | 0 | 0 | 0 | 0
CT Fac. Spec. - SO2 Rate Annual Non-Title IV v3.1, Unit 1195 and retrofits | 334 | 2294 | Rate Constraint in lbs/MMBtu | FALSE | L | Annual | Allowances Withdrawn (1:1) | Thousand Tons | 0 | 0 | 0 | 0 | 0 | 0 | 0 | 0
CT Fac. Spec. - SO2 Rate Annual Non-Title IV v3.1, Unit 1195 and retrofits | 334 | 2294 | Rate Constraint in lbs/MMBtu | FALSE | L | Annual | Allowances Withdrawn (n:1) | Thousand Tons | 0 | 0 | 0 | 0 | 0 | 0 | 0 | 0
CT Fac. Spec. - SO2 Rate Annual Non-Title IV v3.1, Unit 1195 and retrofits | 334 | 2294 | Rate Constraint in lbs/MMBtu | FALSE | L | Annual | Net Emissions Allowance Position | Thousand Tons | 0 | 0 | 0 | 0 | 0 | 0 | 0 | 0
CT Fac. Spec. - SO2 Rate Annual Non-Title IV v3.1, Unit 1195 and retrofits | 334 | 2294 | Rate Constraint in lbs/MMBtu | FALSE | L | Annual | Fuel Consumed | TBtu | 0 | 0 | 0 | 0 | 0 | 0 | 0 | 0
CT Fac. Spec. - SO2 Rate Annual Non-Title IV v3.1, Unit 1195 and retrofits | 334 | 2294 | Rate Constraint in lbs/MMBtu | FALSE | L | Annual | Rate | lb/MMBtu | 0 | 0 | 0 | 0 | 0 | 0 | 0 | 0
CT Fac. Spec. - SO2 Rate Annual Non-Title IV v3.1, Unit 1195 and retrofits | 334 | 2294 | Rate Constraint in lbs/MMBtu | FALSE | L | Annual | Generation | TWh | 0 | 0 | 0 | 0 | 0 | 0 | 0 | 0
CT Fac. Spec. - SO2 Rate Annual Non-Title IV v3.1, Unit 1195 and retrofits | 334 | 2294 | Rate Constraint in lbs/MMBtu | FALSE | L | Annual | Qualifying Generation | TWh | 0 | 0 | 0 | 0 | 0 | 0 | 0 | 0
CT Fac. Spec. - SO2 Rate Annual Non-Title IV v3.1, Unit 1195 and retrofits | 334 | 2294 | Rate Constraint in lbs/MMBtu | FALSE | L | Annual | Rate | lb/MWh | 0 | 0 | 0 | 0 | 0 | 0 | 0 | 0
CT Fac. Spec. - SO2 Rate Annual Non-Title IV v3.1, Unit 1195 and retrofits | 334 | 2294 | Rate Constraint in lbs/MMBtu | FALSE | L | Annual | Constraint Shadow Price | US2016$/Ton | 0 | 0 | 0 | 0 | 0 | 0 | 0 | 0
CT Fac. Spec. - SO2 Rate Annual Non-Title IV v3.1, Unit 1205 and retrofits | 335 | 2294 | Rate Constraint in lbs/MMBtu | FALSE | L | Annual | Seasons Included | Seasons | Winter, WintShld, Summer | Winter, WintShld, Summer | Winter, WintShld, Summer | Winter, WintShld, Summer | Winter, WintShld, Summer | Winter, WintShld, Summer | Winter, WintShld, Summer | Winter, WintShld, Summer
CT Fac. Spec. - SO2 Rate Annual Non-Title IV v3.1, Unit 1205 and retrofits | 335 | 2294 | Rate Constraint in lbs/MMBtu | FALSE | L | Annual | Standard SO2 | lb/MMBtu | 0.55 | 0.55 | 0.55 | 0.55 | 0.55 | 0.55 | 0.55 | 0.55
CT Fac. Spec. - SO2 Rate Annual Non-Title IV v3.1, Unit 1205 and retrofits | 335 | 2294 | Rate Constraint in lbs/MMBtu | FALSE | L | Annual | Emissions at Affected Plants SO2 | Thousand Tons | 0 | 0 | 0 | 0 | 0 | 0 | 0 | 0
CT Fac. Spec. - SO2 Rate Annual Non-Title IV v3.1, Unit 1205 and retrofits | 335 | 2294 | Rate Constraint in lbs/MMBtu | FALSE | L | Annual | Allowances Purchased SO2 | Thousand Tons | 0 | 0 | 0 | 0 | 0 | 0 | 0 | 0
CT Fac. Spec. - SO2 Rate Annual Non-Title IV v3.1, Unit 1205 and retrofits | 335 | 2294 | Rate Constraint in lbs/MMBtu | FALSE | L | Annual | Allowances Sold SO2 | Thousand Tons | 0 | 0 | 0 | 0 | 0 | 0 | 0 | 0
CT Fac. Spec. - SO2 Rate Annual Non-Title IV v3.1, Unit 1205 and retrofits | 335 | 2294 | Rate Constraint in lbs/MMBtu | FALSE | L | Annual | Allowances Banked | Thousand Tons | 0 | 0 | 0 | 0 | 0 | 0 | 0 | 0
CT Fac. Spec. - SO2 Rate Annual Non-Title IV v3.1, Unit 1205 and retrofits | 335 | 2294 | Rate Constraint in lbs/MMBtu | FALSE | L | Annual | Allowances Withdrawn (1:1) | Thousand Tons | 0 | 0 | 0 | 0 | 0 | 0 | 0 | 0
CT Fac. Spec. - SO2 Rate Annual Non-Title IV v3.1, Unit 1205 and retrofits | 335 | 2294 | Rate Constraint in lbs/MMBtu | FALSE | L | Annual | Allowances Withdrawn (n:1) | Thousand Tons | 0 | 0 | 0 | 0 | 0 | 0 | 0 | 0
CT Fac. Spec. - SO2 Rate Annual Non-Title IV v3.1, Unit 1205 and retrofits | 335 | 2294 | Rate Constraint in lbs/MMBtu | FALSE | L | Annual | Net Emissions Allowance Position | Thousand Tons | 0 | 0 | 0 | 0 | 0 | 0 | 0 | 0
CT Fac. Spec. - SO2 Rate Annual Non-Title IV v3.1, Unit 1205 and retrofits | 335 | 2294 | Rate Constraint in lbs/MMBtu | FALSE | L | Annual | Fuel Consumed | TBtu | 0 | 0 | 0 | 0 | 0 | 0 | 0 | 0
CT Fac. Spec. - SO2 Rate Annual Non-Title IV v3.1, Unit 1205 and retrofits | 335 | 2294 | Rate Constraint in lbs/MMBtu | FALSE | L | Annual | Rate | lb/MMBtu | 0 | 0 | 0 | 0 | 0 | 0 | 0 | 0
CT Fac. Spec. - SO2 Rate Annual Non-Title IV v3.1, Unit 1205 and retrofits | 335 | 2294 | Rate Constraint in lbs/MMBtu | FALSE | L | Annual | Generation | TWh | 0 | 0 | 0 | 0 | 0 | 0 | 0 | 0
CT Fac. Spec. - SO2 Rate Annual Non-Title IV v3.1, Unit 1205 and retrofits | 335 | 2294 | Rate Constraint in lbs/MMBtu | FALSE | L | Annual | Qualifying Generation | TWh | 0 | 0 | 0 | 0 | 0 | 0 | 0 | 0
CT Fac. Spec. - SO2 Rate Annual Non-Title IV v3.1, Unit 1205 and retrofits | 335 | 2294 | Rate Constraint in lbs/MMBtu | FALSE | L | Annual | Rate | lb/MWh | 0 | 0 | 0 | 0 | 0 | 0 | 0 | 0
CT Fac. Spec. - SO2 Rate Annual Non-Title IV v3.1, Unit 1205 and retrofits | 335 | 2294 | Rate Constraint in lbs/MMBtu | FALSE | L | Annual | Constraint Shadow Price | US2016$/Ton | 0 | 0 | 0 | 0 | 0 | 0 | 0 | 0
CT Fac. Spec. - SO2 Rate Annual Non-Title IV v3.1, Unit 1206 and retrofits | 336 | 2294 | Rate Constraint in lbs/MMBtu | FALSE | L | Annual | Seasons Included | Seasons | Winter, WintShld, Summer | Winter, WintShld, Summer | Winter, WintShld, Summer | Winter, WintShld, Summer | Winter, WintShld, Summer | Winter, WintShld, Summer | Winter, WintShld, Summer | Winter, WintShld, Summer
CT Fac. Spec. - SO2 Rate Annual Non-Title IV v3.1, Unit 1206 and retrofits | 336 | 2294 | Rate Constraint in lbs/MMBtu | FALSE | L | Annual | Standard SO2 | lb/MMBtu | 0.55 | 0.55 | 0.55 | 0.55 | 0.55 | 0.55 | 0.55 | 0.55
CT Fac. Spec. - SO2 Rate Annual Non-Title IV v3.1, Unit 1206 and retrofits | 336 | 2294 | Rate Constraint in lbs/MMBtu | FALSE | L | Annual | Emissions at Affected Plants SO2 | Thousand Tons | 0 | 0 | 0 | 0 | 0 | 0 | 0 | 0
CT Fac. Spec. - SO2 Rate Annual Non-Title IV v3.1, Unit 1206 and retrofits | 336 | 2294 | Rate Constraint in lbs/MMBtu | FALSE | L | Annual | Allowances Purchased SO2 | Thousand Tons | 0 | 0 | 0 | 0 | 0 | 0 | 0 | 0
CT Fac. Spec. - SO2 Rate Annual Non-Title IV v3.1, Unit 1206 and retrofits | 336 | 2294 | Rate Constraint in lbs/MMBtu | FALSE | L | Annual | Allowances Sold SO2 | Thousand Tons | 0 | 0 | 0 | 0 | 0 | 0 | 0 | 0
CT Fac. Spec. - SO2 Rate Annual Non-Title IV v3.1, Unit 1206 and retrofits | 336 | 2294 | Rate Constraint in lbs/MMBtu | FALSE | L | Annual | Allowances Banked | Thousand Tons | 0 | 0 | 0 | 0 | 0 | 0 | 0 | 0
CT Fac. Spec. - SO2 Rate Annual Non-Title IV v3.1, Unit 1206 and retrofits | 336 | 2294 | Rate Constraint in lbs/MMBtu | FALSE | L | Annual | Allowances Withdrawn (1:1) | Thousand Tons | 0 | 0 | 0 | 0 | 0 | 0 | 0 | 0
CT Fac. Spec. - SO2 Rate Annual Non-Title IV v3.1, Unit 1206 and retrofits | 336 | 2294 | Rate Constraint in lbs/MMBtu | FALSE | L | Annual | Allowances Withdrawn (n:1) | Thousand Tons | 0 | 0 | 0 | 0 | 0 | 0 | 0 | 0
CT Fac. Spec. - SO2 Rate Annual Non-Title IV v3.1, Unit 1206 and retrofits | 336 | 2294 | Rate Constraint in lbs/MMBtu | FALSE | L | Annual | Net Emissions Allowance Position | Thousand Tons | 0 | 0 | 0 | 0 | 0 | 0 | 0 | 0
CT Fac. Spec. - SO2 Rate Annual Non-Title IV v3.1, Unit 1206 and retrofits | 336 | 2294 | Rate Constraint in lbs/MMBtu | FALSE | L | Annual | Fuel Consumed | TBtu | 0 | 0 | 0 | 0 | 0 | 0 | 0 | 0
CT Fac. Spec. - SO2 Rate Annual Non-Title IV v3.1, Unit 1206 and retrofits | 336 | 2294 | Rate Constraint in lbs/MMBtu | FALSE | L | Annual | Rate | lb/MMBtu | 0 | 0 | 0 | 0 | 0 | 0 | 0 | 0
CT Fac. Spec. - SO2 Rate Annual Non-Title IV v3.1, Unit 1206 and retrofits | 336 | 2294 | Rate Constraint in lbs/MMBtu | FALSE | L | Annual | Generation | TWh | 0 | 0 | 0 | 0 | 0 | 0 | 0 | 0
CT Fac. Spec. - SO2 Rate Annual Non-Title IV v3.1, Unit 1206 and retrofits | 336 | 2294 | Rate Constraint in lbs/MMBtu | FALSE | L | Annual | Qualifying Generation | TWh | 0 | 0 | 0 | 0 | 0 | 0 | 0 | 0
CT Fac. Spec. - SO2 Rate Annual Non-Title IV v3.1, Unit 1206 and retrofits | 336 | 2294 | Rate Constraint in lbs/MMBtu | FALSE | L | Annual | Rate | lb/MWh | 0 | 0 | 0 | 0 | 0 | 0 | 0 | 0
CT Fac. Spec. - SO2 Rate Annual Non-Title IV v3.1, Unit 1206 and retrofits | 336 | 2294 | Rate Constraint in lbs/MMBtu | FALSE | L | Annual | Constraint Shadow Price | US2016$/Ton | 0 | 0 | 0 | 0 | 0 | 0 | 0 | 0
CT Fac. Spec. - SO2 Rate Annual Non-Title IV v3.1, Unit 1207 and retrofits | 337 | 2294 | Rate Constraint in lbs/MMBtu | FALSE | L | Annual | Seasons Included | Seasons | Winter, WintShld, Summer | Winter, WintShld, Summer | Winter, WintShld, Summer | Winter, WintShld, Summer | Winter, WintShld, Summer | Winter, WintShld, Summer | Winter, WintShld, Summer | Winter, WintShld, Summer
CT Fac. Spec. - SO2 Rate Annual Non-Title IV v3.1, Unit 1207 and retrofits | 337 | 2294 | Rate Constraint in lbs/MMBtu | FALSE | L | Annual | Standard SO2 | lb/MMBtu | 0.55 | 0.55 | 0.55 | 0.55 | 0.55 | 0.55 | 0.55 | 0.55
CT Fac. Spec. - SO2 Rate Annual Non-Title IV v3.1, Unit 1207 and retrofits | 337 | 2294 | Rate Constraint in lbs/MMBtu | FALSE | L | Annual | Emissions at Affected Plants SO2 | Thousand Tons | 0 | 0 | 0 | 0 | 0 | 0 | 0 | 0
CT Fac. Spec. - SO2 Rate Annual Non-Title IV v3.1, Unit 1207 and retrofits | 337 | 2294 | Rate Constraint in lbs/MMBtu | FALSE | L | Annual | Allowances Purchased SO2 | Thousand Tons | 0 | 0 | 0 | 0 | 0 | 0 | 0 | 0
CT Fac. Spec. - SO2 Rate Annual Non-Title IV v3.1, Unit 1207 and retrofits | 337 | 2294 | Rate Constraint in lbs/MMBtu | FALSE | L | Annual | Allowances Sold SO2 | Thousand Tons | 0 | 0 | 0 | 0 | 0 | 0 | 0 | 0
CT Fac. Spec. - SO2 Rate Annual Non-Title IV v3.1, Unit 1207 and retrofits | 337 | 2294 | Rate Constraint in lbs/MMBtu | FALSE | L | Annual | Allowances Banked | Thousand Tons | 0 | 0 | 0 | 0 | 0 | 0 | 0 | 0
CT Fac. Spec. - SO2 Rate Annual Non-Title IV v3.1, Unit 1207 and retrofits | 337 | 2294 | Rate Constraint in lbs/MMBtu | FALSE | L | Annual | Allowances Withdrawn (1:1) | Thousand Tons | 0 | 0 | 0 | 0 | 0 | 0 | 0 | 0
CT Fac. Spec. - SO2 Rate Annual Non-Title IV v3.1, Unit 1207 and retrofits | 337 | 2294 | Rate Constraint in lbs/MMBtu | FALSE | L | Annual | Allowances Withdrawn (n:1) | Thousand Tons | 0 | 0 | 0 | 0 | 0 | 0 | 0 | 0
CT Fac. Spec. - SO2 Rate Annual Non-Title IV v3.1, Unit 1207 and retrofits | 337 | 2294 | Rate Constraint in lbs/MMBtu | FALSE | L | Annual | Net Emissions Allowance Position | Thousand Tons | 0 | 0 | 0 | 0 | 0 | 0 | 0 | 0
CT Fac. Spec. - SO2 Rate Annual Non-Title IV v3.1, Unit 1207 and retrofits | 337 | 2294 | Rate Constraint in lbs/MMBtu | FALSE | L | Annual | Fuel Consumed | TBtu | 0 | 0 | 0 | 0 | 0 | 0 | 0 | 0
CT Fac. Spec. - SO2 Rate Annual Non-Title IV v3.1, Unit 1207 and retrofits | 337 | 2294 | Rate Constraint in lbs/MMBtu | FALSE | L | Annual | Rate | lb/MMBtu | 0 | 0 | 0 | 0 | 0 | 0 | 0 | 0
CT Fac. Spec. - SO2 Rate Annual Non-Title IV v3.1, Unit 1207 and retrofits | 337 | 2294 | Rate Constraint in lbs/MMBtu | FALSE | L | Annual | Generation | TWh | 0 | 0 | 0 | 0 | 0 | 0 | 0 | 0
CT Fac. Spec. - SO2 Rate Annual Non-Title IV v3.1, Unit 1207 and retrofits | 337 | 2294 | Rate Constraint in lbs/MMBtu | FALSE | L | Annual | Qualifying Generation | TWh | 0 | 0 | 0 | 0 | 0 | 0 | 0 | 0
CT Fac. Spec. - SO2 Rate Annual Non-Title IV v3.1, Unit 1207 and retrofits | 337 | 2294 | Rate Constraint in lbs/MMBtu | FALSE | L | Annual | Rate | lb/MWh | 0 | 0 | 0 | 0 | 0 | 0 | 0 | 0
CT Fac. Spec. - SO2 Rate Annual Non-Title IV v3.1, Unit 1207 and retrofits | 337 | 2294 | Rate Constraint in lbs/MMBtu | FALSE | L | Annual | Constraint Shadow Price | US2016$/Ton | 0 | 0 | 0 | 0 | 0 | 0 | 0 | 0
CT Fac. Spec. - SO2 Rate Annual Non-Title IV v3.1, Unit 1208 and retrofits | 338 | 2294 | Rate Constraint in lbs/MMBtu | FALSE | L | Annual | Seasons Included | Seasons | Winter, WintShld, Summer | Winter, WintShld, Summer | Winter, WintShld, Summer | Winter, WintShld, Summer | Winter, WintShld, Summer | Winter, WintShld, Summer | Winter, WintShld, Summer | Winter, WintShld, Summer
CT Fac. Spec. - SO2 Rate Annual Non-Title IV v3.1, Unit 1208 and retrofits | 338 | 2294 | Rate Constraint in lbs/MMBtu | FALSE | L | Annual | Standard SO2 | lb/MMBtu | 0.55 | 0.55 | 0.55 | 0.55 | 0.55 | 0.55 | 0.55 | 0.55
CT Fac. Spec. - SO2 Rate Annual Non-Title IV v3.1, Unit 1208 and retrofits | 338 | 2294 | Rate Constraint in lbs/MMBtu | FALSE | L | Annual | Emissions at Affected Plants SO2 | Thousand Tons | 0 | 0 | 0 | 0 | 0 | 0 | 0 | 0
CT Fac. Spec. - SO2 Rate Annual Non-Title IV v3.1, Unit 1208 and retrofits | 338 | 2294 | Rate Constraint in lbs/MMBtu | FALSE | L | Annual | Allowances Purchased SO2 | Thousand Tons | 0 | 0 | 0 | 0 | 0 | 0 | 0 | 0
CT Fac. Spec. - SO2 Rate Annual Non-Title IV v3.1, Unit 1208 and retrofits | 338 | 2294 | Rate Constraint in lbs/MMBtu | FALSE | L | Annual | Allowances Sold SO2 | Thousand Tons | 0 | 0 | 0 | 0 | 0 | 0 | 0 | 0
CT Fac. Spec. - SO2 Rate Annual Non-Title IV v3.1, Unit 1208 and retrofits | 338 | 2294 | Rate Constraint in lbs/MMBtu | FALSE | L | Annual | Allowances Banked | Thousand Tons | 0 | 0 | 0 | 0 | 0 | 0 | 0 | 0
CT Fac. Spec. - SO2 Rate Annual Non-Title IV v3.1, Unit 1208 and retrofits | 338 | 2294 | Rate Constraint in lbs/MMBtu | FALSE | L | Annual | Allowances Withdrawn (1:1) | Thousand Tons | 0 | 0 | 0 | 0 | 0 | 0 | 0 | 0
CT Fac. Spec. - SO2 Rate Annual Non-Title IV v3.1, Unit 1208 and retrofits | 338 | 2294 | Rate Constraint in lbs/MMBtu | FALSE | L | Annual | Allowances Withdrawn (n:1) | Thousand Tons | 0 | 0 | 0 | 0 | 0 | 0 | 0 | 0
CT Fac. Spec. - SO2 Rate Annual Non-Title IV v3.1, Unit 1208 and retrofits | 338 | 2294 | Rate Constraint in lbs/MMBtu | FALSE | L | Annual | Net Emissions Allowance Position | Thousand Tons | 0 | 0 | 0 | 0 | 0 | 0 | 0 | 0
CT Fac. Spec. - SO2 Rate Annual Non-Title IV v3.1, Unit 1208 and retrofits | 338 | 2294 | Rate Constraint in lbs/MMBtu | FALSE | L | Annual | Fuel Consumed | TBtu | 0 | 0 | 0 | 0 | 0 | 0 | 0 | 0
CT Fac. Spec. - SO2 Rate Annual Non-Title IV v3.1, Unit 1208 and retrofits | 338 | 2294 | Rate Constraint in lbs/MMBtu | FALSE | L | Annual | Rate | lb/MMBtu | 0 | 0 | 0 | 0 | 0 | 0 | 0 | 0
CT Fac. Spec. - SO2 Rate Annual Non-Title IV v3.1, Unit 1208 and retrofits | 338 | 2294 | Rate Constraint in lbs/MMBtu | FALSE | L | Annual | Generation | TWh | 0 | 0 | 0 | 0 | 0 | 0 | 0 | 0
CT Fac. Spec. - SO2 Rate Annual Non-Title IV v3.1, Unit 1208 and retrofits | 338 | 2294 | Rate Constraint in lbs/MMBtu | FALSE | L | Annual | Qualifying Generation | TWh | 0 | 0 | 0 | 0 | 0 | 0 | 0 | 0
CT Fac. Spec. - SO2 Rate Annual Non-Title IV v3.1, Unit 1208 and retrofits | 338 | 2294 | Rate Constraint in lbs/MMBtu | FALSE | L | Annual | Rate | lb/MWh | 0 | 0 | 0 | 0 | 0 | 0 | 0 | 0
CT Fac. Spec. - SO2 Rate Annual Non-Title IV v3.1, Unit 1208 and retrofits | 338 | 2294 | Rate Constraint in lbs/MMBtu | FALSE | L | Annual | Constraint Shadow Price | US2016$/Ton | 0 | 0 | 0 | 0 | 0 | 0 | 0 | 0
CT Fac. Spec. - SO2 Rate Annual Non-Title IV v3.1, Unit 1209 and retrofits | 339 | 2294 | Rate Constraint in lbs/MMBtu | FALSE | L | Annual | Seasons Included | Seasons | Winter, WintShld, Summer | Winter, WintShld, Summer | Winter, WintShld, Summer | Winter, WintShld, Summer | Winter, WintShld, Summer | Winter, WintShld, Summer | Winter, WintShld, Summer | Winter, WintShld, Summer
CT Fac. Spec. - SO2 Rate Annual Non-Title IV v3.1, Unit 1209 and retrofits | 339 | 2294 | Rate Constraint in lbs/MMBtu | FALSE | L | Annual | Standard SO2 | lb/MMBtu | 0.55 | 0.55 | 0.55 | 0.55 | 0.55 | 0.55 | 0.55 | 0.55
CT Fac. Spec. - SO2 Rate Annual Non-Title IV v3.1, Unit 1209 and retrofits | 339 | 2294 | Rate Constraint in lbs/MMBtu | FALSE | L | Annual | Emissions at Affected Plants SO2 | Thousand Tons | 0 | 0 | 0 | 0 | 0 | 0 | 0 | 0
CT Fac. Spec. - SO2 Rate Annual Non-Title IV v3.1, Unit 1209 and retrofits | 339 | 2294 | Rate Constraint in lbs/MMBtu | FALSE | L | Annual | Allowances Purchased SO2 | Thousand Tons | 0 | 0 | 0 | 0 | 0 | 0 | 0 | 0
CT Fac. Spec. - SO2 Rate Annual Non-Title IV v3.1, Unit 1209 and retrofits | 339 | 2294 | Rate Constraint in lbs/MMBtu | FALSE | L | Annual | Allowances Sold SO2 | Thousand Tons | 0 | 0 | 0 | 0 | 0 | 0 | 0 | 0
CT Fac. Spec. - SO2 Rate Annual Non-Title IV v3.1, Unit 1209 and retrofits | 339 | 2294 | Rate Constraint in lbs/MMBtu | FALSE | L | Annual | Allowances Banked | Thousand Tons | 0 | 0 | 0 | 0 | 0 | 0 | 0 | 0
CT Fac. Spec. - SO2 Rate Annual Non-Title IV v3.1, Unit 1209 and retrofits | 339 | 2294 | Rate Constraint in lbs/MMBtu | FALSE | L | Annual | Allowances Withdrawn (1:1) | Thousand Tons | 0 | 0 | 0 | 0 | 0 | 0 | 0 | 0
CT Fac. Spec. - SO2 Rate Annual Non-Title IV v3.1, Unit 1209 and retrofits | 339 | 2294 | Rate Constraint in lbs/MMBtu | FALSE | L | Annual | Allowances Withdrawn (n:1) | Thousand Tons | 0 | 0 | 0 | 0 | 0 | 0 | 0 | 0
CT Fac. Spec. - SO2 Rate Annual Non-Title IV v3.1, Unit 1209 and retrofits | 339 | 2294 | Rate Constraint in lbs/MMBtu | FALSE | L | Annual | Net Emissions Allowance Position | Thousand Tons | 0 | 0 | 0 | 0 | 0 | 0 | 0 | 0
CT Fac. Spec. - SO2 Rate Annual Non-Title IV v3.1, Unit 1209 and retrofits | 339 | 2294 | Rate Constraint in lbs/MMBtu | FALSE | L | Annual | Fuel Consumed | TBtu | 0 | 0 | 0 | 0 | 0 | 0 | 0 | 0
CT Fac. Spec. - SO2 Rate Annual Non-Title IV v3.1, Unit 1209 and retrofits | 339 | 2294 | Rate Constraint in lbs/MMBtu | FALSE | L | Annual | Rate | lb/MMBtu | 0 | 0 | 0 | 0 | 0 | 0 | 0 | 0
CT Fac. Spec. - SO2 Rate Annual Non-Title IV v3.1, Unit 1209 and retrofits | 339 | 2294 | Rate Constraint in lbs/MMBtu | FALSE | L | Annual | Generation | TWh | 0 | 0 | 0 | 0 | 0 | 0 | 0 | 0
CT Fac. Spec. - SO2 Rate Annual Non-Title IV v3.1, Unit 1209 and retrofits | 339 | 2294 | Rate Constraint in lbs/MMBtu | FALSE | L | Annual | Qualifying Generation | TWh | 0 | 0 | 0 | 0 | 0 | 0 | 0 | 0
CT Fac. Spec. - SO2 Rate Annual Non-Title IV v3.1, Unit 1209 and retrofits | 339 | 2294 | Rate Constraint in lbs/MMBtu | FALSE | L | Annual | Rate | lb/MWh | 0 | 0 | 0 | 0 | 0 | 0 | 0 | 0
CT Fac. Spec. - SO2 Rate Annual Non-Title IV v3.1, Unit 1209 and retrofits | 339 | 2294 | Rate Constraint in lbs/MMBtu | FALSE | L | Annual | Constraint Shadow Price | US2016$/Ton | 0 | 0 | 0 | 0 | 0 | 0 | 0 | 0
CT Fac. Spec. - SO2 Rate Annual Non-Title IV v3.1, Unit 1210 and retrofits | 340 | 2294 | Rate Constraint in lbs/MMBtu | FALSE | L | Annual | Seasons Included | Seasons | Winter, WintShld, Summer | Winter, WintShld, Summer | Winter, WintShld, Summer | Winter, WintShld, Summer | Winter, WintShld, Summer | Winter, WintShld, Summer | Winter, WintShld, Summer | Winter, WintShld, Summer
CT Fac. Spec. - SO2 Rate Annual Non-Title IV v3.1, Unit 1210 and retrofits | 340 | 2294 | Rate Constraint in lbs/MMBtu | FALSE | L | Annual | Standard SO2 | lb/MMBtu | 0.55 | 0.55 | 0.55 | 0.55 | 0.55 | 0.55 | 0.55 | 0.55
CT Fac. Spec. - SO2 Rate Annual Non-Title IV v3.1, Unit 1210 and retrofits | 340 | 2294 | Rate Constraint in lbs/MMBtu | FALSE | L | Annual | Emissions at Affected Plants SO2 | Thousand Tons | 0 | 0 | 0 | 0 | 0 | 0 | 0 | 0
CT Fac. Spec. - SO2 Rate Annual Non-Title IV v3.1, Unit 1210 and retrofits | 340 | 2294 | Rate Constraint in lbs/MMBtu | FALSE | L | Annual | Allowances Purchased SO2 | Thousand Tons | 0 | 0 | 0 | 0 | 0 | 0 | 0 | 0
CT Fac. Spec. - SO2 Rate Annual Non-Title IV v3.1, Unit 1210 and retrofits | 340 | 2294 | Rate Constraint in lbs/MMBtu | FALSE | L | Annual | Allowances Sold SO2 | Thousand Tons | 0 | 0 | 0 | 0 | 0 | 0 | 0 | 0
CT Fac. Spec. - SO2 Rate Annual Non-Title IV v3.1, Unit 1210 and retrofits | 340 | 2294 | Rate Constraint in lbs/MMBtu | FALSE | L | Annual | Allowances Banked | Thousand Tons | 0 | 0 | 0 | 0 | 0 | 0 | 0 | 0
CT Fac. Spec. - SO2 Rate Annual Non-Title IV v3.1, Unit 1210 and retrofits | 340 | 2294 | Rate Constraint in lbs/MMBtu | FALSE | L | Annual | Allowances Withdrawn (1:1) | Thousand Tons | 0 | 0 | 0 | 0 | 0 | 0 | 0 | 0
CT Fac. Spec. - SO2 Rate Annual Non-Title IV v3.1, Unit 1210 and retrofits | 340 | 2294 | Rate Constraint in lbs/MMBtu | FALSE | L | Annual | Allowances Withdrawn (n:1) | Thousand Tons | 0 | 0 | 0 | 0 | 0 | 0 | 0 | 0
CT Fac. Spec. - SO2 Rate Annual Non-Title IV v3.1, Unit 1210 and retrofits | 340 | 2294 | Rate Constraint in lbs/MMBtu | FALSE | L | Annual | Net Emissions Allowance Position | Thousand Tons | 0 | 0 | 0 | 0 | 0 | 0 | 0 | 0
CT Fac. Spec. - SO2 Rate Annual Non-Title IV v3.1, Unit 1210 and retrofits | 340 | 2294 | Rate Constraint in lbs/MMBtu | FALSE | L | Annual | Fuel Consumed | TBtu | 0 | 0 | 0 | 0 | 0 | 0 | 0 | 0
CT Fac. Spec. - SO2 Rate Annual Non-Title IV v3.1, Unit 1210 and retrofits | 340 | 2294 | Rate Constraint in lbs/MMBtu | FALSE | L | Annual | Rate | lb/MMBtu | 0 | 0 | 0 | 0 | 0 | 0 | 0 | 0
CT Fac. Spec. - SO2 Rate Annual Non-Title IV v3.1, Unit 1210 and retrofits | 340 | 2294 | Rate Constraint in lbs/MMBtu | FALSE | L | Annual | Generation | TWh | 0 | 0 | 0 | 0 | 0 | 0 | 0 | 0
CT Fac. Spec. - SO2 Rate Annual Non-Title IV v3.1, Unit 1210 and retrofits | 340 | 2294 | Rate Constraint in lbs/MMBtu | FALSE | L | Annual | Qualifying Generation | TWh | 0 | 0 | 0 | 0 | 0 | 0 | 0 | 0
CT Fac. Spec. - SO2 Rate Annual Non-Title IV v3.1, Unit 1210 and retrofits | 340 | 2294 | Rate Constraint in lbs/MMBtu | FALSE | L | Annual | Rate | lb/MWh | 0 | 0 | 0 | 0 | 0 | 0 | 0 | 0
CT Fac. Spec. - SO2 Rate Annual Non-Title IV v3.1, Unit 1210 and retrofits | 340 | 2294 | Rate Constraint in lbs/MMBtu | FALSE | L | Annual | Constraint Shadow Price | US2016$/Ton | 0 | 0 | 0 | 0 | 0 | 0 | 0 | 0
CT Fac. Spec. - SO2 Rate Annual Non-Title IV v3.1, Unit 1211 and retrofits | 341 | 2294 | Rate Constraint in lbs/MMBtu | FALSE | L | Annual | Seasons Included | Seasons | Winter, WintShld, Summer | Winter, WintShld, Summer | Winter, WintShld, Summer | Winter, WintShld, Summer | Winter, WintShld, Summer | Winter, WintShld, Summer | Winter, WintShld, Summer | Winter, WintShld, Summer
CT Fac. Spec. - SO2 Rate Annual Non-Title IV v3.1, Unit 1211 and retrofits | 341 | 2294 | Rate Constraint in lbs/MMBtu | FALSE | L | Annual | Standard SO2 | lb/MMBtu | 0.55 | 0.55 | 0.55 | 0.55 | 0.55 | 0.55 | 0.55 | 0.55
CT Fac. Spec. - SO2 Rate Annual Non-Title IV v3.1, Unit 1211 and retrofits | 341 | 2294 | Rate Constraint in lbs/MMBtu | FALSE | L | Annual | Emissions at Affected Plants SO2 | Thousand Tons | 0 | 0 | 0 | 0 | 0 | 0 | 0 | 0
CT Fac. Spec. - SO2 Rate Annual Non-Title IV v3.1, Unit 1211 and retrofits | 341 | 2294 | Rate Constraint in lbs/MMBtu | FALSE | L | Annual | Allowances Purchased SO2 | Thousand Tons | 0 | 0 | 0 | 0 | 0 | 0 | 0 | 0
CT Fac. Spec. - SO2 Rate Annual Non-Title IV v3.1, Unit 1211 and retrofits | 341 | 2294 | Rate Constraint in lbs/MMBtu | FALSE | L | Annual | Allowances Sold SO2 | Thousand Tons | 0 | 0 | 0 | 0 | 0 | 0 | 0 | 0
CT Fac. Spec. - SO2 Rate Annual Non-Title IV v3.1, Unit 1211 and retrofits | 341 | 2294 | Rate Constraint in lbs/MMBtu | FALSE | L | Annual | Allowances Banked | Thousand Tons | 0 | 0 | 0 | 0 | 0 | 0 | 0 | 0
CT Fac. Spec. - SO2 Rate Annual Non-Title IV v3.1, Unit 1211 and retrofits | 341 | 2294 | Rate Constraint in lbs/MMBtu | FALSE | L | Annual | Allowances Withdrawn (1:1) | Thousand Tons | 0 | 0 | 0 | 0 | 0 | 0 | 0 | 0
CT Fac. Spec. - SO2 Rate Annual Non-Title IV v3.1, Unit 1211 and retrofits | 341 | 2294 | Rate Constraint in lbs/MMBtu | FALSE | L | Annual | Allowances Withdrawn (n:1) | Thousand Tons | 0 | 0 | 0 | 0 | 0 | 0 | 0 | 0
CT Fac. Spec. - SO2 Rate Annual Non-Title IV v3.1, Unit 1211 and retrofits | 341 | 2294 | Rate Constraint in lbs/MMBtu | FALSE | L | Annual | Net Emissions Allowance Position | Thousand Tons | 0 | 0 | 0 | 0 | 0 | 0 | 0 | 0
CT Fac. Spec. - SO2 Rate Annual Non-Title IV v3.1, Unit 1211 and retrofits | 341 | 2294 | Rate Constraint in lbs/MMBtu | FALSE | L | Annual | Fuel Consumed | TBtu | 0 | 0 | 0 | 0 | 0 | 0 | 0 | 0
CT Fac. Spec. - SO2 Rate Annual Non-Title IV v3.1, Unit 1211 and retrofits | 341 | 2294 | Rate Constraint in lbs/MMBtu | FALSE | L | Annual | Rate | lb/MMBtu | 0 | 0 | 0 | 0 | 0 | 0 | 0 | 0
CT Fac. Spec. - SO2 Rate Annual Non-Title IV v3.1, Unit 1211 and retrofits | 341 | 2294 | Rate Constraint in lbs/MMBtu | FALSE | L | Annual | Generation | TWh | 0 | 0 | 0 | 0 | 0 | 0 | 0 | 0
CT Fac. Spec. - SO2 Rate Annual Non-Title IV v3.1, Unit 1211 and retrofits | 341 | 2294 | Rate Constraint in lbs/MMBtu | FALSE | L | Annual | Qualifying Generation | TWh | 0 | 0 | 0 | 0 | 0 | 0 | 0 | 0
CT Fac. Spec. - SO2 Rate Annual Non-Title IV v3.1, Unit 1211 and retrofits | 341 | 2294 | Rate Constraint in lbs/MMBtu | FALSE | L | Annual | Rate | lb/MWh | 0 | 0 | 0 | 0 | 0 | 0 | 0 | 0
CT Fac. Spec. - SO2 Rate Annual Non-Title IV v3.1, Unit 1211 and retrofits | 341 | 2294 | Rate Constraint in lbs/MMBtu | FALSE | L | Annual | Constraint Shadow Price | US2016$/Ton | 0 | 0 | 0 | 0 | 0 | 0 | 0 | 0
CT Fac. Spec. - SO2 Rate Annual Non-Title IV v3.1, Unit 1223 and retrofits | 342 | 2294 | Rate Constraint in lbs/MMBtu | FALSE | L | Annual | Seasons Included | Seasons | Winter, WintShld, Summer | Winter, WintShld, Summer | Winter, WintShld, Summer | Winter, WintShld, Summer | Winter, WintShld, Summer | Winter, WintShld, Summer | Winter, WintShld, Summer | Winter, WintShld, Summer
CT Fac. Spec. - SO2 Rate Annual Non-Title IV v3.1, Unit 1223 and retrofits | 342 | 2294 | Rate Constraint in lbs/MMBtu | FALSE | L | Annual | Standard SO2 | lb/MMBtu | 0.55 | 0.55 | 0.55 | 0.55 | 0.55 | 0.55 | 0.55 | 0.55
CT Fac. Spec. - SO2 Rate Annual Non-Title IV v3.1, Unit 1223 and retrofits | 342 | 2294 | Rate Constraint in lbs/MMBtu | FALSE | L | Annual | Emissions at Affected Plants SO2 | Thousand Tons | 0 | 0 | 0 | 0 | 0 | 0 | 0 | 0
CT Fac. Spec. - SO2 Rate Annual Non-Title IV v3.1, Unit 1223 and retrofits | 342 | 2294 | Rate Constraint in lbs/MMBtu | FALSE | L | Annual | Allowances Purchased SO2 | Thousand Tons | 0 | 0 | 0 | 0 | 0 | 0 | 0 | 0
CT Fac. Spec. - SO2 Rate Annual Non-Title IV v3.1, Unit 1223 and retrofits | 342 | 2294 | Rate Constraint in lbs/MMBtu | FALSE | L | Annual | Allowances Sold SO2 | Thousand Tons | 0 | 0 | 0 | 0 | 0 | 0 | 0 | 0
CT Fac. Spec. - SO2 Rate Annual Non-Title IV v3.1, Unit 1223 and retrofits | 342 | 2294 | Rate Constraint in lbs/MMBtu | FALSE | L | Annual | Allowances Banked | Thousand Tons | 0 | 0 | 0 | 0 | 0 | 0 | 0 | 0
CT Fac. Spec. - SO2 Rate Annual Non-Title IV v3.1, Unit 1223 and retrofits | 342 | 2294 | Rate Constraint in lbs/MMBtu | FALSE | L | Annual | Allowances Withdrawn (1:1) | Thousand Tons | 0 | 0 | 0 | 0 | 0 | 0 | 0 | 0
CT Fac. Spec. - SO2 Rate Annual Non-Title IV v3.1, Unit 1223 and retrofits | 342 | 2294 | Rate Constraint in lbs/MMBtu | FALSE | L | Annual | Allowances Withdrawn (n:1) | Thousand Tons | 0 | 0 | 0 | 0 | 0 | 0 | 0 | 0
CT Fac. Spec. - SO2 Rate Annual Non-Title IV v3.1, Unit 1223 and retrofits | 342 | 2294 | Rate Constraint in lbs/MMBtu | FALSE | L | Annual | Net Emissions Allowance Position | Thousand Tons | 0 | 0 | 0 | 0 | 0 | 0 | 0 | 0
CT Fac. Spec. - SO2 Rate Annual Non-Title IV v3.1, Unit 1223 and retrofits | 342 | 2294 | Rate Constraint in lbs/MMBtu | FALSE | L | Annual | Fuel Consumed | TBtu | 0 | 0 | 0 | 0 | 0 | 0 | 0 | 0
CT Fac. Spec. - SO2 Rate Annual Non-Title IV v3.1, Unit 1223 and retrofits | 342 | 2294 | Rate Constraint in lbs/MMBtu | FALSE | L | Annual | Rate | lb/MMBtu | 0 | 0 | 0 | 0 | 0 | 0 | 0 | 0
CT Fac. Spec. - SO2 Rate Annual Non-Title IV v3.1, Unit 1223 and retrofits | 342 | 2294 | Rate Constraint in lbs/MMBtu | FALSE | L | Annual | Generation | TWh | 0 | 0 | 0 | 0 | 0 | 0 | 0 | 0
CT Fac. Spec. - SO2 Rate Annual Non-Title IV v3.1, Unit 1223 and retrofits | 342 | 2294 | Rate Constraint in lbs/MMBtu | FALSE | L | Annual | Qualifying Generation | TWh | 0 | 0 | 0 | 0 | 0 | 0 | 0 | 0
CT Fac. Spec. - SO2 Rate Annual Non-Title IV v3.1, Unit 1223 and retrofits | 342 | 2294 | Rate Constraint in lbs/MMBtu | FALSE | L | Annual | Rate | lb/MWh | 0 | 0 | 0 | 0 | 0 | 0 | 0 | 0
CT Fac. Spec. - SO2 Rate Annual Non-Title IV v3.1, Unit 1223 and retrofits | 342 | 2294 | Rate Constraint in lbs/MMBtu | FALSE | L | Annual | Constraint Shadow Price | US2016$/Ton | 0 | 0 | 0 | 0 | 0 | 0 | 0 | 0
CT Fac. Spec. - SO2 Rate Annual Non-Title IV v3.1, Unit 3135 and retrofits | 343 | 2294 | Rate Constraint in lbs/MMBtu | FALSE | L | Annual | Seasons Included | Seasons | Winter, WintShld, Summer | Winter, WintShld, Summer | Winter, WintShld, Summer | Winter, WintShld, Summer | Winter, WintShld, Summer | Winter, WintShld, Summer | Winter, WintShld, Summer | Winter, WintShld, Summer
CT Fac. Spec. - SO2 Rate Annual Non-Title IV v3.1, Unit 3135 and retrofits | 343 | 2294 | Rate Constraint in lbs/MMBtu | FALSE | L | Annual | Standard SO2 | lb/MMBtu | 0.55 | 0.55 | 0.55 | 0.55 | 0.55 | 0.55 | 0.55 | 0.55
CT Fac. Spec. - SO2 Rate Annual Non-Title IV v3.1, Unit 3135 and retrofits | 343 | 2294 | Rate Constraint in lbs/MMBtu | FALSE | L | Annual | Emissions at Affected Plants SO2 | Thousand Tons | 0 | 0 | 0 | 0 | 0 | 0 | 0 | 0
CT Fac. Spec. - SO2 Rate Annual Non-Title IV v3.1, Unit 3135 and retrofits | 343 | 2294 | Rate Constraint in lbs/MMBtu | FALSE | L | Annual | Allowances Purchased SO2 | Thousand Tons | 0 | 0 | 0 | 0 | 0 | 0 | 0 | 0
CT Fac. Spec. - SO2 Rate Annual Non-Title IV v3.1, Unit 3135 and retrofits | 343 | 2294 | Rate Constraint in lbs/MMBtu | FALSE | L | Annual | Allowances Sold SO2 | Thousand Tons | 0 | 0 | 0 | 0 | 0 | 0 | 0 | 0
CT Fac. Spec. - SO2 Rate Annual Non-Title IV v3.1, Unit 3135 and retrofits | 343 | 2294 | Rate Constraint in lbs/MMBtu | FALSE | L | Annual | Allowances Banked | Thousand Tons | 0 | 0 | 0 | 0 | 0 | 0 | 0 | 0
CT Fac. Spec. - SO2 Rate Annual Non-Title IV v3.1, Unit 3135 and retrofits | 343 | 2294 | Rate Constraint in lbs/MMBtu | FALSE | L | Annual | Allowances Withdrawn (1:1) | Thousand Tons | 0 | 0 | 0 | 0 | 0 | 0 | 0 | 0
CT Fac. Spec. - SO2 Rate Annual Non-Title IV v3.1, Unit 3135 and retrofits | 343 | 2294 | Rate Constraint in lbs/MMBtu | FALSE | L | Annual | Allowances Withdrawn (n:1) | Thousand Tons | 0 | 0 | 0 | 0 | 0 | 0 | 0 | 0
CT Fac. Spec. - SO2 Rate Annual Non-Title IV v3.1, Unit 3135 and retrofits | 343 | 2294 | Rate Constraint in lbs/MMBtu | FALSE | L | Annual | Net Emissions Allowance Position | Thousand Tons | 0 | 0 | 0 | 0 | 0 | 0 | 0 | 0
CT Fac. Spec. - SO2 Rate Annual Non-Title IV v3.1, Unit 3135 and retrofits | 343 | 2294 | Rate Constraint in lbs/MMBtu | FALSE | L | Annual | Fuel Consumed | TBtu | 0.039017 | 0.039017 | 0.039017 | 0.039017 | 0.11727 | 0.11727 | 0.11765 | 0.11727
CT Fac. Spec. - SO2 Rate Annual Non-Title IV v3.1, Unit 3135 and retrofits | 343 | 2294 | Rate Constraint in lbs/MMBtu | FALSE | L | Annual | Rate | lb/MMBtu | 0 | 0 | 0 | 0 | 0 | 0 | 0 | 0
CT Fac. Spec. - SO2 Rate Annual Non-Title IV v3.1, Unit 3135 and retrofits | 343 | 2294 | Rate Constraint in lbs/MMBtu | FALSE | L | Annual | Generation | TWh | 0.003811 | 0.003811 | 0.003811 | 0.003811 | 0.011454 | 0.011454 | 0.011492 | 0.011454
CT Fac. Spec. - SO2 Rate Annual Non-Title IV v3.1, Unit 3135 and retrofits | 343 | 2294 | Rate Constraint in lbs/MMBtu | FALSE | L | Annual | Qualifying Generation | TWh | 0.003811 | 0.003811 | 0.003811 | 0.003811 | 0.011454 | 0.011454 | 0.011492 | 0.011454
CT Fac. Spec. - SO2 Rate Annual Non-Title IV v3.1, Unit 3135 and retrofits | 343 | 2294 | Rate Constraint in lbs/MMBtu | FALSE | L | Annual | Rate | lb/MWh | 0 | 0 | 0 | 0 | 0 | 0 | 0 | 0
CT Fac. Spec. - SO2 Rate Annual Non-Title IV v3.1, Unit 3135 and retrofits | 343 | 2294 | Rate Constraint in lbs/MMBtu | FALSE | L | Annual | Constraint Shadow Price | US2016$/Ton | 0 | 0 | 0 | 0 | 0 | 0 | 0 | 0
CT Fac. Spec. - SO2 Rate Annual Non-Title IV v3.1, Unit 3143 and retrofits | 344 | 2294 | Rate Constraint in lbs/MMBtu | FALSE | L | Annual | Seasons Included | Seasons | Winter, WintShld, Summer | Winter, WintShld, Summer | Winter, WintShld, Summer | Winter, WintShld, Summer | Winter, WintShld, Summer | Winter, WintShld, Summer | Winter, WintShld, Summer | Winter, WintShld, Summer
CT Fac. Spec. - SO2 Rate Annual Non-Title IV v3.1, Unit 3143 and retrofits | 344 | 2294 | Rate Constraint in lbs/MMBtu | FALSE | L | Annual | Standard SO2 | lb/MMBtu | 0.55 | 0.55 | 0.55 | 0.55 | 0.55 | 0.55 | 0.55 | 0.55
CT Fac. Spec. - SO2 Rate Annual Non-Title IV v3.1, Unit 3143 and retrofits | 344 | 2294 | Rate Constraint in lbs/MMBtu | FALSE | L | Annual | Emissions at Affected Plants SO2 | Thousand Tons | 0 | 0 | 0 | 0 | 0 | 0 | 0 | 0
CT Fac. Spec. - SO2 Rate Annual Non-Title IV v3.1, Unit 3143 and retrofits | 344 | 2294 | Rate Constraint in lbs/MMBtu | FALSE | L | Annual | Allowances Purchased SO2 | Thousand Tons | 0 | 0 | 0 | 0 | 0 | 0 | 0 | 0
CT Fac. Spec. - SO2 Rate Annual Non-Title IV v3.1, Unit 3143 and retrofits | 344 | 2294 | Rate Constraint in lbs/MMBtu | FALSE | L | Annual | Allowances Sold SO2 | Thousand Tons | 0 | 0 | 0 | 0 | 0 | 0 | 0 | 0
CT Fac. Spec. - SO2 Rate Annual Non-Title IV v3.1, Unit 3143 and retrofits | 344 | 2294 | Rate Constraint in lbs/MMBtu | FALSE | L | Annual | Allowances Banked | Thousand Tons | 0 | 0 | 0 | 0 | 0 | 0 | 0 | 0
CT Fac. Spec. - SO2 Rate Annual Non-Title IV v3.1, Unit 3143 and retrofits | 344 | 2294 | Rate Constraint in lbs/MMBtu | FALSE | L | Annual | Allowances Withdrawn (1:1) | Thousand Tons | 0 | 0 | 0 | 0 | 0 | 0 | 0 | 0
CT Fac. Spec. - SO2 Rate Annual Non-Title IV v3.1, Unit 3143 and retrofits | 344 | 2294 | Rate Constraint in lbs/MMBtu | FALSE | L | Annual | Allowances Withdrawn (n:1) | Thousand Tons | 0 | 0 | 0 | 0 | 0 | 0 | 0 | 0
CT Fac. Spec. - SO2 Rate Annual Non-Title IV v3.1, Unit 3143 and retrofits | 344 | 2294 | Rate Constraint in lbs/MMBtu | FALSE | L | Annual | Net Emissions Allowance Position | Thousand Tons | 0 | 0 | 0 | 0 | 0 | 0 | 0 | 0
CT Fac. Spec. - SO2 Rate Annual Non-Title IV v3.1, Unit 3143 and retrofits | 344 | 2294 | Rate Constraint in lbs/MMBtu | FALSE | L | Annual | Fuel Consumed | TBtu | 0.83127 | 0.78265 | 0.78265 | 0.78265 | 0.78265 | 0.78265 | 0.78265 | 0.78265
CT Fac. Spec. - SO2 Rate Annual Non-Title IV v3.1, Unit 3143 and retrofits | 344 | 2294 | Rate Constraint in lbs/MMBtu | FALSE | L | Annual | Rate | lb/MMBtu | 0 | 0 | 0 | 0 | 0 | 0 | 0 | 0
CT Fac. Spec. - SO2 Rate Annual Non-Title IV v3.1, Unit 3143 and retrofits | 344 | 2294 | Rate Constraint in lbs/MMBtu | FALSE | L | Annual | Generation | TWh | 0.11862 | 0.11168 | 0.11168 | 0.11168 | 0.11168 | 0.11168 | 0.11168 | 0.11168
CT Fac. Spec. - SO2 Rate Annual Non-Title IV v3.1, Unit 3143 and retrofits | 344 | 2294 | Rate Constraint in lbs/MMBtu | FALSE | L | Annual | Qualifying Generation | TWh | 0.11862 | 0.11168 | 0.11168 | 0.11168 | 0.11168 | 0.11168 | 0.11168 | 0.11168
CT Fac. Spec. - SO2 Rate Annual Non-Title IV v3.1, Unit 3143 and retrofits | 344 | 2294 | Rate Constraint in lbs/MMBtu | FALSE | L | Annual | Rate | lb/MWh | 0 | 0 | 0 | 0 | 0 | 0 | 0 | 0
CT Fac. Spec. - SO2 Rate Annual Non-Title IV v3.1, Unit 3143 and retrofits | 344 | 2294 | Rate Constraint in lbs/MMBtu | FALSE | L | Annual | Constraint Shadow Price | US2016$/Ton | 0 | 0 | 0 | 0 | 0 | 0 | 0 | 0
CT Fac. Spec. - SO2 Rate Annual Non-Title IV v3.1, Unit 5177 and retrofits | 345 | 2294 | Rate Constraint in lbs/MMBtu | FALSE | L | Annual | Seasons Included | Seasons | Winter, WintShld, Summer | Winter, WintShld, Summer | Winter, WintShld, Summer | Winter, WintShld, Summer | Winter, WintShld, Summer | Winter, WintShld, Summer | Winter, WintShld, Summer | Winter, WintShld, Summer
CT Fac. Spec. - SO2 Rate Annual Non-Title IV v3.1, Unit 5177 and retrofits | 345 | 2294 | Rate Constraint in lbs/MMBtu | FALSE | L | Annual | Standard SO2 | lb/MMBtu | 0.55 | 0.55 | 0.55 | 0.55 | 0.55 | 0.55 | 0.55 | 0.55
CT Fac. Spec. - SO2 Rate Annual Non-Title IV v3.1, Unit 5177 and retrofits | 345 | 2294 | Rate Constraint in lbs/MMBtu | FALSE | L | Annual | Emissions at Affected Plants SO2 | Thousand Tons | 0.079792 | 0.079792 | 0.079792 | 0.079792 | 0.079792 | 0.079792 | 0.079792 | 0.079792
CT Fac. Spec. - SO2 Rate Annual Non-Title IV v3.1, Unit 5177 and retrofits | 345 | 2294 | Rate Constraint in lbs/MMBtu | FALSE | L | Annual | Allowances Purchased SO2 | Thousand Tons | 0 | 0 | 0 | 0 | 0 | 0 | 0 | 0
CT Fac. Spec. - SO2 Rate Annual Non-Title IV v3.1, Unit 5177 and retrofits | 345 | 2294 | Rate Constraint in lbs/MMBtu | FALSE | L | Annual | Allowances Sold SO2 | Thousand Tons | 0 | 0 | 0 | 0 | 0 | 0 | 0 | 0
CT Fac. Spec. - SO2 Rate Annual Non-Title IV v3.1, Unit 5177 and retrofits | 345 | 2294 | Rate Constraint in lbs/MMBtu | FALSE | L | Annual | Allowances Banked | Thousand Tons | 0 | 0 | 0 | 0 | 0 | 0 | 0 | 0
CT Fac. Spec. - SO2 Rate Annual Non-Title IV v3.1, Unit 5177 and retrofits | 345 | 2294 | Rate Constraint in lbs/MMBtu | FALSE | L | Annual | Allowances Withdrawn (1:1) | Thousand Tons | 0 | 0 | 0 | 0 | 0 | 0 | 0 | 0
CT Fac. Spec. - SO2 Rate Annual Non-Title IV v3.1, Unit 5177 and retrofits | 345 | 2294 | Rate Constraint in lbs/MMBtu | FALSE | L | Annual | Allowances Withdrawn (n:1) | Thousand Tons | 0 | 0 | 0 | 0 | 0 | 0 | 0 | 0
CT Fac. Spec. - SO2 Rate Annual Non-Title IV v3.1, Unit 5177 and retrofits | 345 | 2294 | Rate Constraint in lbs/MMBtu | FALSE | L | Annual | Net Emissions Allowance Position | Thousand Tons | 0.079792 | 0.079792 | 0.079792 | 0.079792 | 0.079792 | 0.079792 | 0.079792 | 0.079792
CT Fac. Spec. - SO2 Rate Annual Non-Title IV v3.1, Unit 5177 and retrofits | 345 | 2294 | Rate Constraint in lbs/MMBtu | FALSE | L | Annual | Fuel Consumed | TBtu | 2.3998 | 2.3998 | 2.3998 | 2.3998 | 2.3998 | 2.3998 | 2.3998 | 2.3998
CT Fac. Spec. - SO2 Rate Annual Non-Title IV v3.1, Unit 5177 and retrofits | 345 | 2294 | Rate Constraint in lbs/MMBtu | FALSE | L | Annual | Rate | lb/MMBtu | 0.0665 | 0.0665 | 0.0665 | 0.0665 | 0.0665 | 0.0665 | 0.0665 | 0.0665
CT Fac. Spec. - SO2 Rate Annual Non-Title IV v3.1, Unit 5177 and retrofits | 345 | 2294 | Rate Constraint in lbs/MMBtu | FALSE | L | Annual | Generation | TWh | 0.14311 | 0.14311 | 0.14311 | 0.14311 | 0.14311 | 0.14311 | 0.14311 | 0.14311
CT Fac. Spec. - SO2 Rate Annual Non-Title IV v3.1, Unit 5177 and retrofits | 345 | 2294 | Rate Constraint in lbs/MMBtu | FALSE | L | Annual | Qualifying Generation | TWh | 0.14311 | 0.14311 | 0.14311 | 0.14311 | 0.14311 | 0.14311 | 0.14311 | 0.14311
CT Fac. Spec. - SO2 Rate Annual Non-Title IV v3.1, Unit 5177 and retrofits | 345 | 2294 | Rate Constraint in lbs/MMBtu | FALSE | L | Annual | Rate | lb/MWh | 1.1151 | 1.1151 | 1.1151 | 1.1151 | 1.1151 | 1.1151 | 1.1151 | 1.1151
CT Fac. Spec. - SO2 Rate Annual Non-Title IV v3.1, Unit 5177 and retrofits | 345 | 2294 | Rate Constraint in lbs/MMBtu | FALSE | L | Annual | Constraint Shadow Price | US2016$/Ton | 0 | 0 | 0 | 0 | 0 | 0 | 0 | 0
CT Fac. Spec. - SO2 Rate Annual Non-Title IV v3.1, Unit 5178 and retrofits | 346 | 2294 | Rate Constraint in lbs/MMBtu | FALSE | L | Annual | Seasons Included | Seasons | Winter, WintShld, Summer | Winter, WintShld, Summer | Winter, WintShld, Summer | Winter, WintShld, Summer | Winter, WintShld, Summer | Winter, WintShld, Summer | Winter, WintShld, Summer | Winter, WintShld, Summer
CT Fac. Spec. - SO2 Rate Annual Non-Title IV v3.1, Unit 5178 and retrofits | 346 | 2294 | Rate Constraint in lbs/MMBtu | FALSE | L | Annual | Standard SO2 | lb/MMBtu | 0.55 | 0.55 | 0.55 | 0.55 | 0.55 | 0.55 | 0.55 | 0.55
CT Fac. Spec. - SO2 Rate Annual Non-Title IV v3.1, Unit 5178 and retrofits | 346 | 2294 | Rate Constraint in lbs/MMBtu | FALSE | L | Annual | Emissions at Affected Plants SO2 | Thousand Tons | 0.079792 | 0.079792 | 0.079792 | 0.079792 | 0.079792 | 0.079792 | 0.079792 | 0.079792
CT Fac. Spec. - SO2 Rate Annual Non-Title IV v3.1, Unit 5178 and retrofits | 346 | 2294 | Rate Constraint in lbs/MMBtu | FALSE | L | Annual | Allowances Purchased SO2 | Thousand Tons | 0 | 0 | 0 | 0 | 0 | 0 | 0 | 0
CT Fac. Spec. - SO2 Rate Annual Non-Title IV v3.1, Unit 5178 and retrofits | 346 | 2294 | Rate Constraint in lbs/MMBtu | FALSE | L | Annual | Allowances Sold SO2 | Thousand Tons | 0 | 0 | 0 | 0 | 0 | 0 | 0 | 0
CT Fac. Spec. - SO2 Rate Annual Non-Title IV v3.1, Unit 5178 and retrofits | 346 | 2294 | Rate Constraint in lbs/MMBtu | FALSE | L | Annual | Allowances Banked | Thousand Tons | 0 | 0 | 0 | 0 | 0 | 0 | 0 | 0
CT Fac. Spec. - SO2 Rate Annual Non-Title IV v3.1, Unit 5178 and retrofits | 346 | 2294 | Rate Constraint in lbs/MMBtu | FALSE | L | Annual | Allowances Withdrawn (1:1) | Thousand Tons | 0 | 0 | 0 | 0 | 0 | 0 | 0 | 0
CT Fac. Spec. - SO2 Rate Annual Non-Title IV v3.1, Unit 5178 and retrofits | 346 | 2294 | Rate Constraint in lbs/MMBtu | FALSE | L | Annual | Allowances Withdrawn (n:1) | Thousand Tons | 0 | 0 | 0 | 0 | 0 | 0 | 0 | 0
CT Fac. Spec. - SO2 Rate Annual Non-Title IV v3.1, Unit 5178 and retrofits | 346 | 2294 | Rate Constraint in lbs/MMBtu | FALSE | L | Annual | Net Emissions Allowance Position | Thousand Tons | 0.079792 | 0.079792 | 0.079792 | 0.079792 | 0.079792 | 0.079792 | 0.079792 | 0.079792
CT Fac. Spec. - SO2 Rate Annual Non-Title IV v3.1, Unit 5178 and retrofits | 346 | 2294 | Rate Constraint in lbs/MMBtu | FALSE | L | Annual | Fuel Consumed | TBtu | 2.3998 | 2.3998 | 2.3998 | 2.3998 | 2.3998 | 2.3998 | 2.3998 | 2.3998
CT Fac. Spec. - SO2 Rate Annual Non-Title IV v3.1, Unit 5178 and retrofits | 346 | 2294 | Rate Constraint in lbs/MMBtu | FALSE | L | Annual | Rate | lb/MMBtu | 0.0665 | 0.0665 | 0.0665 | 0.0665 | 0.0665 | 0.0665 | 0.0665 | 0.0665
CT Fac. Spec. - SO2 Rate Annual Non-Title IV v3.1, Unit 5178 and retrofits | 346 | 2294 | Rate Constraint in lbs/MMBtu | FALSE | L | Annual | Generation | TWh | 0.14311 | 0.14311 | 0.14311 | 0.14311 | 0.14311 | 0.14311 | 0.14311 | 0.14311
CT Fac. Spec. - SO2 Rate Annual Non-Title IV v3.1, Unit 5178 and retrofits | 346 | 2294 | Rate Constraint in lbs/MMBtu | FALSE | L | Annual | Qualifying Generation | TWh | 0.14311 | 0.14311 | 0.14311 | 0.14311 | 0.14311 | 0.14311 | 0.14311 | 0.14311
CT Fac. Spec. - SO2 Rate Annual Non-Title IV v3.1, Unit 5178 and retrofits | 346 | 2294 | Rate Constraint in lbs/MMBtu | FALSE | L | Annual | Rate | lb/MWh | 1.1151 | 1.1151 | 1.1151 | 1.1151 | 1.1151 | 1.1151 | 1.1151 | 1.1151
CT Fac. Spec. - SO2 Rate Annual Non-Title IV v3.1, Unit 5178 and retrofits | 346 | 2294 | Rate Constraint in lbs/MMBtu | FALSE | L | Annual | Constraint Shadow Price | US2016$/Ton | 0 | 0 | 0 | 0 | 0 | 0 | 0 | 0
CT Fac. Spec. - SO2 Rate Annual Non-Title IV v3.1, Unit 5179 and retrofits | 347 | 2294 | Rate Constraint in lbs/MMBtu | FALSE | L | Annual | Seasons Included | Seasons | Winter, WintShld, Summer | Winter, WintShld, Summer | Winter, WintShld, Summer | Winter, WintShld, Summer | Winter, WintShld, Summer | Winter, WintShld, Summer | Winter, WintShld, Summer | Winter, WintShld, Summer
CT Fac. Spec. - SO2 Rate Annual Non-Title IV v3.1, Unit 5179 and retrofits | 347 | 2294 | Rate Constraint in lbs/MMBtu | FALSE | L | Annual | Standard SO2 | lb/MMBtu | 0.55 | 0.55 | 0.55 | 0.55 | 0.55 | 0.55 | 0.55 | 0.55
CT Fac. Spec. - SO2 Rate Annual Non-Title IV v3.1, Unit 5179 and retrofits | 347 | 2294 | Rate Constraint in lbs/MMBtu | FALSE | L | Annual | Emissions at Affected Plants SO2 | Thousand Tons | 0.079792 | 0.079792 | 0.079792 | 0.079792 | 0.079792 | 0.079792 | 0.079792 | 0.079792
CT Fac. Spec. - SO2 Rate Annual Non-Title IV v3.1, Unit 5179 and retrofits | 347 | 2294 | Rate Constraint in lbs/MMBtu | FALSE | L | Annual | Allowances Purchased SO2 | Thousand Tons | 0 | 0 | 0 | 0 | 0 | 0 | 0 | 0
CT Fac. Spec. - SO2 Rate Annual Non-Title IV v3.1, Unit 5179 and retrofits | 347 | 2294 | Rate Constraint in lbs/MMBtu | FALSE | L | Annual | Allowances Sold SO2 | Thousand Tons | 0 | 0 | 0 | 0 | 0 | 0 | 0 | 0
CT Fac. Spec. - SO2 Rate Annual Non-Title IV v3.1, Unit 5179 and retrofits | 347 | 2294 | Rate Constraint in lbs/MMBtu | FALSE | L | Annual | Allowances Banked | Thousand Tons | 0 | 0 | 0 | 0 | 0 | 0 | 0 | 0
CT Fac. Spec. - SO2 Rate Annual Non-Title IV v3.1, Unit 5179 and retrofits | 347 | 2294 | Rate Constraint in lbs/MMBtu | FALSE | L | Annual | Allowances Withdrawn (1:1) | Thousand Tons | 0 | 0 | 0 | 0 | 0 | 0 | 0 | 0
CT Fac. Spec. - SO2 Rate Annual Non-Title IV v3.1, Unit 5179 and retrofits | 347 | 2294 | Rate Constraint in lbs/MMBtu | FALSE | L | Annual | Allowances Withdrawn (n:1) | Thousand Tons | 0 | 0 | 0 | 0 | 0 | 0 | 0 | 0
CT Fac. Spec. - SO2 Rate Annual Non-Title IV v3.1, Unit 5179 and retrofits | 347 | 2294 | Rate Constraint in lbs/MMBtu | FALSE | L | Annual | Net Emissions Allowance Position | Thousand Tons | 0.079792 | 0.079792 | 0.079792 | 0.079792 | 0.079792 | 0.079792 | 0.079792 | 0.079792
CT Fac. Spec. - SO2 Rate Annual Non-Title IV v3.1, Unit 5179 and retrofits | 347 | 2294 | Rate Constraint in lbs/MMBtu | FALSE | L | Annual | Fuel Consumed | TBtu | 2.3998 | 2.3998 | 2.3998 | 2.3998 | 2.3998 | 2.3998 | 2.3998 | 2.3998
CT Fac. Spec. - SO2 Rate Annual Non-Title IV v3.1, Unit 5179 and retrofits | 347 | 2294 | Rate Constraint in lbs/MMBtu | FALSE | L | Annual | Rate | lb/MMBtu | 0.0665 | 0.0665 | 0.0665 | 0.0665 | 0.0665 | 0.0665 | 0.0665 | 0.0665
CT Fac. Spec. - SO2 Rate Annual Non-Title IV v3.1, Unit 5179 and retrofits | 347 | 2294 | Rate Constraint in lbs/MMBtu | FALSE | L | Annual | Generation | TWh | 0.14311 | 0.14311 | 0.14311 | 0.14311 | 0.14311 | 0.14311 | 0.14311 | 0.14311
CT Fac. Spec. - SO2 Rate Annual Non-Title IV v3.1, Unit 5179 and retrofits | 347 | 2294 | Rate Constraint in lbs/MMBtu | FALSE | L | Annual | Qualifying Generation | TWh | 0.14311 | 0.14311 | 0.14311 | 0.14311 | 0.14311 | 0.14311 | 0.14311 | 0.14311
CT Fac. Spec. - SO2 Rate Annual Non-Title IV v3.1, Unit 5179 and retrofits | 347 | 2294 | Rate Constraint in lbs/MMBtu | FALSE | L | Annual | Rate | lb/MWh | 1.1151 | 1.1151 | 1.1151 | 1.1151 | 1.1151 | 1.1151 | 1.1151 | 1.1151
CT Fac. Spec. - SO2 Rate Annual Non-Title IV v3.1, Unit 5179 and retrofits | 347 | 2294 | Rate Constraint in lbs/MMBtu | FALSE | L | Annual | Constraint Shadow Price | US2016$/Ton | 0 | 0 | 0 | 0 | 0 | 0 | 0 | 0
CT Fac. Spec. - SO2 Rate Annual Non-Title IV v3.1, Unit 5183 and retrofits | 348 | 2294 | Rate Constraint in lbs/MMBtu | FALSE | L | Annual | Seasons Included | Seasons | Winter, WintShld, Summer | Winter, WintShld, Summer | Winter, WintShld, Summer | Winter, WintShld, Summer | Winter, WintShld, Summer | Winter, WintShld, Summer | Winter, WintShld, Summer | Winter, WintShld, Summer
CT Fac. Spec. - SO2 Rate Annual Non-Title IV v3.1, Unit 5183 and retrofits | 348 | 2294 | Rate Constraint in lbs/MMBtu | FALSE | L | Annual | Standard SO2 | lb/MMBtu | 0.55 | 0.55 | 0.55 | 0.55 | 0.55 | 0.55 | 0.55 | 0.55
CT Fac. Spec. - SO2 Rate Annual Non-Title IV v3.1, Unit 5183 and retrofits | 348 | 2294 | Rate Constraint in lbs/MMBtu | FALSE | L | Annual | Emissions at Affected Plants SO2 | Thousand Tons | 0.1277 | 0.1277 | 0.1277 | 0.1277 | 0.1277 | 0.1277 | 0.1277 | 0.1277
CT Fac. Spec. - SO2 Rate Annual Non-Title IV v3.1, Unit 5183 and retrofits | 348 | 2294 | Rate Constraint in lbs/MMBtu | FALSE | L | Annual | Allowances Purchased SO2 | Thousand Tons | 0 | 0 | 0 | 0 | 0 | 0 | 0 | 0
CT Fac. Spec. - SO2 Rate Annual Non-Title IV v3.1, Unit 5183 and retrofits | 348 | 2294 | Rate Constraint in lbs/MMBtu | FALSE | L | Annual | Allowances Sold SO2 | Thousand Tons | 0 | 0 | 0 | 0 | 0 | 0 | 0 | 0
CT Fac. Spec. - SO2 Rate Annual Non-Title IV v3.1, Unit 5183 and retrofits | 348 | 2294 | Rate Constraint in lbs/MMBtu | FALSE | L | Annual | Allowances Banked | Thousand Tons | 0 | 0 | 0 | 0 | 0 | 0 | 0 | 0
CT Fac. Spec. - SO2 Rate Annual Non-Title IV v3.1, Unit 5183 and retrofits | 348 | 2294 | Rate Constraint in lbs/MMBtu | FALSE | L | Annual | Allowances Withdrawn (1:1) | Thousand Tons | 0 | 0 | 0 | 0 | 0 | 0 | 0 | 0
CT Fac. Spec. - SO2 Rate Annual Non-Title IV v3.1, Unit 5183 and retrofits | 348 | 2294 | Rate Constraint in lbs/MMBtu | FALSE | L | Annual | Allowances Withdrawn (n:1) | Thousand Tons | 0 | 0 | 0 | 0 | 0 | 0 | 0 | 0
CT Fac. Spec. - SO2 Rate Annual Non-Title IV v3.1, Unit 5183 and retrofits | 348 | 2294 | Rate Constraint in lbs/MMBtu | FALSE | L | Annual | Net Emissions Allowance Position | Thousand Tons | 0.1277 | 0.1277 | 0.1277 | 0.1277 | 0.1277 | 0.1277 | 0.1277 | 0.1277
CT Fac. Spec. - SO2 Rate Annual Non-Title IV v3.1, Unit 5183 and retrofits | 348 | 2294 | Rate Constraint in lbs/MMBtu | FALSE | L | Annual | Fuel Consumed | TBtu | 2.9188 | 2.9188 | 2.9188 | 2.9188 | 2.9188 | 2.9188 | 2.9188 | 2.9188
CT Fac. Spec. - SO2 Rate Annual Non-Title IV v3.1, Unit 5183 and retrofits | 348 | 2294 | Rate Constraint in lbs/MMBtu | FALSE | L | Annual | Rate | lb/MMBtu | 0.0875 | 0.0875 | 0.0875 | 0.0875 | 0.0875 | 0.0875 | 0.0875 | 0.0875
CT Fac. Spec. - SO2 Rate Annual Non-Title IV v3.1, Unit 5183 and retrofits | 348 | 2294 | Rate Constraint in lbs/MMBtu | FALSE | L | Annual | Generation | TWh | 0.14682 | 0.14682 | 0.14682 | 0.14682 | 0.14682 | 0.14682 | 0.14682 | 0.14682
CT Fac. Spec. - SO2 Rate Annual Non-Title IV v3.1, Unit 5183 and retrofits | 348 | 2294 | Rate Constraint in lbs/MMBtu | FALSE | L | Annual | Qualifying Generation | TWh | 0.14682 | 0.14682 | 0.14682 | 0.14682 | 0.14682 | 0.14682 | 0.14682 | 0.14682
CT Fac. Spec. - SO2 Rate Annual Non-Title IV v3.1, Unit 5183 and retrofits | 348 | 2294 | Rate Constraint in lbs/MMBtu | FALSE | L | Annual | Rate | lb/MWh | 1.7396 | 1.7396 | 1.7396 | 1.7396 | 1.7396 | 1.7396 | 1.7396 | 1.7396
CT Fac. Spec. - SO2 Rate Annual Non-Title IV v3.1, Unit 5183 and retrofits | 348 | 2294 | Rate Constraint in lbs/MMBtu | FALSE | L | Annual | Constraint Shadow Price | US2016$/Ton | 0 | 0 | 0 | 0 | 0 | 0 | 0 | 0
CT Fac. Spec. - SO2 Rate Annual Non-Title IV v3.1, Unit 5184 and retrofits | 349 | 2294 | Rate Constraint in lbs/MMBtu | FALSE | L | Annual | Seasons Included | Seasons | Winter, WintShld, Summer | Winter, WintShld, Summer | Winter, WintShld, Summer | Winter, WintShld, Summer | Winter, WintShld, Summer | Winter, WintShld, Summer | Winter, WintShld, Summer | Winter, WintShld, Summer
CT Fac. Spec. - SO2 Rate Annual Non-Title IV v3.1, Unit 5184 and retrofits | 349 | 2294 | Rate Constraint in lbs/MMBtu | FALSE | L | Annual | Standard SO2 | lb/MMBtu | 0.55 | 0.55 | 0.55 | 0.55 | 0.55 | 0.55 | 0.55 | 0.55
CT Fac. Spec. - SO2 Rate Annual Non-Title IV v3.1, Unit 5184 and retrofits | 349 | 2294 | Rate Constraint in lbs/MMBtu | FALSE | L | Annual | Emissions at Affected Plants SO2 | Thousand Tons | 0.1277 | 0.1277 | 0.1277 | 0.1277 | 0.1277 | 0.1277 | 0.1277 | 0.1277
CT Fac. Spec. - SO2 Rate Annual Non-Title IV v3.1, Unit 5184 and retrofits | 349 | 2294 | Rate Constraint in lbs/MMBtu | FALSE | L | Annual | Allowances Purchased SO2 | Thousand Tons | 0 | 0 | 0 | 0 | 0 | 0 | 0 | 0
CT Fac. Spec. - SO2 Rate Annual Non-Title IV v3.1, Unit 5184 and retrofits | 349 | 2294 | Rate Constraint in lbs/MMBtu | FALSE | L | Annual | Allowances Sold SO2 | Thousand Tons | 0 | 0 | 0 | 0 | 0 | 0 | 0 | 0
CT Fac. Spec. - SO2 Rate Annual Non-Title IV v3.1, Unit 5184 and retrofits | 349 | 2294 | Rate Constraint in lbs/MMBtu | FALSE | L | Annual | Allowances Banked | Thousand Tons | 0 | 0 | 0 | 0 | 0 | 0 | 0 | 0
CT Fac. Spec. - SO2 Rate Annual Non-Title IV v3.1, Unit 5184 and retrofits | 349 | 2294 | Rate Constraint in lbs/MMBtu | FALSE | L | Annual | Allowances Withdrawn (1:1) | Thousand Tons | 0 | 0 | 0 | 0 | 0 | 0 | 0 | 0
CT Fac. Spec. - SO2 Rate Annual Non-Title IV v3.1, Unit 5184 and retrofits | 349 | 2294 | Rate Constraint in lbs/MMBtu | FALSE | L | Annual | Allowances Withdrawn (n:1) | Thousand Tons | 0 | 0 | 0 | 0 | 0 | 0 | 0 | 0
CT Fac. Spec. - SO2 Rate Annual Non-Title IV v3.1, Unit 5184 and retrofits | 349 | 2294 | Rate Constraint in lbs/MMBtu | FALSE | L | Annual | Net Emissions Allowance Position | Thousand Tons | 0.1277 | 0.1277 | 0.1277 | 0.1277 | 0.1277 | 0.1277 | 0.1277 | 0.1277
CT Fac. Spec. - SO2 Rate Annual Non-Title IV v3.1, Unit 5184 and retrofits | 349 | 2294 | Rate Constraint in lbs/MMBtu | FALSE | L | Annual | Fuel Consumed | TBtu | 2.9188 | 2.9188 | 2.9188 | 2.9188 | 2.9188 | 2.9188 | 2.9188 | 2.9188
CT Fac. Spec. - SO2 Rate Annual Non-Title IV v3.1, Unit 5184 and retrofits | 349 | 2294 | Rate Constraint in lbs/MMBtu | FALSE | L | Annual | Rate | lb/MMBtu | 0.0875 | 0.0875 | 0.0875 | 0.0875 | 0.0875 | 0.0875 | 0.0875 | 0.0875
CT Fac. Spec. - SO2 Rate Annual Non-Title IV v3.1, Unit 5184 and retrofits | 349 | 2294 | Rate Constraint in lbs/MMBtu | FALSE | L | Annual | Generation | TWh | 0.14682 | 0.14682 | 0.14682 | 0.14682 | 0.14682 | 0.14682 | 0.14682 | 0.14682
CT Fac. Spec. - SO2 Rate Annual Non-Title IV v3.1, Unit 5184 and retrofits | 349 | 2294 | Rate Constraint in lbs/MMBtu | FALSE | L | Annual | Qualifying Generation | TWh | 0.14682 | 0.14682 | 0.14682 | 0.14682 | 0.14682 | 0.14682 | 0.14682 | 0.14682
CT Fac. Spec. - SO2 Rate Annual Non-Title IV v3.1, Unit 5184 and retrofits | 349 | 2294 | Rate Constraint in lbs/MMBtu | FALSE | L | Annual | Rate | lb/MWh | 1.7396 | 1.7396 | 1.7396 | 1.7396 | 1.7396 | 1.7396 | 1.7396 | 1.7396
CT Fac. Spec. - SO2 Rate Annual Non-Title IV v3.1, Unit 5184 and retrofits | 349 | 2294 | Rate Constraint in lbs/MMBtu | FALSE | L | Annual | Constraint Shadow Price | US2016$/Ton | 0 | 0 | 0 | 0 | 0 | 0 | 0 | 0
CT Fac. Spec. - SO2 Rate Annual Non-Title IV v3.1, Unit 5185 and retrofits | 350 | 2294 | Rate Constraint in lbs/MMBtu | FALSE | L | Annual | Seasons Included | Seasons | Winter, WintShld, Summer | Winter, WintShld, Summer | Winter, WintShld, Summer | Winter, WintShld, Summer | Winter, WintShld, Summer | Winter, WintShld, Summer | Winter, WintShld, Summer | Winter, WintShld, Summer
CT Fac. Spec. - SO2 Rate Annual Non-Title IV v3.1, Unit 5185 and retrofits | 350 | 2294 | Rate Constraint in lbs/MMBtu | FALSE | L | Annual | Standard SO2 | lb/MMBtu | 0.55 | 0.55 | 0.55 | 0.55 | 0.55 | 0.55 | 0.55 | 0.55
CT Fac. Spec. - SO2 Rate Annual Non-Title IV v3.1, Unit 5185 and retrofits | 350 | 2294 | Rate Constraint in lbs/MMBtu | FALSE | L | Annual | Emissions at Affected Plants SO2 | Thousand Tons | 0.1277 | 0.1277 | 0.1277 | 0.1277 | 0.1277 | 0.1277 | 0.1277 | 0.1277
CT Fac. Spec. - SO2 Rate Annual Non-Title IV v3.1, Unit 5185 and retrofits | 350 | 2294 | Rate Constraint in lbs/MMBtu | FALSE | L | Annual | Allowances Purchased SO2 | Thousand Tons | 0 | 0 | 0 | 0 | 0 | 0 | 0 | 0
CT Fac. Spec. - SO2 Rate Annual Non-Title IV v3.1, Unit 5185 and retrofits | 350 | 2294 | Rate Constraint in lbs/MMBtu | FALSE | L | Annual | Allowances Sold SO2 | Thousand Tons | 0 | 0 | 0 | 0 | 0 | 0 | 0 | 0
CT Fac. Spec. - SO2 Rate Annual Non-Title IV v3.1, Unit 5185 and retrofits | 350 | 2294 | Rate Constraint in lbs/MMBtu | FALSE | L | Annual | Allowances Banked | Thousand Tons | 0 | 0 | 0 | 0 | 0 | 0 | 0 | 0
CT Fac. Spec. - SO2 Rate Annual Non-Title IV v3.1, Unit 5185 and retrofits | 350 | 2294 | Rate Constraint in lbs/MMBtu | FALSE | L | Annual | Allowances Withdrawn (1:1) | Thousand Tons | 0 | 0 | 0 | 0 | 0 | 0 | 0 | 0
CT Fac. Spec. - SO2 Rate Annual Non-Title IV v3.1, Unit 5185 and retrofits | 350 | 2294 | Rate Constraint in lbs/MMBtu | FALSE | L | Annual | Allowances Withdrawn (n:1) | Thousand Tons | 0 | 0 | 0 | 0 | 0 | 0 | 0 | 0
CT Fac. Spec. - SO2 Rate Annual Non-Title IV v3.1, Unit 5185 and retrofits | 350 | 2294 | Rate Constraint in lbs/MMBtu | FALSE | L | Annual | Net Emissions Allowance Position | Thousand Tons | 0.1277 | 0.1277 | 0.1277 | 0.1277 | 0.1277 | 0.1277 | 0.1277 | 0.1277
CT Fac. Spec. - SO2 Rate Annual Non-Title IV v3.1, Unit 5185 and retrofits | 350 | 2294 | Rate Constraint in lbs/MMBtu | FALSE | L | Annual | Fuel Consumed | TBtu | 2.9188 | 2.9188 | 2.9188 | 2.9188 | 2.9188 | 2.9188 | 2.9188 | 2.9188
CT Fac. Spec. - SO2 Rate Annual Non-Title IV v3.1, Unit 5185 and retrofits | 350 | 2294 | Rate Constraint in lbs/MMBtu | FALSE | L | Annual | Rate | lb/MMBtu | 0.0875 | 0.0875 | 0.0875 | 0.0875 | 0.0875 | 0.0875 | 0.0875 | 0.0875
CT Fac. Spec. - SO2 Rate Annual Non-Title IV v3.1, Unit 5185 and retrofits | 350 | 2294 | Rate Constraint in lbs/MMBtu | FALSE | L | Annual | Generation | TWh | 0.14682 | 0.14682 | 0.14682 | 0.14682 | 0.14682 | 0.14682 | 0.14682 | 0.14682
CT Fac. Spec. - SO2 Rate Annual Non-Title IV v3.1, Unit 5185 and retrofits | 350 | 2294 | Rate Constraint in lbs/MMBtu | FALSE | L | Annual | Qualifying Generation | TWh | 0.14682 | 0.14682 | 0.14682 | 0.14682 | 0.14682 | 0.14682 | 0.14682 | 0.14682
CT Fac. Spec. - SO2 Rate Annual Non-Title IV v3.1, Unit 5185 and retrofits | 350 | 2294 | Rate Constraint in lbs/MMBtu | FALSE | L | Annual | Rate | lb/MWh | 1.7396 | 1.7396 | 1.7396 | 1.7396 | 1.7396 | 1.7396 | 1.7396 | 1.7396
CT Fac. Spec. - SO2 Rate Annual Non-Title IV v3.1, Unit 5185 and retrofits | 350 | 2294 | Rate Constraint in lbs/MMBtu | FALSE | L | Annual | Constraint Shadow Price | US2016$/Ton | 0 | 0 | 0 | 0 | 0 | 0 | 0 | 0
CT Fac. Spec. - SO2 Rate Annual v3.1, Unit 1158 and retrofits | 351 | 1769 | Rate Constraint in lbs/MMBtu | FALSE | L | Annual | Seasons Included | Seasons | Winter, WintShld, Summer | Winter, WintShld, Summer | Winter, WintShld, Summer | Winter, WintShld, Summer | Winter, WintShld, Summer | Winter, WintShld, Summer | Winter, WintShld, Summer | Winter, WintShld, Summer
CT Fac. Spec. - SO2 Rate Annual v3.1, Unit 1158 and retrofits | 351 | 1769 | Rate Constraint in lbs/MMBtu | FALSE | L | Annual | Standard SO2 | lb/MMBtu | 0.33 | 0.33 | 0.33 | 0.33 | 0.33 | 0.33 | 0.33 | 0.33
CT Fac. Spec. - SO2 Rate Annual v3.1, Unit 1158 and retrofits | 351 | 1769 | Rate Constraint in lbs/MMBtu | FALSE | L | Annual | Emissions at Affected Plants SO2 | Thousand Tons | 0 | 0 | 0 | 0 | 0 | 0 | 0 | 0
CT Fac. Spec. - SO2 Rate Annual v3.1, Unit 1158 and retrofits | 351 | 1769 | Rate Constraint in lbs/MMBtu | FALSE | L | Annual | Allowances Purchased SO2 | Thousand Tons | 0 | 0 | 0 | 0 | 0 | 0 | 0 | 0
CT Fac. Spec. - SO2 Rate Annual v3.1, Unit 1158 and retrofits | 351 | 1769 | Rate Constraint in lbs/MMBtu | FALSE | L | Annual | Allowances Sold SO2 | Thousand Tons | 0 | 0 | 0 | 0 | 0 | 0 | 0 | 0
CT Fac. Spec. - SO2 Rate Annual v3.1, Unit 1158 and retrofits | 351 | 1769 | Rate Constraint in lbs/MMBtu | FALSE | L | Annual | Allowances Banked | Thousand Tons | 0 | 0 | 0 | 0 | 0 | 0 | 0 | 0
CT Fac. Spec. - SO2 Rate Annual v3.1, Unit 1158 and retrofits | 351 | 1769 | Rate Constraint in lbs/MMBtu | FALSE | L | Annual | Allowances Withdrawn (1:1) | Thousand Tons | 0 | 0 | 0 | 0 | 0 | 0 | 0 | 0
CT Fac. Spec. - SO2 Rate Annual v3.1, Unit 1158 and retrofits | 351 | 1769 | Rate Constraint in lbs/MMBtu | FALSE | L | Annual | Allowances Withdrawn (n:1) | Thousand Tons | 0 | 0 | 0 | 0 | 0 | 0 | 0 | 0
CT Fac. Spec. - SO2 Rate Annual v3.1, Unit 1158 and retrofits | 351 | 1769 | Rate Constraint in lbs/MMBtu | FALSE | L | Annual | Net Emissions Allowance Position | Thousand Tons | 0 | 0 | 0 | 0 | 0 | 0 | 0 | 0
CT Fac. Spec. - SO2 Rate Annual v3.1, Unit 1158 and retrofits | 351 | 1769 | Rate Constraint in lbs/MMBtu | FALSE | L | Annual | Fuel Consumed | TBtu | 0 | 0.033645 | 0.008477 | 0 | 0 | 0 | 0 | 0
CT Fac. Spec. - SO2 Rate Annual v3.1, Unit 1158 and retrofits | 351 | 1769 | Rate Constraint in lbs/MMBtu | FALSE | L | Annual | Rate | lb/MMBtu | 0 | 0 | 0 | 0 | 0 | 0 | 0 | 0
CT Fac. Spec. - SO2 Rate Annual v3.1, Unit 1158 and retrofits | 351 | 1769 | Rate Constraint in lbs/MMBtu | FALSE | L | Annual | Generation | TWh | 0 | 0.0031312 | 0.00078892 | 0 | 0 | 0 | 0 | 0
CT Fac. Spec. - SO2 Rate Annual v3.1, Unit 1158 and retrofits | 351 | 1769 | Rate Constraint in lbs/MMBtu | FALSE | L | Annual | Qualifying Generation | TWh | 0 | 0.0031312 | 0.00078892 | 0 | 0 | 0 | 0 | 0
CT Fac. Spec. - SO2 Rate Annual v3.1, Unit 1158 and retrofits | 351 | 1769 | Rate Constraint in lbs/MMBtu | FALSE | L | Annual | Rate | lb/MWh | 0 | 0 | 0 | 0 | 0 | 0 | 0 | 0
CT Fac. Spec. - SO2 Rate Annual v3.1, Unit 1158 and retrofits | 351 | 1769 | Rate Constraint in lbs/MMBtu | FALSE | L | Annual | Constraint Shadow Price | US2016$/Ton | 0 | 0 | 0 | 0 | 0 | 0 | 0 | 0
CT Fac. Spec. - SO2 Rate Annual v3.1, Unit 1159 and retrofits | 352 | 1769 | Rate Constraint in lbs/MMBtu | FALSE | L | Annual | Seasons Included | Seasons | Winter, WintShld, Summer | Winter, WintShld, Summer | Winter, WintShld, Summer | Winter, WintShld, Summer | Winter, WintShld, Summer | Winter, WintShld, Summer | Winter, WintShld, Summer | Winter, WintShld, Summer
CT Fac. Spec. - SO2 Rate Annual v3.1, Unit 1159 and retrofits | 352 | 1769 | Rate Constraint in lbs/MMBtu | FALSE | L | Annual | Standard SO2 | lb/MMBtu | 0.33 | 0.33 | 0.33 | 0.33 | 0.33 | 0.33 | 0.33 | 0.33
CT Fac. Spec. - SO2 Rate Annual v3.1, Unit 1159 and retrofits | 352 | 1769 | Rate Constraint in lbs/MMBtu | FALSE | L | Annual | Emissions at Affected Plants SO2 | Thousand Tons | 0 | 0 | 0 | 0 | 0 | 0 | 0 | 0
CT Fac. Spec. - SO2 Rate Annual v3.1, Unit 1159 and retrofits | 352 | 1769 | Rate Constraint in lbs/MMBtu | FALSE | L | Annual | Allowances Purchased SO2 | Thousand Tons | 0 | 0 | 0 | 0 | 0 | 0 | 0 | 0
CT Fac. Spec. - SO2 Rate Annual v3.1, Unit 1159 and retrofits | 352 | 1769 | Rate Constraint in lbs/MMBtu | FALSE | L | Annual | Allowances Sold SO2 | Thousand Tons | 0 | 0 | 0 | 0 | 0 | 0 | 0 | 0
CT Fac. Spec. - SO2 Rate Annual v3.1, Unit 1159 and retrofits | 352 | 1769 | Rate Constraint in lbs/MMBtu | FALSE | L | Annual | Allowances Banked | Thousand Tons | 0 | 0 | 0 | 0 | 0 | 0 | 0 | 0
CT Fac. Spec. - SO2 Rate Annual v3.1, Unit 1159 and retrofits | 352 | 1769 | Rate Constraint in lbs/MMBtu | FALSE | L | Annual | Allowances Withdrawn (1:1) | Thousand Tons | 0 | 0 | 0 | 0 | 0 | 0 | 0 | 0
CT Fac. Spec. - SO2 Rate Annual v3.1, Unit 1159 and retrofits | 352 | 1769 | Rate Constraint in lbs/MMBtu | FALSE | L | Annual | Allowances Withdrawn (n:1) | Thousand Tons | 0 | 0 | 0 | 0 | 0 | 0 | 0 | 0
CT Fac. Spec. - SO2 Rate Annual v3.1, Unit 1159 and retrofits | 352 | 1769 | Rate Constraint in lbs/MMBtu | FALSE | L | Annual | Net Emissions Allowance Position | Thousand Tons | 0 | 0 | 0 | 0 | 0 | 0 | 0 | 0
CT Fac. Spec. - SO2 Rate Annual v3.1, Unit 1159 and retrofits | 352 | 1769 | Rate Constraint in lbs/MMBtu | FALSE | L | Annual | Fuel Consumed | TBtu | 0 | 0 | 0 | 0 | 0 | 0 | 0 | 0
CT Fac. Spec. - SO2 Rate Annual v3.1, Unit 1159 and retrofits | 352 | 1769 | Rate Constraint in lbs/MMBtu | FALSE | L | Annual | Rate | lb/MMBtu | 0 | 0 | 0 | 0 | 0 | 0 | 0 | 0
CT Fac. Spec. - SO2 Rate Annual v3.1, Unit 1159 and retrofits | 352 | 1769 | Rate Constraint in lbs/MMBtu | FALSE | L | Annual | Generation | TWh | 0 | 0 | 0 | 0 | 0 | 0 | 0 | 0
CT Fac. Spec. - SO2 Rate Annual v3.1, Unit 1159 and retrofits | 352 | 1769 | Rate Constraint in lbs/MMBtu | FALSE | L | Annual | Qualifying Generation | TWh | 0 | 0 | 0 | 0 | 0 | 0 | 0 | 0
CT Fac. Spec. - SO2 Rate Annual v3.1, Unit 1159 and retrofits | 352 | 1769 | Rate Constraint in lbs/MMBtu | FALSE | L | Annual | Rate | lb/MWh | 0 | 0 | 0 | 0 | 0 | 0 | 0 | 0
CT Fac. Spec. - SO2 Rate Annual v3.1, Unit 1159 and retrofits | 352 | 1769 | Rate Constraint in lbs/MMBtu | FALSE | L | Annual | Constraint Shadow Price | US2016$/Ton | 0 | 0 | 0 | 0 | 0 | 0 | 0 | 0
CT Fac. Spec. - SO2 Rate Annual v3.1, Unit 1160 and retrofits | 353 | 1769 | Rate Constraint in lbs/MMBtu | FALSE | L | Annual | Seasons Included | Seasons | Winter, WintShld, Summer | Winter, WintShld, Summer | Winter, WintShld, Summer | Winter, WintShld, Summer | Winter, WintShld, Summer | Winter, WintShld, Summer | Winter, WintShld, Summer | Winter, WintShld, Summer
CT Fac. Spec. - SO2 Rate Annual v3.1, Unit 1160 and retrofits | 353 | 1769 | Rate Constraint in lbs/MMBtu | FALSE | L | Annual | Standard SO2 | lb/MMBtu | 0.33 | 0.33 | 0.33 | 0.33 | 0.33 | 0.33 | 0.33 | 0.33
CT Fac. Spec. - SO2 Rate Annual v3.1, Unit 1160 and retrofits | 353 | 1769 | Rate Constraint in lbs/MMBtu | FALSE | L | Annual | Emissions at Affected Plants SO2 | Thousand Tons | 0 | 0 | 0 | 0 | 0 | 0 | 0 | 0
CT Fac. Spec. - SO2 Rate Annual v3.1, Unit 1160 and retrofits | 353 | 1769 | Rate Constraint in lbs/MMBtu | FALSE | L | Annual | Allowances Purchased SO2 | Thousand Tons | 0 | 0 | 0 | 0 | 0 | 0 | 0 | 0
CT Fac. Spec. - SO2 Rate Annual v3.1, Unit 1160 and retrofits | 353 | 1769 | Rate Constraint in lbs/MMBtu | FALSE | L | Annual | Allowances Sold SO2 | Thousand Tons | 0 | 0 | 0 | 0 | 0 | 0 | 0 | 0
CT Fac. Spec. - SO2 Rate Annual v3.1, Unit 1160 and retrofits | 353 | 1769 | Rate Constraint in lbs/MMBtu | FALSE | L | Annual | Allowances Banked | Thousand Tons | 0 | 0 | 0 | 0 | 0 | 0 | 0 | 0
CT Fac. Spec. - SO2 Rate Annual v3.1, Unit 1160 and retrofits | 353 | 1769 | Rate Constraint in lbs/MMBtu | FALSE | L | Annual | Allowances Withdrawn (1:1) | Thousand Tons | 0 | 0 | 0 | 0 | 0 | 0 | 0 | 0
CT Fac. Spec. - SO2 Rate Annual v3.1, Unit 1160 and retrofits | 353 | 1769 | Rate Constraint in lbs/MMBtu | FALSE | L | Annual | Allowances Withdrawn (n:1) | Thousand Tons | 0 | 0 | 0 | 0 | 0 | 0 | 0 | 0
CT Fac. Spec. - SO2 Rate Annual v3.1, Unit 1160 and retrofits | 353 | 1769 | Rate Constraint in lbs/MMBtu | FALSE | L | Annual | Net Emissions Allowance Position | Thousand Tons | 0 | 0 | 0 | 0 | 0 | 0 | 0 | 0
CT Fac. Spec. - SO2 Rate Annual v3.1, Unit 1160 and retrofits | 353 | 1769 | Rate Constraint in lbs/MMBtu | FALSE | L | Annual | Fuel Consumed | TBtu | 0 | 0 | 0 | 0 | 0 | 0 | 0 | 0
CT Fac. Spec. - SO2 Rate Annual v3.1, Unit 1160 and retrofits | 353 | 1769 | Rate Constraint in lbs/MMBtu | FALSE | L | Annual | Rate | lb/MMBtu | 0 | 0 | 0 | 0 | 0 | 0 | 0 | 0
CT Fac. Spec. - SO2 Rate Annual v3.1, Unit 1160 and retrofits | 353 | 1769 | Rate Constraint in lbs/MMBtu | FALSE | L | Annual | Generation | TWh | 0 | 0 | 0 | 0 | 0 | 0 | 0 | 0
CT Fac. Spec. - SO2 Rate Annual v3.1, Unit 1160 and retrofits | 353 | 1769 | Rate Constraint in lbs/MMBtu | FALSE | L | Annual | Qualifying Generation | TWh | 0 | 0 | 0 | 0 | 0 | 0 | 0 | 0
CT Fac. Spec. - SO2 Rate Annual v3.1, Unit 1160 and retrofits | 353 | 1769 | Rate Constraint in lbs/MMBtu | FALSE | L | Annual | Rate | lb/MWh | 0 | 0 | 0 | 0 | 0 | 0 | 0 | 0
CT Fac. Spec. - SO2 Rate Annual v3.1, Unit 1160 and retrofits | 353 | 1769 | Rate Constraint in lbs/MMBtu | FALSE | L | Annual | Constraint Shadow Price | US2016$/Ton | 0 | 0 | 0 | 0 | 0 | 0 | 0 | 0
CT Fac. Spec. - SO2 Rate Annual v3.1, Unit 1161 and retrofits | 354 | 1769 | Rate Constraint in lbs/MMBtu | FALSE | L | Annual | Seasons Included | Seasons | Winter, WintShld, Summer | Winter, WintShld, Summer | Winter, WintShld, Summer | Winter, WintShld, Summer | Winter, WintShld, Summer | Winter, WintShld, Summer | Winter, WintShld, Summer | Winter, WintShld, Summer
CT Fac. Spec. - SO2 Rate Annual v3.1, Unit 1161 and retrofits | 354 | 1769 | Rate Constraint in lbs/MMBtu | FALSE | L | Annual | Standard SO2 | lb/MMBtu | 0.33 | 0.33 | 0.33 | 0.33 | 0.33 | 0.33 | 0.33 | 0.33
CT Fac. Spec. - SO2 Rate Annual v3.1, Unit 1161 and retrofits | 354 | 1769 | Rate Constraint in lbs/MMBtu | FALSE | L | Annual | Emissions at Affected Plants SO2 | Thousand Tons | 0 | 0 | 0 | 0 | 0 | 0 | 0 | 0
CT Fac. Spec. - SO2 Rate Annual v3.1, Unit 1161 and retrofits | 354 | 1769 | Rate Constraint in lbs/MMBtu | FALSE | L | Annual | Allowances Purchased SO2 | Thousand Tons | 0 | 0 | 0 | 0 | 0 | 0 | 0 | 0
CT Fac. Spec. - SO2 Rate Annual v3.1, Unit 1161 and retrofits | 354 | 1769 | Rate Constraint in lbs/MMBtu | FALSE | L | Annual | Allowances Sold SO2 | Thousand Tons | 0 | 0 | 0 | 0 | 0 | 0 | 0 | 0
CT Fac. Spec. - SO2 Rate Annual v3.1, Unit 1161 and retrofits | 354 | 1769 | Rate Constraint in lbs/MMBtu | FALSE | L | Annual | Allowances Banked | Thousand Tons | 0 | 0 | 0 | 0 | 0 | 0 | 0 | 0
CT Fac. Spec. - SO2 Rate Annual v3.1, Unit 1161 and retrofits | 354 | 1769 | Rate Constraint in lbs/MMBtu | FALSE | L | Annual | Allowances Withdrawn (1:1) | Thousand Tons | 0 | 0 | 0 | 0 | 0 | 0 | 0 | 0
CT Fac. Spec. - SO2 Rate Annual v3.1, Unit 1161 and retrofits | 354 | 1769 | Rate Constraint in lbs/MMBtu | FALSE | L | Annual | Allowances Withdrawn (n:1) | Thousand Tons | 0 | 0 | 0 | 0 | 0 | 0 | 0 | 0
CT Fac. Spec. - SO2 Rate Annual v3.1, Unit 1161 and retrofits | 354 | 1769 | Rate Constraint in lbs/MMBtu | FALSE | L | Annual | Net Emissions Allowance Position | Thousand Tons | 0 | 0 | 0 | 0 | 0 | 0 | 0 | 0
CT Fac. Spec. - SO2 Rate Annual v3.1, Unit 1161 and retrofits | 354 | 1769 | Rate Constraint in lbs/MMBtu | FALSE | L | Annual | Fuel Consumed | TBtu | 0 | 0 | 0 | 0 | 0 | 0 | 0 | 0
CT Fac. Spec. - SO2 Rate Annual v3.1, Unit 1161 and retrofits | 354 | 1769 | Rate Constraint in lbs/MMBtu | FALSE | L | Annual | Rate | lb/MMBtu | 0 | 0 | 0 | 0 | 0 | 0 | 0 | 0
CT Fac. Spec. - SO2 Rate Annual v3.1, Unit 1161 and retrofits | 354 | 1769 | Rate Constraint in lbs/MMBtu | FALSE | L | Annual | Generation | TWh | 0 | 0 | 0 | 0 | 0 | 0 | 0 | 0
CT Fac. Spec. - SO2 Rate Annual v3.1, Unit 1161 and retrofits | 354 | 1769 | Rate Constraint in lbs/MMBtu | FALSE | L | Annual | Qualifying Generation | TWh | 0 | 0 | 0 | 0 | 0 | 0 | 0 | 0
CT Fac. Spec. - SO2 Rate Annual v3.1, Unit 1161 and retrofits | 354 | 1769 | Rate Constraint in lbs/MMBtu | FALSE | L | Annual | Rate | lb/MWh | 0 | 0 | 0 | 0 | 0 | 0 | 0 | 0
CT Fac. Spec. - SO2 Rate Annual v3.1, Unit 1161 and retrofits | 354 | 1769 | Rate Constraint in lbs/MMBtu | FALSE | L | Annual | Constraint Shadow Price | US2016$/Ton | 0 | 0 | 0 | 0 | 0 | 0 | 0 | 0
CT Fac. Spec. - SO2 Rate Annual v3.1, Unit 1162 and retrofits | 355 | 1769 | Rate Constraint in lbs/MMBtu | FALSE | L | Annual | Seasons Included | Seasons | Winter, WintShld, Summer | Winter, WintShld, Summer | Winter, WintShld, Summer | Winter, WintShld, Summer | Winter, WintShld, Summer | Winter, WintShld, Summer | Winter, WintShld, Summer | Winter, WintShld, Summer
CT Fac. Spec. - SO2 Rate Annual v3.1, Unit 1162 and retrofits | 355 | 1769 | Rate Constraint in lbs/MMBtu | FALSE | L | Annual | Standard SO2 | lb/MMBtu | 0.33 | 0.33 | 0.33 | 0.33 | 0.33 | 0.33 | 0.33 | 0.33
CT Fac. Spec. - SO2 Rate Annual v3.1, Unit 1162 and retrofits | 355 | 1769 | Rate Constraint in lbs/MMBtu | FALSE | L | Annual | Emissions at Affected Plants SO2 | Thousand Tons | 0 | 0 | 0 | 0 | 0 | 0 | 0 | 0
CT Fac. Spec. - SO2 Rate Annual v3.1, Unit 1162 and retrofits | 355 | 1769 | Rate Constraint in lbs/MMBtu | FALSE | L | Annual | Allowances Purchased SO2 | Thousand Tons | 0 | 0 | 0 | 0 | 0 | 0 | 0 | 0
CT Fac. Spec. - SO2 Rate Annual v3.1, Unit 1162 and retrofits | 355 | 1769 | Rate Constraint in lbs/MMBtu | FALSE | L | Annual | Allowances Sold SO2 | Thousand Tons | 0 | 0 | 0 | 0 | 0 | 0 | 0 | 0
CT Fac. Spec. - SO2 Rate Annual v3.1, Unit 1162 and retrofits | 355 | 1769 | Rate Constraint in lbs/MMBtu | FALSE | L | Annual | Allowances Banked | Thousand Tons | 0 | 0 | 0 | 0 | 0 | 0 | 0 | 0
CT Fac. Spec. - SO2 Rate Annual v3.1, Unit 1162 and retrofits | 355 | 1769 | Rate Constraint in lbs/MMBtu | FALSE | L | Annual | Allowances Withdrawn (1:1) | Thousand Tons | 0 | 0 | 0 | 0 | 0 | 0 | 0 | 0
CT Fac. Spec. - SO2 Rate Annual v3.1, Unit 1162 and retrofits | 355 | 1769 | Rate Constraint in lbs/MMBtu | FALSE | L | Annual | Allowances Withdrawn (n:1) | Thousand Tons | 0 | 0 | 0 | 0 | 0 | 0 | 0 | 0
CT Fac. Spec. - SO2 Rate Annual v3.1, Unit 1162 and retrofits | 355 | 1769 | Rate Constraint in lbs/MMBtu | FALSE | L | Annual | Net Emissions Allowance Position | Thousand Tons | 0 | 0 | 0 | 0 | 0 | 0 | 0 | 0
CT Fac. Spec. - SO2 Rate Annual v3.1, Unit 1162 and retrofits | 355 | 1769 | Rate Constraint in lbs/MMBtu | FALSE | L | Annual | Fuel Consumed | TBtu | 0 | 0 | 0 | 0 | 0 | 0 | 0 | 0
CT Fac. Spec. - SO2 Rate Annual v3.1, Unit 1162 and retrofits | 355 | 1769 | Rate Constraint in lbs/MMBtu | FALSE | L | Annual | Rate | lb/MMBtu | 0 | 0 | 0 | 0 | 0 | 0 | 0 | 0
CT Fac. Spec. - SO2 Rate Annual v3.1, Unit 1162 and retrofits | 355 | 1769 | Rate Constraint in lbs/MMBtu | FALSE | L | Annual | Generation | TWh | 0 | 0 | 0 | 0 | 0 | 0 | 0 | 0
CT Fac. Spec. - SO2 Rate Annual v3.1, Unit 1162 and retrofits | 355 | 1769 | Rate Constraint in lbs/MMBtu | FALSE | L | Annual | Qualifying Generation | TWh | 0 | 0 | 0 | 0 | 0 | 0 | 0 | 0
CT Fac. Spec. - SO2 Rate Annual v3.1, Unit 1162 and retrofits | 355 | 1769 | Rate Constraint in lbs/MMBtu | FALSE | L | Annual | Rate | lb/MWh | 0 | 0 | 0 | 0 | 0 | 0 | 0 | 0
CT Fac. Spec. - SO2 Rate Annual v3.1, Unit 1162 and retrofits | 355 | 1769 | Rate Constraint in lbs/MMBtu | FALSE | L | Annual | Constraint Shadow Price | US2016$/Ton | 0 | 0 | 0 | 0 | 0 | 0 | 0 | 0
CT Fac. Spec. - SO2 Rate Annual v3.1, Unit 1163 and retrofits | 356 | 1769 | Rate Constraint in lbs/MMBtu | FALSE | L | Annual | Seasons Included | Seasons | Winter, WintShld, Summer | Winter, WintShld, Summer | Winter, WintShld, Summer | Winter, WintShld, Summer | Winter, WintShld, Summer | Winter, WintShld, Summer | Winter, WintShld, Summer | Winter, WintShld, Summer
CT Fac. Spec. - SO2 Rate Annual v3.1, Unit 1163 and retrofits | 356 | 1769 | Rate Constraint in lbs/MMBtu | FALSE | L | Annual | Standard SO2 | lb/MMBtu | 0.33 | 0.33 | 0.33 | 0.33 | 0.33 | 0.33 | 0.33 | 0.33
CT Fac. Spec. - SO2 Rate Annual v3.1, Unit 1163 and retrofits | 356 | 1769 | Rate Constraint in lbs/MMBtu | FALSE | L | Annual | Emissions at Affected Plants SO2 | Thousand Tons | 0 | 0 | 0 | 0 | 0 | 0 | 0 | 0
CT Fac. Spec. - SO2 Rate Annual v3.1, Unit 1163 and retrofits | 356 | 1769 | Rate Constraint in lbs/MMBtu | FALSE | L | Annual | Allowances Purchased SO2 | Thousand Tons | 0 | 0 | 0 | 0 | 0 | 0 | 0 | 0
CT Fac. Spec. - SO2 Rate Annual v3.1, Unit 1163 and retrofits | 356 | 1769 | Rate Constraint in lbs/MMBtu | FALSE | L | Annual | Allowances Sold SO2 | Thousand Tons | 0 | 0 | 0 | 0 | 0 | 0 | 0 | 0
CT Fac. Spec. - SO2 Rate Annual v3.1, Unit 1163 and retrofits | 356 | 1769 | Rate Constraint in lbs/MMBtu | FALSE | L | Annual | Allowances Banked | Thousand Tons | 0 | 0 | 0 | 0 | 0 | 0 | 0 | 0
CT Fac. Spec. - SO2 Rate Annual v3.1, Unit 1163 and retrofits | 356 | 1769 | Rate Constraint in lbs/MMBtu | FALSE | L | Annual | Allowances Withdrawn (1:1) | Thousand Tons | 0 | 0 | 0 | 0 | 0 | 0 | 0 | 0
CT Fac. Spec. - SO2 Rate Annual v3.1, Unit 1163 and retrofits | 356 | 1769 | Rate Constraint in lbs/MMBtu | FALSE | L | Annual | Allowances Withdrawn (n:1) | Thousand Tons | 0 | 0 | 0 | 0 | 0 | 0 | 0 | 0
CT Fac. Spec. - SO2 Rate Annual v3.1, Unit 1163 and retrofits | 356 | 1769 | Rate Constraint in lbs/MMBtu | FALSE | L | Annual | Net Emissions Allowance Position | Thousand Tons | 0 | 0 | 0 | 0 | 0 | 0 | 0 | 0
CT Fac. Spec. - SO2 Rate Annual v3.1, Unit 1163 and retrofits | 356 | 1769 | Rate Constraint in lbs/MMBtu | FALSE | L | Annual | Fuel Consumed | TBtu | 0 | 0 | 0 | 0 | 0 | 0 | 0 | 0
CT Fac. Spec. - SO2 Rate Annual v3.1, Unit 1163 and retrofits | 356 | 1769 | Rate Constraint in lbs/MMBtu | FALSE | L | Annual | Rate | lb/MMBtu | 0 | 0 | 0 | 0 | 0 | 0 | 0 | 0
CT Fac. Spec. - SO2 Rate Annual v3.1, Unit 1163 and retrofits | 356 | 1769 | Rate Constraint in lbs/MMBtu | FALSE | L | Annual | Generation | TWh | 0 | 0 | 0 | 0 | 0 | 0 | 0 | 0
CT Fac. Spec. - SO2 Rate Annual v3.1, Unit 1163 and retrofits | 356 | 1769 | Rate Constraint in lbs/MMBtu | FALSE | L | Annual | Qualifying Generation | TWh | 0 | 0 | 0 | 0 | 0 | 0 | 0 | 0
CT Fac. Spec. - SO2 Rate Annual v3.1, Unit 1163 and retrofits | 356 | 1769 | Rate Constraint in lbs/MMBtu | FALSE | L | Annual | Rate | lb/MWh | 0 | 0 | 0 | 0 | 0 | 0 | 0 | 0
CT Fac. Spec. - SO2 Rate Annual v3.1, Unit 1163 and retrofits | 356 | 1769 | Rate Constraint in lbs/MMBtu | FALSE | L | Annual | Constraint Shadow Price | US2016$/Ton | 0 | 0 | 0 | 0 | 0 | 0 | 0 | 0
CT Fac. Spec. - SO2 Rate Annual v3.1, Unit 1164 and retrofits | 357 | 1769 | Rate Constraint in lbs/MMBtu | FALSE | L | Annual | Seasons Included | Seasons | Winter, WintShld, Summer | Winter, WintShld, Summer | Winter, WintShld, Summer | Winter, WintShld, Summer | Winter, WintShld, Summer | Winter, WintShld, Summer | Winter, WintShld, Summer | Winter, WintShld, Summer
CT Fac. Spec. - SO2 Rate Annual v3.1, Unit 1164 and retrofits | 357 | 1769 | Rate Constraint in lbs/MMBtu | FALSE | L | Annual | Standard SO2 | lb/MMBtu | 0.33 | 0.33 | 0.33 | 0.33 | 0.33 | 0.33 | 0.33 | 0.33
CT Fac. Spec. - SO2 Rate Annual v3.1, Unit 1164 and retrofits | 357 | 1769 | Rate Constraint in lbs/MMBtu | FALSE | L | Annual | Emissions at Affected Plants SO2 | Thousand Tons | 0 | 0 | 0 | 0 | 0 | 0 | 0 | 0
CT Fac. Spec. - SO2 Rate Annual v3.1, Unit 1164 and retrofits | 357 | 1769 | Rate Constraint in lbs/MMBtu | FALSE | L | Annual | Allowances Purchased SO2 | Thousand Tons | 0 | 0 | 0 | 0 | 0 | 0 | 0 | 0
CT Fac. Spec. - SO2 Rate Annual v3.1, Unit 1164 and retrofits | 357 | 1769 | Rate Constraint in lbs/MMBtu | FALSE | L | Annual | Allowances Sold SO2 | Thousand Tons | 0 | 0 | 0 | 0 | 0 | 0 | 0 | 0
CT Fac. Spec. - SO2 Rate Annual v3.1, Unit 1164 and retrofits | 357 | 1769 | Rate Constraint in lbs/MMBtu | FALSE | L | Annual | Allowances Banked | Thousand Tons | 0 | 0 | 0 | 0 | 0 | 0 | 0 | 0
CT Fac. Spec. - SO2 Rate Annual v3.1, Unit 1164 and retrofits | 357 | 1769 | Rate Constraint in lbs/MMBtu | FALSE | L | Annual | Allowances Withdrawn (1:1) | Thousand Tons | 0 | 0 | 0 | 0 | 0 | 0 | 0 | 0
CT Fac. Spec. - SO2 Rate Annual v3.1, Unit 1164 and retrofits | 357 | 1769 | Rate Constraint in lbs/MMBtu | FALSE | L | Annual | Allowances Withdrawn (n:1) | Thousand Tons | 0 | 0 | 0 | 0 | 0 | 0 | 0 | 0
CT Fac. Spec. - SO2 Rate Annual v3.1, Unit 1164 and retrofits | 357 | 1769 | Rate Constraint in lbs/MMBtu | FALSE | L | Annual | Net Emissions Allowance Position | Thousand Tons | 0 | 0 | 0 | 0 | 0 | 0 | 0 | 0
CT Fac. Spec. - SO2 Rate Annual v3.1, Unit 1164 and retrofits | 357 | 1769 | Rate Constraint in lbs/MMBtu | FALSE | L | Annual | Fuel Consumed | TBtu | 0 | 0 | 0 | 0 | 0 | 0 | 0 | 0
CT Fac. Spec. - SO2 Rate Annual v3.1, Unit 1164 and retrofits | 357 | 1769 | Rate Constraint in lbs/MMBtu | FALSE | L | Annual | Rate | lb/MMBtu | 0 | 0 | 0 | 0 | 0 | 0 | 0 | 0
CT Fac. Spec. - SO2 Rate Annual v3.1, Unit 1164 and retrofits | 357 | 1769 | Rate Constraint in lbs/MMBtu | FALSE | L | Annual | Generation | TWh | 0 | 0 | 0 | 0 | 0 | 0 | 0 | 0
CT Fac. Spec. - SO2 Rate Annual v3.1, Unit 1164 and retrofits | 357 | 1769 | Rate Constraint in lbs/MMBtu | FALSE | L | Annual | Qualifying Generation | TWh | 0 | 0 | 0 | 0 | 0 | 0 | 0 | 0
CT Fac. Spec. - SO2 Rate Annual v3.1, Unit 1164 and retrofits | 357 | 1769 | Rate Constraint in lbs/MMBtu | FALSE | L | Annual | Rate | lb/MWh | 0 | 0 | 0 | 0 | 0 | 0 | 0 | 0
CT Fac. Spec. - SO2 Rate Annual v3.1, Unit 1164 and retrofits | 357 | 1769 | Rate Constraint in lbs/MMBtu | FALSE | L | Annual | Constraint Shadow Price | US2016$/Ton | 0 | 0 | 0 | 0 | 0 | 0 | 0 | 0
CT Fac. Spec. - SO2 Rate Annual v3.1, Unit 1165 and retrofits | 358 | 1769 | Rate Constraint in lbs/MMBtu | FALSE | L | Annual | Seasons Included | Seasons | Winter, WintShld, Summer | Winter, WintShld, Summer | Winter, WintShld, Summer | Winter, WintShld, Summer | Winter, WintShld, Summer | Winter, WintShld, Summer | Winter, WintShld, Summer | Winter, WintShld, Summer
CT Fac. Spec. - SO2 Rate Annual v3.1, Unit 1165 and retrofits | 358 | 1769 | Rate Constraint in lbs/MMBtu | FALSE | L | Annual | Standard SO2 | lb/MMBtu | 0.33 | 0.33 | 0.33 | 0.33 | 0.33 | 0.33 | 0.33 | 0.33
CT Fac. Spec. - SO2 Rate Annual v3.1, Unit 1165 and retrofits | 358 | 1769 | Rate Constraint in lbs/MMBtu | FALSE | L | Annual | Emissions at Affected Plants SO2 | Thousand Tons | 0 | 0 | 0 | 0 | 0 | 0 | 0 | 0
CT Fac. Spec. - SO2 Rate Annual v3.1, Unit 1165 and retrofits | 358 | 1769 | Rate Constraint in lbs/MMBtu | FALSE | L | Annual | Allowances Purchased SO2 | Thousand Tons | 0 | 0 | 0 | 0 | 0 | 0 | 0 | 0
CT Fac. Spec. - SO2 Rate Annual v3.1, Unit 1165 and retrofits | 358 | 1769 | Rate Constraint in lbs/MMBtu | FALSE | L | Annual | Allowances Sold SO2 | Thousand Tons | 0 | 0 | 0 | 0 | 0 | 0 | 0 | 0
CT Fac. Spec. - SO2 Rate Annual v3.1, Unit 1165 and retrofits | 358 | 1769 | Rate Constraint in lbs/MMBtu | FALSE | L | Annual | Allowances Banked | Thousand Tons | 0 | 0 | 0 | 0 | 0 | 0 | 0 | 0
CT Fac. Spec. - SO2 Rate Annual v3.1, Unit 1165 and retrofits | 358 | 1769 | Rate Constraint in lbs/MMBtu | FALSE | L | Annual | Allowances Withdrawn (1:1) | Thousand Tons | 0 | 0 | 0 | 0 | 0 | 0 | 0 | 0
CT Fac. Spec. - SO2 Rate Annual v3.1, Unit 1165 and retrofits | 358 | 1769 | Rate Constraint in lbs/MMBtu | FALSE | L | Annual | Allowances Withdrawn (n:1) | Thousand Tons | 0 | 0 | 0 | 0 | 0 | 0 | 0 | 0
CT Fac. Spec. - SO2 Rate Annual v3.1, Unit 1165 and retrofits | 358 | 1769 | Rate Constraint in lbs/MMBtu | FALSE | L | Annual | Net Emissions Allowance Position | Thousand Tons | 0 | 0 | 0 | 0 | 0 | 0 | 0 | 0
CT Fac. Spec. - SO2 Rate Annual v3.1, Unit 1165 and retrofits | 358 | 1769 | Rate Constraint in lbs/MMBtu | FALSE | L | Annual | Fuel Consumed | TBtu | 0 | 0.011287 | 0 | 0 | 0 | 0 | 0 | 0
CT Fac. Spec. - SO2 Rate Annual v3.1, Unit 1165 and retrofits | 358 | 1769 | Rate Constraint in lbs/MMBtu | FALSE | L | Annual | Rate | lb/MMBtu | 0 | 0 | 0 | 0 | 0 | 0 | 0 | 0
CT Fac. Spec. - SO2 Rate Annual v3.1, Unit 1165 and retrofits | 358 | 1769 | Rate Constraint in lbs/MMBtu | FALSE | L | Annual | Generation | TWh | 0 | 0.0010505 | 0 | 0 | 0 | 0 | 0 | 0
CT Fac. Spec. - SO2 Rate Annual v3.1, Unit 1165 and retrofits | 358 | 1769 | Rate Constraint in lbs/MMBtu | FALSE | L | Annual | Qualifying Generation | TWh | 0 | 0.0010505 | 0 | 0 | 0 | 0 | 0 | 0
CT Fac. Spec. - SO2 Rate Annual v3.1, Unit 1165 and retrofits | 358 | 1769 | Rate Constraint in lbs/MMBtu | FALSE | L | Annual | Rate | lb/MWh | 0 | 0 | 0 | 0 | 0 | 0 | 0 | 0
CT Fac. Spec. - SO2 Rate Annual v3.1, Unit 1165 and retrofits | 358 | 1769 | Rate Constraint in lbs/MMBtu | FALSE | L | Annual | Constraint Shadow Price | US2016$/Ton | 0 | 0 | 0 | 0 | 0 | 0 | 0 | 0
CT Fac. Spec. - SO2 Rate Annual v3.1, Unit 1166 and retrofits | 359 | 1769 | Rate Constraint in lbs/MMBtu | FALSE | L | Annual | Seasons Included | Seasons | Winter, WintShld, Summer | Winter, WintShld, Summer | Winter, WintShld, Summer | Winter, WintShld, Summer | Winter, WintShld, Summer | Winter, WintShld, Summer | Winter, WintShld, Summer | Winter, WintShld, Summer
CT Fac. Spec. - SO2 Rate Annual v3.1, Unit 1166 and retrofits | 359 | 1769 | Rate Constraint in lbs/MMBtu | FALSE | L | Annual | Standard SO2 | lb/MMBtu | 0.33 | 0.33 | 0.33 | 0.33 | 0.33 | 0.33 | 0.33 | 0.33
CT Fac. Spec. - SO2 Rate Annual v3.1, Unit 1166 and retrofits | 359 | 1769 | Rate Constraint in lbs/MMBtu | FALSE | L | Annual | Emissions at Affected Plants SO2 | Thousand Tons | 0 | 0 | 0 | 0 | 0 | 0 | 0 | 0
CT Fac. Spec. - SO2 Rate Annual v3.1, Unit 1166 and retrofits | 359 | 1769 | Rate Constraint in lbs/MMBtu | FALSE | L | Annual | Allowances Purchased SO2 | Thousand Tons | 0 | 0 | 0 | 0 | 0 | 0 | 0 | 0
CT Fac. Spec. - SO2 Rate Annual v3.1, Unit 1166 and retrofits | 359 | 1769 | Rate Constraint in lbs/MMBtu | FALSE | L | Annual | Allowances Sold SO2 | Thousand Tons | 0 | 0 | 0 | 0 | 0 | 0 | 0 | 0
CT Fac. Spec. - SO2 Rate Annual v3.1, Unit 1166 and retrofits | 359 | 1769 | Rate Constraint in lbs/MMBtu | FALSE | L | Annual | Allowances Banked | Thousand Tons | 0 | 0 | 0 | 0 | 0 | 0 | 0 | 0
CT Fac. Spec. - SO2 Rate Annual v3.1, Unit 1166 and retrofits | 359 | 1769 | Rate Constraint in lbs/MMBtu | FALSE | L | Annual | Allowances Withdrawn (1:1) | Thousand Tons | 0 | 0 | 0 | 0 | 0 | 0 | 0 | 0
CT Fac. Spec. - SO2 Rate Annual v3.1, Unit 1166 and retrofits | 359 | 1769 | Rate Constraint in lbs/MMBtu | FALSE | L | Annual | Allowances Withdrawn (n:1) | Thousand Tons | 0 | 0 | 0 | 0 | 0 | 0 | 0 | 0
CT Fac. Spec. - SO2 Rate Annual v3.1, Unit 1166 and retrofits | 359 | 1769 | Rate Constraint in lbs/MMBtu | FALSE | L | Annual | Net Emissions Allowance Position | Thousand Tons | 0 | 0 | 0 | 0 | 0 | 0 | 0 | 0
CT Fac. Spec. - SO2 Rate Annual v3.1, Unit 1166 and retrofits | 359 | 1769 | Rate Constraint in lbs/MMBtu | FALSE | L | Annual | Fuel Consumed | TBtu | 0 | 0 | 0 | 0 | 0 | 0 | 0 | 0
CT Fac. Spec. - SO2 Rate Annual v3.1, Unit 1166 and retrofits | 359 | 1769 | Rate Constraint in lbs/MMBtu | FALSE | L | Annual | Rate | lb/MMBtu | 0 | 0 | 0 | 0 | 0 | 0 | 0 | 0
CT Fac. Spec. - SO2 Rate Annual v3.1, Unit 1166 and retrofits | 359 | 1769 | Rate Constraint in lbs/MMBtu | FALSE | L | Annual | Generation | TWh | 0 | 0 | 0 | 0 | 0 | 0 | 0 | 0
CT Fac. Spec. - SO2 Rate Annual v3.1, Unit 1166 and retrofits | 359 | 1769 | Rate Constraint in lbs/MMBtu | FALSE | L | Annual | Qualifying Generation | TWh | 0 | 0 | 0 | 0 | 0 | 0 | 0 | 0
CT Fac. Spec. - SO2 Rate Annual v3.1, Unit 1166 and retrofits | 359 | 1769 | Rate Constraint in lbs/MMBtu | FALSE | L | Annual | Rate | lb/MWh | 0 | 0 | 0 | 0 | 0 | 0 | 0 | 0
CT Fac. Spec. - SO2 Rate Annual v3.1, Unit 1166 and retrofits | 359 | 1769 | Rate Constraint in lbs/MMBtu | FALSE | L | Annual | Constraint Shadow Price | US2016$/Ton | 0 | 0 | 0 | 0 | 0 | 0 | 0 | 0
CT Fac. Spec. - SO2 Rate Annual v3.1, Unit 1169 and retrofits | 360 | 1769 | Rate Constraint in lbs/MMBtu | FALSE | L | Annual | Seasons Included | Seasons | Winter, WintShld, Summer | Winter, WintShld, Summer | Winter, WintShld, Summer | Winter, WintShld, Summer | Winter, WintShld, Summer | Winter, WintShld, Summer | Winter, WintShld, Summer | Winter, WintShld, Summer
CT Fac. Spec. - SO2 Rate Annual v3.1, Unit 1169 and retrofits | 360 | 1769 | Rate Constraint in lbs/MMBtu | FALSE | L | Annual | Standard SO2 | lb/MMBtu | 0.33 | 0.33 | 0.33 | 0.33 | 0.33 | 0.33 | 0.33 | 0.33
CT Fac. Spec. - SO2 Rate Annual v3.1, Unit 1169 and retrofits | 360 | 1769 | Rate Constraint in lbs/MMBtu | FALSE | L | Annual | Emissions at Affected Plants SO2 | Thousand Tons | 0 | 0 | 0 | 0 | 0 | 0 | 0 | 0
CT Fac. Spec. - SO2 Rate Annual v3.1, Unit 1169 and retrofits | 360 | 1769 | Rate Constraint in lbs/MMBtu | FALSE | L | Annual | Allowances Purchased SO2 | Thousand Tons | 0 | 0 | 0 | 0 | 0 | 0 | 0 | 0
CT Fac. Spec. - SO2 Rate Annual v3.1, Unit 1169 and retrofits | 360 | 1769 | Rate Constraint in lbs/MMBtu | FALSE | L | Annual | Allowances Sold SO2 | Thousand Tons | 0 | 0 | 0 | 0 | 0 | 0 | 0 | 0
CT Fac. Spec. - SO2 Rate Annual v3.1, Unit 1169 and retrofits | 360 | 1769 | Rate Constraint in lbs/MMBtu | FALSE | L | Annual | Allowances Banked | Thousand Tons | 0 | 0 | 0 | 0 | 0 | 0 | 0 | 0
CT Fac. Spec. - SO2 Rate Annual v3.1, Unit 1169 and retrofits | 360 | 1769 | Rate Constraint in lbs/MMBtu | FALSE | L | Annual | Allowances Withdrawn (1:1) | Thousand Tons | 0 | 0 | 0 | 0 | 0 | 0 | 0 | 0
CT Fac. Spec. - SO2 Rate Annual v3.1, Unit 1169 and retrofits | 360 | 1769 | Rate Constraint in lbs/MMBtu | FALSE | L | Annual | Allowances Withdrawn (n:1) | Thousand Tons | 0 | 0 | 0 | 0 | 0 | 0 | 0 | 0
CT Fac. Spec. - SO2 Rate Annual v3.1, Unit 1169 and retrofits | 360 | 1769 | Rate Constraint in lbs/MMBtu | FALSE | L | Annual | Net Emissions Allowance Position | Thousand Tons | 0 | 0 | 0 | 0 | 0 | 0 | 0 | 0
CT Fac. Spec. - SO2 Rate Annual v3.1, Unit 1169 and retrofits | 360 | 1769 | Rate Constraint in lbs/MMBtu | FALSE | L | Annual | Fuel Consumed | TBtu | 0 | 0 | 0 | 0 | 0 | 0 | 0 | 0
CT Fac. Spec. - SO2 Rate Annual v3.1, Unit 1169 and retrofits | 360 | 1769 | Rate Constraint in lbs/MMBtu | FALSE | L | Annual | Rate | lb/MMBtu | 0 | 0 | 0 | 0 | 0 | 0 | 0 | 0
CT Fac. Spec. - SO2 Rate Annual v3.1, Unit 1169 and retrofits | 360 | 1769 | Rate Constraint in lbs/MMBtu | FALSE | L | Annual | Generation | TWh | 0 | 0 | 0 | 0 | 0 | 0 | 0 | 0
CT Fac. Spec. - SO2 Rate Annual v3.1, Unit 1169 and retrofits | 360 | 1769 | Rate Constraint in lbs/MMBtu | FALSE | L | Annual | Qualifying Generation | TWh | 0 | 0 | 0 | 0 | 0 | 0 | 0 | 0
CT Fac. Spec. - SO2 Rate Annual v3.1, Unit 1169 and retrofits | 360 | 1769 | Rate Constraint in lbs/MMBtu | FALSE | L | Annual | Rate | lb/MWh | 0 | 0 | 0 | 0 | 0 | 0 | 0 | 0
CT Fac. Spec. - SO2 Rate Annual v3.1, Unit 1169 and retrofits | 360 | 1769 | Rate Constraint in lbs/MMBtu | FALSE | L | Annual | Constraint Shadow Price | US2016$/Ton | 0 | 0 | 0 | 0 | 0 | 0 | 0 | 0
CT Fac. Spec. - SO2 Rate Annual v3.1, Unit 1177 and retrofits | 361 | 1769 | Rate Constraint in lbs/MMBtu | FALSE | L | Annual | Seasons Included | Seasons | Winter, WintShld, Summer | Winter, WintShld, Summer | Winter, WintShld, Summer | Winter, WintShld, Summer | Winter, WintShld, Summer | Winter, WintShld, Summer | Winter, WintShld, Summer | Winter, WintShld, Summer
CT Fac. Spec. - SO2 Rate Annual v3.1, Unit 1177 and retrofits | 361 | 1769 | Rate Constraint in lbs/MMBtu | FALSE | L | Annual | Standard SO2 | lb/MMBtu | 0.33 | 0.33 | 0.33 | 0.33 | 0.33 | 0.33 | 0.33 | 0.33
CT Fac. Spec. - SO2 Rate Annual v3.1, Unit 1177 and retrofits | 361 | 1769 | Rate Constraint in lbs/MMBtu | FALSE | L | Annual | Emissions at Affected Plants SO2 | Thousand Tons | 0 | 0 | 0 | 0 | 0 | 0 | 0 | 0
CT Fac. Spec. - SO2 Rate Annual v3.1, Unit 1177 and retrofits | 361 | 1769 | Rate Constraint in lbs/MMBtu | FALSE | L | Annual | Allowances Purchased SO2 | Thousand Tons | 0 | 0 | 0 | 0 | 0 | 0 | 0 | 0
CT Fac. Spec. - SO2 Rate Annual v3.1, Unit 1177 and retrofits | 361 | 1769 | Rate Constraint in lbs/MMBtu | FALSE | L | Annual | Allowances Sold SO2 | Thousand Tons | 0 | 0 | 0 | 0 | 0 | 0 | 0 | 0
CT Fac. Spec. - SO2 Rate Annual v3.1, Unit 1177 and retrofits | 361 | 1769 | Rate Constraint in lbs/MMBtu | FALSE | L | Annual | Allowances Banked | Thousand Tons | 0 | 0 | 0 | 0 | 0 | 0 | 0 | 0
CT Fac. Spec. - SO2 Rate Annual v3.1, Unit 1177 and retrofits | 361 | 1769 | Rate Constraint in lbs/MMBtu | FALSE | L | Annual | Allowances Withdrawn (1:1) | Thousand Tons | 0 | 0 | 0 | 0 | 0 | 0 | 0 | 0
CT Fac. Spec. - SO2 Rate Annual v3.1, Unit 1177 and retrofits | 361 | 1769 | Rate Constraint in lbs/MMBtu | FALSE | L | Annual | Allowances Withdrawn (n:1) | Thousand Tons | 0 | 0 | 0 | 0 | 0 | 0 | 0 | 0
CT Fac. Spec. - SO2 Rate Annual v3.1, Unit 1177 and retrofits | 361 | 1769 | Rate Constraint in lbs/MMBtu | FALSE | L | Annual | Net Emissions Allowance Position | Thousand Tons | 0 | 0 | 0 | 0 | 0 | 0 | 0 | 0
CT Fac. Spec. - SO2 Rate Annual v3.1, Unit 1177 and retrofits | 361 | 1769 | Rate Constraint in lbs/MMBtu | FALSE | L | Annual | Fuel Consumed | TBtu | 0 | 0 | 0 | 0 | 0 | 0 | 0 | 0
CT Fac. Spec. - SO2 Rate Annual v3.1, Unit 1177 and retrofits | 361 | 1769 | Rate Constraint in lbs/MMBtu | FALSE | L | Annual | Rate | lb/MMBtu | 0 | 0 | 0 | 0 | 0 | 0 | 0 | 0
CT Fac. Spec. - SO2 Rate Annual v3.1, Unit 1177 and retrofits | 361 | 1769 | Rate Constraint in lbs/MMBtu | FALSE | L | Annual | Generation | TWh | 0 | 0 | 0 | 0 | 0 | 0 | 0 | 0
CT Fac. Spec. - SO2 Rate Annual v3.1, Unit 1177 and retrofits | 361 | 1769 | Rate Constraint in lbs/MMBtu | FALSE | L | Annual | Qualifying Generation | TWh | 0 | 0 | 0 | 0 | 0 | 0 | 0 | 0
CT Fac. Spec. - SO2 Rate Annual v3.1, Unit 1177 and retrofits | 361 | 1769 | Rate Constraint in lbs/MMBtu | FALSE | L | Annual | Rate | lb/MWh | 0 | 0 | 0 | 0 | 0 | 0 | 0 | 0
CT Fac. Spec. - SO2 Rate Annual v3.1, Unit 1177 and retrofits | 361 | 1769 | Rate Constraint in lbs/MMBtu | FALSE | L | Annual | Constraint Shadow Price | US2016$/Ton | 0 | 0 | 0 | 0 | 0 | 0 | 0 | 0
CT Fac. Spec. - SO2 Rate Annual v3.1, Unit 1178 and retrofits | 362 | 1769 | Rate Constraint in lbs/MMBtu | FALSE | L | Annual | Seasons Included | Seasons | Winter, WintShld, Summer | Winter, WintShld, Summer | Winter, WintShld, Summer | Winter, WintShld, Summer | Winter, WintShld, Summer | Winter, WintShld, Summer | Winter, WintShld, Summer | Winter, WintShld, Summer
CT Fac. Spec. - SO2 Rate Annual v3.1, Unit 1178 and retrofits | 362 | 1769 | Rate Constraint in lbs/MMBtu | FALSE | L | Annual | Standard SO2 | lb/MMBtu | 0.33 | 0.33 | 0.33 | 0.33 | 0.33 | 0.33 | 0.33 | 0.33
CT Fac. Spec. - SO2 Rate Annual v3.1, Unit 1178 and retrofits | 362 | 1769 | Rate Constraint in lbs/MMBtu | FALSE | L | Annual | Emissions at Affected Plants SO2 | Thousand Tons | 0 | 0 | 0 | 0 | 0 | 0 | 0 | 0
CT Fac. Spec. - SO2 Rate Annual v3.1, Unit 1178 and retrofits | 362 | 1769 | Rate Constraint in lbs/MMBtu | FALSE | L | Annual | Allowances Purchased SO2 | Thousand Tons | 0 | 0 | 0 | 0 | 0 | 0 | 0 | 0
CT Fac. Spec. - SO2 Rate Annual v3.1, Unit 1178 and retrofits | 362 | 1769 | Rate Constraint in lbs/MMBtu | FALSE | L | Annual | Allowances Sold SO2 | Thousand Tons | 0 | 0 | 0 | 0 | 0 | 0 | 0 | 0
CT Fac. Spec. - SO2 Rate Annual v3.1, Unit 1178 and retrofits | 362 | 1769 | Rate Constraint in lbs/MMBtu | FALSE | L | Annual | Allowances Banked | Thousand Tons | 0 | 0 | 0 | 0 | 0 | 0 | 0 | 0
CT Fac. Spec. - SO2 Rate Annual v3.1, Unit 1178 and retrofits | 362 | 1769 | Rate Constraint in lbs/MMBtu | FALSE | L | Annual | Allowances Withdrawn (1:1) | Thousand Tons | 0 | 0 | 0 | 0 | 0 | 0 | 0 | 0
CT Fac. Spec. - SO2 Rate Annual v3.1, Unit 1178 and retrofits | 362 | 1769 | Rate Constraint in lbs/MMBtu | FALSE | L | Annual | Allowances Withdrawn (n:1) | Thousand Tons | 0 | 0 | 0 | 0 | 0 | 0 | 0 | 0
CT Fac. Spec. - SO2 Rate Annual v3.1, Unit 1178 and retrofits | 362 | 1769 | Rate Constraint in lbs/MMBtu | FALSE | L | Annual | Net Emissions Allowance Position | Thousand Tons | 0 | 0 | 0 | 0 | 0 | 0 | 0 | 0
CT Fac. Spec. - SO2 Rate Annual v3.1, Unit 1178 and retrofits | 362 | 1769 | Rate Constraint in lbs/MMBtu | FALSE | L | Annual | Fuel Consumed | TBtu | 0 | 0 | 0 | 0 | 0 | 0 | 0 | 0
CT Fac. Spec. - SO2 Rate Annual v3.1, Unit 1178 and retrofits | 362 | 1769 | Rate Constraint in lbs/MMBtu | FALSE | L | Annual | Rate | lb/MMBtu | 0 | 0 | 0 | 0 | 0 | 0 | 0 | 0
CT Fac. Spec. - SO2 Rate Annual v3.1, Unit 1178 and retrofits | 362 | 1769 | Rate Constraint in lbs/MMBtu | FALSE | L | Annual | Generation | TWh | 0 | 0 | 0 | 0 | 0 | 0 | 0 | 0
CT Fac. Spec. - SO2 Rate Annual v3.1, Unit 1178 and retrofits | 362 | 1769 | Rate Constraint in lbs/MMBtu | FALSE | L | Annual | Qualifying Generation | TWh | 0 | 0 | 0 | 0 | 0 | 0 | 0 | 0
CT Fac. Spec. - SO2 Rate Annual v3.1, Unit 1178 and retrofits | 362 | 1769 | Rate Constraint in lbs/MMBtu | FALSE | L | Annual | Rate | lb/MWh | 0 | 0 | 0 | 0 | 0 | 0 | 0 | 0
CT Fac. Spec. - SO2 Rate Annual v3.1, Unit 1178 and retrofits | 362 | 1769 | Rate Constraint in lbs/MMBtu | FALSE | L | Annual | Constraint Shadow Price | US2016$/Ton | 0 | 0 | 0 | 0 | 0 | 0 | 0 | 0
CT Fac. Spec. - SO2 Rate Annual v3.1, Unit 1179 and retrofits | 363 | 1769 | Rate Constraint in lbs/MMBtu | FALSE | L | Annual | Seasons Included | Seasons | Winter, WintShld, Summer | Winter, WintShld, Summer | Winter, WintShld, Summer | Winter, WintShld, Summer | Winter, WintShld, Summer | Winter, WintShld, Summer | Winter, WintShld, Summer | Winter, WintShld, Summer
CT Fac. Spec. - SO2 Rate Annual v3.1, Unit 1179 and retrofits | 363 | 1769 | Rate Constraint in lbs/MMBtu | FALSE | L | Annual | Standard SO2 | lb/MMBtu | 0.33 | 0.33 | 0.33 | 0.33 | 0.33 | 0.33 | 0.33 | 0.33
CT Fac. Spec. - SO2 Rate Annual v3.1, Unit 1179 and retrofits | 363 | 1769 | Rate Constraint in lbs/MMBtu | FALSE | L | Annual | Emissions at Affected Plants SO2 | Thousand Tons | 0 | 0 | 0 | 0 | 0 | 0 | 0 | 0
CT Fac. Spec. - SO2 Rate Annual v3.1, Unit 1179 and retrofits | 363 | 1769 | Rate Constraint in lbs/MMBtu | FALSE | L | Annual | Allowances Purchased SO2 | Thousand Tons | 0 | 0 | 0 | 0 | 0 | 0 | 0 | 0
CT Fac. Spec. - SO2 Rate Annual v3.1, Unit 1179 and retrofits | 363 | 1769 | Rate Constraint in lbs/MMBtu | FALSE | L | Annual | Allowances Sold SO2 | Thousand Tons | 0 | 0 | 0 | 0 | 0 | 0 | 0 | 0
CT Fac. Spec. - SO2 Rate Annual v3.1, Unit 1179 and retrofits | 363 | 1769 | Rate Constraint in lbs/MMBtu | FALSE | L | Annual | Allowances Banked | Thousand Tons | 0 | 0 | 0 | 0 | 0 | 0 | 0 | 0
CT Fac. Spec. - SO2 Rate Annual v3.1, Unit 1179 and retrofits | 363 | 1769 | Rate Constraint in lbs/MMBtu | FALSE | L | Annual | Allowances Withdrawn (1:1) | Thousand Tons | 0 | 0 | 0 | 0 | 0 | 0 | 0 | 0
CT Fac. Spec. - SO2 Rate Annual v3.1, Unit 1179 and retrofits | 363 | 1769 | Rate Constraint in lbs/MMBtu | FALSE | L | Annual | Allowances Withdrawn (n:1) | Thousand Tons | 0 | 0 | 0 | 0 | 0 | 0 | 0 | 0
CT Fac. Spec. - SO2 Rate Annual v3.1, Unit 1179 and retrofits | 363 | 1769 | Rate Constraint in lbs/MMBtu | FALSE | L | Annual | Net Emissions Allowance Position | Thousand Tons | 0 | 0 | 0 | 0 | 0 | 0 | 0 | 0
CT Fac. Spec. - SO2 Rate Annual v3.1, Unit 1179 and retrofits | 363 | 1769 | Rate Constraint in lbs/MMBtu | FALSE | L | Annual | Fuel Consumed | TBtu | 0 | 0 | 0 | 0 | 0 | 0 | 0 | 0
CT Fac. Spec. - SO2 Rate Annual v3.1, Unit 1179 and retrofits | 363 | 1769 | Rate Constraint in lbs/MMBtu | FALSE | L | Annual | Rate | lb/MMBtu | 0 | 0 | 0 | 0 | 0 | 0 | 0 | 0
CT Fac. Spec. - SO2 Rate Annual v3.1, Unit 1179 and retrofits | 363 | 1769 | Rate Constraint in lbs/MMBtu | FALSE | L | Annual | Generation | TWh | 0 | 0 | 0 | 0 | 0 | 0 | 0 | 0
CT Fac. Spec. - SO2 Rate Annual v3.1, Unit 1179 and retrofits | 363 | 1769 | Rate Constraint in lbs/MMBtu | FALSE | L | Annual | Qualifying Generation | TWh | 0 | 0 | 0 | 0 | 0 | 0 | 0 | 0
CT Fac. Spec. - SO2 Rate Annual v3.1, Unit 1179 and retrofits | 363 | 1769 | Rate Constraint in lbs/MMBtu | FALSE | L | Annual | Rate | lb/MWh | 0 | 0 | 0 | 0 | 0 | 0 | 0 | 0
CT Fac. Spec. - SO2 Rate Annual v3.1, Unit 1179 and retrofits | 363 | 1769 | Rate Constraint in lbs/MMBtu | FALSE | L | Annual | Constraint Shadow Price | US2016$/Ton | 0 | 0 | 0 | 0 | 0 | 0 | 0 | 0
CT Fac. Spec. - SO2 Rate Annual v3.1, Unit 1180 and retrofits | 364 | 1769 | Rate Constraint in lbs/MMBtu | FALSE | L | Annual | Seasons Included | Seasons | Winter, WintShld, Summer | Winter, WintShld, Summer | Winter, WintShld, Summer | Winter, WintShld, Summer | Winter, WintShld, Summer | Winter, WintShld, Summer | Winter, WintShld, Summer | Winter, WintShld, Summer
CT Fac. Spec. - SO2 Rate Annual v3.1, Unit 1180 and retrofits | 364 | 1769 | Rate Constraint in lbs/MMBtu | FALSE | L | Annual | Standard SO2 | lb/MMBtu | 0.33 | 0.33 | 0.33 | 0.33 | 0.33 | 0.33 | 0.33 | 0.33
CT Fac. Spec. - SO2 Rate Annual v3.1, Unit 1180 and retrofits | 364 | 1769 | Rate Constraint in lbs/MMBtu | FALSE | L | Annual | Emissions at Affected Plants SO2 | Thousand Tons | 0 | 0 | 0 | 0 | 0 | 0 | 0 | 0
CT Fac. Spec. - SO2 Rate Annual v3.1, Unit 1180 and retrofits | 364 | 1769 | Rate Constraint in lbs/MMBtu | FALSE | L | Annual | Allowances Purchased SO2 | Thousand Tons | 0 | 0 | 0 | 0 | 0 | 0 | 0 | 0
CT Fac. Spec. - SO2 Rate Annual v3.1, Unit 1180 and retrofits | 364 | 1769 | Rate Constraint in lbs/MMBtu | FALSE | L | Annual | Allowances Sold SO2 | Thousand Tons | 0 | 0 | 0 | 0 | 0 | 0 | 0 | 0
CT Fac. Spec. - SO2 Rate Annual v3.1, Unit 1180 and retrofits | 364 | 1769 | Rate Constraint in lbs/MMBtu | FALSE | L | Annual | Allowances Banked | Thousand Tons | 0 | 0 | 0 | 0 | 0 | 0 | 0 | 0
CT Fac. Spec. - SO2 Rate Annual v3.1, Unit 1180 and retrofits | 364 | 1769 | Rate Constraint in lbs/MMBtu | FALSE | L | Annual | Allowances Withdrawn (1:1) | Thousand Tons | 0 | 0 | 0 | 0 | 0 | 0 | 0 | 0
CT Fac. Spec. - SO2 Rate Annual v3.1, Unit 1180 and retrofits | 364 | 1769 | Rate Constraint in lbs/MMBtu | FALSE | L | Annual | Allowances Withdrawn (n:1) | Thousand Tons | 0 | 0 | 0 | 0 | 0 | 0 | 0 | 0
CT Fac. Spec. - SO2 Rate Annual v3.1, Unit 1180 and retrofits | 364 | 1769 | Rate Constraint in lbs/MMBtu | FALSE | L | Annual | Net Emissions Allowance Position | Thousand Tons | 0 | 0 | 0 | 0 | 0 | 0 | 0 | 0
CT Fac. Spec. - SO2 Rate Annual v3.1, Unit 1180 and retrofits | 364 | 1769 | Rate Constraint in lbs/MMBtu | FALSE | L | Annual | Fuel Consumed | TBtu | 0 | 0 | 0 | 0 | 0 | 0 | 0 | 0
CT Fac. Spec. - SO2 Rate Annual v3.1, Unit 1180 and retrofits | 364 | 1769 | Rate Constraint in lbs/MMBtu | FALSE | L | Annual | Rate | lb/MMBtu | 0 | 0 | 0 | 0 | 0 | 0 | 0 | 0
CT Fac. Spec. - SO2 Rate Annual v3.1, Unit 1180 and retrofits | 364 | 1769 | Rate Constraint in lbs/MMBtu | FALSE | L | Annual | Generation | TWh | 0 | 0 | 0 | 0 | 0 | 0 | 0 | 0
CT Fac. Spec. - SO2 Rate Annual v3.1, Unit 1180 and retrofits | 364 | 1769 | Rate Constraint in lbs/MMBtu | FALSE | L | Annual | Qualifying Generation | TWh | 0 | 0 | 0 | 0 | 0 | 0 | 0 | 0
CT Fac. Spec. - SO2 Rate Annual v3.1, Unit 1180 and retrofits | 364 | 1769 | Rate Constraint in lbs/MMBtu | FALSE | L | Annual | Rate | lb/MWh | 0 | 0 | 0 | 0 | 0 | 0 | 0 | 0
CT Fac. Spec. - SO2 Rate Annual v3.1, Unit 1180 and retrofits | 364 | 1769 | Rate Constraint in lbs/MMBtu | FALSE | L | Annual | Constraint Shadow Price | US2016$/Ton | 0 | 0 | 0 | 0 | 0 | 0 | 0 | 0
CT Fac. Spec. - SO2 Rate Annual v3.1, Unit 1182 and retrofits | 365 | 1769 | Rate Constraint in lbs/MMBtu | FALSE | L | Annual | Seasons Included | Seasons | Winter, WintShld, Summer | Winter, WintShld, Summer | Winter, WintShld, Summer | Winter, WintShld, Summer | Winter, WintShld, Summer | Winter, WintShld, Summer | Winter, WintShld, Summer | Winter, WintShld, Summer
CT Fac. Spec. - SO2 Rate Annual v3.1, Unit 1182 and retrofits | 365 | 1769 | Rate Constraint in lbs/MMBtu | FALSE | L | Annual | Standard SO2 | lb/MMBtu | 0.33 | 0.33 | 0.33 | 0.33 | 0.33 | 0.33 | 0.33 | 0.33
CT Fac. Spec. - SO2 Rate Annual v3.1, Unit 1182 and retrofits | 365 | 1769 | Rate Constraint in lbs/MMBtu | FALSE | L | Annual | Emissions at Affected Plants SO2 | Thousand Tons | 0 | 0 | 0 | 0 | 0 | 0 | 0 | 0
CT Fac. Spec. - SO2 Rate Annual v3.1, Unit 1182 and retrofits | 365 | 1769 | Rate Constraint in lbs/MMBtu | FALSE | L | Annual | Allowances Purchased SO2 | Thousand Tons | 0 | 0 | 0 | 0 | 0 | 0 | 0 | 0
CT Fac. Spec. - SO2 Rate Annual v3.1, Unit 1182 and retrofits | 365 | 1769 | Rate Constraint in lbs/MMBtu | FALSE | L | Annual | Allowances Sold SO2 | Thousand Tons | 0 | 0 | 0 | 0 | 0 | 0 | 0 | 0
CT Fac. Spec. - SO2 Rate Annual v3.1, Unit 1182 and retrofits | 365 | 1769 | Rate Constraint in lbs/MMBtu | FALSE | L | Annual | Allowances Banked | Thousand Tons | 0 | 0 | 0 | 0 | 0 | 0 | 0 | 0
CT Fac. Spec. - SO2 Rate Annual v3.1, Unit 1182 and retrofits | 365 | 1769 | Rate Constraint in lbs/MMBtu | FALSE | L | Annual | Allowances Withdrawn (1:1) | Thousand Tons | 0 | 0 | 0 | 0 | 0 | 0 | 0 | 0
CT Fac. Spec. - SO2 Rate Annual v3.1, Unit 1182 and retrofits | 365 | 1769 | Rate Constraint in lbs/MMBtu | FALSE | L | Annual | Allowances Withdrawn (n:1) | Thousand Tons | 0 | 0 | 0 | 0 | 0 | 0 | 0 | 0
CT Fac. Spec. - SO2 Rate Annual v3.1, Unit 1182 and retrofits | 365 | 1769 | Rate Constraint in lbs/MMBtu | FALSE | L | Annual | Net Emissions Allowance Position | Thousand Tons | 0 | 0 | 0 | 0 | 0 | 0 | 0 | 0
CT Fac. Spec. - SO2 Rate Annual v3.1, Unit 1182 and retrofits | 365 | 1769 | Rate Constraint in lbs/MMBtu | FALSE | L | Annual | Fuel Consumed | TBtu | 0 | 0 | 0 | 0 | 0 | 0 | 0 | 0
CT Fac. Spec. - SO2 Rate Annual v3.1, Unit 1182 and retrofits | 365 | 1769 | Rate Constraint in lbs/MMBtu | FALSE | L | Annual | Rate | lb/MMBtu | 0 | 0 | 0 | 0 | 0 | 0 | 0 | 0
CT Fac. Spec. - SO2 Rate Annual v3.1, Unit 1182 and retrofits | 365 | 1769 | Rate Constraint in lbs/MMBtu | FALSE | L | Annual | Generation | TWh | 0 | 0 | 0 | 0 | 0 | 0 | 0 | 0
CT Fac. Spec. - SO2 Rate Annual v3.1, Unit 1182 and retrofits | 365 | 1769 | Rate Constraint in lbs/MMBtu | FALSE | L | Annual | Qualifying Generation | TWh | 0 | 0 | 0 | 0 | 0 | 0 | 0 | 0
CT Fac. Spec. - SO2 Rate Annual v3.1, Unit 1182 and retrofits | 365 | 1769 | Rate Constraint in lbs/MMBtu | FALSE | L | Annual | Rate | lb/MWh | 0 | 0 | 0 | 0 | 0 | 0 | 0 | 0
CT Fac. Spec. - SO2 Rate Annual v3.1, Unit 1182 and retrofits | 365 | 1769 | Rate Constraint in lbs/MMBtu | FALSE | L | Annual | Constraint Shadow Price | US2016$/Ton | 0 | 0 | 0 | 0 | 0 | 0 | 0 | 0
CT Fac. Spec. - SO2 Rate Annual v3.1, Unit 1183 and retrofits | 366 | 1769 | Rate Constraint in lbs/MMBtu | FALSE | L | Annual | Seasons Included | Seasons | Winter, WintShld, Summer | Winter, WintShld, Summer | Winter, WintShld, Summer | Winter, WintShld, Summer | Winter, WintShld, Summer | Winter, WintShld, Summer | Winter, WintShld, Summer | Winter, WintShld, Summer
CT Fac. Spec. - SO2 Rate Annual v3.1, Unit 1183 and retrofits | 366 | 1769 | Rate Constraint in lbs/MMBtu | FALSE | L | Annual | Standard SO2 | lb/MMBtu | 0.33 | 0.33 | 0.33 | 0.33 | 0.33 | 0.33 | 0.33 | 0.33
CT Fac. Spec. - SO2 Rate Annual v3.1, Unit 1183 and retrofits | 366 | 1769 | Rate Constraint in lbs/MMBtu | FALSE | L | Annual | Emissions at Affected Plants SO2 | Thousand Tons | 0 | 0 | 0 | 0 | 0 | 0 | 0 | 0
CT Fac. Spec. - SO2 Rate Annual v3.1, Unit 1183 and retrofits | 366 | 1769 | Rate Constraint in lbs/MMBtu | FALSE | L | Annual | Allowances Purchased SO2 | Thousand Tons | 0 | 0 | 0 | 0 | 0 | 0 | 0 | 0
CT Fac. Spec. - SO2 Rate Annual v3.1, Unit 1183 and retrofits | 366 | 1769 | Rate Constraint in lbs/MMBtu | FALSE | L | Annual | Allowances Sold SO2 | Thousand Tons | 0 | 0 | 0 | 0 | 0 | 0 | 0 | 0
CT Fac. Spec. - SO2 Rate Annual v3.1, Unit 1183 and retrofits | 366 | 1769 | Rate Constraint in lbs/MMBtu | FALSE | L | Annual | Allowances Banked | Thousand Tons | 0 | 0 | 0 | 0 | 0 | 0 | 0 | 0
CT Fac. Spec. - SO2 Rate Annual v3.1, Unit 1183 and retrofits | 366 | 1769 | Rate Constraint in lbs/MMBtu | FALSE | L | Annual | Allowances Withdrawn (1:1) | Thousand Tons | 0 | 0 | 0 | 0 | 0 | 0 | 0 | 0
CT Fac. Spec. - SO2 Rate Annual v3.1, Unit 1183 and retrofits | 366 | 1769 | Rate Constraint in lbs/MMBtu | FALSE | L | Annual | Allowances Withdrawn (n:1) | Thousand Tons | 0 | 0 | 0 | 0 | 0 | 0 | 0 | 0
CT Fac. Spec. - SO2 Rate Annual v3.1, Unit 1183 and retrofits | 366 | 1769 | Rate Constraint in lbs/MMBtu | FALSE | L | Annual | Net Emissions Allowance Position | Thousand Tons | 0 | 0 | 0 | 0 | 0 | 0 | 0 | 0
CT Fac. Spec. - SO2 Rate Annual v3.1, Unit 1183 and retrofits | 366 | 1769 | Rate Constraint in lbs/MMBtu | FALSE | L | Annual | Fuel Consumed | TBtu | 0 | 0 | 0 | 0 | 0 | 0 | 0 | 0
CT Fac. Spec. - SO2 Rate Annual v3.1, Unit 1183 and retrofits | 366 | 1769 | Rate Constraint in lbs/MMBtu | FALSE | L | Annual | Rate | lb/MMBtu | 0 | 0 | 0 | 0 | 0 | 0 | 0 | 0
CT Fac. Spec. - SO2 Rate Annual v3.1, Unit 1183 and retrofits | 366 | 1769 | Rate Constraint in lbs/MMBtu | FALSE | L | Annual | Generation | TWh | 0 | 0 | 0 | 0 | 0 | 0 | 0 | 0
CT Fac. Spec. - SO2 Rate Annual v3.1, Unit 1183 and retrofits | 366 | 1769 | Rate Constraint in lbs/MMBtu | FALSE | L | Annual | Qualifying Generation | TWh | 0 | 0 | 0 | 0 | 0 | 0 | 0 | 0
CT Fac. Spec. - SO2 Rate Annual v3.1, Unit 1183 and retrofits | 366 | 1769 | Rate Constraint in lbs/MMBtu | FALSE | L | Annual | Rate | lb/MWh | 0 | 0 | 0 | 0 | 0 | 0 | 0 | 0
CT Fac. Spec. - SO2 Rate Annual v3.1, Unit 1183 and retrofits | 366 | 1769 | Rate Constraint in lbs/MMBtu | FALSE | L | Annual | Constraint Shadow Price | US2016$/Ton | 0 | 0 | 0 | 0 | 0 | 0 | 0 | 0
CT Fac. Spec. - SO2 Rate Annual v3.1, Unit 1184 and retrofits | 367 | 1769 | Rate Constraint in lbs/MMBtu | FALSE | L | Annual | Seasons Included | Seasons | Winter, WintShld, Summer | Winter, WintShld, Summer | Winter, WintShld, Summer | Winter, WintShld, Summer | Winter, WintShld, Summer | Winter, WintShld, Summer | Winter, WintShld, Summer | Winter, WintShld, Summer
CT Fac. Spec. - SO2 Rate Annual v3.1, Unit 1184 and retrofits | 367 | 1769 | Rate Constraint in lbs/MMBtu | FALSE | L | Annual | Standard SO2 | lb/MMBtu | 0.33 | 0.33 | 0.33 | 0.33 | 0.33 | 0.33 | 0.33 | 0.33
CT Fac. Spec. - SO2 Rate Annual v3.1, Unit 1184 and retrofits | 367 | 1769 | Rate Constraint in lbs/MMBtu | FALSE | L | Annual | Emissions at Affected Plants SO2 | Thousand Tons | 0 | 0 | 0 | 0 | 0 | 0 | 0 | 0
CT Fac. Spec. - SO2 Rate Annual v3.1, Unit 1184 and retrofits | 367 | 1769 | Rate Constraint in lbs/MMBtu | FALSE | L | Annual | Allowances Purchased SO2 | Thousand Tons | 0 | 0 | 0 | 0 | 0 | 0 | 0 | 0
CT Fac. Spec. - SO2 Rate Annual v3.1, Unit 1184 and retrofits | 367 | 1769 | Rate Constraint in lbs/MMBtu | FALSE | L | Annual | Allowances Sold SO2 | Thousand Tons | 0 | 0 | 0 | 0 | 0 | 0 | 0 | 0
CT Fac. Spec. - SO2 Rate Annual v3.1, Unit 1184 and retrofits | 367 | 1769 | Rate Constraint in lbs/MMBtu | FALSE | L | Annual | Allowances Banked | Thousand Tons | 0 | 0 | 0 | 0 | 0 | 0 | 0 | 0
CT Fac. Spec. - SO2 Rate Annual v3.1, Unit 1184 and retrofits | 367 | 1769 | Rate Constraint in lbs/MMBtu | FALSE | L | Annual | Allowances Withdrawn (1:1) | Thousand Tons | 0 | 0 | 0 | 0 | 0 | 0 | 0 | 0
CT Fac. Spec. - SO2 Rate Annual v3.1, Unit 1184 and retrofits | 367 | 1769 | Rate Constraint in lbs/MMBtu | FALSE | L | Annual | Allowances Withdrawn (n:1) | Thousand Tons | 0 | 0 | 0 | 0 | 0 | 0 | 0 | 0
CT Fac. Spec. - SO2 Rate Annual v3.1, Unit 1184 and retrofits | 367 | 1769 | Rate Constraint in lbs/MMBtu | FALSE | L | Annual | Net Emissions Allowance Position | Thousand Tons | 0 | 0 | 0 | 0 | 0 | 0 | 0 | 0
CT Fac. Spec. - SO2 Rate Annual v3.1, Unit 1184 and retrofits | 367 | 1769 | Rate Constraint in lbs/MMBtu | FALSE | L | Annual | Fuel Consumed | TBtu | 0 | 0 | 0 | 0 | 0 | 0 | 0 | 0
CT Fac. Spec. - SO2 Rate Annual v3.1, Unit 1184 and retrofits | 367 | 1769 | Rate Constraint in lbs/MMBtu | FALSE | L | Annual | Rate | lb/MMBtu | 0 | 0 | 0 | 0 | 0 | 0 | 0 | 0
CT Fac. Spec. - SO2 Rate Annual v3.1, Unit 1184 and retrofits | 367 | 1769 | Rate Constraint in lbs/MMBtu | FALSE | L | Annual | Generation | TWh | 0 | 0 | 0 | 0 | 0 | 0 | 0 | 0
CT Fac. Spec. - SO2 Rate Annual v3.1, Unit 1184 and retrofits | 367 | 1769 | Rate Constraint in lbs/MMBtu | FALSE | L | Annual | Qualifying Generation | TWh | 0 | 0 | 0 | 0 | 0 | 0 | 0 | 0
CT Fac. Spec. - SO2 Rate Annual v3.1, Unit 1184 and retrofits | 367 | 1769 | Rate Constraint in lbs/MMBtu | FALSE | L | Annual | Rate | lb/MWh | 0 | 0 | 0 | 0 | 0 | 0 | 0 | 0
CT Fac. Spec. - SO2 Rate Annual v3.1, Unit 1184 and retrofits | 367 | 1769 | Rate Constraint in lbs/MMBtu | FALSE | L | Annual | Constraint Shadow Price | US2016$/Ton | 0 | 0 | 0 | 0 | 0 | 0 | 0 | 0
CT Fac. Spec. - SO2 Rate Annual v3.1, Unit 1187 and retrofits | 368 | 1769 | Rate Constraint in lbs/MMBtu | FALSE | L | Annual | Seasons Included | Seasons | Winter, WintShld, Summer | Winter, WintShld, Summer | Winter, WintShld, Summer | Winter, WintShld, Summer | Winter, WintShld, Summer | Winter, WintShld, Summer | Winter, WintShld, Summer | Winter, WintShld, Summer
CT Fac. Spec. - SO2 Rate Annual v3.1, Unit 1187 and retrofits | 368 | 1769 | Rate Constraint in lbs/MMBtu | FALSE | L | Annual | Standard SO2 | lb/MMBtu | 0.33 | 0.33 | 0.33 | 0.33 | 0.33 | 0.33 | 0.33 | 0.33
CT Fac. Spec. - SO2 Rate Annual v3.1, Unit 1187 and retrofits | 368 | 1769 | Rate Constraint in lbs/MMBtu | FALSE | L | Annual | Emissions at Affected Plants SO2 | Thousand Tons | 0 | 0 | 0 | 0 | 0 | 0 | 0 | 0
CT Fac. Spec. - SO2 Rate Annual v3.1, Unit 1187 and retrofits | 368 | 1769 | Rate Constraint in lbs/MMBtu | FALSE | L | Annual | Allowances Purchased SO2 | Thousand Tons | 0 | 0 | 0 | 0 | 0 | 0 | 0 | 0
CT Fac. Spec. - SO2 Rate Annual v3.1, Unit 1187 and retrofits | 368 | 1769 | Rate Constraint in lbs/MMBtu | FALSE | L | Annual | Allowances Sold SO2 | Thousand Tons | 0 | 0 | 0 | 0 | 0 | 0 | 0 | 0
CT Fac. Spec. - SO2 Rate Annual v3.1, Unit 1187 and retrofits | 368 | 1769 | Rate Constraint in lbs/MMBtu | FALSE | L | Annual | Allowances Banked | Thousand Tons | 0 | 0 | 0 | 0 | 0 | 0 | 0 | 0
CT Fac. Spec. - SO2 Rate Annual v3.1, Unit 1187 and retrofits | 368 | 1769 | Rate Constraint in lbs/MMBtu | FALSE | L | Annual | Allowances Withdrawn (1:1) | Thousand Tons | 0 | 0 | 0 | 0 | 0 | 0 | 0 | 0
CT Fac. Spec. - SO2 Rate Annual v3.1, Unit 1187 and retrofits | 368 | 1769 | Rate Constraint in lbs/MMBtu | FALSE | L | Annual | Allowances Withdrawn (n:1) | Thousand Tons | 0 | 0 | 0 | 0 | 0 | 0 | 0 | 0
CT Fac. Spec. - SO2 Rate Annual v3.1, Unit 1187 and retrofits | 368 | 1769 | Rate Constraint in lbs/MMBtu | FALSE | L | Annual | Net Emissions Allowance Position | Thousand Tons | 0 | 0 | 0 | 0 | 0 | 0 | 0 | 0
CT Fac. Spec. - SO2 Rate Annual v3.1, Unit 1187 and retrofits | 368 | 1769 | Rate Constraint in lbs/MMBtu | FALSE | L | Annual | Fuel Consumed | TBtu | 0 | 0 | 0 | 0 | 0 | 0 | 0 | 0
CT Fac. Spec. - SO2 Rate Annual v3.1, Unit 1187 and retrofits | 368 | 1769 | Rate Constraint in lbs/MMBtu | FALSE | L | Annual | Rate | lb/MMBtu | 0 | 0 | 0 | 0 | 0 | 0 | 0 | 0
CT Fac. Spec. - SO2 Rate Annual v3.1, Unit 1187 and retrofits | 368 | 1769 | Rate Constraint in lbs/MMBtu | FALSE | L | Annual | Generation | TWh | 0 | 0 | 0 | 0 | 0 | 0 | 0 | 0
CT Fac. Spec. - SO2 Rate Annual v3.1, Unit 1187 and retrofits | 368 | 1769 | Rate Constraint in lbs/MMBtu | FALSE | L | Annual | Qualifying Generation | TWh | 0 | 0 | 0 | 0 | 0 | 0 | 0 | 0
CT Fac. Spec. - SO2 Rate Annual v3.1, Unit 1187 and retrofits | 368 | 1769 | Rate Constraint in lbs/MMBtu | FALSE | L | Annual | Rate | lb/MWh | 0 | 0 | 0 | 0 | 0 | 0 | 0 | 0
CT Fac. Spec. - SO2 Rate Annual v3.1, Unit 1187 and retrofits | 368 | 1769 | Rate Constraint in lbs/MMBtu | FALSE | L | Annual | Constraint Shadow Price | US2016$/Ton | 0 | 0 | 0 | 0 | 0 | 0 | 0 | 0
CT Fac. Spec. - SO2 Rate Annual v3.1, Unit 1188 and retrofits | 369 | 1769 | Rate Constraint in lbs/MMBtu | FALSE | L | Annual | Seasons Included | Seasons | Winter, WintShld, Summer | Winter, WintShld, Summer | Winter, WintShld, Summer | Winter, WintShld, Summer | Winter, WintShld, Summer | Winter, WintShld, Summer | Winter, WintShld, Summer | Winter, WintShld, Summer
CT Fac. Spec. - SO2 Rate Annual v3.1, Unit 1188 and retrofits | 369 | 1769 | Rate Constraint in lbs/MMBtu | FALSE | L | Annual | Standard SO2 | lb/MMBtu | 0.33 | 0.33 | 0.33 | 0.33 | 0.33 | 0.33 | 0.33 | 0.33
CT Fac. Spec. - SO2 Rate Annual v3.1, Unit 1188 and retrofits | 369 | 1769 | Rate Constraint in lbs/MMBtu | FALSE | L | Annual | Emissions at Affected Plants SO2 | Thousand Tons | 0 | 0 | 0 | 0 | 0 | 0 | 0 | 0
CT Fac. Spec. - SO2 Rate Annual v3.1, Unit 1188 and retrofits | 369 | 1769 | Rate Constraint in lbs/MMBtu | FALSE | L | Annual | Allowances Purchased SO2 | Thousand Tons | 0 | 0 | 0 | 0 | 0 | 0 | 0 | 0
CT Fac. Spec. - SO2 Rate Annual v3.1, Unit 1188 and retrofits | 369 | 1769 | Rate Constraint in lbs/MMBtu | FALSE | L | Annual | Allowances Sold SO2 | Thousand Tons | 0 | 0 | 0 | 0 | 0 | 0 | 0 | 0
CT Fac. Spec. - SO2 Rate Annual v3.1, Unit 1188 and retrofits | 369 | 1769 | Rate Constraint in lbs/MMBtu | FALSE | L | Annual | Allowances Banked | Thousand Tons | 0 | 0 | 0 | 0 | 0 | 0 | 0 | 0
CT Fac. Spec. - SO2 Rate Annual v3.1, Unit 1188 and retrofits | 369 | 1769 | Rate Constraint in lbs/MMBtu | FALSE | L | Annual | Allowances Withdrawn (1:1) | Thousand Tons | 0 | 0 | 0 | 0 | 0 | 0 | 0 | 0
CT Fac. Spec. - SO2 Rate Annual v3.1, Unit 1188 and retrofits | 369 | 1769 | Rate Constraint in lbs/MMBtu | FALSE | L | Annual | Allowances Withdrawn (n:1) | Thousand Tons | 0 | 0 | 0 | 0 | 0 | 0 | 0 | 0
CT Fac. Spec. - SO2 Rate Annual v3.1, Unit 1188 and retrofits | 369 | 1769 | Rate Constraint in lbs/MMBtu | FALSE | L | Annual | Net Emissions Allowance Position | Thousand Tons | 0 | 0 | 0 | 0 | 0 | 0 | 0 | 0
CT Fac. Spec. - SO2 Rate Annual v3.1, Unit 1188 and retrofits | 369 | 1769 | Rate Constraint in lbs/MMBtu | FALSE | L | Annual | Fuel Consumed | TBtu | 0 | 0 | 0 | 0 | 0 | 0 | 0 | 0
CT Fac. Spec. - SO2 Rate Annual v3.1, Unit 1188 and retrofits | 369 | 1769 | Rate Constraint in lbs/MMBtu | FALSE | L | Annual | Rate | lb/MMBtu | 0 | 0 | 0 | 0 | 0 | 0 | 0 | 0
CT Fac. Spec. - SO2 Rate Annual v3.1, Unit 1188 and retrofits | 369 | 1769 | Rate Constraint in lbs/MMBtu | FALSE | L | Annual | Generation | TWh | 0 | 0 | 0 | 0 | 0 | 0 | 0 | 0
CT Fac. Spec. - SO2 Rate Annual v3.1, Unit 1188 and retrofits | 369 | 1769 | Rate Constraint in lbs/MMBtu | FALSE | L | Annual | Qualifying Generation | TWh | 0 | 0 | 0 | 0 | 0 | 0 | 0 | 0
CT Fac. Spec. - SO2 Rate Annual v3.1, Unit 1188 and retrofits | 369 | 1769 | Rate Constraint in lbs/MMBtu | FALSE | L | Annual | Rate | lb/MWh | 0 | 0 | 0 | 0 | 0 | 0 | 0 | 0
CT Fac. Spec. - SO2 Rate Annual v3.1, Unit 1188 and retrofits | 369 | 1769 | Rate Constraint in lbs/MMBtu | FALSE | L | Annual | Constraint Shadow Price | US2016$/Ton | 0 | 0 | 0 | 0 | 0 | 0 | 0 | 0
CT Fac. Spec. - SO2 Rate Annual v3.1, Unit 1189 and retrofits | 370 | 1769 | Rate Constraint in lbs/MMBtu | FALSE | L | Annual | Seasons Included | Seasons | Winter, WintShld, Summer | Winter, WintShld, Summer | Winter, WintShld, Summer | Winter, WintShld, Summer | Winter, WintShld, Summer | Winter, WintShld, Summer | Winter, WintShld, Summer | Winter, WintShld, Summer
CT Fac. Spec. - SO2 Rate Annual v3.1, Unit 1189 and retrofits | 370 | 1769 | Rate Constraint in lbs/MMBtu | FALSE | L | Annual | Standard SO2 | lb/MMBtu | 0.33 | 0.33 | 0.33 | 0.33 | 0.33 | 0.33 | 0.33 | 0.33
CT Fac. Spec. - SO2 Rate Annual v3.1, Unit 1189 and retrofits | 370 | 1769 | Rate Constraint in lbs/MMBtu | FALSE | L | Annual | Emissions at Affected Plants SO2 | Thousand Tons | 0 | 0 | 0 | 0 | 0 | 0 | 0 | 0
CT Fac. Spec. - SO2 Rate Annual v3.1, Unit 1189 and retrofits | 370 | 1769 | Rate Constraint in lbs/MMBtu | FALSE | L | Annual | Allowances Purchased SO2 | Thousand Tons | 0 | 0 | 0 | 0 | 0 | 0 | 0 | 0
CT Fac. Spec. - SO2 Rate Annual v3.1, Unit 1189 and retrofits | 370 | 1769 | Rate Constraint in lbs/MMBtu | FALSE | L | Annual | Allowances Sold SO2 | Thousand Tons | 0 | 0 | 0 | 0 | 0 | 0 | 0 | 0
CT Fac. Spec. - SO2 Rate Annual v3.1, Unit 1189 and retrofits | 370 | 1769 | Rate Constraint in lbs/MMBtu | FALSE | L | Annual | Allowances Banked | Thousand Tons | 0 | 0 | 0 | 0 | 0 | 0 | 0 | 0
CT Fac. Spec. - SO2 Rate Annual v3.1, Unit 1189 and retrofits | 370 | 1769 | Rate Constraint in lbs/MMBtu | FALSE | L | Annual | Allowances Withdrawn (1:1) | Thousand Tons | 0 | 0 | 0 | 0 | 0 | 0 | 0 | 0
CT Fac. Spec. - SO2 Rate Annual v3.1, Unit 1189 and retrofits | 370 | 1769 | Rate Constraint in lbs/MMBtu | FALSE | L | Annual | Allowances Withdrawn (n:1) | Thousand Tons | 0 | 0 | 0 | 0 | 0 | 0 | 0 | 0
CT Fac. Spec. - SO2 Rate Annual v3.1, Unit 1189 and retrofits | 370 | 1769 | Rate Constraint in lbs/MMBtu | FALSE | L | Annual | Net Emissions Allowance Position | Thousand Tons | 0 | 0 | 0 | 0 | 0 | 0 | 0 | 0
CT Fac. Spec. - SO2 Rate Annual v3.1, Unit 1189 and retrofits | 370 | 1769 | Rate Constraint in lbs/MMBtu | FALSE | L | Annual | Fuel Consumed | TBtu | 0 | 0 | 0 | 0 | 0 | 0 | 0 | 0
CT Fac. Spec. - SO2 Rate Annual v3.1, Unit 1189 and retrofits | 370 | 1769 | Rate Constraint in lbs/MMBtu | FALSE | L | Annual | Rate | lb/MMBtu | 0 | 0 | 0 | 0 | 0 | 0 | 0 | 0
CT Fac. Spec. - SO2 Rate Annual v3.1, Unit 1189 and retrofits | 370 | 1769 | Rate Constraint in lbs/MMBtu | FALSE | L | Annual | Generation | TWh | 0 | 0 | 0 | 0 | 0 | 0 | 0 | 0
CT Fac. Spec. - SO2 Rate Annual v3.1, Unit 1189 and retrofits | 370 | 1769 | Rate Constraint in lbs/MMBtu | FALSE | L | Annual | Qualifying Generation | TWh | 0 | 0 | 0 | 0 | 0 | 0 | 0 | 0
CT Fac. Spec. - SO2 Rate Annual v3.1, Unit 1189 and retrofits | 370 | 1769 | Rate Constraint in lbs/MMBtu | FALSE | L | Annual | Rate | lb/MWh | 0 | 0 | 0 | 0 | 0 | 0 | 0 | 0
CT Fac. Spec. - SO2 Rate Annual v3.1, Unit 1189 and retrofits | 370 | 1769 | Rate Constraint in lbs/MMBtu | FALSE | L | Annual | Constraint Shadow Price | US2016$/Ton | 0 | 0 | 0 | 0 | 0 | 0 | 0 | 0
CT Fac. Spec. - SO2 Rate Annual v3.1, Unit 1190 and retrofits | 371 | 1769 | Rate Constraint in lbs/MMBtu | FALSE | L | Annual | Seasons Included | Seasons | Winter, WintShld, Summer | Winter, WintShld, Summer | Winter, WintShld, Summer | Winter, WintShld, Summer | Winter, WintShld, Summer | Winter, WintShld, Summer | Winter, WintShld, Summer | Winter, WintShld, Summer
CT Fac. Spec. - SO2 Rate Annual v3.1, Unit 1190 and retrofits | 371 | 1769 | Rate Constraint in lbs/MMBtu | FALSE | L | Annual | Standard SO2 | lb/MMBtu | 0.33 | 0.33 | 0.33 | 0.33 | 0.33 | 0.33 | 0.33 | 0.33
CT Fac. Spec. - SO2 Rate Annual v3.1, Unit 1190 and retrofits | 371 | 1769 | Rate Constraint in lbs/MMBtu | FALSE | L | Annual | Emissions at Affected Plants SO2 | Thousand Tons | 0 | 0 | 0 | 0 | 0 | 0 | 0 | 0
CT Fac. Spec. - SO2 Rate Annual v3.1, Unit 1190 and retrofits | 371 | 1769 | Rate Constraint in lbs/MMBtu | FALSE | L | Annual | Allowances Purchased SO2 | Thousand Tons | 0 | 0 | 0 | 0 | 0 | 0 | 0 | 0
CT Fac. Spec. - SO2 Rate Annual v3.1, Unit 1190 and retrofits | 371 | 1769 | Rate Constraint in lbs/MMBtu | FALSE | L | Annual | Allowances Sold SO2 | Thousand Tons | 0 | 0 | 0 | 0 | 0 | 0 | 0 | 0
CT Fac. Spec. - SO2 Rate Annual v3.1, Unit 1190 and retrofits | 371 | 1769 | Rate Constraint in lbs/MMBtu | FALSE | L | Annual | Allowances Banked | Thousand Tons | 0 | 0 | 0 | 0 | 0 | 0 | 0 | 0
CT Fac. Spec. - SO2 Rate Annual v3.1, Unit 1190 and retrofits | 371 | 1769 | Rate Constraint in lbs/MMBtu | FALSE | L | Annual | Allowances Withdrawn (1:1) | Thousand Tons | 0 | 0 | 0 | 0 | 0 | 0 | 0 | 0
CT Fac. Spec. - SO2 Rate Annual v3.1, Unit 1190 and retrofits | 371 | 1769 | Rate Constraint in lbs/MMBtu | FALSE | L | Annual | Allowances Withdrawn (n:1) | Thousand Tons | 0 | 0 | 0 | 0 | 0 | 0 | 0 | 0
CT Fac. Spec. - SO2 Rate Annual v3.1, Unit 1190 and retrofits | 371 | 1769 | Rate Constraint in lbs/MMBtu | FALSE | L | Annual | Net Emissions Allowance Position | Thousand Tons | 0 | 0 | 0 | 0 | 0 | 0 | 0 | 0
CT Fac. Spec. - SO2 Rate Annual v3.1, Unit 1190 and retrofits | 371 | 1769 | Rate Constraint in lbs/MMBtu | FALSE | L | Annual | Fuel Consumed | TBtu | 0 | 0 | 0 | 0 | 0 | 0 | 0 | 0
CT Fac. Spec. - SO2 Rate Annual v3.1, Unit 1190 and retrofits | 371 | 1769 | Rate Constraint in lbs/MMBtu | FALSE | L | Annual | Rate | lb/MMBtu | 0 | 0 | 0 | 0 | 0 | 0 | 0 | 0
CT Fac. Spec. - SO2 Rate Annual v3.1, Unit 1190 and retrofits | 371 | 1769 | Rate Constraint in lbs/MMBtu | FALSE | L | Annual | Generation | TWh | 0 | 0 | 0 | 0 | 0 | 0 | 0 | 0
CT Fac. Spec. - SO2 Rate Annual v3.1, Unit 1190 and retrofits | 371 | 1769 | Rate Constraint in lbs/MMBtu | FALSE | L | Annual | Qualifying Generation | TWh | 0 | 0 | 0 | 0 | 0 | 0 | 0 | 0
CT Fac. Spec. - SO2 Rate Annual v3.1, Unit 1190 and retrofits | 371 | 1769 | Rate Constraint in lbs/MMBtu | FALSE | L | Annual | Rate | lb/MWh | 0 | 0 | 0 | 0 | 0 | 0 | 0 | 0
CT Fac. Spec. - SO2 Rate Annual v3.1, Unit 1190 and retrofits | 371 | 1769 | Rate Constraint in lbs/MMBtu | FALSE | L | Annual | Constraint Shadow Price | US2016$/Ton | 0 | 0 | 0 | 0 | 0 | 0 | 0 | 0
CT Fac. Spec. - SO2 Rate Annual v3.1, Unit 1212 and retrofits | 372 | 1769 | Rate Constraint in lbs/MMBtu | FALSE | L | Annual | Seasons Included | Seasons | Winter, WintShld, Summer | Winter, WintShld, Summer | Winter, WintShld, Summer | Winter, WintShld, Summer | Winter, WintShld, Summer | Winter, WintShld, Summer | Winter, WintShld, Summer | Winter, WintShld, Summer
CT Fac. Spec. - SO2 Rate Annual v3.1, Unit 1212 and retrofits | 372 | 1769 | Rate Constraint in lbs/MMBtu | FALSE | L | Annual | Standard SO2 | lb/MMBtu | 0.33 | 0.33 | 0.33 | 0.33 | 0.33 | 0.33 | 0.33 | 0.33
CT Fac. Spec. - SO2 Rate Annual v3.1, Unit 1212 and retrofits | 372 | 1769 | Rate Constraint in lbs/MMBtu | FALSE | L | Annual | Emissions at Affected Plants SO2 | Thousand Tons | 0 | 0 | 0 | 0 | 0 | 0 | 0 | 0
CT Fac. Spec. - SO2 Rate Annual v3.1, Unit 1212 and retrofits | 372 | 1769 | Rate Constraint in lbs/MMBtu | FALSE | L | Annual | Allowances Purchased SO2 | Thousand Tons | 0 | 0 | 0 | 0 | 0 | 0 | 0 | 0
CT Fac. Spec. - SO2 Rate Annual v3.1, Unit 1212 and retrofits | 372 | 1769 | Rate Constraint in lbs/MMBtu | FALSE | L | Annual | Allowances Sold SO2 | Thousand Tons | 0 | 0 | 0 | 0 | 0 | 0 | 0 | 0
CT Fac. Spec. - SO2 Rate Annual v3.1, Unit 1212 and retrofits | 372 | 1769 | Rate Constraint in lbs/MMBtu | FALSE | L | Annual | Allowances Banked | Thousand Tons | 0 | 0 | 0 | 0 | 0 | 0 | 0 | 0
CT Fac. Spec. - SO2 Rate Annual v3.1, Unit 1212 and retrofits | 372 | 1769 | Rate Constraint in lbs/MMBtu | FALSE | L | Annual | Allowances Withdrawn (1:1) | Thousand Tons | 0 | 0 | 0 | 0 | 0 | 0 | 0 | 0
CT Fac. Spec. - SO2 Rate Annual v3.1, Unit 1212 and retrofits | 372 | 1769 | Rate Constraint in lbs/MMBtu | FALSE | L | Annual | Allowances Withdrawn (n:1) | Thousand Tons | 0 | 0 | 0 | 0 | 0 | 0 | 0 | 0
CT Fac. Spec. - SO2 Rate Annual v3.1, Unit 1212 and retrofits | 372 | 1769 | Rate Constraint in lbs/MMBtu | FALSE | L | Annual | Net Emissions Allowance Position | Thousand Tons | 0 | 0 | 0 | 0 | 0 | 0 | 0 | 0
CT Fac. Spec. - SO2 Rate Annual v3.1, Unit 1212 and retrofits | 372 | 1769 | Rate Constraint in lbs/MMBtu | FALSE | L | Annual | Fuel Consumed | TBtu | 0 | 0 | 0 | 0 | 0 | 0 | 0 | 0
CT Fac. Spec. - SO2 Rate Annual v3.1, Unit 1212 and retrofits | 372 | 1769 | Rate Constraint in lbs/MMBtu | FALSE | L | Annual | Rate | lb/MMBtu | 0 | 0 | 0 | 0 | 0 | 0 | 0 | 0
CT Fac. Spec. - SO2 Rate Annual v3.1, Unit 1212 and retrofits | 372 | 1769 | Rate Constraint in lbs/MMBtu | FALSE | L | Annual | Generation | TWh | 0 | 0 | 0 | 0 | 0 | 0 | 0 | 0
CT Fac. Spec. - SO2 Rate Annual v3.1, Unit 1212 and retrofits | 372 | 1769 | Rate Constraint in lbs/MMBtu | FALSE | L | Annual | Qualifying Generation | TWh | 0 | 0 | 0 | 0 | 0 | 0 | 0 | 0
CT Fac. Spec. - SO2 Rate Annual v3.1, Unit 1212 and retrofits | 372 | 1769 | Rate Constraint in lbs/MMBtu | FALSE | L | Annual | Rate | lb/MWh | 0 | 0 | 0 | 0 | 0 | 0 | 0 | 0
CT Fac. Spec. - SO2 Rate Annual v3.1, Unit 1212 and retrofits | 372 | 1769 | Rate Constraint in lbs/MMBtu | FALSE | L | Annual | Constraint Shadow Price | US2016$/Ton | 0 | 0 | 0 | 0 | 0 | 0 | 0 | 0
CT Fac. Spec. - SO2 Rate Annual v3.1, Unit 1213 and retrofits | 373 | 1769 | Rate Constraint in lbs/MMBtu | FALSE | L | Annual | Seasons Included | Seasons | Winter, WintShld, Summer | Winter, WintShld, Summer | Winter, WintShld, Summer | Winter, WintShld, Summer | Winter, WintShld, Summer | Winter, WintShld, Summer | Winter, WintShld, Summer | Winter, WintShld, Summer
CT Fac. Spec. - SO2 Rate Annual v3.1, Unit 1213 and retrofits | 373 | 1769 | Rate Constraint in lbs/MMBtu | FALSE | L | Annual | Standard SO2 | lb/MMBtu | 0.33 | 0.33 | 0.33 | 0.33 | 0.33 | 0.33 | 0.33 | 0.33
CT Fac. Spec. - SO2 Rate Annual v3.1, Unit 1213 and retrofits | 373 | 1769 | Rate Constraint in lbs/MMBtu | FALSE | L | Annual | Emissions at Affected Plants SO2 | Thousand Tons | 0 | 0 | 0 | 0 | 0 | 0 | 0 | 0
CT Fac. Spec. - SO2 Rate Annual v3.1, Unit 1213 and retrofits | 373 | 1769 | Rate Constraint in lbs/MMBtu | FALSE | L | Annual | Allowances Purchased SO2 | Thousand Tons | 0 | 0 | 0 | 0 | 0 | 0 | 0 | 0
CT Fac. Spec. - SO2 Rate Annual v3.1, Unit 1213 and retrofits | 373 | 1769 | Rate Constraint in lbs/MMBtu | FALSE | L | Annual | Allowances Sold SO2 | Thousand Tons | 0 | 0 | 0 | 0 | 0 | 0 | 0 | 0
CT Fac. Spec. - SO2 Rate Annual v3.1, Unit 1213 and retrofits | 373 | 1769 | Rate Constraint in lbs/MMBtu | FALSE | L | Annual | Allowances Banked | Thousand Tons | 0 | 0 | 0 | 0 | 0 | 0 | 0 | 0
CT Fac. Spec. - SO2 Rate Annual v3.1, Unit 1213 and retrofits | 373 | 1769 | Rate Constraint in lbs/MMBtu | FALSE | L | Annual | Allowances Withdrawn (1:1) | Thousand Tons | 0 | 0 | 0 | 0 | 0 | 0 | 0 | 0
CT Fac. Spec. - SO2 Rate Annual v3.1, Unit 1213 and retrofits | 373 | 1769 | Rate Constraint in lbs/MMBtu | FALSE | L | Annual | Allowances Withdrawn (n:1) | Thousand Tons | 0 | 0 | 0 | 0 | 0 | 0 | 0 | 0
CT Fac. Spec. - SO2 Rate Annual v3.1, Unit 1213 and retrofits | 373 | 1769 | Rate Constraint in lbs/MMBtu | FALSE | L | Annual | Net Emissions Allowance Position | Thousand Tons | 0 | 0 | 0 | 0 | 0 | 0 | 0 | 0
CT Fac. Spec. - SO2 Rate Annual v3.1, Unit 1213 and retrofits | 373 | 1769 | Rate Constraint in lbs/MMBtu | FALSE | L | Annual | Fuel Consumed | TBtu | 0 | 0 | 0 | 0 | 0 | 0 | 0 | 0
CT Fac. Spec. - SO2 Rate Annual v3.1, Unit 1213 and retrofits | 373 | 1769 | Rate Constraint in lbs/MMBtu | FALSE | L | Annual | Rate | lb/MMBtu | 0 | 0 | 0 | 0 | 0 | 0 | 0 | 0
CT Fac. Spec. - SO2 Rate Annual v3.1, Unit 1213 and retrofits | 373 | 1769 | Rate Constraint in lbs/MMBtu | FALSE | L | Annual | Generation | TWh | 0 | 0 | 0 | 0 | 0 | 0 | 0 | 0
CT Fac. Spec. - SO2 Rate Annual v3.1, Unit 1213 and retrofits | 373 | 1769 | Rate Constraint in lbs/MMBtu | FALSE | L | Annual | Qualifying Generation | TWh | 0 | 0 | 0 | 0 | 0 | 0 | 0 | 0
CT Fac. Spec. - SO2 Rate Annual v3.1, Unit 1213 and retrofits | 373 | 1769 | Rate Constraint in lbs/MMBtu | FALSE | L | Annual | Rate | lb/MWh | 0 | 0 | 0 | 0 | 0 | 0 | 0 | 0
CT Fac. Spec. - SO2 Rate Annual v3.1, Unit 1213 and retrofits | 373 | 1769 | Rate Constraint in lbs/MMBtu | FALSE | L | Annual | Constraint Shadow Price | US2016$/Ton | 0 | 0 | 0 | 0 | 0 | 0 | 0 | 0
CT Fac. Spec. - SO2 Rate Annual v3.1, Unit 1214 and retrofits | 374 | 1769 | Rate Constraint in lbs/MMBtu | FALSE | L | Annual | Seasons Included | Seasons | Winter, WintShld, Summer | Winter, WintShld, Summer | Winter, WintShld, Summer | Winter, WintShld, Summer | Winter, WintShld, Summer | Winter, WintShld, Summer | Winter, WintShld, Summer | Winter, WintShld, Summer
CT Fac. Spec. - SO2 Rate Annual v3.1, Unit 1214 and retrofits | 374 | 1769 | Rate Constraint in lbs/MMBtu | FALSE | L | Annual | Standard SO2 | lb/MMBtu | 0.33 | 0.33 | 0.33 | 0.33 | 0.33 | 0.33 | 0.33 | 0.33
CT Fac. Spec. - SO2 Rate Annual v3.1, Unit 1214 and retrofits | 374 | 1769 | Rate Constraint in lbs/MMBtu | FALSE | L | Annual | Emissions at Affected Plants SO2 | Thousand Tons | 0 | 0 | 0 | 0 | 0 | 0 | 0 | 0
CT Fac. Spec. - SO2 Rate Annual v3.1, Unit 1214 and retrofits | 374 | 1769 | Rate Constraint in lbs/MMBtu | FALSE | L | Annual | Allowances Purchased SO2 | Thousand Tons | 0 | 0 | 0 | 0 | 0 | 0 | 0 | 0
CT Fac. Spec. - SO2 Rate Annual v3.1, Unit 1214 and retrofits | 374 | 1769 | Rate Constraint in lbs/MMBtu | FALSE | L | Annual | Allowances Sold SO2 | Thousand Tons | 0 | 0 | 0 | 0 | 0 | 0 | 0 | 0
CT Fac. Spec. - SO2 Rate Annual v3.1, Unit 1214 and retrofits | 374 | 1769 | Rate Constraint in lbs/MMBtu | FALSE | L | Annual | Allowances Banked | Thousand Tons | 0 | 0 | 0 | 0 | 0 | 0 | 0 | 0
CT Fac. Spec. - SO2 Rate Annual v3.1, Unit 1214 and retrofits | 374 | 1769 | Rate Constraint in lbs/MMBtu | FALSE | L | Annual | Allowances Withdrawn (1:1) | Thousand Tons | 0 | 0 | 0 | 0 | 0 | 0 | 0 | 0
CT Fac. Spec. - SO2 Rate Annual v3.1, Unit 1214 and retrofits | 374 | 1769 | Rate Constraint in lbs/MMBtu | FALSE | L | Annual | Allowances Withdrawn (n:1) | Thousand Tons | 0 | 0 | 0 | 0 | 0 | 0 | 0 | 0
CT Fac. Spec. - SO2 Rate Annual v3.1, Unit 1214 and retrofits | 374 | 1769 | Rate Constraint in lbs/MMBtu | FALSE | L | Annual | Net Emissions Allowance Position | Thousand Tons | 0 | 0 | 0 | 0 | 0 | 0 | 0 | 0
CT Fac. Spec. - SO2 Rate Annual v3.1, Unit 1214 and retrofits | 374 | 1769 | Rate Constraint in lbs/MMBtu | FALSE | L | Annual | Fuel Consumed | TBtu | 0 | 0 | 0 | 0 | 0 | 0 | 0 | 0
CT Fac. Spec. - SO2 Rate Annual v3.1, Unit 1214 and retrofits | 374 | 1769 | Rate Constraint in lbs/MMBtu | FALSE | L | Annual | Rate | lb/MMBtu | 0 | 0 | 0 | 0 | 0 | 0 | 0 | 0
CT Fac. Spec. - SO2 Rate Annual v3.1, Unit 1214 and retrofits | 374 | 1769 | Rate Constraint in lbs/MMBtu | FALSE | L | Annual | Generation | TWh | 0 | 0 | 0 | 0 | 0 | 0 | 0 | 0
CT Fac. Spec. - SO2 Rate Annual v3.1, Unit 1214 and retrofits | 374 | 1769 | Rate Constraint in lbs/MMBtu | FALSE | L | Annual | Qualifying Generation | TWh | 0 | 0 | 0 | 0 | 0 | 0 | 0 | 0
CT Fac. Spec. - SO2 Rate Annual v3.1, Unit 1214 and retrofits | 374 | 1769 | Rate Constraint in lbs/MMBtu | FALSE | L | Annual | Rate | lb/MWh | 0 | 0 | 0 | 0 | 0 | 0 | 0 | 0
CT Fac. Spec. - SO2 Rate Annual v3.1, Unit 1214 and retrofits | 374 | 1769 | Rate Constraint in lbs/MMBtu | FALSE | L | Annual | Constraint Shadow Price | US2016$/Ton | 0 | 0 | 0 | 0 | 0 | 0 | 0 | 0
CT Fac. Spec. - SO2 Rate Annual v3.1, Unit 1215 and retrofits | 375 | 1769 | Rate Constraint in lbs/MMBtu | FALSE | L | Annual | Seasons Included | Seasons | Winter, WintShld, Summer | Winter, WintShld, Summer | Winter, WintShld, Summer | Winter, WintShld, Summer | Winter, WintShld, Summer | Winter, WintShld, Summer | Winter, WintShld, Summer | Winter, WintShld, Summer
CT Fac. Spec. - SO2 Rate Annual v3.1, Unit 1215 and retrofits | 375 | 1769 | Rate Constraint in lbs/MMBtu | FALSE | L | Annual | Standard SO2 | lb/MMBtu | 0.33 | 0.33 | 0.33 | 0.33 | 0.33 | 0.33 | 0.33 | 0.33
CT Fac. Spec. - SO2 Rate Annual v3.1, Unit 1215 and retrofits | 375 | 1769 | Rate Constraint in lbs/MMBtu | FALSE | L | Annual | Emissions at Affected Plants SO2 | Thousand Tons | 0 | 0 | 0 | 0 | 0 | 0 | 0 | 0
CT Fac. Spec. - SO2 Rate Annual v3.1, Unit 1215 and retrofits | 375 | 1769 | Rate Constraint in lbs/MMBtu | FALSE | L | Annual | Allowances Purchased SO2 | Thousand Tons | 0 | 0 | 0 | 0 | 0 | 0 | 0 | 0
CT Fac. Spec. - SO2 Rate Annual v3.1, Unit 1215 and retrofits | 375 | 1769 | Rate Constraint in lbs/MMBtu | FALSE | L | Annual | Allowances Sold SO2 | Thousand Tons | 0 | 0 | 0 | 0 | 0 | 0 | 0 | 0
CT Fac. Spec. - SO2 Rate Annual v3.1, Unit 1215 and retrofits | 375 | 1769 | Rate Constraint in lbs/MMBtu | FALSE | L | Annual | Allowances Banked | Thousand Tons | 0 | 0 | 0 | 0 | 0 | 0 | 0 | 0
CT Fac. Spec. - SO2 Rate Annual v3.1, Unit 1215 and retrofits | 375 | 1769 | Rate Constraint in lbs/MMBtu | FALSE | L | Annual | Allowances Withdrawn (1:1) | Thousand Tons | 0 | 0 | 0 | 0 | 0 | 0 | 0 | 0
CT Fac. Spec. - SO2 Rate Annual v3.1, Unit 1215 and retrofits | 375 | 1769 | Rate Constraint in lbs/MMBtu | FALSE | L | Annual | Allowances Withdrawn (n:1) | Thousand Tons | 0 | 0 | 0 | 0 | 0 | 0 | 0 | 0
CT Fac. Spec. - SO2 Rate Annual v3.1, Unit 1215 and retrofits | 375 | 1769 | Rate Constraint in lbs/MMBtu | FALSE | L | Annual | Net Emissions Allowance Position | Thousand Tons | 0 | 0 | 0 | 0 | 0 | 0 | 0 | 0
CT Fac. Spec. - SO2 Rate Annual v3.1, Unit 1215 and retrofits | 375 | 1769 | Rate Constraint in lbs/MMBtu | FALSE | L | Annual | Fuel Consumed | TBtu | 0 | 0 | 0 | 0 | 0 | 0 | 0 | 0
CT Fac. Spec. - SO2 Rate Annual v3.1, Unit 1215 and retrofits | 375 | 1769 | Rate Constraint in lbs/MMBtu | FALSE | L | Annual | Rate | lb/MMBtu | 0 | 0 | 0 | 0 | 0 | 0 | 0 | 0
CT Fac. Spec. - SO2 Rate Annual v3.1, Unit 1215 and retrofits | 375 | 1769 | Rate Constraint in lbs/MMBtu | FALSE | L | Annual | Generation | TWh | 0 | 0 | 0 | 0 | 0 | 0 | 0 | 0
CT Fac. Spec. - SO2 Rate Annual v3.1, Unit 1215 and retrofits | 375 | 1769 | Rate Constraint in lbs/MMBtu | FALSE | L | Annual | Qualifying Generation | TWh | 0 | 0 | 0 | 0 | 0 | 0 | 0 | 0
CT Fac. Spec. - SO2 Rate Annual v3.1, Unit 1215 and retrofits | 375 | 1769 | Rate Constraint in lbs/MMBtu | FALSE | L | Annual | Rate | lb/MWh | 0 | 0 | 0 | 0 | 0 | 0 | 0 | 0
CT Fac. Spec. - SO2 Rate Annual v3.1, Unit 1215 and retrofits | 375 | 1769 | Rate Constraint in lbs/MMBtu | FALSE | L | Annual | Constraint Shadow Price | US2016$/Ton | 0 | 0 | 0 | 0 | 0 | 0 | 0 | 0
CT Fac. Spec. - SO2 Rate Annual v3.1, Unit 1216 and retrofits | 376 | 1769 | Rate Constraint in lbs/MMBtu | FALSE | L | Annual | Seasons Included | Seasons | Winter, WintShld, Summer | Winter, WintShld, Summer | Winter, WintShld, Summer | Winter, WintShld, Summer | Winter, WintShld, Summer | Winter, WintShld, Summer | Winter, WintShld, Summer | Winter, WintShld, Summer
CT Fac. Spec. - SO2 Rate Annual v3.1, Unit 1216 and retrofits | 376 | 1769 | Rate Constraint in lbs/MMBtu | FALSE | L | Annual | Standard SO2 | lb/MMBtu | 0.33 | 0.33 | 0.33 | 0.33 | 0.33 | 0.33 | 0.33 | 0.33
CT Fac. Spec. - SO2 Rate Annual v3.1, Unit 1216 and retrofits | 376 | 1769 | Rate Constraint in lbs/MMBtu | FALSE | L | Annual | Emissions at Affected Plants SO2 | Thousand Tons | 0 | 0 | 0 | 0 | 0 | 0 | 0 | 0
CT Fac. Spec. - SO2 Rate Annual v3.1, Unit 1216 and retrofits | 376 | 1769 | Rate Constraint in lbs/MMBtu | FALSE | L | Annual | Allowances Purchased SO2 | Thousand Tons | 0 | 0 | 0 | 0 | 0 | 0 | 0 | 0
CT Fac. Spec. - SO2 Rate Annual v3.1, Unit 1216 and retrofits | 376 | 1769 | Rate Constraint in lbs/MMBtu | FALSE | L | Annual | Allowances Sold SO2 | Thousand Tons | 0 | 0 | 0 | 0 | 0 | 0 | 0 | 0
CT Fac. Spec. - SO2 Rate Annual v3.1, Unit 1216 and retrofits | 376 | 1769 | Rate Constraint in lbs/MMBtu | FALSE | L | Annual | Allowances Banked | Thousand Tons | 0 | 0 | 0 | 0 | 0 | 0 | 0 | 0
CT Fac. Spec. - SO2 Rate Annual v3.1, Unit 1216 and retrofits | 376 | 1769 | Rate Constraint in lbs/MMBtu | FALSE | L | Annual | Allowances Withdrawn (1:1) | Thousand Tons | 0 | 0 | 0 | 0 | 0 | 0 | 0 | 0
CT Fac. Spec. - SO2 Rate Annual v3.1, Unit 1216 and retrofits | 376 | 1769 | Rate Constraint in lbs/MMBtu | FALSE | L | Annual | Allowances Withdrawn (n:1) | Thousand Tons | 0 | 0 | 0 | 0 | 0 | 0 | 0 | 0
CT Fac. Spec. - SO2 Rate Annual v3.1, Unit 1216 and retrofits | 376 | 1769 | Rate Constraint in lbs/MMBtu | FALSE | L | Annual | Net Emissions Allowance Position | Thousand Tons | 0 | 0 | 0 | 0 | 0 | 0 | 0 | 0
CT Fac. Spec. - SO2 Rate Annual v3.1, Unit 1216 and retrofits | 376 | 1769 | Rate Constraint in lbs/MMBtu | FALSE | L | Annual | Fuel Consumed | TBtu | 0 | 0 | 0 | 0 | 0 | 0 | 0 | 0
CT Fac. Spec. - SO2 Rate Annual v3.1, Unit 1216 and retrofits | 376 | 1769 | Rate Constraint in lbs/MMBtu | FALSE | L | Annual | Rate | lb/MMBtu | 0 | 0 | 0 | 0 | 0 | 0 | 0 | 0
CT Fac. Spec. - SO2 Rate Annual v3.1, Unit 1216 and retrofits | 376 | 1769 | Rate Constraint in lbs/MMBtu | FALSE | L | Annual | Generation | TWh | 0 | 0 | 0 | 0 | 0 | 0 | 0 | 0
CT Fac. Spec. - SO2 Rate Annual v3.1, Unit 1216 and retrofits | 376 | 1769 | Rate Constraint in lbs/MMBtu | FALSE | L | Annual | Qualifying Generation | TWh | 0 | 0 | 0 | 0 | 0 | 0 | 0 | 0
CT Fac. Spec. - SO2 Rate Annual v3.1, Unit 1216 and retrofits | 376 | 1769 | Rate Constraint in lbs/MMBtu | FALSE | L | Annual | Rate | lb/MWh | 0 | 0 | 0 | 0 | 0 | 0 | 0 | 0
CT Fac. Spec. - SO2 Rate Annual v3.1, Unit 1216 and retrofits | 376 | 1769 | Rate Constraint in lbs/MMBtu | FALSE | L | Annual | Constraint Shadow Price | US2016$/Ton | 0 | 0 | 0 | 0 | 0 | 0 | 0 | 0
CT Fac. Spec. - SO2 Rate Annual v3.1, Unit 1221 and retrofits | 377 | 1769 | Rate Constraint in lbs/MMBtu | FALSE | L | Annual | Seasons Included | Seasons | Winter, WintShld, Summer | Winter, WintShld, Summer | Winter, WintShld, Summer | Winter, WintShld, Summer | Winter, WintShld, Summer | Winter, WintShld, Summer | Winter, WintShld, Summer | Winter, WintShld, Summer
CT Fac. Spec. - SO2 Rate Annual v3.1, Unit 1221 and retrofits | 377 | 1769 | Rate Constraint in lbs/MMBtu | FALSE | L | Annual | Standard SO2 | lb/MMBtu | 0.33 | 0.33 | 0.33 | 0.33 | 0.33 | 0.33 | 0.33 | 0.33
CT Fac. Spec. - SO2 Rate Annual v3.1, Unit 1221 and retrofits | 377 | 1769 | Rate Constraint in lbs/MMBtu | FALSE | L | Annual | Emissions at Affected Plants SO2 | Thousand Tons | 0 | 0 | 0 | 0 | 0 | 0 | 0 | 0
CT Fac. Spec. - SO2 Rate Annual v3.1, Unit 1221 and retrofits | 377 | 1769 | Rate Constraint in lbs/MMBtu | FALSE | L | Annual | Allowances Purchased SO2 | Thousand Tons | 0 | 0 | 0 | 0 | 0 | 0 | 0 | 0
CT Fac. Spec. - SO2 Rate Annual v3.1, Unit 1221 and retrofits | 377 | 1769 | Rate Constraint in lbs/MMBtu | FALSE | L | Annual | Allowances Sold SO2 | Thousand Tons | 0 | 0 | 0 | 0 | 0 | 0 | 0 | 0
CT Fac. Spec. - SO2 Rate Annual v3.1, Unit 1221 and retrofits | 377 | 1769 | Rate Constraint in lbs/MMBtu | FALSE | L | Annual | Allowances Banked | Thousand Tons | 0 | 0 | 0 | 0 | 0 | 0 | 0 | 0
CT Fac. Spec. - SO2 Rate Annual v3.1, Unit 1221 and retrofits | 377 | 1769 | Rate Constraint in lbs/MMBtu | FALSE | L | Annual | Allowances Withdrawn (1:1) | Thousand Tons | 0 | 0 | 0 | 0 | 0 | 0 | 0 | 0
CT Fac. Spec. - SO2 Rate Annual v3.1, Unit 1221 and retrofits | 377 | 1769 | Rate Constraint in lbs/MMBtu | FALSE | L | Annual | Allowances Withdrawn (n:1) | Thousand Tons | 0 | 0 | 0 | 0 | 0 | 0 | 0 | 0
CT Fac. Spec. - SO2 Rate Annual v3.1, Unit 1221 and retrofits | 377 | 1769 | Rate Constraint in lbs/MMBtu | FALSE | L | Annual | Net Emissions Allowance Position | Thousand Tons | 0 | 0 | 0 | 0 | 0 | 0 | 0 | 0
CT Fac. Spec. - SO2 Rate Annual v3.1, Unit 1221 and retrofits | 377 | 1769 | Rate Constraint in lbs/MMBtu | FALSE | L | Annual | Fuel Consumed | TBtu | 0.013078 | 0.013078 | 0.013078 | 0.013078 | 0.013078 | 0.013078 | 0.013078 | 0.013078
CT Fac. Spec. - SO2 Rate Annual v3.1, Unit 1221 and retrofits | 377 | 1769 | Rate Constraint in lbs/MMBtu | FALSE | L | Annual | Rate | lb/MMBtu | 0 | 0 | 0 | 0 | 0 | 0 | 0 | 0
CT Fac. Spec. - SO2 Rate Annual v3.1, Unit 1221 and retrofits | 377 | 1769 | Rate Constraint in lbs/MMBtu | FALSE | L | Annual | Generation | TWh | 0.0014394 | 0.0014394 | 0.0014394 | 0.0014394 | 0.0014394 | 0.0014394 | 0.0014394 | 0.0014394
CT Fac. Spec. - SO2 Rate Annual v3.1, Unit 1221 and retrofits | 377 | 1769 | Rate Constraint in lbs/MMBtu | FALSE | L | Annual | Qualifying Generation | TWh | 0.0014394 | 0.0014394 | 0.0014394 | 0.0014394 | 0.0014394 | 0.0014394 | 0.0014394 | 0.0014394
CT Fac. Spec. - SO2 Rate Annual v3.1, Unit 1221 and retrofits | 377 | 1769 | Rate Constraint in lbs/MMBtu | FALSE | L | Annual | Rate | lb/MWh | 0 | 0 | 0 | 0 | 0 | 0 | 0 | 0
CT Fac. Spec. - SO2 Rate Annual v3.1, Unit 1221 and retrofits | 377 | 1769 | Rate Constraint in lbs/MMBtu | FALSE | L | Annual | Constraint Shadow Price | US2016$/Ton | 0 | 0 | 0 | 0 | 0 | 0 | 0 | 0
CT Fac. Spec. - SO2 Rate Annual v3.1, Unit 1222 and retrofits | 378 | 1769 | Rate Constraint in lbs/MMBtu | FALSE | L | Annual | Seasons Included | Seasons | Winter, WintShld, Summer | Winter, WintShld, Summer | Winter, WintShld, Summer | Winter, WintShld, Summer | Winter, WintShld, Summer | Winter, WintShld, Summer | Winter, WintShld, Summer | Winter, WintShld, Summer
CT Fac. Spec. - SO2 Rate Annual v3.1, Unit 1222 and retrofits | 378 | 1769 | Rate Constraint in lbs/MMBtu | FALSE | L | Annual | Standard SO2 | lb/MMBtu | 0.33 | 0.33 | 0.33 | 0.33 | 0.33 | 0.33 | 0.33 | 0.33
CT Fac. Spec. - SO2 Rate Annual v3.1, Unit 1222 and retrofits | 378 | 1769 | Rate Constraint in lbs/MMBtu | FALSE | L | Annual | Emissions at Affected Plants SO2 | Thousand Tons | 0 | 0 | 0 | 0 | 0 | 0 | 0 | 0
CT Fac. Spec. - SO2 Rate Annual v3.1, Unit 1222 and retrofits | 378 | 1769 | Rate Constraint in lbs/MMBtu | FALSE | L | Annual | Allowances Purchased SO2 | Thousand Tons | 0 | 0 | 0 | 0 | 0 | 0 | 0 | 0
CT Fac. Spec. - SO2 Rate Annual v3.1, Unit 1222 and retrofits | 378 | 1769 | Rate Constraint in lbs/MMBtu | FALSE | L | Annual | Allowances Sold SO2 | Thousand Tons | 0 | 0 | 0 | 0 | 0 | 0 | 0 | 0
CT Fac. Spec. - SO2 Rate Annual v3.1, Unit 1222 and retrofits | 378 | 1769 | Rate Constraint in lbs/MMBtu | FALSE | L | Annual | Allowances Banked | Thousand Tons | 0 | 0 | 0 | 0 | 0 | 0 | 0 | 0
CT Fac. Spec. - SO2 Rate Annual v3.1, Unit 1222 and retrofits | 378 | 1769 | Rate Constraint in lbs/MMBtu | FALSE | L | Annual | Allowances Withdrawn (1:1) | Thousand Tons | 0 | 0 | 0 | 0 | 0 | 0 | 0 | 0
CT Fac. Spec. - SO2 Rate Annual v3.1, Unit 1222 and retrofits | 378 | 1769 | Rate Constraint in lbs/MMBtu | FALSE | L | Annual | Allowances Withdrawn (n:1) | Thousand Tons | 0 | 0 | 0 | 0 | 0 | 0 | 0 | 0
CT Fac. Spec. - SO2 Rate Annual v3.1, Unit 1222 and retrofits | 378 | 1769 | Rate Constraint in lbs/MMBtu | FALSE | L | Annual | Net Emissions Allowance Position | Thousand Tons | 0 | 0 | 0 | 0 | 0 | 0 | 0 | 0
CT Fac. Spec. - SO2 Rate Annual v3.1, Unit 1222 and retrofits | 378 | 1769 | Rate Constraint in lbs/MMBtu | FALSE | L | Annual | Fuel Consumed | TBtu | 0.013078 | 0.013078 | 0.013078 | 0.013078 | 0.013078 | 0.013078 | 0.013078 | 0.013078
CT Fac. Spec. - SO2 Rate Annual v3.1, Unit 1222 and retrofits | 378 | 1769 | Rate Constraint in lbs/MMBtu | FALSE | L | Annual | Rate | lb/MMBtu | 0 | 0 | 0 | 0 | 0 | 0 | 0 | 0
CT Fac. Spec. - SO2 Rate Annual v3.1, Unit 1222 and retrofits | 378 | 1769 | Rate Constraint in lbs/MMBtu | FALSE | L | Annual | Generation | TWh | 0.0014394 | 0.0014394 | 0.0014394 | 0.0014394 | 0.0014394 | 0.0014394 | 0.0014394 | 0.0014394
CT Fac. Spec. - SO2 Rate Annual v3.1, Unit 1222 and retrofits | 378 | 1769 | Rate Constraint in lbs/MMBtu | FALSE | L | Annual | Qualifying Generation | TWh | 0.0014394 | 0.0014394 | 0.0014394 | 0.0014394 | 0.0014394 | 0.0014394 | 0.0014394 | 0.0014394
CT Fac. Spec. - SO2 Rate Annual v3.1, Unit 1222 and retrofits | 378 | 1769 | Rate Constraint in lbs/MMBtu | FALSE | L | Annual | Rate | lb/MWh | 0 | 0 | 0 | 0 | 0 | 0 | 0 | 0
CT Fac. Spec. - SO2 Rate Annual v3.1, Unit 1222 and retrofits | 378 | 1769 | Rate Constraint in lbs/MMBtu | FALSE | L | Annual | Constraint Shadow Price | US2016$/Ton | 0 | 0 | 0 | 0 | 0 | 0 | 0 | 0
CT Fac. Spec. - SO2 Rate Annual v3.1, Unit 3131 and retrofits | 379 | 1769 | Rate Constraint in lbs/MMBtu | FALSE | L | Annual | Seasons Included | Seasons | Winter, WintShld, Summer | Winter, WintShld, Summer | Winter, WintShld, Summer | Winter, WintShld, Summer | Winter, WintShld, Summer | Winter, WintShld, Summer | Winter, WintShld, Summer | Winter, WintShld, Summer
CT Fac. Spec. - SO2 Rate Annual v3.1, Unit 3131 and retrofits | 379 | 1769 | Rate Constraint in lbs/MMBtu | FALSE | L | Annual | Standard SO2 | lb/MMBtu | 0.33 | 0.33 | 0.33 | 0.33 | 0.33 | 0.33 | 0.33 | 0.33
CT Fac. Spec. - SO2 Rate Annual v3.1, Unit 3131 and retrofits | 379 | 1769 | Rate Constraint in lbs/MMBtu | FALSE | L | Annual | Emissions at Affected Plants SO2 | Thousand Tons | 0 | 0 | 0 | 0 | 0 | 0 | 0 | 0
CT Fac. Spec. - SO2 Rate Annual v3.1, Unit 3131 and retrofits | 379 | 1769 | Rate Constraint in lbs/MMBtu | FALSE | L | Annual | Allowances Purchased SO2 | Thousand Tons | 0 | 0 | 0 | 0 | 0 | 0 | 0 | 0
CT Fac. Spec. - SO2 Rate Annual v3.1, Unit 3131 and retrofits | 379 | 1769 | Rate Constraint in lbs/MMBtu | FALSE | L | Annual | Allowances Sold SO2 | Thousand Tons | 0 | 0 | 0 | 0 | 0 | 0 | 0 | 0
CT Fac. Spec. - SO2 Rate Annual v3.1, Unit 3131 and retrofits | 379 | 1769 | Rate Constraint in lbs/MMBtu | FALSE | L | Annual | Allowances Banked | Thousand Tons | 0 | 0 | 0 | 0 | 0 | 0 | 0 | 0
CT Fac. Spec. - SO2 Rate Annual v3.1, Unit 3131 and retrofits | 379 | 1769 | Rate Constraint in lbs/MMBtu | FALSE | L | Annual | Allowances Withdrawn (1:1) | Thousand Tons | 0 | 0 | 0 | 0 | 0 | 0 | 0 | 0
CT Fac. Spec. - SO2 Rate Annual v3.1, Unit 3131 and retrofits | 379 | 1769 | Rate Constraint in lbs/MMBtu | FALSE | L | Annual | Allowances Withdrawn (n:1) | Thousand Tons | 0 | 0 | 0 | 0 | 0 | 0 | 0 | 0
CT Fac. Spec. - SO2 Rate Annual v3.1, Unit 3131 and retrofits | 379 | 1769 | Rate Constraint in lbs/MMBtu | FALSE | L | Annual | Net Emissions Allowance Position | Thousand Tons | 0 | 0 | 0 | 0 | 0 | 0 | 0 | 0
CT Fac. Spec. - SO2 Rate Annual v3.1, Unit 3131 and retrofits | 379 | 1769 | Rate Constraint in lbs/MMBtu | FALSE | L | Annual | Fuel Consumed | TBtu | 7.6494 | 7.4799 | 7.7116 | 4.7139 | 5.835 | 5.3602 | 4.7139 | 4.7139
CT Fac. Spec. - SO2 Rate Annual v3.1, Unit 3131 and retrofits | 379 | 1769 | Rate Constraint in lbs/MMBtu | FALSE | L | Annual | Rate | lb/MMBtu | 0 | 0 | 0 | 0 | 0 | 0 | 0 | 0
CT Fac. Spec. - SO2 Rate Annual v3.1, Unit 3131 and retrofits | 379 | 1769 | Rate Constraint in lbs/MMBtu | FALSE | L | Annual | Generation | TWh | 1.0769 | 1.0531 | 1.0857 | 0.66366 | 0.82149 | 0.75464 | 0.66366 | 0.66366
CT Fac. Spec. - SO2 Rate Annual v3.1, Unit 3131 and retrofits | 379 | 1769 | Rate Constraint in lbs/MMBtu | FALSE | L | Annual | Qualifying Generation | TWh | 1.0769 | 1.0531 | 1.0857 | 0.66366 | 0.82149 | 0.75464 | 0.66366 | 0.66366
CT Fac. Spec. - SO2 Rate Annual v3.1, Unit 3131 and retrofits | 379 | 1769 | Rate Constraint in lbs/MMBtu | FALSE | L | Annual | Rate | lb/MWh | 0 | 0 | 0 | 0 | 0 | 0 | 0 | 0
CT Fac. Spec. - SO2 Rate Annual v3.1, Unit 3131 and retrofits | 379 | 1769 | Rate Constraint in lbs/MMBtu | FALSE | L | Annual | Constraint Shadow Price | US2016$/Ton | 0 | 0 | 0 | 0 | 0 | 0 | 0 | 0
CT Fac. Spec. - SO2 Rate Annual v3.1, Unit 3132 and retrofits | 380 | 1769 | Rate Constraint in lbs/MMBtu | FALSE | L | Annual | Seasons Included | Seasons | Winter, WintShld, Summer | Winter, WintShld, Summer | Winter, WintShld, Summer | Winter, WintShld, Summer | Winter, WintShld, Summer | Winter, WintShld, Summer | Winter, WintShld, Summer | Winter, WintShld, Summer
CT Fac. Spec. - SO2 Rate Annual v3.1, Unit 3132 and retrofits | 380 | 1769 | Rate Constraint in lbs/MMBtu | FALSE | L | Annual | Standard SO2 | lb/MMBtu | 0.33 | 0.33 | 0.33 | 0.33 | 0.33 | 0.33 | 0.33 | 0.33
CT Fac. Spec. - SO2 Rate Annual v3.1, Unit 3132 and retrofits | 380 | 1769 | Rate Constraint in lbs/MMBtu | FALSE | L | Annual | Emissions at Affected Plants SO2 | Thousand Tons | 0 | 0 | 0 | 0 | 0 | 0 | 0 | 0
CT Fac. Spec. - SO2 Rate Annual v3.1, Unit 3132 and retrofits | 380 | 1769 | Rate Constraint in lbs/MMBtu | FALSE | L | Annual | Allowances Purchased SO2 | Thousand Tons | 0 | 0 | 0 | 0 | 0 | 0 | 0 | 0
CT Fac. Spec. - SO2 Rate Annual v3.1, Unit 3132 and retrofits | 380 | 1769 | Rate Constraint in lbs/MMBtu | FALSE | L | Annual | Allowances Sold SO2 | Thousand Tons | 0 | 0 | 0 | 0 | 0 | 0 | 0 | 0
CT Fac. Spec. - SO2 Rate Annual v3.1, Unit 3132 and retrofits | 380 | 1769 | Rate Constraint in lbs/MMBtu | FALSE | L | Annual | Allowances Banked | Thousand Tons | 0 | 0 | 0 | 0 | 0 | 0 | 0 | 0
CT Fac. Spec. - SO2 Rate Annual v3.1, Unit 3132 and retrofits | 380 | 1769 | Rate Constraint in lbs/MMBtu | FALSE | L | Annual | Allowances Withdrawn (1:1) | Thousand Tons | 0 | 0 | 0 | 0 | 0 | 0 | 0 | 0
CT Fac. Spec. - SO2 Rate Annual v3.1, Unit 3132 and retrofits | 380 | 1769 | Rate Constraint in lbs/MMBtu | FALSE | L | Annual | Allowances Withdrawn (n:1) | Thousand Tons | 0 | 0 | 0 | 0 | 0 | 0 | 0 | 0
CT Fac. Spec. - SO2 Rate Annual v3.1, Unit 3132 and retrofits | 380 | 1769 | Rate Constraint in lbs/MMBtu | FALSE | L | Annual | Net Emissions Allowance Position | Thousand Tons | 0 | 0 | 0 | 0 | 0 | 0 | 0 | 0
CT Fac. Spec. - SO2 Rate Annual v3.1, Unit 3132 and retrofits | 380 | 1769 | Rate Constraint in lbs/MMBtu | FALSE | L | Annual | Fuel Consumed | TBtu | 7.6494 | 7.545 | 7.617 | 4.7242 | 5.2213 | 5.1763 | 4.6504 | 4.5934
CT Fac. Spec. - SO2 Rate Annual v3.1, Unit 3132 and retrofits | 380 | 1769 | Rate Constraint in lbs/MMBtu | FALSE | L | Annual | Rate | lb/MMBtu | 0 | 0 | 0 | 0 | 0 | 0 | 0 | 0
CT Fac. Spec. - SO2 Rate Annual v3.1, Unit 3132 and retrofits | 380 | 1769 | Rate Constraint in lbs/MMBtu | FALSE | L | Annual | Generation | TWh | 1.0769 | 1.0622 | 1.0724 | 0.6651 | 0.73509 | 0.72875 | 0.65471 | 0.64668
CT Fac. Spec. - SO2 Rate Annual v3.1, Unit 3132 and retrofits | 380 | 1769 | Rate Constraint in lbs/MMBtu | FALSE | L | Annual | Qualifying Generation | TWh | 1.0769 | 1.0622 | 1.0724 | 0.6651 | 0.73509 | 0.72875 | 0.65471 | 0.64668
CT Fac. Spec. - SO2 Rate Annual v3.1, Unit 3132 and retrofits | 380 | 1769 | Rate Constraint in lbs/MMBtu | FALSE | L | Annual | Rate | lb/MWh | 0 | 0 | 0 | 0 | 0 | 0 | 0 | 0
CT Fac. Spec. - SO2 Rate Annual v3.1, Unit 3132 and retrofits | 380 | 1769 | Rate Constraint in lbs/MMBtu | FALSE | L | Annual | Constraint Shadow Price | US2016$/Ton | 0 | 0 | 0 | 0 | 0 | 0 | 0 | 0
CT Fac. Spec. - SO2 Rate Annual v3.1, Unit 3133 and retrofits | 381 | 1769 | Rate Constraint in lbs/MMBtu | FALSE | L | Annual | Seasons Included | Seasons | Winter, WintShld, Summer | Winter, WintShld, Summer | Winter, WintShld, Summer | Winter, WintShld, Summer | Winter, WintShld, Summer | Winter, WintShld, Summer | Winter, WintShld, Summer | Winter, WintShld, Summer
CT Fac. Spec. - SO2 Rate Annual v3.1, Unit 3133 and retrofits | 381 | 1769 | Rate Constraint in lbs/MMBtu | FALSE | L | Annual | Standard SO2 | lb/MMBtu | 0.33 | 0.33 | 0.33 | 0.33 | 0.33 | 0.33 | 0.33 | 0.33
CT Fac. Spec. - SO2 Rate Annual v3.1, Unit 3133 and retrofits | 381 | 1769 | Rate Constraint in lbs/MMBtu | FALSE | L | Annual | Emissions at Affected Plants SO2 | Thousand Tons | 0 | 0 | 0 | 0 | 0 | 0 | 0 | 0
CT Fac. Spec. - SO2 Rate Annual v3.1, Unit 3133 and retrofits | 381 | 1769 | Rate Constraint in lbs/MMBtu | FALSE | L | Annual | Allowances Purchased SO2 | Thousand Tons | 0 | 0 | 0 | 0 | 0 | 0 | 0 | 0
CT Fac. Spec. - SO2 Rate Annual v3.1, Unit 3133 and retrofits | 381 | 1769 | Rate Constraint in lbs/MMBtu | FALSE | L | Annual | Allowances Sold SO2 | Thousand Tons | 0 | 0 | 0 | 0 | 0 | 0 | 0 | 0
CT Fac. Spec. - SO2 Rate Annual v3.1, Unit 3133 and retrofits | 381 | 1769 | Rate Constraint in lbs/MMBtu | FALSE | L | Annual | Allowances Banked | Thousand Tons | 0 | 0 | 0 | 0 | 0 | 0 | 0 | 0
CT Fac. Spec. - SO2 Rate Annual v3.1, Unit 3133 and retrofits | 381 | 1769 | Rate Constraint in lbs/MMBtu | FALSE | L | Annual | Allowances Withdrawn (1:1) | Thousand Tons | 0 | 0 | 0 | 0 | 0 | 0 | 0 | 0
CT Fac. Spec. - SO2 Rate Annual v3.1, Unit 3133 and retrofits | 381 | 1769 | Rate Constraint in lbs/MMBtu | FALSE | L | Annual | Allowances Withdrawn (n:1) | Thousand Tons | 0 | 0 | 0 | 0 | 0 | 0 | 0 | 0
CT Fac. Spec. - SO2 Rate Annual v3.1, Unit 3133 and retrofits | 381 | 1769 | Rate Constraint in lbs/MMBtu | FALSE | L | Annual | Net Emissions Allowance Position | Thousand Tons | 0 | 0 | 0 | 0 | 0 | 0 | 0 | 0
CT Fac. Spec. - SO2 Rate Annual v3.1, Unit 3133 and retrofits | 381 | 1769 | Rate Constraint in lbs/MMBtu | FALSE | L | Annual | Fuel Consumed | TBtu | 11.5821 | 11.9467 | 11.7854 | 8.6462 | 8.2022 | 8.2529 | 7.6653 | 7.9876
CT Fac. Spec. - SO2 Rate Annual v3.1, Unit 3133 and retrofits | 381 | 1769 | Rate Constraint in lbs/MMBtu | FALSE | L | Annual | Rate | lb/MMBtu | 0 | 0 | 0 | 0 | 0 | 0 | 0 | 0
CT Fac. Spec. - SO2 Rate Annual v3.1, Unit 3133 and retrofits | 381 | 1769 | Rate Constraint in lbs/MMBtu | FALSE | L | Annual | Generation | TWh | 1.6306 | 1.6819 | 1.6592 | 1.2173 | 1.1547 | 1.1619 | 1.0792 | 1.1245
CT Fac. Spec. - SO2 Rate Annual v3.1, Unit 3133 and retrofits | 381 | 1769 | Rate Constraint in lbs/MMBtu | FALSE | L | Annual | Qualifying Generation | TWh | 1.6306 | 1.6819 | 1.6592 | 1.2173 | 1.1547 | 1.1619 | 1.0792 | 1.1245
CT Fac. Spec. - SO2 Rate Annual v3.1, Unit 3133 and retrofits | 381 | 1769 | Rate Constraint in lbs/MMBtu | FALSE | L | Annual | Rate | lb/MWh | 0 | 0 | 0 | 0 | 0 | 0 | 0 | 0
CT Fac. Spec. - SO2 Rate Annual v3.1, Unit 3133 and retrofits | 381 | 1769 | Rate Constraint in lbs/MMBtu | FALSE | L | Annual | Constraint Shadow Price | US2016$/Ton | 0 | 0 | 0 | 0 | 0 | 0 | 0 | 0
CT Fac. Spec. - SO2 Rate Annual v3.1, Unit 3136 and retrofits | 382 | 1769 | Rate Constraint in lbs/MMBtu | FALSE | L | Annual | Seasons Included | Seasons | Winter, WintShld, Summer | Winter, WintShld, Summer | Winter, WintShld, Summer | Winter, WintShld, Summer | Winter, WintShld, Summer | Winter, WintShld, Summer | Winter, WintShld, Summer | Winter, WintShld, Summer
CT Fac. Spec. - SO2 Rate Annual v3.1, Unit 3136 and retrofits | 382 | 1769 | Rate Constraint in lbs/MMBtu | FALSE | L | Annual | Standard SO2 | lb/MMBtu | 0.33 | 0.33 | 0.33 | 0.33 | 0.33 | 0.33 | 0.33 | 0.33
CT Fac. Spec. - SO2 Rate Annual v3.1, Unit 3136 and retrofits | 382 | 1769 | Rate Constraint in lbs/MMBtu | FALSE | L | Annual | Emissions at Affected Plants SO2 | Thousand Tons | 0 | 0 | 0 | 0 | 0 | 0 | 0 | 0
CT Fac. Spec. - SO2 Rate Annual v3.1, Unit 3136 and retrofits | 382 | 1769 | Rate Constraint in lbs/MMBtu | FALSE | L | Annual | Allowances Purchased SO2 | Thousand Tons | 0 | 0 | 0 | 0 | 0 | 0 | 0 | 0
CT Fac. Spec. - SO2 Rate Annual v3.1, Unit 3136 and retrofits | 382 | 1769 | Rate Constraint in lbs/MMBtu | FALSE | L | Annual | Allowances Sold SO2 | Thousand Tons | 0 | 0 | 0 | 0 | 0 | 0 | 0 | 0
CT Fac. Spec. - SO2 Rate Annual v3.1, Unit 3136 and retrofits | 382 | 1769 | Rate Constraint in lbs/MMBtu | FALSE | L | Annual | Allowances Banked | Thousand Tons | 0 | 0 | 0 | 0 | 0 | 0 | 0 | 0
CT Fac. Spec. - SO2 Rate Annual v3.1, Unit 3136 and retrofits | 382 | 1769 | Rate Constraint in lbs/MMBtu | FALSE | L | Annual | Allowances Withdrawn (1:1) | Thousand Tons | 0 | 0 | 0 | 0 | 0 | 0 | 0 | 0
CT Fac. Spec. - SO2 Rate Annual v3.1, Unit 3136 and retrofits | 382 | 1769 | Rate Constraint in lbs/MMBtu | FALSE | L | Annual | Allowances Withdrawn (n:1) | Thousand Tons | 0 | 0 | 0 | 0 | 0 | 0 | 0 | 0
CT Fac. Spec. - SO2 Rate Annual v3.1, Unit 3136 and retrofits | 382 | 1769 | Rate Constraint in lbs/MMBtu | FALSE | L | Annual | Net Emissions Allowance Position | Thousand Tons | 0 | 0 | 0 | 0 | 0 | 0 | 0 | 0
CT Fac. Spec. - SO2 Rate Annual v3.1, Unit 3136 and retrofits | 382 | 1769 | Rate Constraint in lbs/MMBtu | FALSE | L | Annual | Fuel Consumed | TBtu | 0.053419 | 0.053419 | 0.053419 | 0.010509 | 0.053419 | 0.053419 | 0.010509 | 0.010509
CT Fac. Spec. - SO2 Rate Annual v3.1, Unit 3136 and retrofits | 382 | 1769 | Rate Constraint in lbs/MMBtu | FALSE | L | Annual | Rate | lb/MMBtu | 0 | 0 | 0 | 0 | 0 | 0 | 0 | 0
CT Fac. Spec. - SO2 Rate Annual v3.1, Unit 3136 and retrofits | 382 | 1769 | Rate Constraint in lbs/MMBtu | FALSE | L | Annual | Generation | TWh | 0.0052177 | 0.0052177 | 0.0052177 | 0.0010264 | 0.0052177 | 0.0052177 | 0.0010264 | 0.0010264
CT Fac. Spec. - SO2 Rate Annual v3.1, Unit 3136 and retrofits | 382 | 1769 | Rate Constraint in lbs/MMBtu | FALSE | L | Annual | Qualifying Generation | TWh | 0.0052177 | 0.0052177 | 0.0052177 | 0.0010264 | 0.0052177 | 0.0052177 | 0.0010264 | 0.0010264
CT Fac. Spec. - SO2 Rate Annual v3.1, Unit 3136 and retrofits | 382 | 1769 | Rate Constraint in lbs/MMBtu | FALSE | L | Annual | Rate | lb/MWh | 0 | 0 | 0 | 0 | 0 | 0 | 0 | 0
CT Fac. Spec. - SO2 Rate Annual v3.1, Unit 3136 and retrofits | 382 | 1769 | Rate Constraint in lbs/MMBtu | FALSE | L | Annual | Constraint Shadow Price | US2016$/Ton | 0 | 0 | 0 | 0 | 0 | 0 | 0 | 0
CT Fac. Spec. - SO2 Rate Annual v3.1, Unit 3138 and retrofits | 383 | 1769 | Rate Constraint in lbs/MMBtu | FALSE | L | Annual | Seasons Included | Seasons | Winter, WintShld, Summer | Winter, WintShld, Summer | Winter, WintShld, Summer | Winter, WintShld, Summer | Winter, WintShld, Summer | Winter, WintShld, Summer | Winter, WintShld, Summer | Winter, WintShld, Summer
CT Fac. Spec. - SO2 Rate Annual v3.1, Unit 3138 and retrofits | 383 | 1769 | Rate Constraint in lbs/MMBtu | FALSE | L | Annual | Standard SO2 | lb/MMBtu | 0.33 | 0.33 | 0.33 | 0.33 | 0.33 | 0.33 | 0.33 | 0.33
CT Fac. Spec. - SO2 Rate Annual v3.1, Unit 3138 and retrofits | 383 | 1769 | Rate Constraint in lbs/MMBtu | FALSE | L | Annual | Emissions at Affected Plants SO2 | Thousand Tons | 0 | 0 | 0 | 0 | 0 | 0 | 0 | 0
CT Fac. Spec. - SO2 Rate Annual v3.1, Unit 3138 and retrofits | 383 | 1769 | Rate Constraint in lbs/MMBtu | FALSE | L | Annual | Allowances Purchased SO2 | Thousand Tons | 0 | 0 | 0 | 0 | 0 | 0 | 0 | 0
CT Fac. Spec. - SO2 Rate Annual v3.1, Unit 3138 and retrofits | 383 | 1769 | Rate Constraint in lbs/MMBtu | FALSE | L | Annual | Allowances Sold SO2 | Thousand Tons | 0 | 0 | 0 | 0 | 0 | 0 | 0 | 0
CT Fac. Spec. - SO2 Rate Annual v3.1, Unit 3138 and retrofits | 383 | 1769 | Rate Constraint in lbs/MMBtu | FALSE | L | Annual | Allowances Banked | Thousand Tons | 0 | 0 | 0 | 0 | 0 | 0 | 0 | 0
CT Fac. Spec. - SO2 Rate Annual v3.1, Unit 3138 and retrofits | 383 | 1769 | Rate Constraint in lbs/MMBtu | FALSE | L | Annual | Allowances Withdrawn (1:1) | Thousand Tons | 0 | 0 | 0 | 0 | 0 | 0 | 0 | 0
CT Fac. Spec. - SO2 Rate Annual v3.1, Unit 3138 and retrofits | 383 | 1769 | Rate Constraint in lbs/MMBtu | FALSE | L | Annual | Allowances Withdrawn (n:1) | Thousand Tons | 0 | 0 | 0 | 0 | 0 | 0 | 0 | 0
CT Fac. Spec. - SO2 Rate Annual v3.1, Unit 3138 and retrofits | 383 | 1769 | Rate Constraint in lbs/MMBtu | FALSE | L | Annual | Net Emissions Allowance Position | Thousand Tons | 0 | 0 | 0 | 0 | 0 | 0 | 0 | 0
CT Fac. Spec. - SO2 Rate Annual v3.1, Unit 3138 and retrofits | 383 | 1769 | Rate Constraint in lbs/MMBtu | FALSE | L | Annual | Fuel Consumed | TBtu | 3.7537 | 4.1889 | 4.4254 | 3.4564 | 3.0551 | 3.2813 | 3.4131 | 3.2635
CT Fac. Spec. - SO2 Rate Annual v3.1, Unit 3138 and retrofits | 383 | 1769 | Rate Constraint in lbs/MMBtu | FALSE | L | Annual | Rate | lb/MMBtu | 0 | 0 | 0 | 0 | 0 | 0 | 0 | 0
CT Fac. Spec. - SO2 Rate Annual v3.1, Unit 3138 and retrofits | 383 | 1769 | Rate Constraint in lbs/MMBtu | FALSE | L | Annual | Generation | TWh | 0.50974 | 0.56884 | 0.60095 | 0.46936 | 0.41486 | 0.44559 | 0.46348 | 0.44317
CT Fac. Spec. - SO2 Rate Annual v3.1, Unit 3138 and retrofits | 383 | 1769 | Rate Constraint in lbs/MMBtu | FALSE | L | Annual | Qualifying Generation | TWh | 0.50974 | 0.56884 | 0.60095 | 0.46936 | 0.41486 | 0.44559 | 0.46348 | 0.44317
CT Fac. Spec. - SO2 Rate Annual v3.1, Unit 3138 and retrofits | 383 | 1769 | Rate Constraint in lbs/MMBtu | FALSE | L | Annual | Rate | lb/MWh | 0 | 0 | 0 | 0 | 0 | 0 | 0 | 0
CT Fac. Spec. - SO2 Rate Annual v3.1, Unit 3138 and retrofits | 383 | 1769 | Rate Constraint in lbs/MMBtu | FALSE | L | Annual | Constraint Shadow Price | US2016$/Ton | 0 | 0 | 0 | 0 | 0 | 0 | 0 | 0
CT Fac. Spec. - SO2 Rate Annual v3.1, Unit 3139 and retrofits | 384 | 1769 | Rate Constraint in lbs/MMBtu | FALSE | L | Annual | Seasons Included | Seasons | Winter, WintShld, Summer | Winter, WintShld, Summer | Winter, WintShld, Summer | Winter, WintShld, Summer | Winter, WintShld, Summer | Winter, WintShld, Summer | Winter, WintShld, Summer | Winter, WintShld, Summer
CT Fac. Spec. - SO2 Rate Annual v3.1, Unit 3139 and retrofits | 384 | 1769 | Rate Constraint in lbs/MMBtu | FALSE | L | Annual | Standard SO2 | lb/MMBtu | 0.33 | 0.33 | 0.33 | 0.33 | 0.33 | 0.33 | 0.33 | 0.33
CT Fac. Spec. - SO2 Rate Annual v3.1, Unit 3139 and retrofits | 384 | 1769 | Rate Constraint in lbs/MMBtu | FALSE | L | Annual | Emissions at Affected Plants SO2 | Thousand Tons | 0 | 0 | 0 | 0 | 0 | 0 | 0 | 0
CT Fac. Spec. - SO2 Rate Annual v3.1, Unit 3139 and retrofits | 384 | 1769 | Rate Constraint in lbs/MMBtu | FALSE | L | Annual | Allowances Purchased SO2 | Thousand Tons | 0 | 0 | 0 | 0 | 0 | 0 | 0 | 0
CT Fac. Spec. - SO2 Rate Annual v3.1, Unit 3139 and retrofits | 384 | 1769 | Rate Constraint in lbs/MMBtu | FALSE | L | Annual | Allowances Sold SO2 | Thousand Tons | 0 | 0 | 0 | 0 | 0 | 0 | 0 | 0
CT Fac. Spec. - SO2 Rate Annual v3.1, Unit 3139 and retrofits | 384 | 1769 | Rate Constraint in lbs/MMBtu | FALSE | L | Annual | Allowances Banked | Thousand Tons | 0 | 0 | 0 | 0 | 0 | 0 | 0 | 0
CT Fac. Spec. - SO2 Rate Annual v3.1, Unit 3139 and retrofits | 384 | 1769 | Rate Constraint in lbs/MMBtu | FALSE | L | Annual | Allowances Withdrawn (1:1) | Thousand Tons | 0 | 0 | 0 | 0 | 0 | 0 | 0 | 0
CT Fac. Spec. - SO2 Rate Annual v3.1, Unit 3139 and retrofits | 384 | 1769 | Rate Constraint in lbs/MMBtu | FALSE | L | Annual | Allowances Withdrawn (n:1) | Thousand Tons | 0 | 0 | 0 | 0 | 0 | 0 | 0 | 0
CT Fac. Spec. - SO2 Rate Annual v3.1, Unit 3139 and retrofits | 384 | 1769 | Rate Constraint in lbs/MMBtu | FALSE | L | Annual | Net Emissions Allowance Position | Thousand Tons | 0 | 0 | 0 | 0 | 0 | 0 | 0 | 0
CT Fac. Spec. - SO2 Rate Annual v3.1, Unit 3139 and retrofits | 384 | 1769 | Rate Constraint in lbs/MMBtu | FALSE | L | Annual | Fuel Consumed | TBtu | 3.2415 | 3.3072 | 3.1609 | 3.2081 | 3.094 | 3.2635 | 3.4325 | 2.7535
CT Fac. Spec. - SO2 Rate Annual v3.1, Unit 3139 and retrofits | 384 | 1769 | Rate Constraint in lbs/MMBtu | FALSE | L | Annual | Rate | lb/MMBtu | 0 | 0 | 0 | 0 | 0 | 0 | 0 | 0
CT Fac. Spec. - SO2 Rate Annual v3.1, Unit 3139 and retrofits | 384 | 1769 | Rate Constraint in lbs/MMBtu | FALSE | L | Annual | Generation | TWh | 0.43977 | 0.44868 | 0.42883 | 0.43523 | 0.41976 | 0.44275 | 0.46567 | 0.37356
CT Fac. Spec. - SO2 Rate Annual v3.1, Unit 3139 and retrofits | 384 | 1769 | Rate Constraint in lbs/MMBtu | FALSE | L | Annual | Qualifying Generation | TWh | 0.43977 | 0.44868 | 0.42883 | 0.43523 | 0.41976 | 0.44275 | 0.46567 | 0.37356
CT Fac. Spec. - SO2 Rate Annual v3.1, Unit 3139 and retrofits | 384 | 1769 | Rate Constraint in lbs/MMBtu | FALSE | L | Annual | Rate | lb/MWh | 0 | 0 | 0 | 0 | 0 | 0 | 0 | 0
CT Fac. Spec. - SO2 Rate Annual v3.1, Unit 3139 and retrofits | 384 | 1769 | Rate Constraint in lbs/MMBtu | FALSE | L | Annual | Constraint Shadow Price | US2016$/Ton | 0 | 0 | 0 | 0 | 0 | 0 | 0 | 0
CT Fac. Spec. - SO2 Rate Annual v3.1, Unit 3140 and retrofits | 385 | 1769 | Rate Constraint in lbs/MMBtu | FALSE | L | Annual | Seasons Included | Seasons | Winter, WintShld, Summer | Winter, WintShld, Summer | Winter, WintShld, Summer | Winter, WintShld, Summer | Winter, WintShld, Summer | Winter, WintShld, Summer | Winter, WintShld, Summer | Winter, WintShld, Summer
CT Fac. Spec. - SO2 Rate Annual v3.1, Unit 3140 and retrofits | 385 | 1769 | Rate Constraint in lbs/MMBtu | FALSE | L | Annual | Standard SO2 | lb/MMBtu | 0.33 | 0.33 | 0.33 | 0.33 | 0.33 | 0.33 | 0.33 | 0.33
CT Fac. Spec. - SO2 Rate Annual v3.1, Unit 3140 and retrofits | 385 | 1769 | Rate Constraint in lbs/MMBtu | FALSE | L | Annual | Emissions at Affected Plants SO2 | Thousand Tons | 0 | 0 | 0 | 0 | 0 | 0 | 0 | 0
CT Fac. Spec. - SO2 Rate Annual v3.1, Unit 3140 and retrofits | 385 | 1769 | Rate Constraint in lbs/MMBtu | FALSE | L | Annual | Allowances Purchased SO2 | Thousand Tons | 0 | 0 | 0 | 0 | 0 | 0 | 0 | 0
CT Fac. Spec. - SO2 Rate Annual v3.1, Unit 3140 and retrofits | 385 | 1769 | Rate Constraint in lbs/MMBtu | FALSE | L | Annual | Allowances Sold SO2 | Thousand Tons | 0 | 0 | 0 | 0 | 0 | 0 | 0 | 0
CT Fac. Spec. - SO2 Rate Annual v3.1, Unit 3140 and retrofits | 385 | 1769 | Rate Constraint in lbs/MMBtu | FALSE | L | Annual | Allowances Banked | Thousand Tons | 0 | 0 | 0 | 0 | 0 | 0 | 0 | 0
CT Fac. Spec. - SO2 Rate Annual v3.1, Unit 3140 and retrofits | 385 | 1769 | Rate Constraint in lbs/MMBtu | FALSE | L | Annual | Allowances Withdrawn (1:1) | Thousand Tons | 0 | 0 | 0 | 0 | 0 | 0 | 0 | 0
CT Fac. Spec. - SO2 Rate Annual v3.1, Unit 3140 and retrofits | 385 | 1769 | Rate Constraint in lbs/MMBtu | FALSE | L | Annual | Allowances Withdrawn (n:1) | Thousand Tons | 0 | 0 | 0 | 0 | 0 | 0 | 0 | 0
CT Fac. Spec. - SO2 Rate Annual v3.1, Unit 3140 and retrofits | 385 | 1769 | Rate Constraint in lbs/MMBtu | FALSE | L | Annual | Net Emissions Allowance Position | Thousand Tons | 0 | 0 | 0 | 0 | 0 | 0 | 0 | 0
CT Fac. Spec. - SO2 Rate Annual v3.1, Unit 3140 and retrofits | 385 | 1769 | Rate Constraint in lbs/MMBtu | FALSE | L | Annual | Fuel Consumed | TBtu | 5.7779 | 5.6577 | 5.6175 | 5.1973 | 4.5449 | 3.4314 | 3.7746 | 3.5317
CT Fac. Spec. - SO2 Rate Annual v3.1, Unit 3140 and retrofits | 385 | 1769 | Rate Constraint in lbs/MMBtu | FALSE | L | Annual | Rate | lb/MMBtu | 0 | 0 | 0 | 0 | 0 | 0 | 0 | 0
CT Fac. Spec. - SO2 Rate Annual v3.1, Unit 3140 and retrofits | 385 | 1769 | Rate Constraint in lbs/MMBtu | FALSE | L | Annual | Generation | TWh | 0.78483 | 0.7685 | 0.76304 | 0.70597 | 0.61734 | 0.4661 | 0.51271 | 0.47971
CT Fac. Spec. - SO2 Rate Annual v3.1, Unit 3140 and retrofits | 385 | 1769 | Rate Constraint in lbs/MMBtu | FALSE | L | Annual | Qualifying Generation | TWh | 0.78483 | 0.7685 | 0.76304 | 0.70597 | 0.61734 | 0.4661 | 0.51271 | 0.47971
CT Fac. Spec. - SO2 Rate Annual v3.1, Unit 3140 and retrofits | 385 | 1769 | Rate Constraint in lbs/MMBtu | FALSE | L | Annual | Rate | lb/MWh | 0 | 0 | 0 | 0 | 0 | 0 | 0 | 0
CT Fac. Spec. - SO2 Rate Annual v3.1, Unit 3140 and retrofits | 385 | 1769 | Rate Constraint in lbs/MMBtu | FALSE | L | Annual | Constraint Shadow Price | US2016$/Ton | 0 | 0 | 0 | 0 | 0 | 0 | 0 | 0
CT Fac. Spec. - SO2 Rate Annual v3.1, Unit 3141 and retrofits | 386 | 1769 | Rate Constraint in lbs/MMBtu | FALSE | L | Annual | Seasons Included | Seasons | Winter, WintShld, Summer | Winter, WintShld, Summer | Winter, WintShld, Summer | Winter, WintShld, Summer | Winter, WintShld, Summer | Winter, WintShld, Summer | Winter, WintShld, Summer | Winter, WintShld, Summer
CT Fac. Spec. - SO2 Rate Annual v3.1, Unit 3141 and retrofits | 386 | 1769 | Rate Constraint in lbs/MMBtu | FALSE | L | Annual | Standard SO2 | lb/MMBtu | 0.33 | 0.33 | 0.33 | 0.33 | 0.33 | 0.33 | 0.33 | 0.33
CT Fac. Spec. - SO2 Rate Annual v3.1, Unit 3141 and retrofits | 386 | 1769 | Rate Constraint in lbs/MMBtu | FALSE | L | Annual | Emissions at Affected Plants SO2 | Thousand Tons | 0 | 0 | 0 | 0 | 0 | 0 | 0 | 0
CT Fac. Spec. - SO2 Rate Annual v3.1, Unit 3141 and retrofits | 386 | 1769 | Rate Constraint in lbs/MMBtu | FALSE | L | Annual | Allowances Purchased SO2 | Thousand Tons | 0 | 0 | 0 | 0 | 0 | 0 | 0 | 0
CT Fac. Spec. - SO2 Rate Annual v3.1, Unit 3141 and retrofits | 386 | 1769 | Rate Constraint in lbs/MMBtu | FALSE | L | Annual | Allowances Sold SO2 | Thousand Tons | 0 | 0 | 0 | 0 | 0 | 0 | 0 | 0
CT Fac. Spec. - SO2 Rate Annual v3.1, Unit 3141 and retrofits | 386 | 1769 | Rate Constraint in lbs/MMBtu | FALSE | L | Annual | Allowances Banked | Thousand Tons | 0 | 0 | 0 | 0 | 0 | 0 | 0 | 0
CT Fac. Spec. - SO2 Rate Annual v3.1, Unit 3141 and retrofits | 386 | 1769 | Rate Constraint in lbs/MMBtu | FALSE | L | Annual | Allowances Withdrawn (1:1) | Thousand Tons | 0 | 0 | 0 | 0 | 0 | 0 | 0 | 0
CT Fac. Spec. - SO2 Rate Annual v3.1, Unit 3141 and retrofits | 386 | 1769 | Rate Constraint in lbs/MMBtu | FALSE | L | Annual | Allowances Withdrawn (n:1) | Thousand Tons | 0 | 0 | 0 | 0 | 0 | 0 | 0 | 0
CT Fac. Spec. - SO2 Rate Annual v3.1, Unit 3141 and retrofits | 386 | 1769 | Rate Constraint in lbs/MMBtu | FALSE | L | Annual | Net Emissions Allowance Position | Thousand Tons | 0 | 0 | 0 | 0 | 0 | 0 | 0 | 0
CT Fac. Spec. - SO2 Rate Annual v3.1, Unit 3141 and retrofits | 386 | 1769 | Rate Constraint in lbs/MMBtu | FALSE | L | Annual | Fuel Consumed | TBtu | 2.9727 | 2.9647 | 2.964 | 1.0032 | 0.96964 | 1.0443 | 1.2025 | 1.1405
CT Fac. Spec. - SO2 Rate Annual v3.1, Unit 3141 and retrofits | 386 | 1769 | Rate Constraint in lbs/MMBtu | FALSE | L | Annual | Rate | lb/MMBtu | 0 | 0 | 0 | 0 | 0 | 0 | 0 | 0
CT Fac. Spec. - SO2 Rate Annual v3.1, Unit 3141 and retrofits | 386 | 1769 | Rate Constraint in lbs/MMBtu | FALSE | L | Annual | Generation | TWh | 0.40084 | 0.39977 | 0.39967 | 0.13527 | 0.13075 | 0.14081 | 0.16215 | 0.15378
CT Fac. Spec. - SO2 Rate Annual v3.1, Unit 3141 and retrofits | 386 | 1769 | Rate Constraint in lbs/MMBtu | FALSE | L | Annual | Qualifying Generation | TWh | 0.40084 | 0.39977 | 0.39967 | 0.13527 | 0.13075 | 0.14081 | 0.16215 | 0.15378
CT Fac. Spec. - SO2 Rate Annual v3.1, Unit 3141 and retrofits | 386 | 1769 | Rate Constraint in lbs/MMBtu | FALSE | L | Annual | Rate | lb/MWh | 0 | 0 | 0 | 0 | 0 | 0 | 0 | 0
CT Fac. Spec. - SO2 Rate Annual v3.1, Unit 3141 and retrofits | 386 | 1769 | Rate Constraint in lbs/MMBtu | FALSE | L | Annual | Constraint Shadow Price | US2016$/Ton | 0 | 0 | 0 | 0 | 0 | 0 | 0 | 0
CT Fac. Spec. - SO2 Rate Annual v3.1, Unit 3142 and retrofits | 387 | 1769 | Rate Constraint in lbs/MMBtu | FALSE | L | Annual | Seasons Included | Seasons | Winter, WintShld, Summer | Winter, WintShld, Summer | Winter, WintShld, Summer | Winter, WintShld, Summer | Winter, WintShld, Summer | Winter, WintShld, Summer | Winter, WintShld, Summer | Winter, WintShld, Summer
CT Fac. Spec. - SO2 Rate Annual v3.1, Unit 3142 and retrofits | 387 | 1769 | Rate Constraint in lbs/MMBtu | FALSE | L | Annual | Standard SO2 | lb/MMBtu | 0.33 | 0.33 | 0.33 | 0.33 | 0.33 | 0.33 | 0.33 | 0.33
CT Fac. Spec. - SO2 Rate Annual v3.1, Unit 3142 and retrofits | 387 | 1769 | Rate Constraint in lbs/MMBtu | FALSE | L | Annual | Emissions at Affected Plants SO2 | Thousand Tons | 0 | 0 | 0 | 0 | 0 | 0 | 0 | 0
CT Fac. Spec. - SO2 Rate Annual v3.1, Unit 3142 and retrofits | 387 | 1769 | Rate Constraint in lbs/MMBtu | FALSE | L | Annual | Allowances Purchased SO2 | Thousand Tons | 0 | 0 | 0 | 0 | 0 | 0 | 0 | 0
CT Fac. Spec. - SO2 Rate Annual v3.1, Unit 3142 and retrofits | 387 | 1769 | Rate Constraint in lbs/MMBtu | FALSE | L | Annual | Allowances Sold SO2 | Thousand Tons | 0 | 0 | 0 | 0 | 0 | 0 | 0 | 0
CT Fac. Spec. - SO2 Rate Annual v3.1, Unit 3142 and retrofits | 387 | 1769 | Rate Constraint in lbs/MMBtu | FALSE | L | Annual | Allowances Banked | Thousand Tons | 0 | 0 | 0 | 0 | 0 | 0 | 0 | 0
CT Fac. Spec. - SO2 Rate Annual v3.1, Unit 3142 and retrofits | 387 | 1769 | Rate Constraint in lbs/MMBtu | FALSE | L | Annual | Allowances Withdrawn (1:1) | Thousand Tons | 0 | 0 | 0 | 0 | 0 | 0 | 0 | 0
CT Fac. Spec. - SO2 Rate Annual v3.1, Unit 3142 and retrofits | 387 | 1769 | Rate Constraint in lbs/MMBtu | FALSE | L | Annual | Allowances Withdrawn (n:1) | Thousand Tons | 0 | 0 | 0 | 0 | 0 | 0 | 0 | 0
CT Fac. Spec. - SO2 Rate Annual v3.1, Unit 3142 and retrofits | 387 | 1769 | Rate Constraint in lbs/MMBtu | FALSE | L | Annual | Net Emissions Allowance Position | Thousand Tons | 0 | 0 | 0 | 0 | 0 | 0 | 0 | 0
CT Fac. Spec. - SO2 Rate Annual v3.1, Unit 3142 and retrofits | 387 | 1769 | Rate Constraint in lbs/MMBtu | FALSE | L | Annual | Fuel Consumed | TBtu | 3.0329 | 3.0006 | 3.0006 | 2.0599 | 2.0306 | 2.3845 | 1.5791 | 1.4801
CT Fac. Spec. - SO2 Rate Annual v3.1, Unit 3142 and retrofits | 387 | 1769 | Rate Constraint in lbs/MMBtu | FALSE | L | Annual | Rate | lb/MMBtu | 0 | 0 | 0 | 0 | 0 | 0 | 0 | 0
CT Fac. Spec. - SO2 Rate Annual v3.1, Unit 3142 and retrofits | 387 | 1769 | Rate Constraint in lbs/MMBtu | FALSE | L | Annual | Generation | TWh | 0.40918 | 0.40483 | 0.40483 | 0.27792 | 0.27396 | 0.3217 | 0.21304 | 0.19969
CT Fac. Spec. - SO2 Rate Annual v3.1, Unit 3142 and retrofits | 387 | 1769 | Rate Constraint in lbs/MMBtu | FALSE | L | Annual | Qualifying Generation | TWh | 0.40918 | 0.40483 | 0.40483 | 0.27792 | 0.27396 | 0.3217 | 0.21304 | 0.19969
CT Fac. Spec. - SO2 Rate Annual v3.1, Unit 3142 and retrofits | 387 | 1769 | Rate Constraint in lbs/MMBtu | FALSE | L | Annual | Rate | lb/MWh | 0 | 0 | 0 | 0 | 0 | 0 | 0 | 0
CT Fac. Spec. - SO2 Rate Annual v3.1, Unit 3142 and retrofits | 387 | 1769 | Rate Constraint in lbs/MMBtu | FALSE | L | Annual | Constraint Shadow Price | US2016$/Ton | 0 | 0 | 0 | 0 | 0 | 0 | 0 | 0
CT Fac. Spec. - SO2 Rate Annual v3.1, Unit 3144 and retrofits | 388 | 1769 | Rate Constraint in lbs/MMBtu | FALSE | L | Annual | Seasons Included | Seasons | Winter, WintShld, Summer | Winter, WintShld, Summer | Winter, WintShld, Summer | Winter, WintShld, Summer | Winter, WintShld, Summer | Winter, WintShld, Summer | Winter, WintShld, Summer | Winter, WintShld, Summer
CT Fac. Spec. - SO2 Rate Annual v3.1, Unit 3144 and retrofits | 388 | 1769 | Rate Constraint in lbs/MMBtu | FALSE | L | Annual | Standard SO2 | lb/MMBtu | 0.33 | 0.33 | 0.33 | 0.33 | 0.33 | 0.33 | 0.33 | 0.33
CT Fac. Spec. - SO2 Rate Annual v3.1, Unit 3144 and retrofits | 388 | 1769 | Rate Constraint in lbs/MMBtu | FALSE | L | Annual | Emissions at Affected Plants SO2 | Thousand Tons | 0 | 0 | 0 | 0 | 0 | 0 | 0 | 0
CT Fac. Spec. - SO2 Rate Annual v3.1, Unit 3144 and retrofits | 388 | 1769 | Rate Constraint in lbs/MMBtu | FALSE | L | Annual | Allowances Purchased SO2 | Thousand Tons | 0 | 0 | 0 | 0 | 0 | 0 | 0 | 0
CT Fac. Spec. - SO2 Rate Annual v3.1, Unit 3144 and retrofits | 388 | 1769 | Rate Constraint in lbs/MMBtu | FALSE | L | Annual | Allowances Sold SO2 | Thousand Tons | 0 | 0 | 0 | 0 | 0 | 0 | 0 | 0
CT Fac. Spec. - SO2 Rate Annual v3.1, Unit 3144 and retrofits | 388 | 1769 | Rate Constraint in lbs/MMBtu | FALSE | L | Annual | Allowances Banked | Thousand Tons | 0 | 0 | 0 | 0 | 0 | 0 | 0 | 0
CT Fac. Spec. - SO2 Rate Annual v3.1, Unit 3144 and retrofits | 388 | 1769 | Rate Constraint in lbs/MMBtu | FALSE | L | Annual | Allowances Withdrawn (1:1) | Thousand Tons | 0 | 0 | 0 | 0 | 0 | 0 | 0 | 0
CT Fac. Spec. - SO2 Rate Annual v3.1, Unit 3144 and retrofits | 388 | 1769 | Rate Constraint in lbs/MMBtu | FALSE | L | Annual | Allowances Withdrawn (n:1) | Thousand Tons | 0 | 0 | 0 | 0 | 0 | 0 | 0 | 0
CT Fac. Spec. - SO2 Rate Annual v3.1, Unit 3144 and retrofits | 388 | 1769 | Rate Constraint in lbs/MMBtu | FALSE | L | Annual | Net Emissions Allowance Position | Thousand Tons | 0 | 0 | 0 | 0 | 0 | 0 | 0 | 0
CT Fac. Spec. - SO2 Rate Annual v3.1, Unit 3144 and retrofits | 388 | 1769 | Rate Constraint in lbs/MMBtu | FALSE | L | Annual | Fuel Consumed | TBtu | 0.80574 | 0.71691 | 0.46255 | 0.18351 | 0.17953 | 0.18551 | 0.18551 | 0.18511
CT Fac. Spec. - SO2 Rate Annual v3.1, Unit 3144 and retrofits | 388 | 1769 | Rate Constraint in lbs/MMBtu | FALSE | L | Annual | Rate | lb/MMBtu | 0 | 0 | 0 | 0 | 0 | 0 | 0 | 0
CT Fac. Spec. - SO2 Rate Annual v3.1, Unit 3144 and retrofits | 388 | 1769 | Rate Constraint in lbs/MMBtu | FALSE | L | Annual | Generation | TWh | 0.11497 | 0.1023 | 0.066003 | 0.026186 | 0.025618 | 0.026471 | 0.026471 | 0.026414
CT Fac. Spec. - SO2 Rate Annual v3.1, Unit 3144 and retrofits | 388 | 1769 | Rate Constraint in lbs/MMBtu | FALSE | L | Annual | Qualifying Generation | TWh | 0.11497 | 0.1023 | 0.066003 | 0.026186 | 0.025618 | 0.026471 | 0.026471 | 0.026414
CT Fac. Spec. - SO2 Rate Annual v3.1, Unit 3144 and retrofits | 388 | 1769 | Rate Constraint in lbs/MMBtu | FALSE | L | Annual | Rate | lb/MWh | 0 | 0 | 0 | 0 | 0 | 0 | 0 | 0
CT Fac. Spec. - SO2 Rate Annual v3.1, Unit 3144 and retrofits | 388 | 1769 | Rate Constraint in lbs/MMBtu | FALSE | L | Annual | Constraint Shadow Price | US2016$/Ton | 0 | 0 | 0 | 0 | 0 | 0 | 0 | 0
CT Fac. Spec. - SO2 Rate Annual v3.1, Unit 3145 and retrofits | 389 | 1769 | Rate Constraint in lbs/MMBtu | FALSE | L | Annual | Seasons Included | Seasons | Winter, WintShld, Summer | Winter, WintShld, Summer | Winter, WintShld, Summer | Winter, WintShld, Summer | Winter, WintShld, Summer | Winter, WintShld, Summer | Winter, WintShld, Summer | Winter, WintShld, Summer
CT Fac. Spec. - SO2 Rate Annual v3.1, Unit 3145 and retrofits | 389 | 1769 | Rate Constraint in lbs/MMBtu | FALSE | L | Annual | Standard SO2 | lb/MMBtu | 0.33 | 0.33 | 0.33 | 0.33 | 0.33 | 0.33 | 0.33 | 0.33
CT Fac. Spec. - SO2 Rate Annual v3.1, Unit 3145 and retrofits | 389 | 1769 | Rate Constraint in lbs/MMBtu | FALSE | L | Annual | Emissions at Affected Plants SO2 | Thousand Tons | 0 | 0 | 0 | 0 | 0 | 0 | 0 | 0
CT Fac. Spec. - SO2 Rate Annual v3.1, Unit 3145 and retrofits | 389 | 1769 | Rate Constraint in lbs/MMBtu | FALSE | L | Annual | Allowances Purchased SO2 | Thousand Tons | 0 | 0 | 0 | 0 | 0 | 0 | 0 | 0
CT Fac. Spec. - SO2 Rate Annual v3.1, Unit 3145 and retrofits | 389 | 1769 | Rate Constraint in lbs/MMBtu | FALSE | L | Annual | Allowances Sold SO2 | Thousand Tons | 0 | 0 | 0 | 0 | 0 | 0 | 0 | 0
CT Fac. Spec. - SO2 Rate Annual v3.1, Unit 3145 and retrofits | 389 | 1769 | Rate Constraint in lbs/MMBtu | FALSE | L | Annual | Allowances Banked | Thousand Tons | 0 | 0 | 0 | 0 | 0 | 0 | 0 | 0
CT Fac. Spec. - SO2 Rate Annual v3.1, Unit 3145 and retrofits | 389 | 1769 | Rate Constraint in lbs/MMBtu | FALSE | L | Annual | Allowances Withdrawn (1:1) | Thousand Tons | 0 | 0 | 0 | 0 | 0 | 0 | 0 | 0
CT Fac. Spec. - SO2 Rate Annual v3.1, Unit 3145 and retrofits | 389 | 1769 | Rate Constraint in lbs/MMBtu | FALSE | L | Annual | Allowances Withdrawn (n:1) | Thousand Tons | 0 | 0 | 0 | 0 | 0 | 0 | 0 | 0
CT Fac. Spec. - SO2 Rate Annual v3.1, Unit 3145 and retrofits | 389 | 1769 | Rate Constraint in lbs/MMBtu | FALSE | L | Annual | Net Emissions Allowance Position | Thousand Tons | 0 | 0 | 0 | 0 | 0 | 0 | 0 | 0
CT Fac. Spec. - SO2 Rate Annual v3.1, Unit 3145 and retrofits | 389 | 1769 | Rate Constraint in lbs/MMBtu | FALSE | L | Annual | Fuel Consumed | TBtu | 10.8238 | 10.8238 | 10.8238 | 10.8199 | 10.2453 | 10.8238 | 9.883 | 9.7627
CT Fac. Spec. - SO2 Rate Annual v3.1, Unit 3145 and retrofits | 389 | 1769 | Rate Constraint in lbs/MMBtu | FALSE | L | Annual | Rate | lb/MMBtu | 0 | 0 | 0 | 0 | 0 | 0 | 0 | 0
CT Fac. Spec. - SO2 Rate Annual v3.1, Unit 3145 and retrofits | 389 | 1769 | Rate Constraint in lbs/MMBtu | FALSE | L | Annual | Generation | TWh | 1.7318 | 1.7318 | 1.7318 | 1.7312 | 1.6392 | 1.7318 | 1.5813 | 1.562
CT Fac. Spec. - SO2 Rate Annual v3.1, Unit 3145 and retrofits | 389 | 1769 | Rate Constraint in lbs/MMBtu | FALSE | L | Annual | Qualifying Generation | TWh | 1.7318 | 1.7318 | 1.7318 | 1.7312 | 1.6392 | 1.7318 | 1.5813 | 1.562
CT Fac. Spec. - SO2 Rate Annual v3.1, Unit 3145 and retrofits | 389 | 1769 | Rate Constraint in lbs/MMBtu | FALSE | L | Annual | Rate | lb/MWh | 0 | 0 | 0 | 0 | 0 | 0 | 0 | 0
CT Fac. Spec. - SO2 Rate Annual v3.1, Unit 3145 and retrofits | 389 | 1769 | Rate Constraint in lbs/MMBtu | FALSE | L | Annual | Constraint Shadow Price | US2016$/Ton | 0 | 0 | 0 | 0 | 0 | 0 | 0 | 0
CT Fac. Spec. - SO2 Rate Annual v3.1, Unit 3146 and retrofits | 390 | 1769 | Rate Constraint in lbs/MMBtu | FALSE | L | Annual | Seasons Included | Seasons | Winter, WintShld, Summer | Winter, WintShld, Summer | Winter, WintShld, Summer | Winter, WintShld, Summer | Winter, WintShld, Summer | Winter, WintShld, Summer | Winter, WintShld, Summer | Winter, WintShld, Summer
CT Fac. Spec. - SO2 Rate Annual v3.1, Unit 3146 and retrofits | 390 | 1769 | Rate Constraint in lbs/MMBtu | FALSE | L | Annual | Standard SO2 | lb/MMBtu | 0.33 | 0.33 | 0.33 | 0.33 | 0.33 | 0.33 | 0.33 | 0.33
CT Fac. Spec. - SO2 Rate Annual v3.1, Unit 3146 and retrofits | 390 | 1769 | Rate Constraint in lbs/MMBtu | FALSE | L | Annual | Emissions at Affected Plants SO2 | Thousand Tons | 0 | 0 | 0 | 0 | 0 | 0 | 0 | 0
CT Fac. Spec. - SO2 Rate Annual v3.1, Unit 3146 and retrofits | 390 | 1769 | Rate Constraint in lbs/MMBtu | FALSE | L | Annual | Allowances Purchased SO2 | Thousand Tons | 0 | 0 | 0 | 0 | 0 | 0 | 0 | 0
CT Fac. Spec. - SO2 Rate Annual v3.1, Unit 3146 and retrofits | 390 | 1769 | Rate Constraint in lbs/MMBtu | FALSE | L | Annual | Allowances Sold SO2 | Thousand Tons | 0 | 0 | 0 | 0 | 0 | 0 | 0 | 0
CT Fac. Spec. - SO2 Rate Annual v3.1, Unit 3146 and retrofits | 390 | 1769 | Rate Constraint in lbs/MMBtu | FALSE | L | Annual | Allowances Banked | Thousand Tons | 0 | 0 | 0 | 0 | 0 | 0 | 0 | 0
CT Fac. Spec. - SO2 Rate Annual v3.1, Unit 3146 and retrofits | 390 | 1769 | Rate Constraint in lbs/MMBtu | FALSE | L | Annual | Allowances Withdrawn (1:1) | Thousand Tons | 0 | 0 | 0 | 0 | 0 | 0 | 0 | 0
CT Fac. Spec. - SO2 Rate Annual v3.1, Unit 3146 and retrofits | 390 | 1769 | Rate Constraint in lbs/MMBtu | FALSE | L | Annual | Allowances Withdrawn (n:1) | Thousand Tons | 0 | 0 | 0 | 0 | 0 | 0 | 0 | 0
CT Fac. Spec. - SO2 Rate Annual v3.1, Unit 3146 and retrofits | 390 | 1769 | Rate Constraint in lbs/MMBtu | FALSE | L | Annual | Net Emissions Allowance Position | Thousand Tons | 0 | 0 | 0 | 0 | 0 | 0 | 0 | 0
CT Fac. Spec. - SO2 Rate Annual v3.1, Unit 3146 and retrofits | 390 | 1769 | Rate Constraint in lbs/MMBtu | FALSE | L | Annual | Fuel Consumed | TBtu | 10.8238 | 10.8238 | 10.8238 | 9.4415 | 9.624 | 10.8238 | 9.4415 | 9.3869
CT Fac. Spec. - SO2 Rate Annual v3.1, Unit 3146 and retrofits | 390 | 1769 | Rate Constraint in lbs/MMBtu | FALSE | L | Annual | Rate | lb/MMBtu | 0 | 0 | 0 | 0 | 0 | 0 | 0 | 0
CT Fac. Spec. - SO2 Rate Annual v3.1, Unit 3146 and retrofits | 390 | 1769 | Rate Constraint in lbs/MMBtu | FALSE | L | Annual | Generation | TWh | 1.7318 | 1.7318 | 1.7318 | 1.5106 | 1.5398 | 1.7318 | 1.5106 | 1.5019
CT Fac. Spec. - SO2 Rate Annual v3.1, Unit 3146 and retrofits | 390 | 1769 | Rate Constraint in lbs/MMBtu | FALSE | L | Annual | Qualifying Generation | TWh | 1.7318 | 1.7318 | 1.7318 | 1.5106 | 1.5398 | 1.7318 | 1.5106 | 1.5019
CT Fac. Spec. - SO2 Rate Annual v3.1, Unit 3146 and retrofits | 390 | 1769 | Rate Constraint in lbs/MMBtu | FALSE | L | Annual | Rate | lb/MWh | 0 | 0 | 0 | 0 | 0 | 0 | 0 | 0
CT Fac. Spec. - SO2 Rate Annual v3.1, Unit 3146 and retrofits | 390 | 1769 | Rate Constraint in lbs/MMBtu | FALSE | L | Annual | Constraint Shadow Price | US2016$/Ton | 0 | 0 | 0 | 0 | 0 | 0 | 0 | 0
CT Fac. Spec. - SO2 Rate Annual v3.1, Unit 3147 and retrofits | 391 | 1769 | Rate Constraint in lbs/MMBtu | FALSE | L | Annual | Seasons Included | Seasons | Winter, WintShld, Summer | Winter, WintShld, Summer | Winter, WintShld, Summer | Winter, WintShld, Summer | Winter, WintShld, Summer | Winter, WintShld, Summer | Winter, WintShld, Summer | Winter, WintShld, Summer
CT Fac. Spec. - SO2 Rate Annual v3.1, Unit 3147 and retrofits | 391 | 1769 | Rate Constraint in lbs/MMBtu | FALSE | L | Annual | Standard SO2 | lb/MMBtu | 0.33 | 0.33 | 0.33 | 0.33 | 0.33 | 0.33 | 0.33 | 0.33
CT Fac. Spec. - SO2 Rate Annual v3.1, Unit 3147 and retrofits | 391 | 1769 | Rate Constraint in lbs/MMBtu | FALSE | L | Annual | Emissions at Affected Plants SO2 | Thousand Tons | 0 | 0 | 0 | 0 | 0 | 0 | 0 | 0
CT Fac. Spec. - SO2 Rate Annual v3.1, Unit 3147 and retrofits | 391 | 1769 | Rate Constraint in lbs/MMBtu | FALSE | L | Annual | Allowances Purchased SO2 | Thousand Tons | 0 | 0 | 0 | 0 | 0 | 0 | 0 | 0
CT Fac. Spec. - SO2 Rate Annual v3.1, Unit 3147 and retrofits | 391 | 1769 | Rate Constraint in lbs/MMBtu | FALSE | L | Annual | Allowances Sold SO2 | Thousand Tons | 0 | 0 | 0 | 0 | 0 | 0 | 0 | 0
CT Fac. Spec. - SO2 Rate Annual v3.1, Unit 3147 and retrofits | 391 | 1769 | Rate Constraint in lbs/MMBtu | FALSE | L | Annual | Allowances Banked | Thousand Tons | 0 | 0 | 0 | 0 | 0 | 0 | 0 | 0
CT Fac. Spec. - SO2 Rate Annual v3.1, Unit 3147 and retrofits | 391 | 1769 | Rate Constraint in lbs/MMBtu | FALSE | L | Annual | Allowances Withdrawn (1:1) | Thousand Tons | 0 | 0 | 0 | 0 | 0 | 0 | 0 | 0
CT Fac. Spec. - SO2 Rate Annual v3.1, Unit 3147 and retrofits | 391 | 1769 | Rate Constraint in lbs/MMBtu | FALSE | L | Annual | Allowances Withdrawn (n:1) | Thousand Tons | 0 | 0 | 0 | 0 | 0 | 0 | 0 | 0
CT Fac. Spec. - SO2 Rate Annual v3.1, Unit 3147 and retrofits | 391 | 1769 | Rate Constraint in lbs/MMBtu | FALSE | L | Annual | Net Emissions Allowance Position | Thousand Tons | 0 | 0 | 0 | 0 | 0 | 0 | 0 | 0
CT Fac. Spec. - SO2 Rate Annual v3.1, Unit 3147 and retrofits | 391 | 1769 | Rate Constraint in lbs/MMBtu | FALSE | L | Annual | Fuel Consumed | TBtu | 12.8718 | 12.8718 | 12.8718 | 12.0959 | 12.7385 | 12.8718 | 11.8144 | 11.167
CT Fac. Spec. - SO2 Rate Annual v3.1, Unit 3147 and retrofits | 391 | 1769 | Rate Constraint in lbs/MMBtu | FALSE | L | Annual | Rate | lb/MMBtu | 0 | 0 | 0 | 0 | 0 | 0 | 0 | 0
CT Fac. Spec. - SO2 Rate Annual v3.1, Unit 3147 and retrofits | 391 | 1769 | Rate Constraint in lbs/MMBtu | FALSE | L | Annual | Generation | TWh | 2.0595 | 2.0595 | 2.0595 | 1.9353 | 2.0382 | 2.0595 | 1.8903 | 1.7867
CT Fac. Spec. - SO2 Rate Annual v3.1, Unit 3147 and retrofits | 391 | 1769 | Rate Constraint in lbs/MMBtu | FALSE | L | Annual | Qualifying Generation | TWh | 2.0595 | 2.0595 | 2.0595 | 1.9353 | 2.0382 | 2.0595 | 1.8903 | 1.7867
CT Fac. Spec. - SO2 Rate Annual v3.1, Unit 3147 and retrofits | 391 | 1769 | Rate Constraint in lbs/MMBtu | FALSE | L | Annual | Rate | lb/MWh | 0 | 0 | 0 | 0 | 0 | 0 | 0 | 0
CT Fac. Spec. - SO2 Rate Annual v3.1, Unit 3147 and retrofits | 391 | 1769 | Rate Constraint in lbs/MMBtu | FALSE | L | Annual | Constraint Shadow Price | US2016$/Ton | 0 | 0 | 0 | 0 | 0 | 0 | 0 | 0
CT Fac. Spec. - SO2 Rate Annual v3.1, Unit 3148 and retrofits | 392 | 1769 | Rate Constraint in lbs/MMBtu | FALSE | L | Annual | Seasons Included | Seasons | Winter, WintShld, Summer | Winter, WintShld, Summer | Winter, WintShld, Summer | Winter, WintShld, Summer | Winter, WintShld, Summer | Winter, WintShld, Summer | Winter, WintShld, Summer | Winter, WintShld, Summer
CT Fac. Spec. - SO2 Rate Annual v3.1, Unit 3148 and retrofits | 392 | 1769 | Rate Constraint in lbs/MMBtu | FALSE | L | Annual | Standard SO2 | lb/MMBtu | 0.33 | 0.33 | 0.33 | 0.33 | 0.33 | 0.33 | 0.33 | 0.33
CT Fac. Spec. - SO2 Rate Annual v3.1, Unit 3148 and retrofits | 392 | 1769 | Rate Constraint in lbs/MMBtu | FALSE | L | Annual | Emissions at Affected Plants SO2 | Thousand Tons | 0 | 0 | 0 | 0 | 0 | 0 | 0 | 0
CT Fac. Spec. - SO2 Rate Annual v3.1, Unit 3148 and retrofits | 392 | 1769 | Rate Constraint in lbs/MMBtu | FALSE | L | Annual | Allowances Purchased SO2 | Thousand Tons | 0 | 0 | 0 | 0 | 0 | 0 | 0 | 0
CT Fac. Spec. - SO2 Rate Annual v3.1, Unit 3148 and retrofits | 392 | 1769 | Rate Constraint in lbs/MMBtu | FALSE | L | Annual | Allowances Sold SO2 | Thousand Tons | 0 | 0 | 0 | 0 | 0 | 0 | 0 | 0
CT Fac. Spec. - SO2 Rate Annual v3.1, Unit 3148 and retrofits | 392 | 1769 | Rate Constraint in lbs/MMBtu | FALSE | L | Annual | Allowances Banked | Thousand Tons | 0 | 0 | 0 | 0 | 0 | 0 | 0 | 0
CT Fac. Spec. - SO2 Rate Annual v3.1, Unit 3148 and retrofits | 392 | 1769 | Rate Constraint in lbs/MMBtu | FALSE | L | Annual | Allowances Withdrawn (1:1) | Thousand Tons | 0 | 0 | 0 | 0 | 0 | 0 | 0 | 0
CT Fac. Spec. - SO2 Rate Annual v3.1, Unit 3148 and retrofits | 392 | 1769 | Rate Constraint in lbs/MMBtu | FALSE | L | Annual | Allowances Withdrawn (n:1) | Thousand Tons | 0 | 0 | 0 | 0 | 0 | 0 | 0 | 0
CT Fac. Spec. - SO2 Rate Annual v3.1, Unit 3148 and retrofits | 392 | 1769 | Rate Constraint in lbs/MMBtu | FALSE | L | Annual | Net Emissions Allowance Position | Thousand Tons | 0 | 0 | 0 | 0 | 0 | 0 | 0 | 0
CT Fac. Spec. - SO2 Rate Annual v3.1, Unit 3148 and retrofits | 392 | 1769 | Rate Constraint in lbs/MMBtu | FALSE | L | Annual | Fuel Consumed | TBtu | 4.1547 | 3.7664 | 3.9275 | 3.521 | 3.8504 | 3.5981 | 4.0426 | 4.0426
CT Fac. Spec. - SO2 Rate Annual v3.1, Unit 3148 and retrofits | 392 | 1769 | Rate Constraint in lbs/MMBtu | FALSE | L | Annual | Rate | lb/MMBtu | 0 | 0 | 0 | 0 | 0 | 0 | 0 | 0
CT Fac. Spec. - SO2 Rate Annual v3.1, Unit 3148 and retrofits | 392 | 1769 | Rate Constraint in lbs/MMBtu | FALSE | L | Annual | Generation | TWh | 0.58131 | 0.52699 | 0.54953 | 0.49266 | 0.53874 | 0.50345 | 0.56564 | 0.56564
CT Fac. Spec. - SO2 Rate Annual v3.1, Unit 3148 and retrofits | 392 | 1769 | Rate Constraint in lbs/MMBtu | FALSE | L | Annual | Qualifying Generation | TWh | 0.58131 | 0.52699 | 0.54953 | 0.49266 | 0.53874 | 0.50345 | 0.56564 | 0.56564
CT Fac. Spec. - SO2 Rate Annual v3.1, Unit 3148 and retrofits | 392 | 1769 | Rate Constraint in lbs/MMBtu | FALSE | L | Annual | Rate | lb/MWh | 0 | 0 | 0 | 0 | 0 | 0 | 0 | 0
CT Fac. Spec. - SO2 Rate Annual v3.1, Unit 3148 and retrofits | 392 | 1769 | Rate Constraint in lbs/MMBtu | FALSE | L | Annual | Constraint Shadow Price | US2016$/Ton | 0 | 0 | 0 | 0 | 0 | 0 | 0 | 0
CT Fac. Spec. - SO2 Rate Annual v3.1, Unit 3149 and retrofits | 393 | 1769 | Rate Constraint in lbs/MMBtu | FALSE | L | Annual | Seasons Included | Seasons | Winter, WintShld, Summer | Winter, WintShld, Summer | Winter, WintShld, Summer | Winter, WintShld, Summer | Winter, WintShld, Summer | Winter, WintShld, Summer | Winter, WintShld, Summer | Winter, WintShld, Summer
CT Fac. Spec. - SO2 Rate Annual v3.1, Unit 3149 and retrofits | 393 | 1769 | Rate Constraint in lbs/MMBtu | FALSE | L | Annual | Standard SO2 | lb/MMBtu | 0.33 | 0.33 | 0.33 | 0.33 | 0.33 | 0.33 | 0.33 | 0.33
CT Fac. Spec. - SO2 Rate Annual v3.1, Unit 3149 and retrofits | 393 | 1769 | Rate Constraint in lbs/MMBtu | FALSE | L | Annual | Emissions at Affected Plants SO2 | Thousand Tons | 0 | 0 | 0 | 0 | 0 | 0 | 0 | 0
CT Fac. Spec. - SO2 Rate Annual v3.1, Unit 3149 and retrofits | 393 | 1769 | Rate Constraint in lbs/MMBtu | FALSE | L | Annual | Allowances Purchased SO2 | Thousand Tons | 0 | 0 | 0 | 0 | 0 | 0 | 0 | 0
CT Fac. Spec. - SO2 Rate Annual v3.1, Unit 3149 and retrofits | 393 | 1769 | Rate Constraint in lbs/MMBtu | FALSE | L | Annual | Allowances Sold SO2 | Thousand Tons | 0 | 0 | 0 | 0 | 0 | 0 | 0 | 0
CT Fac. Spec. - SO2 Rate Annual v3.1, Unit 3149 and retrofits | 393 | 1769 | Rate Constraint in lbs/MMBtu | FALSE | L | Annual | Allowances Banked | Thousand Tons | 0 | 0 | 0 | 0 | 0 | 0 | 0 | 0
CT Fac. Spec. - SO2 Rate Annual v3.1, Unit 3149 and retrofits | 393 | 1769 | Rate Constraint in lbs/MMBtu | FALSE | L | Annual | Allowances Withdrawn (1:1) | Thousand Tons | 0 | 0 | 0 | 0 | 0 | 0 | 0 | 0
CT Fac. Spec. - SO2 Rate Annual v3.1, Unit 3149 and retrofits | 393 | 1769 | Rate Constraint in lbs/MMBtu | FALSE | L | Annual | Allowances Withdrawn (n:1) | Thousand Tons | 0 | 0 | 0 | 0 | 0 | 0 | 0 | 0
CT Fac. Spec. - SO2 Rate Annual v3.1, Unit 3149 and retrofits | 393 | 1769 | Rate Constraint in lbs/MMBtu | FALSE | L | Annual | Net Emissions Allowance Position | Thousand Tons | 0 | 0 | 0 | 0 | 0 | 0 | 0 | 0
CT Fac. Spec. - SO2 Rate Annual v3.1, Unit 3149 and retrofits | 393 | 1769 | Rate Constraint in lbs/MMBtu | FALSE | L | Annual | Fuel Consumed | TBtu | 3.8504 | 3.9667 | 3.9275 | 3.5373 | 3.7033 | 3.5728 | 4.0426 | 4.0426
CT Fac. Spec. - SO2 Rate Annual v3.1, Unit 3149 and retrofits | 393 | 1769 | Rate Constraint in lbs/MMBtu | FALSE | L | Annual | Rate | lb/MMBtu | 0 | 0 | 0 | 0 | 0 | 0 | 0 | 0
CT Fac. Spec. - SO2 Rate Annual v3.1, Unit 3149 and retrofits | 393 | 1769 | Rate Constraint in lbs/MMBtu | FALSE | L | Annual | Generation | TWh | 0.53874 | 0.55501 | 0.54953 | 0.49493 | 0.51816 | 0.49991 | 0.56564 | 0.56564
CT Fac. Spec. - SO2 Rate Annual v3.1, Unit 3149 and retrofits | 393 | 1769 | Rate Constraint in lbs/MMBtu | FALSE | L | Annual | Qualifying Generation | TWh | 0.53874 | 0.55501 | 0.54953 | 0.49493 | 0.51816 | 0.49991 | 0.56564 | 0.56564
CT Fac. Spec. - SO2 Rate Annual v3.1, Unit 3149 and retrofits | 393 | 1769 | Rate Constraint in lbs/MMBtu | FALSE | L | Annual | Rate | lb/MWh | 0 | 0 | 0 | 0 | 0 | 0 | 0 | 0
CT Fac. Spec. - SO2 Rate Annual v3.1, Unit 3149 and retrofits | 393 | 1769 | Rate Constraint in lbs/MMBtu | FALSE | L | Annual | Constraint Shadow Price | US2016$/Ton | 0 | 0 | 0 | 0 | 0 | 0 | 0 | 0
CT Fac. Spec. - SO2 Rate Annual v3.1, Unit 3150 and retrofits | 394 | 1769 | Rate Constraint in lbs/MMBtu | FALSE | L | Annual | Seasons Included | Seasons | Winter, WintShld, Summer | Winter, WintShld, Summer | Winter, WintShld, Summer | Winter, WintShld, Summer | Winter, WintShld, Summer | Winter, WintShld, Summer | Winter, WintShld, Summer | Winter, WintShld, Summer
CT Fac. Spec. - SO2 Rate Annual v3.1, Unit 3150 and retrofits | 394 | 1769 | Rate Constraint in lbs/MMBtu | FALSE | L | Annual | Standard SO2 | lb/MMBtu | 0.33 | 0.33 | 0.33 | 0.33 | 0.33 | 0.33 | 0.33 | 0.33
CT Fac. Spec. - SO2 Rate Annual v3.1, Unit 3150 and retrofits | 394 | 1769 | Rate Constraint in lbs/MMBtu | FALSE | L | Annual | Emissions at Affected Plants SO2 | Thousand Tons | 0 | 0 | 0 | 0 | 0 | 0 | 0 | 0
CT Fac. Spec. - SO2 Rate Annual v3.1, Unit 3150 and retrofits | 394 | 1769 | Rate Constraint in lbs/MMBtu | FALSE | L | Annual | Allowances Purchased SO2 | Thousand Tons | 0 | 0 | 0 | 0 | 0 | 0 | 0 | 0
CT Fac. Spec. - SO2 Rate Annual v3.1, Unit 3150 and retrofits | 394 | 1769 | Rate Constraint in lbs/MMBtu | FALSE | L | Annual | Allowances Sold SO2 | Thousand Tons | 0 | 0 | 0 | 0 | 0 | 0 | 0 | 0
CT Fac. Spec. - SO2 Rate Annual v3.1, Unit 3150 and retrofits | 394 | 1769 | Rate Constraint in lbs/MMBtu | FALSE | L | Annual | Allowances Banked | Thousand Tons | 0 | 0 | 0 | 0 | 0 | 0 | 0 | 0
CT Fac. Spec. - SO2 Rate Annual v3.1, Unit 3150 and retrofits | 394 | 1769 | Rate Constraint in lbs/MMBtu | FALSE | L | Annual | Allowances Withdrawn (1:1) | Thousand Tons | 0 | 0 | 0 | 0 | 0 | 0 | 0 | 0
CT Fac. Spec. - SO2 Rate Annual v3.1, Unit 3150 and retrofits | 394 | 1769 | Rate Constraint in lbs/MMBtu | FALSE | L | Annual | Allowances Withdrawn (n:1) | Thousand Tons | 0 | 0 | 0 | 0 | 0 | 0 | 0 | 0
CT Fac. Spec. - SO2 Rate Annual v3.1, Unit 3150 and retrofits | 394 | 1769 | Rate Constraint in lbs/MMBtu | FALSE | L | Annual | Net Emissions Allowance Position | Thousand Tons | 0 | 0 | 0 | 0 | 0 | 0 | 0 | 0
CT Fac. Spec. - SO2 Rate Annual v3.1, Unit 3150 and retrofits | 394 | 1769 | Rate Constraint in lbs/MMBtu | FALSE | L | Annual | Fuel Consumed | TBtu | 4.3757 | 4.3832 | 4.0787 | 4.0015 | 4.1165 | 3.8044 | 4.0426 | 3.9469
CT Fac. Spec. - SO2 Rate Annual v3.1, Unit 3150 and retrofits | 394 | 1769 | Rate Constraint in lbs/MMBtu | FALSE | L | Annual | Rate | lb/MMBtu | 0 | 0 | 0 | 0 | 0 | 0 | 0 | 0
CT Fac. Spec. - SO2 Rate Annual v3.1, Unit 3150 and retrofits | 394 | 1769 | Rate Constraint in lbs/MMBtu | FALSE | L | Annual | Generation | TWh | 0.61224 | 0.61329 | 0.57069 | 0.55988 | 0.57597 | 0.5323 | 0.56564 | 0.55224
CT Fac. Spec. - SO2 Rate Annual v3.1, Unit 3150 and retrofits | 394 | 1769 | Rate Constraint in lbs/MMBtu | FALSE | L | Annual | Qualifying Generation | TWh | 0.61224 | 0.61329 | 0.57069 | 0.55988 | 0.57597 | 0.5323 | 0.56564 | 0.55224
CT Fac. Spec. - SO2 Rate Annual v3.1, Unit 3150 and retrofits | 394 | 1769 | Rate Constraint in lbs/MMBtu | FALSE | L | Annual | Rate | lb/MWh | 0 | 0 | 0 | 0 | 0 | 0 | 0 | 0
CT Fac. Spec. - SO2 Rate Annual v3.1, Unit 3150 and retrofits | 394 | 1769 | Rate Constraint in lbs/MMBtu | FALSE | L | Annual | Constraint Shadow Price | US2016$/Ton | 0 | 0 | 0 | 0 | 0 | 0 | 0 | 0
CT Fac. Spec. - SO2 Rate Annual v3.1, Unit 3151 and retrofits | 395 | 1769 | Rate Constraint in lbs/MMBtu | FALSE | L | Annual | Seasons Included | Seasons | Winter, WintShld, Summer | Winter, WintShld, Summer | Winter, WintShld, Summer | Winter, WintShld, Summer | Winter, WintShld, Summer | Winter, WintShld, Summer | Winter, WintShld, Summer | Winter, WintShld, Summer
CT Fac. Spec. - SO2 Rate Annual v3.1, Unit 3151 and retrofits | 395 | 1769 | Rate Constraint in lbs/MMBtu | FALSE | L | Annual | Standard SO2 | lb/MMBtu | 0.33 | 0.33 | 0.33 | 0.33 | 0.33 | 0.33 | 0.33 | 0.33
CT Fac. Spec. - SO2 Rate Annual v3.1, Unit 3151 and retrofits | 395 | 1769 | Rate Constraint in lbs/MMBtu | FALSE | L | Annual | Emissions at Affected Plants SO2 | Thousand Tons | 0 | 0 | 0 | 0 | 0 | 0 | 0 | 0
CT Fac. Spec. - SO2 Rate Annual v3.1, Unit 3151 and retrofits | 395 | 1769 | Rate Constraint in lbs/MMBtu | FALSE | L | Annual | Allowances Purchased SO2 | Thousand Tons | 0 | 0 | 0 | 0 | 0 | 0 | 0 | 0
CT Fac. Spec. - SO2 Rate Annual v3.1, Unit 3151 and retrofits | 395 | 1769 | Rate Constraint in lbs/MMBtu | FALSE | L | Annual | Allowances Sold SO2 | Thousand Tons | 0 | 0 | 0 | 0 | 0 | 0 | 0 | 0
CT Fac. Spec. - SO2 Rate Annual v3.1, Unit 3151 and retrofits | 395 | 1769 | Rate Constraint in lbs/MMBtu | FALSE | L | Annual | Allowances Banked | Thousand Tons | 0 | 0 | 0 | 0 | 0 | 0 | 0 | 0
CT Fac. Spec. - SO2 Rate Annual v3.1, Unit 3151 and retrofits | 395 | 1769 | Rate Constraint in lbs/MMBtu | FALSE | L | Annual | Allowances Withdrawn (1:1) | Thousand Tons | 0 | 0 | 0 | 0 | 0 | 0 | 0 | 0
CT Fac. Spec. - SO2 Rate Annual v3.1, Unit 3151 and retrofits | 395 | 1769 | Rate Constraint in lbs/MMBtu | FALSE | L | Annual | Allowances Withdrawn (n:1) | Thousand Tons | 0 | 0 | 0 | 0 | 0 | 0 | 0 | 0
CT Fac. Spec. - SO2 Rate Annual v3.1, Unit 3151 and retrofits | 395 | 1769 | Rate Constraint in lbs/MMBtu | FALSE | L | Annual | Net Emissions Allowance Position | Thousand Tons | 0 | 0 | 0 | 0 | 0 | 0 | 0 | 0
CT Fac. Spec. - SO2 Rate Annual v3.1, Unit 3151 and retrofits | 395 | 1769 | Rate Constraint in lbs/MMBtu | FALSE | L | Annual | Fuel Consumed | TBtu | 22.4724 | 22.3529 | 21.5703 | 19.5538 | 19.538 | 21.2712 | 19.6024 | 19.4892
CT Fac. Spec. - SO2 Rate Annual v3.1, Unit 3151 and retrofits | 395 | 1769 | Rate Constraint in lbs/MMBtu | FALSE | L | Annual | Rate | lb/MMBtu | 0 | 0 | 0 | 0 | 0 | 0 | 0 | 0
CT Fac. Spec. - SO2 Rate Annual v3.1, Unit 3151 and retrofits | 395 | 1769 | Rate Constraint in lbs/MMBtu | FALSE | L | Annual | Generation | TWh | 3.5956 | 3.5765 | 3.4512 | 3.1286 | 3.1261 | 3.4034 | 3.1364 | 3.1183
CT Fac. Spec. - SO2 Rate Annual v3.1, Unit 3151 and retrofits | 395 | 1769 | Rate Constraint in lbs/MMBtu | FALSE | L | Annual | Qualifying Generation | TWh | 3.5956 | 3.5765 | 3.4512 | 3.1286 | 3.1261 | 3.4034 | 3.1364 | 3.1183
CT Fac. Spec. - SO2 Rate Annual v3.1, Unit 3151 and retrofits | 395 | 1769 | Rate Constraint in lbs/MMBtu | FALSE | L | Annual | Rate | lb/MWh | 0 | 0 | 0 | 0 | 0 | 0 | 0 | 0
CT Fac. Spec. - SO2 Rate Annual v3.1, Unit 3151 and retrofits | 395 | 1769 | Rate Constraint in lbs/MMBtu | FALSE | L | Annual | Constraint Shadow Price | US2016$/Ton | 0 | 0 | 0 | 0 | 0 | 0 | 0 | 0
CT Fac. Spec. - SO2 Rate Annual v3.1, Unit 3682 and retrofits | 396 | 1769 | Rate Constraint in lbs/MMBtu | FALSE | L | Annual | Seasons Included | Seasons | Winter, WintShld, Summer | Winter, WintShld, Summer | Winter, WintShld, Summer | Winter, WintShld, Summer | Winter, WintShld, Summer | Winter, WintShld, Summer | Winter, WintShld, Summer | Winter, WintShld, Summer
CT Fac. Spec. - SO2 Rate Annual v3.1, Unit 3682 and retrofits | 396 | 1769 | Rate Constraint in lbs/MMBtu | FALSE | L | Annual | Standard SO2 | lb/MMBtu | 0.33 | 0.33 | 0.33 | 0.33 | 0.33 | 0.33 | 0.33 | 0.33
CT Fac. Spec. - SO2 Rate Annual v3.1, Unit 3682 and retrofits | 396 | 1769 | Rate Constraint in lbs/MMBtu | FALSE | L | Annual | Emissions at Affected Plants SO2 | Thousand Tons | 0 | 0 | 0 | 0 | 0 | 0 | 0 | 0
CT Fac. Spec. - SO2 Rate Annual v3.1, Unit 3682 and retrofits | 396 | 1769 | Rate Constraint in lbs/MMBtu | FALSE | L | Annual | Allowances Purchased SO2 | Thousand Tons | 0 | 0 | 0 | 0 | 0 | 0 | 0 | 0
CT Fac. Spec. - SO2 Rate Annual v3.1, Unit 3682 and retrofits | 396 | 1769 | Rate Constraint in lbs/MMBtu | FALSE | L | Annual | Allowances Sold SO2 | Thousand Tons | 0 | 0 | 0 | 0 | 0 | 0 | 0 | 0
CT Fac. Spec. - SO2 Rate Annual v3.1, Unit 3682 and retrofits | 396 | 1769 | Rate Constraint in lbs/MMBtu | FALSE | L | Annual | Allowances Banked | Thousand Tons | 0 | 0 | 0 | 0 | 0 | 0 | 0 | 0
CT Fac. Spec. - SO2 Rate Annual v3.1, Unit 3682 and retrofits | 396 | 1769 | Rate Constraint in lbs/MMBtu | FALSE | L | Annual | Allowances Withdrawn (1:1) | Thousand Tons | 0 | 0 | 0 | 0 | 0 | 0 | 0 | 0
CT Fac. Spec. - SO2 Rate Annual v3.1, Unit 3682 and retrofits | 396 | 1769 | Rate Constraint in lbs/MMBtu | FALSE | L | Annual | Allowances Withdrawn (n:1) | Thousand Tons | 0 | 0 | 0 | 0 | 0 | 0 | 0 | 0
CT Fac. Spec. - SO2 Rate Annual v3.1, Unit 3682 and retrofits | 396 | 1769 | Rate Constraint in lbs/MMBtu | FALSE | L | Annual | Net Emissions Allowance Position | Thousand Tons | 0 | 0 | 0 | 0 | 0 | 0 | 0 | 0
CT Fac. Spec. - SO2 Rate Annual v3.1, Unit 3682 and retrofits | 396 | 1769 | Rate Constraint in lbs/MMBtu | FALSE | L | Annual | Fuel Consumed | TBtu | 0 | 0 | 0 | 0 | 0 | 0 | 0 | 0
CT Fac. Spec. - SO2 Rate Annual v3.1, Unit 3682 and retrofits | 396 | 1769 | Rate Constraint in lbs/MMBtu | FALSE | L | Annual | Rate | lb/MMBtu | 0 | 0 | 0 | 0 | 0 | 0 | 0 | 0
CT Fac. Spec. - SO2 Rate Annual v3.1, Unit 3682 and retrofits | 396 | 1769 | Rate Constraint in lbs/MMBtu | FALSE | L | Annual | Generation | TWh | 0 | 0 | 0 | 0 | 0 | 0 | 0 | 0
CT Fac. Spec. - SO2 Rate Annual v3.1, Unit 3682 and retrofits | 396 | 1769 | Rate Constraint in lbs/MMBtu | FALSE | L | Annual | Qualifying Generation | TWh | 0 | 0 | 0 | 0 | 0 | 0 | 0 | 0
CT Fac. Spec. - SO2 Rate Annual v3.1, Unit 3682 and retrofits | 396 | 1769 | Rate Constraint in lbs/MMBtu | FALSE | L | Annual | Rate | lb/MWh | 0 | 0 | 0 | 0 | 0 | 0 | 0 | 0
CT Fac. Spec. - SO2 Rate Annual v3.1, Unit 3682 and retrofits | 396 | 1769 | Rate Constraint in lbs/MMBtu | FALSE | L | Annual | Constraint Shadow Price | US2016$/Ton | 0 | 0 | 0 | 0 | 0 | 0 | 0 | 0
CT Fac. Spec. - SO2 Rate Annual v3.1, Unit 3683 and retrofits | 397 | 1769 | Rate Constraint in lbs/MMBtu | FALSE | L | Annual | Seasons Included | Seasons | Winter, WintShld, Summer | Winter, WintShld, Summer | Winter, WintShld, Summer | Winter, WintShld, Summer | Winter, WintShld, Summer | Winter, WintShld, Summer | Winter, WintShld, Summer | Winter, WintShld, Summer
CT Fac. Spec. - SO2 Rate Annual v3.1, Unit 3683 and retrofits | 397 | 1769 | Rate Constraint in lbs/MMBtu | FALSE | L | Annual | Standard SO2 | lb/MMBtu | 0.33 | 0.33 | 0.33 | 0.33 | 0.33 | 0.33 | 0.33 | 0.33
CT Fac. Spec. - SO2 Rate Annual v3.1, Unit 3683 and retrofits | 397 | 1769 | Rate Constraint in lbs/MMBtu | FALSE | L | Annual | Emissions at Affected Plants SO2 | Thousand Tons | 0 | 0 | 0 | 0 | 0 | 0 | 0 | 0
CT Fac. Spec. - SO2 Rate Annual v3.1, Unit 3683 and retrofits | 397 | 1769 | Rate Constraint in lbs/MMBtu | FALSE | L | Annual | Allowances Purchased SO2 | Thousand Tons | 0 | 0 | 0 | 0 | 0 | 0 | 0 | 0
CT Fac. Spec. - SO2 Rate Annual v3.1, Unit 3683 and retrofits | 397 | 1769 | Rate Constraint in lbs/MMBtu | FALSE | L | Annual | Allowances Sold SO2 | Thousand Tons | 0 | 0 | 0 | 0 | 0 | 0 | 0 | 0
CT Fac. Spec. - SO2 Rate Annual v3.1, Unit 3683 and retrofits | 397 | 1769 | Rate Constraint in lbs/MMBtu | FALSE | L | Annual | Allowances Banked | Thousand Tons | 0 | 0 | 0 | 0 | 0 | 0 | 0 | 0
CT Fac. Spec. - SO2 Rate Annual v3.1, Unit 3683 and retrofits | 397 | 1769 | Rate Constraint in lbs/MMBtu | FALSE | L | Annual | Allowances Withdrawn (1:1) | Thousand Tons | 0 | 0 | 0 | 0 | 0 | 0 | 0 | 0
CT Fac. Spec. - SO2 Rate Annual v3.1, Unit 3683 and retrofits | 397 | 1769 | Rate Constraint in lbs/MMBtu | FALSE | L | Annual | Allowances Withdrawn (n:1) | Thousand Tons | 0 | 0 | 0 | 0 | 0 | 0 | 0 | 0
CT Fac. Spec. - SO2 Rate Annual v3.1, Unit 3683 and retrofits | 397 | 1769 | Rate Constraint in lbs/MMBtu | FALSE | L | Annual | Net Emissions Allowance Position | Thousand Tons | 0 | 0 | 0 | 0 | 0 | 0 | 0 | 0
CT Fac. Spec. - SO2 Rate Annual v3.1, Unit 3683 and retrofits | 397 | 1769 | Rate Constraint in lbs/MMBtu | FALSE | L | Annual | Fuel Consumed | TBtu | 0 | 0 | 0 | 0 | 0 | 0 | 0 | 0
CT Fac. Spec. - SO2 Rate Annual v3.1, Unit 3683 and retrofits | 397 | 1769 | Rate Constraint in lbs/MMBtu | FALSE | L | Annual | Rate | lb/MMBtu | 0 | 0 | 0 | 0 | 0 | 0 | 0 | 0
CT Fac. Spec. - SO2 Rate Annual v3.1, Unit 3683 and retrofits | 397 | 1769 | Rate Constraint in lbs/MMBtu | FALSE | L | Annual | Generation | TWh | 0 | 0 | 0 | 0 | 0 | 0 | 0 | 0
CT Fac. Spec. - SO2 Rate Annual v3.1, Unit 3683 and retrofits | 397 | 1769 | Rate Constraint in lbs/MMBtu | FALSE | L | Annual | Qualifying Generation | TWh | 0 | 0 | 0 | 0 | 0 | 0 | 0 | 0
CT Fac. Spec. - SO2 Rate Annual v3.1, Unit 3683 and retrofits | 397 | 1769 | Rate Constraint in lbs/MMBtu | FALSE | L | Annual | Rate | lb/MWh | 0 | 0 | 0 | 0 | 0 | 0 | 0 | 0
CT Fac. Spec. - SO2 Rate Annual v3.1, Unit 3683 and retrofits | 397 | 1769 | Rate Constraint in lbs/MMBtu | FALSE | L | Annual | Constraint Shadow Price | US2016$/Ton | 0 | 0 | 0 | 0 | 0 | 0 | 0 | 0
CT Fac. Spec. - SO2 Rate Annual v3.1, Unit 3817 and retrofits | 398 | 1769 | Rate Constraint in lbs/MMBtu | FALSE | L | Annual | Seasons Included | Seasons | Winter, WintShld, Summer | Winter, WintShld, Summer | Winter, WintShld, Summer | Winter, WintShld, Summer | Winter, WintShld, Summer | Winter, WintShld, Summer | Winter, WintShld, Summer | Winter, WintShld, Summer
CT Fac. Spec. - SO2 Rate Annual v3.1, Unit 3817 and retrofits | 398 | 1769 | Rate Constraint in lbs/MMBtu | FALSE | L | Annual | Standard SO2 | lb/MMBtu | 0.33 | 0.33 | 0.33 | 0.33 | 0.33 | 0.33 | 0.33 | 0.33
CT Fac. Spec. - SO2 Rate Annual v3.1, Unit 3817 and retrofits | 398 | 1769 | Rate Constraint in lbs/MMBtu | FALSE | L | Annual | Emissions at Affected Plants SO2 | Thousand Tons | 0 | 0 | 0 | 0 | 0 | 0 | 0 | 0
CT Fac. Spec. - SO2 Rate Annual v3.1, Unit 3817 and retrofits | 398 | 1769 | Rate Constraint in lbs/MMBtu | FALSE | L | Annual | Allowances Purchased SO2 | Thousand Tons | 0 | 0 | 0 | 0 | 0 | 0 | 0 | 0
CT Fac. Spec. - SO2 Rate Annual v3.1, Unit 3817 and retrofits | 398 | 1769 | Rate Constraint in lbs/MMBtu | FALSE | L | Annual | Allowances Sold SO2 | Thousand Tons | 0 | 0 | 0 | 0 | 0 | 0 | 0 | 0
CT Fac. Spec. - SO2 Rate Annual v3.1, Unit 3817 and retrofits | 398 | 1769 | Rate Constraint in lbs/MMBtu | FALSE | L | Annual | Allowances Banked | Thousand Tons | 0 | 0 | 0 | 0 | 0 | 0 | 0 | 0
CT Fac. Spec. - SO2 Rate Annual v3.1, Unit 3817 and retrofits | 398 | 1769 | Rate Constraint in lbs/MMBtu | FALSE | L | Annual | Allowances Withdrawn (1:1) | Thousand Tons | 0 | 0 | 0 | 0 | 0 | 0 | 0 | 0
CT Fac. Spec. - SO2 Rate Annual v3.1, Unit 3817 and retrofits | 398 | 1769 | Rate Constraint in lbs/MMBtu | FALSE | L | Annual | Allowances Withdrawn (n:1) | Thousand Tons | 0 | 0 | 0 | 0 | 0 | 0 | 0 | 0
CT Fac. Spec. - SO2 Rate Annual v3.1, Unit 3817 and retrofits | 398 | 1769 | Rate Constraint in lbs/MMBtu | FALSE | L | Annual | Net Emissions Allowance Position | Thousand Tons | 0 | 0 | 0 | 0 | 0 | 0 | 0 | 0
CT Fac. Spec. - SO2 Rate Annual v3.1, Unit 3817 and retrofits | 398 | 1769 | Rate Constraint in lbs/MMBtu | FALSE | L | Annual | Fuel Consumed | TBtu | 0 | 0 | 0 | 0 | 0 | 0 | 0 | 0
CT Fac. Spec. - SO2 Rate Annual v3.1, Unit 3817 and retrofits | 398 | 1769 | Rate Constraint in lbs/MMBtu | FALSE | L | Annual | Rate | lb/MMBtu | 0 | 0 | 0 | 0 | 0 | 0 | 0 | 0
CT Fac. Spec. - SO2 Rate Annual v3.1, Unit 3817 and retrofits | 398 | 1769 | Rate Constraint in lbs/MMBtu | FALSE | L | Annual | Generation | TWh | 0 | 0 | 0 | 0 | 0 | 0 | 0 | 0
CT Fac. Spec. - SO2 Rate Annual v3.1, Unit 3817 and retrofits | 398 | 1769 | Rate Constraint in lbs/MMBtu | FALSE | L | Annual | Qualifying Generation | TWh | 0 | 0 | 0 | 0 | 0 | 0 | 0 | 0
CT Fac. Spec. - SO2 Rate Annual v3.1, Unit 3817 and retrofits | 398 | 1769 | Rate Constraint in lbs/MMBtu | FALSE | L | Annual | Rate | lb/MWh | 0 | 0 | 0 | 0 | 0 | 0 | 0 | 0
CT Fac. Spec. - SO2 Rate Annual v3.1, Unit 3817 and retrofits | 398 | 1769 | Rate Constraint in lbs/MMBtu | FALSE | L | Annual | Constraint Shadow Price | US2016$/Ton | 0 | 0 | 0 | 0 | 0 | 0 | 0 | 0
CT Fac. Spec. - SO2 Rate Annual v3.1, Unit 3818 and retrofits | 399 | 1769 | Rate Constraint in lbs/MMBtu | FALSE | L | Annual | Seasons Included | Seasons | Winter, WintShld, Summer | Winter, WintShld, Summer | Winter, WintShld, Summer | Winter, WintShld, Summer | Winter, WintShld, Summer | Winter, WintShld, Summer | Winter, WintShld, Summer | Winter, WintShld, Summer
CT Fac. Spec. - SO2 Rate Annual v3.1, Unit 3818 and retrofits | 399 | 1769 | Rate Constraint in lbs/MMBtu | FALSE | L | Annual | Standard SO2 | lb/MMBtu | 0.33 | 0.33 | 0.33 | 0.33 | 0.33 | 0.33 | 0.33 | 0.33
CT Fac. Spec. - SO2 Rate Annual v3.1, Unit 3818 and retrofits | 399 | 1769 | Rate Constraint in lbs/MMBtu | FALSE | L | Annual | Emissions at Affected Plants SO2 | Thousand Tons | 0 | 0 | 0 | 0 | 0 | 0 | 0 | 0
CT Fac. Spec. - SO2 Rate Annual v3.1, Unit 3818 and retrofits | 399 | 1769 | Rate Constraint in lbs/MMBtu | FALSE | L | Annual | Allowances Purchased SO2 | Thousand Tons | 0 | 0 | 0 | 0 | 0 | 0 | 0 | 0
CT Fac. Spec. - SO2 Rate Annual v3.1, Unit 3818 and retrofits | 399 | 1769 | Rate Constraint in lbs/MMBtu | FALSE | L | Annual | Allowances Sold SO2 | Thousand Tons | 0 | 0 | 0 | 0 | 0 | 0 | 0 | 0
CT Fac. Spec. - SO2 Rate Annual v3.1, Unit 3818 and retrofits | 399 | 1769 | Rate Constraint in lbs/MMBtu | FALSE | L | Annual | Allowances Banked | Thousand Tons | 0 | 0 | 0 | 0 | 0 | 0 | 0 | 0
CT Fac. Spec. - SO2 Rate Annual v3.1, Unit 3818 and retrofits | 399 | 1769 | Rate Constraint in lbs/MMBtu | FALSE | L | Annual | Allowances Withdrawn (1:1) | Thousand Tons | 0 | 0 | 0 | 0 | 0 | 0 | 0 | 0
CT Fac. Spec. - SO2 Rate Annual v3.1, Unit 3818 and retrofits | 399 | 1769 | Rate Constraint in lbs/MMBtu | FALSE | L | Annual | Allowances Withdrawn (n:1) | Thousand Tons | 0 | 0 | 0 | 0 | 0 | 0 | 0 | 0
CT Fac. Spec. - SO2 Rate Annual v3.1, Unit 3818 and retrofits | 399 | 1769 | Rate Constraint in lbs/MMBtu | FALSE | L | Annual | Net Emissions Allowance Position | Thousand Tons | 0 | 0 | 0 | 0 | 0 | 0 | 0 | 0
CT Fac. Spec. - SO2 Rate Annual v3.1, Unit 3818 and retrofits | 399 | 1769 | Rate Constraint in lbs/MMBtu | FALSE | L | Annual | Fuel Consumed | TBtu | 0 | 0 | 0 | 0 | 0 | 0 | 0 | 0
CT Fac. Spec. - SO2 Rate Annual v3.1, Unit 3818 and retrofits | 399 | 1769 | Rate Constraint in lbs/MMBtu | FALSE | L | Annual | Rate | lb/MMBtu | 0 | 0 | 0 | 0 | 0 | 0 | 0 | 0
CT Fac. Spec. - SO2 Rate Annual v3.1, Unit 3818 and retrofits | 399 | 1769 | Rate Constraint in lbs/MMBtu | FALSE | L | Annual | Generation | TWh | 0 | 0 | 0 | 0 | 0 | 0 | 0 | 0
CT Fac. Spec. - SO2 Rate Annual v3.1, Unit 3818 and retrofits | 399 | 1769 | Rate Constraint in lbs/MMBtu | FALSE | L | Annual | Qualifying Generation | TWh | 0 | 0 | 0 | 0 | 0 | 0 | 0 | 0
CT Fac. Spec. - SO2 Rate Annual v3.1, Unit 3818 and retrofits | 399 | 1769 | Rate Constraint in lbs/MMBtu | FALSE | L | Annual | Rate | lb/MWh | 0 | 0 | 0 | 0 | 0 | 0 | 0 | 0
CT Fac. Spec. - SO2 Rate Annual v3.1, Unit 3818 and retrofits | 399 | 1769 | Rate Constraint in lbs/MMBtu | FALSE | L | Annual | Constraint Shadow Price | US2016$/Ton | 0 | 0 | 0 | 0 | 0 | 0 | 0 | 0
CT Fac. Spec. - SO2 Rate Annual v3.1, Unit 3819 and retrofits | 400 | 1769 | Rate Constraint in lbs/MMBtu | FALSE | L | Annual | Seasons Included | Seasons | Winter, WintShld, Summer | Winter, WintShld, Summer | Winter, WintShld, Summer | Winter, WintShld, Summer | Winter, WintShld, Summer | Winter, WintShld, Summer | Winter, WintShld, Summer | Winter, WintShld, Summer
CT Fac. Spec. - SO2 Rate Annual v3.1, Unit 3819 and retrofits | 400 | 1769 | Rate Constraint in lbs/MMBtu | FALSE | L | Annual | Standard SO2 | lb/MMBtu | 0.33 | 0.33 | 0.33 | 0.33 | 0.33 | 0.33 | 0.33 | 0.33
CT Fac. Spec. - SO2 Rate Annual v3.1, Unit 3819 and retrofits | 400 | 1769 | Rate Constraint in lbs/MMBtu | FALSE | L | Annual | Emissions at Affected Plants SO2 | Thousand Tons | 0 | 0 | 0 | 0 | 0 | 0 | 0 | 0
CT Fac. Spec. - SO2 Rate Annual v3.1, Unit 3819 and retrofits | 400 | 1769 | Rate Constraint in lbs/MMBtu | FALSE | L | Annual | Allowances Purchased SO2 | Thousand Tons | 0 | 0 | 0 | 0 | 0 | 0 | 0 | 0
CT Fac. Spec. - SO2 Rate Annual v3.1, Unit 3819 and retrofits | 400 | 1769 | Rate Constraint in lbs/MMBtu | FALSE | L | Annual | Allowances Sold SO2 | Thousand Tons | 0 | 0 | 0 | 0 | 0 | 0 | 0 | 0
CT Fac. Spec. - SO2 Rate Annual v3.1, Unit 3819 and retrofits | 400 | 1769 | Rate Constraint in lbs/MMBtu | FALSE | L | Annual | Allowances Banked | Thousand Tons | 0 | 0 | 0 | 0 | 0 | 0 | 0 | 0
CT Fac. Spec. - SO2 Rate Annual v3.1, Unit 3819 and retrofits | 400 | 1769 | Rate Constraint in lbs/MMBtu | FALSE | L | Annual | Allowances Withdrawn (1:1) | Thousand Tons | 0 | 0 | 0 | 0 | 0 | 0 | 0 | 0
CT Fac. Spec. - SO2 Rate Annual v3.1, Unit 3819 and retrofits | 400 | 1769 | Rate Constraint in lbs/MMBtu | FALSE | L | Annual | Allowances Withdrawn (n:1) | Thousand Tons | 0 | 0 | 0 | 0 | 0 | 0 | 0 | 0
CT Fac. Spec. - SO2 Rate Annual v3.1, Unit 3819 and retrofits | 400 | 1769 | Rate Constraint in lbs/MMBtu | FALSE | L | Annual | Net Emissions Allowance Position | Thousand Tons | 0 | 0 | 0 | 0 | 0 | 0 | 0 | 0
CT Fac. Spec. - SO2 Rate Annual v3.1, Unit 3819 and retrofits | 400 | 1769 | Rate Constraint in lbs/MMBtu | FALSE | L | Annual | Fuel Consumed | TBtu | 0 | 0 | 0 | 0 | 0 | 0 | 0 | 0
CT Fac. Spec. - SO2 Rate Annual v3.1, Unit 3819 and retrofits | 400 | 1769 | Rate Constraint in lbs/MMBtu | FALSE | L | Annual | Rate | lb/MMBtu | 0 | 0 | 0 | 0 | 0 | 0 | 0 | 0
CT Fac. Spec. - SO2 Rate Annual v3.1, Unit 3819 and retrofits | 400 | 1769 | Rate Constraint in lbs/MMBtu | FALSE | L | Annual | Generation | TWh | 0 | 0 | 0 | 0 | 0 | 0 | 0 | 0
CT Fac. Spec. - SO2 Rate Annual v3.1, Unit 3819 and retrofits | 400 | 1769 | Rate Constraint in lbs/MMBtu | FALSE | L | Annual | Qualifying Generation | TWh | 0 | 0 | 0 | 0 | 0 | 0 | 0 | 0
CT Fac. Spec. - SO2 Rate Annual v3.1, Unit 3819 and retrofits | 400 | 1769 | Rate Constraint in lbs/MMBtu | FALSE | L | Annual | Rate | lb/MWh | 0 | 0 | 0 | 0 | 0 | 0 | 0 | 0
CT Fac. Spec. - SO2 Rate Annual v3.1, Unit 3819 and retrofits | 400 | 1769 | Rate Constraint in lbs/MMBtu | FALSE | L | Annual | Constraint Shadow Price | US2016$/Ton | 0 | 0 | 0 | 0 | 0 | 0 | 0 | 0
CT Fac. Spec. - SO2 Rate Annual v3.1, Unit 3820 and retrofits | 401 | 1769 | Rate Constraint in lbs/MMBtu | FALSE | L | Annual | Seasons Included | Seasons | Winter, WintShld, Summer | Winter, WintShld, Summer | Winter, WintShld, Summer | Winter, WintShld, Summer | Winter, WintShld, Summer | Winter, WintShld, Summer | Winter, WintShld, Summer | Winter, WintShld, Summer
CT Fac. Spec. - SO2 Rate Annual v3.1, Unit 3820 and retrofits | 401 | 1769 | Rate Constraint in lbs/MMBtu | FALSE | L | Annual | Standard SO2 | lb/MMBtu | 0.33 | 0.33 | 0.33 | 0.33 | 0.33 | 0.33 | 0.33 | 0.33
CT Fac. Spec. - SO2 Rate Annual v3.1, Unit 3820 and retrofits | 401 | 1769 | Rate Constraint in lbs/MMBtu | FALSE | L | Annual | Emissions at Affected Plants SO2 | Thousand Tons | 0 | 0 | 0 | 0 | 0 | 0 | 0 | 0
CT Fac. Spec. - SO2 Rate Annual v3.1, Unit 3820 and retrofits | 401 | 1769 | Rate Constraint in lbs/MMBtu | FALSE | L | Annual | Allowances Purchased SO2 | Thousand Tons | 0 | 0 | 0 | 0 | 0 | 0 | 0 | 0
CT Fac. Spec. - SO2 Rate Annual v3.1, Unit 3820 and retrofits | 401 | 1769 | Rate Constraint in lbs/MMBtu | FALSE | L | Annual | Allowances Sold SO2 | Thousand Tons | 0 | 0 | 0 | 0 | 0 | 0 | 0 | 0
CT Fac. Spec. - SO2 Rate Annual v3.1, Unit 3820 and retrofits | 401 | 1769 | Rate Constraint in lbs/MMBtu | FALSE | L | Annual | Allowances Banked | Thousand Tons | 0 | 0 | 0 | 0 | 0 | 0 | 0 | 0
CT Fac. Spec. - SO2 Rate Annual v3.1, Unit 3820 and retrofits | 401 | 1769 | Rate Constraint in lbs/MMBtu | FALSE | L | Annual | Allowances Withdrawn (1:1) | Thousand Tons | 0 | 0 | 0 | 0 | 0 | 0 | 0 | 0
CT Fac. Spec. - SO2 Rate Annual v3.1, Unit 3820 and retrofits | 401 | 1769 | Rate Constraint in lbs/MMBtu | FALSE | L | Annual | Allowances Withdrawn (n:1) | Thousand Tons | 0 | 0 | 0 | 0 | 0 | 0 | 0 | 0
CT Fac. Spec. - SO2 Rate Annual v3.1, Unit 3820 and retrofits | 401 | 1769 | Rate Constraint in lbs/MMBtu | FALSE | L | Annual | Net Emissions Allowance Position | Thousand Tons | 0 | 0 | 0 | 0 | 0 | 0 | 0 | 0
CT Fac. Spec. - SO2 Rate Annual v3.1, Unit 3820 and retrofits | 401 | 1769 | Rate Constraint in lbs/MMBtu | FALSE | L | Annual | Fuel Consumed | TBtu | 0.17418 | 0.17401 | 0.17418 | 0.17418 | 0.17418 | 0.17418 | 0.082492 | 0.13055
CT Fac. Spec. - SO2 Rate Annual v3.1, Unit 3820 and retrofits | 401 | 1769 | Rate Constraint in lbs/MMBtu | FALSE | L | Annual | Rate | lb/MMBtu | 0 | 0 | 0 | 0 | 0 | 0 | 0 | 0
CT Fac. Spec. - SO2 Rate Annual v3.1, Unit 3820 and retrofits | 401 | 1769 | Rate Constraint in lbs/MMBtu | FALSE | L | Annual | Generation | TWh | 0.013137 | 0.013124 | 0.013137 | 0.013137 | 0.013137 | 0.013137 | 0.0062216 | 0.0098458
CT Fac. Spec. - SO2 Rate Annual v3.1, Unit 3820 and retrofits | 401 | 1769 | Rate Constraint in lbs/MMBtu | FALSE | L | Annual | Qualifying Generation | TWh | 0.013137 | 0.013124 | 0.013137 | 0.013137 | 0.013137 | 0.013137 | 0.0062216 | 0.0098458
CT Fac. Spec. - SO2 Rate Annual v3.1, Unit 3820 and retrofits | 401 | 1769 | Rate Constraint in lbs/MMBtu | FALSE | L | Annual | Rate | lb/MWh | 0 | 0 | 0 | 0 | 0 | 0 | 0 | 0
CT Fac. Spec. - SO2 Rate Annual v3.1, Unit 3820 and retrofits | 401 | 1769 | Rate Constraint in lbs/MMBtu | FALSE | L | Annual | Constraint Shadow Price | US2016$/Ton | 0 | 0 | 0 | 0 | 0 | 0 | 0 | 0
DE Facility Specific - Hg Annual Reduction v3.1 | 402 | 1521 | MACT Fuel Choice Floor in lbs/MMBtu | FALSE | L | Annual | Seasons Included | Seasons | Winter, WintShld, Summer | Winter, WintShld, Summer | Winter, WintShld, Summer | Winter, WintShld, Summer | Winter, WintShld, Summer | Winter, WintShld, Summer | Winter, WintShld, Summer | Winter, WintShld, Summer
DE Facility Specific - Hg Annual Reduction v3.1 | 402 | 1521 | MACT Fuel Choice Floor in lbs/MMBtu | FALSE | L | Annual | Emission Floor | lbs/MMBtu | 6e-07 | 6e-07 | 6e-07 | 6e-07 | 6e-07 | 6e-07 | 6e-07 | 6e-07
DE Facility Specific - Hg Annual Reduction v3.1 | 402 | 1521 | MACT Fuel Choice Floor in lbs/MMBtu | FALSE | L | Annual | Emissions at Affected Plants MER | lbs | 0 | 0 | 0 | 0 | 0 | 0 | 0 | 0
DE Facility Specific - Hg Annual Reduction v3.1 | 402 | 1521 | MACT Fuel Choice Floor in lbs/MMBtu | FALSE | L | Annual | Allowances Purchased MER | lbs | 0 | 0 | 0 | 0 | 0 | 0 | 0 | 0
DE Facility Specific - Hg Annual Reduction v3.1 | 402 | 1521 | MACT Fuel Choice Floor in lbs/MMBtu | FALSE | L | Annual | Allowances Sold MER | lbs | 0 | 0 | 0 | 0 | 0 | 0 | 0 | 0
DE Facility Specific - Hg Annual Reduction v3.1 | 402 | 1521 | MACT Fuel Choice Floor in lbs/MMBtu | FALSE | L | Annual | Allowances Banked | lbs | 0 | 0 | 0 | 0 | 0 | 0 | 0 | 0
DE Facility Specific - Hg Annual Reduction v3.1 | 402 | 1521 | MACT Fuel Choice Floor in lbs/MMBtu | FALSE | L | Annual | Allowances Withdrawn (1:1) | lbs | 0 | 0 | 0 | 0 | 0 | 0 | 0 | 0
DE Facility Specific - Hg Annual Reduction v3.1 | 402 | 1521 | MACT Fuel Choice Floor in lbs/MMBtu | FALSE | L | Annual | Allowances Withdrawn (n:1) | lbs | 0 | 0 | 0 | 0 | 0 | 0 | 0 | 0
DE Facility Specific - Hg Annual Reduction v3.1 | 402 | 1521 | MACT Fuel Choice Floor in lbs/MMBtu | FALSE | L | Annual | Net Emissions Allowance Position | lbs | 0 | 0 | 0 | 0 | 0 | 0 | 0 | 0
DE Facility Specific - Hg Annual Reduction v3.1 | 402 | 1521 | MACT Fuel Choice Floor in lbs/MMBtu | FALSE | L | Annual | Fuel Consumed | TBtu | 0 | 0 | 0 | 0 | 0 | 0 | 0 | 0
DE Facility Specific - Hg Annual Reduction v3.1 | 402 | 1521 | MACT Fuel Choice Floor in lbs/MMBtu | FALSE | L | Annual | Rate | lb/MMBtu | 0 | 0 | 0 | 0 | 0 | 0 | 0 | 0
DE Facility Specific - Hg Annual Reduction v3.1 | 402 | 1521 | MACT Fuel Choice Floor in lbs/MMBtu | FALSE | L | Annual | Generation | TWh | 0 | 0 | 0 | 0 | 0 | 0 | 0 | 0
DE Facility Specific - Hg Annual Reduction v3.1 | 402 | 1521 | MACT Fuel Choice Floor in lbs/MMBtu | FALSE | L | Annual | Qualifying Generation | TWh | 0 | 0 | 0 | 0 | 0 | 0 | 0 | 0
DE Facility Specific - Hg Annual Reduction v3.1 | 402 | 1521 | MACT Fuel Choice Floor in lbs/MMBtu | FALSE | L | Annual | Constraint Shadow Price | US2016$/Lb | 0 | 0 | 0 | 0 | 0 | 0 | 0 | 0
DE Facility Specific - NOx Annual Rate v3.1, Unit 3677 and retrofits | 403 | 1519 | Rate Constraint in lbs/MMBtu | FALSE | L | Annual | Seasons Included | Seasons | Winter, WintShld, Summer | Winter, WintShld, Summer | Winter, WintShld, Summer | Winter, WintShld, Summer | Winter, WintShld, Summer | Winter, WintShld, Summer | Winter, WintShld, Summer | Winter, WintShld, Summer
DE Facility Specific - NOx Annual Rate v3.1, Unit 3677 and retrofits | 403 | 1519 | Rate Constraint in lbs/MMBtu | FALSE | L | Annual | Standard NOX | lb/MMBtu | 0.125 | 0.125 | 0.125 | 0.125 | 0.125 | 0.125 | 0.125 | 0.125
DE Facility Specific - NOx Annual Rate v3.1, Unit 3677 and retrofits | 403 | 1519 | Rate Constraint in lbs/MMBtu | FALSE | L | Annual | Emissions at Affected Plants NOX | Thousand Tons | 0.026487 | 0.026487 | 0.026503 | 0.026487 | 0.026487 | 0.026487 | 0.0052106 | 0.0052106
DE Facility Specific - NOx Annual Rate v3.1, Unit 3677 and retrofits | 403 | 1519 | Rate Constraint in lbs/MMBtu | FALSE | L | Annual | Allowances Purchased NOX | Thousand Tons | 0 | 0 | 0 | 0 | 0 | 0 | 0 | 0
DE Facility Specific - NOx Annual Rate v3.1, Unit 3677 and retrofits | 403 | 1519 | Rate Constraint in lbs/MMBtu | FALSE | L | Annual | Allowances Sold NOX | Thousand Tons | 0 | 0 | 0 | 0 | 0 | 0 | 0 | 0
DE Facility Specific - NOx Annual Rate v3.1, Unit 3677 and retrofits | 403 | 1519 | Rate Constraint in lbs/MMBtu | FALSE | L | Annual | Allowances Banked | Thousand Tons | 0 | 0 | 0 | 0 | 0 | 0 | 0 | 0
DE Facility Specific - NOx Annual Rate v3.1, Unit 3677 and retrofits | 403 | 1519 | Rate Constraint in lbs/MMBtu | FALSE | L | Annual | Allowances Withdrawn (1:1) | Thousand Tons | 0 | 0 | 0 | 0 | 0 | 0 | 0 | 0
DE Facility Specific - NOx Annual Rate v3.1, Unit 3677 and retrofits | 403 | 1519 | Rate Constraint in lbs/MMBtu | FALSE | L | Annual | Allowances Withdrawn (n:1) | Thousand Tons | 0 | 0 | 0 | 0 | 0 | 0 | 0 | 0
DE Facility Specific - NOx Annual Rate v3.1, Unit 3677 and retrofits | 403 | 1519 | Rate Constraint in lbs/MMBtu | FALSE | L | Annual | Net Emissions Allowance Position | Thousand Tons | 0.026487 | 0.026487 | 0.026503 | 0.026487 | 0.026487 | 0.026487 | 0.0052106 | 0.0052106
DE Facility Specific - NOx Annual Rate v3.1, Unit 3677 and retrofits | 403 | 1519 | Rate Constraint in lbs/MMBtu | FALSE | L | Annual | Fuel Consumed | TBtu | 0.78656 | 0.78656 | 0.7869 | 0.78656 | 0.78656 | 0.78656 | 0.15473 | 0.15473
DE Facility Specific - NOx Annual Rate v3.1, Unit 3677 and retrofits | 403 | 1519 | Rate Constraint in lbs/MMBtu | FALSE | L | Annual | Rate | lb/MMBtu | 0.06735 | 0.06735 | 0.067362 | 0.06735 | 0.06735 | 0.06735 | 0.06735 | 0.06735
DE Facility Specific - NOx Annual Rate v3.1, Unit 3677 and retrofits | 403 | 1519 | Rate Constraint in lbs/MMBtu | FALSE | L | Annual | Generation | TWh | 0.067988 | 0.067988 | 0.068018 | 0.067988 | 0.067988 | 0.067988 | 0.013375 | 0.013375
DE Facility Specific - NOx Annual Rate v3.1, Unit 3677 and retrofits | 403 | 1519 | Rate Constraint in lbs/MMBtu | FALSE | L | Annual | Qualifying Generation | TWh | 0.067988 | 0.067988 | 0.068018 | 0.067988 | 0.067988 | 0.067988 | 0.013375 | 0.013375
DE Facility Specific - NOx Annual Rate v3.1, Unit 3677 and retrofits | 403 | 1519 | Rate Constraint in lbs/MMBtu | FALSE | L | Annual | Rate | lb/MWh | 0.77917 | 0.77917 | 0.77931 | 0.77917 | 0.77917 | 0.77917 | 0.77917 | 0.77917
DE Facility Specific - NOx Annual Rate v3.1, Unit 3677 and retrofits | 403 | 1519 | Rate Constraint in lbs/MMBtu | FALSE | L | Annual | Constraint Shadow Price | US2016$/Ton | 0 | 0 | 0 | 0 | 0 | 0 | 0 | 0
DE Facility Specific - NOx Annual Rate v3.1, Unit 4170 and retrofits | 404 | 1519 | Rate Constraint in lbs/MMBtu | FALSE | L | Annual | Seasons Included | Seasons | Winter, WintShld, Summer | Winter, WintShld, Summer | Winter, WintShld, Summer | Winter, WintShld, Summer | Winter, WintShld, Summer | Winter, WintShld, Summer | Winter, WintShld, Summer | Winter, WintShld, Summer
DE Facility Specific - NOx Annual Rate v3.1, Unit 4170 and retrofits | 404 | 1519 | Rate Constraint in lbs/MMBtu | FALSE | L | Annual | Standard NOX | lb/MMBtu | 0.125 | 0.125 | 0.125 | 0.125 | 0.125 | 0.125 | 0.125 | 0.125
DE Facility Specific - NOx Annual Rate v3.1, Unit 4170 and retrofits | 404 | 1519 | Rate Constraint in lbs/MMBtu | FALSE | L | Annual | Emissions at Affected Plants NOX | Thousand Tons | 0 | 0 | 0 | 0 | 0 | 0 | 0 | 0
DE Facility Specific - NOx Annual Rate v3.1, Unit 4170 and retrofits | 404 | 1519 | Rate Constraint in lbs/MMBtu | FALSE | L | Annual | Allowances Purchased NOX | Thousand Tons | 0 | 0 | 0 | 0 | 0 | 0 | 0 | 0
DE Facility Specific - NOx Annual Rate v3.1, Unit 4170 and retrofits | 404 | 1519 | Rate Constraint in lbs/MMBtu | FALSE | L | Annual | Allowances Sold NOX | Thousand Tons | 0 | 0 | 0 | 0 | 0 | 0 | 0 | 0
DE Facility Specific - NOx Annual Rate v3.1, Unit 4170 and retrofits | 404 | 1519 | Rate Constraint in lbs/MMBtu | FALSE | L | Annual | Allowances Banked | Thousand Tons | 0 | 0 | 0 | 0 | 0 | 0 | 0 | 0
DE Facility Specific - NOx Annual Rate v3.1, Unit 4170 and retrofits | 404 | 1519 | Rate Constraint in lbs/MMBtu | FALSE | L | Annual | Allowances Withdrawn (1:1) | Thousand Tons | 0 | 0 | 0 | 0 | 0 | 0 | 0 | 0
DE Facility Specific - NOx Annual Rate v3.1, Unit 4170 and retrofits | 404 | 1519 | Rate Constraint in lbs/MMBtu | FALSE | L | Annual | Allowances Withdrawn (n:1) | Thousand Tons | 0 | 0 | 0 | 0 | 0 | 0 | 0 | 0
DE Facility Specific - NOx Annual Rate v3.1, Unit 4170 and retrofits | 404 | 1519 | Rate Constraint in lbs/MMBtu | FALSE | L | Annual | Net Emissions Allowance Position | Thousand Tons | 0 | 0 | 0 | 0 | 0 | 0 | 0 | 0
DE Facility Specific - NOx Annual Rate v3.1, Unit 4170 and retrofits | 404 | 1519 | Rate Constraint in lbs/MMBtu | FALSE | L | Annual | Fuel Consumed | TBtu | 0 | 0 | 0 | 0 | 0 | 0 | 0 | 0
DE Facility Specific - NOx Annual Rate v3.1, Unit 4170 and retrofits | 404 | 1519 | Rate Constraint in lbs/MMBtu | FALSE | L | Annual | Rate | lb/MMBtu | 0 | 0 | 0 | 0 | 0 | 0 | 0 | 0
DE Facility Specific - NOx Annual Rate v3.1, Unit 4170 and retrofits | 404 | 1519 | Rate Constraint in lbs/MMBtu | FALSE | L | Annual | Generation | TWh | 0 | 0 | 0 | 0 | 0 | 0 | 0 | 0
DE Facility Specific - NOx Annual Rate v3.1, Unit 4170 and retrofits | 404 | 1519 | Rate Constraint in lbs/MMBtu | FALSE | L | Annual | Qualifying Generation | TWh | 0 | 0 | 0 | 0 | 0 | 0 | 0 | 0
DE Facility Specific - NOx Annual Rate v3.1, Unit 4170 and retrofits | 404 | 1519 | Rate Constraint in lbs/MMBtu | FALSE | L | Annual | Rate | lb/MWh | 0 | 0 | 0 | 0 | 0 | 0 | 0 | 0
DE Facility Specific - NOx Annual Rate v3.1, Unit 4170 and retrofits | 404 | 1519 | Rate Constraint in lbs/MMBtu | FALSE | L | Annual | Constraint Shadow Price | US2016$/Ton | 0 | 0 | 0 | 0 | 0 | 0 | 0 | 0
DE Facility Specific - SO2 Annual Rate v3.1, Unit 3677 and retrofits | 405 | 1520 | Rate Constraint in lbs/MMBtu | FALSE | L | Annual | Seasons Included | Seasons | Winter, WintShld, Summer | Winter, WintShld, Summer | Winter, WintShld, Summer | Winter, WintShld, Summer | Winter, WintShld, Summer | Winter, WintShld, Summer | Winter, WintShld, Summer | Winter, WintShld, Summer
DE Facility Specific - SO2 Annual Rate v3.1, Unit 3677 and retrofits | 405 | 1520 | Rate Constraint in lbs/MMBtu | FALSE | L | Annual | Standard SO2 | lb/MMBtu | 0.26 | 0.26 | 0.26 | 0.26 | 0.26 | 0.26 | 0.26 | 0.26
DE Facility Specific - SO2 Annual Rate v3.1, Unit 3677 and retrofits | 405 | 1520 | Rate Constraint in lbs/MMBtu | FALSE | L | Annual | Emissions at Affected Plants SO2 | Thousand Tons | 0 | 0 | 0 | 0 | 0 | 0 | 0 | 0
DE Facility Specific - SO2 Annual Rate v3.1, Unit 3677 and retrofits | 405 | 1520 | Rate Constraint in lbs/MMBtu | FALSE | L | Annual | Allowances Purchased SO2 | Thousand Tons | 0 | 0 | 0 | 0 | 0 | 0 | 0 | 0
DE Facility Specific - SO2 Annual Rate v3.1, Unit 3677 and retrofits | 405 | 1520 | Rate Constraint in lbs/MMBtu | FALSE | L | Annual | Allowances Sold SO2 | Thousand Tons | 0 | 0 | 0 | 0 | 0 | 0 | 0 | 0
DE Facility Specific - SO2 Annual Rate v3.1, Unit 3677 and retrofits | 405 | 1520 | Rate Constraint in lbs/MMBtu | FALSE | L | Annual | Allowances Banked | Thousand Tons | 0 | 0 | 0 | 0 | 0 | 0 | 0 | 0
DE Facility Specific - SO2 Annual Rate v3.1, Unit 3677 and retrofits | 405 | 1520 | Rate Constraint in lbs/MMBtu | FALSE | L | Annual | Allowances Withdrawn (1:1) | Thousand Tons | 0 | 0 | 0 | 0 | 0 | 0 | 0 | 0
DE Facility Specific - SO2 Annual Rate v3.1, Unit 3677 and retrofits | 405 | 1520 | Rate Constraint in lbs/MMBtu | FALSE | L | Annual | Allowances Withdrawn (n:1) | Thousand Tons | 0 | 0 | 0 | 0 | 0 | 0 | 0 | 0
DE Facility Specific - SO2 Annual Rate v3.1, Unit 3677 and retrofits | 405 | 1520 | Rate Constraint in lbs/MMBtu | FALSE | L | Annual | Net Emissions Allowance Position | Thousand Tons | 0 | 0 | 0 | 0 | 0 | 0 | 0 | 0
DE Facility Specific - SO2 Annual Rate v3.1, Unit 3677 and retrofits | 405 | 1520 | Rate Constraint in lbs/MMBtu | FALSE | L | Annual | Fuel Consumed | TBtu | 0.78656 | 0.78656 | 0.7869 | 0.78656 | 0.78656 | 0.78656 | 0.15473 | 0.15473
DE Facility Specific - SO2 Annual Rate v3.1, Unit 3677 and retrofits | 405 | 1520 | Rate Constraint in lbs/MMBtu | FALSE | L | Annual | Rate | lb/MMBtu | 0 | 0 | 0 | 0 | 0 | 0 | 0 | 0
DE Facility Specific - SO2 Annual Rate v3.1, Unit 3677 and retrofits | 405 | 1520 | Rate Constraint in lbs/MMBtu | FALSE | L | Annual | Generation | TWh | 0.067988 | 0.067988 | 0.068018 | 0.067988 | 0.067988 | 0.067988 | 0.013375 | 0.013375
DE Facility Specific - SO2 Annual Rate v3.1, Unit 3677 and retrofits | 405 | 1520 | Rate Constraint in lbs/MMBtu | FALSE | L | Annual | Qualifying Generation | TWh | 0.067988 | 0.067988 | 0.068018 | 0.067988 | 0.067988 | 0.067988 | 0.013375 | 0.013375
DE Facility Specific - SO2 Annual Rate v3.1, Unit 3677 and retrofits | 405 | 1520 | Rate Constraint in lbs/MMBtu | FALSE | L | Annual | Rate | lb/MWh | 0 | 0 | 0 | 0 | 0 | 0 | 0 | 0
DE Facility Specific - SO2 Annual Rate v3.1, Unit 3677 and retrofits | 405 | 1520 | Rate Constraint in lbs/MMBtu | FALSE | L | Annual | Constraint Shadow Price | US2016$/Ton | 0 | 0 | 0 | 0 | 0 | 0 | 0 | 0
DE Facility Specific - SO2 Annual Rate v3.1, Unit 4170 and retrofits | 406 | 1520 | Rate Constraint in lbs/MMBtu | FALSE | L | Annual | Seasons Included | Seasons | Winter, WintShld, Summer | Winter, WintShld, Summer | Winter, WintShld, Summer | Winter, WintShld, Summer | Winter, WintShld, Summer | Winter, WintShld, Summer | Winter, WintShld, Summer | Winter, WintShld, Summer
DE Facility Specific - SO2 Annual Rate v3.1, Unit 4170 and retrofits | 406 | 1520 | Rate Constraint in lbs/MMBtu | FALSE | L | Annual | Standard SO2 | lb/MMBtu | 0.26 | 0.26 | 0.26 | 0.26 | 0.26 | 0.26 | 0.26 | 0.26
DE Facility Specific - SO2 Annual Rate v3.1, Unit 4170 and retrofits | 406 | 1520 | Rate Constraint in lbs/MMBtu | FALSE | L | Annual | Emissions at Affected Plants SO2 | Thousand Tons | 0 | 0 | 0 | 0 | 0 | 0 | 0 | 0
DE Facility Specific - SO2 Annual Rate v3.1, Unit 4170 and retrofits | 406 | 1520 | Rate Constraint in lbs/MMBtu | FALSE | L | Annual | Allowances Purchased SO2 | Thousand Tons | 0 | 0 | 0 | 0 | 0 | 0 | 0 | 0
DE Facility Specific - SO2 Annual Rate v3.1, Unit 4170 and retrofits | 406 | 1520 | Rate Constraint in lbs/MMBtu | FALSE | L | Annual | Allowances Sold SO2 | Thousand Tons | 0 | 0 | 0 | 0 | 0 | 0 | 0 | 0
DE Facility Specific - SO2 Annual Rate v3.1, Unit 4170 and retrofits | 406 | 1520 | Rate Constraint in lbs/MMBtu | FALSE | L | Annual | Allowances Banked | Thousand Tons | 0 | 0 | 0 | 0 | 0 | 0 | 0 | 0
DE Facility Specific - SO2 Annual Rate v3.1, Unit 4170 and retrofits | 406 | 1520 | Rate Constraint in lbs/MMBtu | FALSE | L | Annual | Allowances Withdrawn (1:1) | Thousand Tons | 0 | 0 | 0 | 0 | 0 | 0 | 0 | 0
DE Facility Specific - SO2 Annual Rate v3.1, Unit 4170 and retrofits | 406 | 1520 | Rate Constraint in lbs/MMBtu | FALSE | L | Annual | Allowances Withdrawn (n:1) | Thousand Tons | 0 | 0 | 0 | 0 | 0 | 0 | 0 | 0
DE Facility Specific - SO2 Annual Rate v3.1, Unit 4170 and retrofits | 406 | 1520 | Rate Constraint in lbs/MMBtu | FALSE | L | Annual | Net Emissions Allowance Position | Thousand Tons | 0 | 0 | 0 | 0 | 0 | 0 | 0 | 0
DE Facility Specific - SO2 Annual Rate v3.1, Unit 4170 and retrofits | 406 | 1520 | Rate Constraint in lbs/MMBtu | FALSE | L | Annual | Fuel Consumed | TBtu | 0 | 0 | 0 | 0 | 0 | 0 | 0 | 0
DE Facility Specific - SO2 Annual Rate v3.1, Unit 4170 and retrofits | 406 | 1520 | Rate Constraint in lbs/MMBtu | FALSE | L | Annual | Rate | lb/MMBtu | 0 | 0 | 0 | 0 | 0 | 0 | 0 | 0
DE Facility Specific - SO2 Annual Rate v3.1, Unit 4170 and retrofits | 406 | 1520 | Rate Constraint in lbs/MMBtu | FALSE | L | Annual | Generation | TWh | 0 | 0 | 0 | 0 | 0 | 0 | 0 | 0
DE Facility Specific - SO2 Annual Rate v3.1, Unit 4170 and retrofits | 406 | 1520 | Rate Constraint in lbs/MMBtu | FALSE | L | Annual | Qualifying Generation | TWh | 0 | 0 | 0 | 0 | 0 | 0 | 0 | 0
DE Facility Specific - SO2 Annual Rate v3.1, Unit 4170 and retrofits | 406 | 1520 | Rate Constraint in lbs/MMBtu | FALSE | L | Annual | Rate | lb/MWh | 0 | 0 | 0 | 0 | 0 | 0 | 0 | 0
DE Facility Specific - SO2 Annual Rate v3.1, Unit 4170 and retrofits | 406 | 1520 | Rate Constraint in lbs/MMBtu | FALSE | L | Annual | Constraint Shadow Price | US2016$/Ton | 0 | 0 | 0 | 0 | 0 | 0 | 0 | 0
DE Unit Level EdMoore3 - MER Cap Annual v3.1 | 407 | 1539 | Rate Constraint in MTons | FALSE | L | Annual | Seasons Included | Seasons | Winter, WintShld, Summer | Winter, WintShld, Summer | Winter, WintShld, Summer | Winter, WintShld, Summer | Winter, WintShld, Summer | Winter, WintShld, Summer | Winter, WintShld, Summer | Winter, WintShld, Summer
DE Unit Level EdMoore3 - MER Cap Annual v3.1 | 407 | 1539 | Rate Constraint in MTons | FALSE | L | Annual | Standard MER | lbs | 6.6 | 6.6 | 6.6 | 6.6 | 6.6 | 6.6 | 6.6 | 6.6
DE Unit Level EdMoore3 - MER Cap Annual v3.1 | 407 | 1539 | Rate Constraint in MTons | FALSE | L | Annual | Emissions at Affected Plants MER | lbs | 0 | 0 | 0 | 0 | 0 | 0 | 0 | 0
DE Unit Level EdMoore3 - MER Cap Annual v3.1 | 407 | 1539 | Rate Constraint in MTons | FALSE | L | Annual | Allowances Purchased MER | lbs | 0 | 0 | 0 | 0 | 0 | 0 | 0 | 0
DE Unit Level EdMoore3 - MER Cap Annual v3.1 | 407 | 1539 | Rate Constraint in MTons | FALSE | L | Annual | Allowances Sold MER | lbs | 0 | 0 | 0 | 0 | 0 | 0 | 0 | 0
DE Unit Level EdMoore3 - MER Cap Annual v3.1 | 407 | 1539 | Rate Constraint in MTons | FALSE | L | Annual | Allowances Banked | lbs | 0 | 0 | 0 | 0 | 0 | 0 | 0 | 0
DE Unit Level EdMoore3 - MER Cap Annual v3.1 | 407 | 1539 | Rate Constraint in MTons | FALSE | L | Annual | Allowances Withdrawn (1:1) | lbs | 0 | 0 | 0 | 0 | 0 | 0 | 0 | 0
DE Unit Level EdMoore3 - MER Cap Annual v3.1 | 407 | 1539 | Rate Constraint in MTons | FALSE | L | Annual | Allowances Withdrawn (n:1) | lbs | 0 | 0 | 0 | 0 | 0 | 0 | 0 | 0
DE Unit Level EdMoore3 - MER Cap Annual v3.1 | 407 | 1539 | Rate Constraint in MTons | FALSE | L | Annual | Net Emissions Allowance Position | lbs | 0 | 0 | 0 | 0 | 0 | 0 | 0 | 0
DE Unit Level EdMoore3 - MER Cap Annual v3.1 | 407 | 1539 | Rate Constraint in MTons | FALSE | L | Annual | Fuel Consumed | TBtu | 0 | 0 | 0 | 0 | 0 | 0 | 0 | 0
DE Unit Level EdMoore3 - MER Cap Annual v3.1 | 407 | 1539 | Rate Constraint in MTons | FALSE | L | Annual | Rate | lb/MMBtu | 0 | 0 | 0 | 0 | 0 | 0 | 0 | 0
DE Unit Level EdMoore3 - MER Cap Annual v3.1 | 407 | 1539 | Rate Constraint in MTons | FALSE | L | Annual | Generation | TWh | 0 | 0 | 0 | 0 | 0 | 0 | 0 | 0
DE Unit Level EdMoore3 - MER Cap Annual v3.1 | 407 | 1539 | Rate Constraint in MTons | FALSE | L | Annual | Qualifying Generation | TWh | 0 | 0 | 0 | 0 | 0 | 0 | 0 | 0
DE Unit Level EdMoore3 - MER Cap Annual v3.1 | 407 | 1539 | Rate Constraint in MTons | FALSE | L | Annual | Rate | lb/MWh | 0 | 0 | 0 | 0 | 0 | 0 | 0 | 0
DE Unit Level EdMoore3 - MER Cap Annual v3.1 | 407 | 1539 | Rate Constraint in MTons | FALSE | L | Annual | Constraint Shadow Price | US2016$/Lb | 0 | 0 | 0 | 0 | 0 | 0 | 0 | 0
DE Unit Level EdMoore3 - NOX Cap Annual v3.1 | 408 | 1522 | Rate Constraint in MTons | FALSE | L | Annual | Seasons Included | Seasons | Winter, WintShld, Summer | Winter, WintShld, Summer | Winter, WintShld, Summer | Winter, WintShld, Summer | Winter, WintShld, Summer | Winter, WintShld, Summer | Winter, WintShld, Summer | Winter, WintShld, Summer
DE Unit Level EdMoore3 - NOX Cap Annual v3.1 | 408 | 1522 | Rate Constraint in MTons | FALSE | L | Annual | Standard NOX | Thousand Tons | 0.773 | 0.773 | 0.773 | 0.773 | 0.773 | 0.773 | 0.773 | 0.773
DE Unit Level EdMoore3 - NOX Cap Annual v3.1 | 408 | 1522 | Rate Constraint in MTons | FALSE | L | Annual | Emissions at Affected Plants NOX | Thousand Tons | 0 | 0 | 0 | 0 | 0 | 0 | 0 | 0
DE Unit Level EdMoore3 - NOX Cap Annual v3.1 | 408 | 1522 | Rate Constraint in MTons | FALSE | L | Annual | Allowances Purchased NOX | Thousand Tons | 0 | 0 | 0 | 0 | 0 | 0 | 0 | 0
DE Unit Level EdMoore3 - NOX Cap Annual v3.1 | 408 | 1522 | Rate Constraint in MTons | FALSE | L | Annual | Allowances Sold NOX | Thousand Tons | 0 | 0 | 0 | 0 | 0 | 0 | 0 | 0
DE Unit Level EdMoore3 - NOX Cap Annual v3.1 | 408 | 1522 | Rate Constraint in MTons | FALSE | L | Annual | Allowances Banked | Thousand Tons | 0 | 0 | 0 | 0 | 0 | 0 | 0 | 0
DE Unit Level EdMoore3 - NOX Cap Annual v3.1 | 408 | 1522 | Rate Constraint in MTons | FALSE | L | Annual | Allowances Withdrawn (1:1) | Thousand Tons | 0 | 0 | 0 | 0 | 0 | 0 | 0 | 0
DE Unit Level EdMoore3 - NOX Cap Annual v3.1 | 408 | 1522 | Rate Constraint in MTons | FALSE | L | Annual | Allowances Withdrawn (n:1) | Thousand Tons | 0 | 0 | 0 | 0 | 0 | 0 | 0 | 0
DE Unit Level EdMoore3 - NOX Cap Annual v3.1 | 408 | 1522 | Rate Constraint in MTons | FALSE | L | Annual | Net Emissions Allowance Position | Thousand Tons | 0 | 0 | 0 | 0 | 0 | 0 | 0 | 0
DE Unit Level EdMoore3 - NOX Cap Annual v3.1 | 408 | 1522 | Rate Constraint in MTons | FALSE | L | Annual | Fuel Consumed | TBtu | 0 | 0 | 0 | 0 | 0 | 0 | 0 | 0
DE Unit Level EdMoore3 - NOX Cap Annual v3.1 | 408 | 1522 | Rate Constraint in MTons | FALSE | L | Annual | Rate | lb/MMBtu | 0 | 0 | 0 | 0 | 0 | 0 | 0 | 0
DE Unit Level EdMoore3 - NOX Cap Annual v3.1 | 408 | 1522 | Rate Constraint in MTons | FALSE | L | Annual | Generation | TWh | 0 | 0 | 0 | 0 | 0 | 0 | 0 | 0
DE Unit Level EdMoore3 - NOX Cap Annual v3.1 | 408 | 1522 | Rate Constraint in MTons | FALSE | L | Annual | Qualifying Generation | TWh | 0 | 0 | 0 | 0 | 0 | 0 | 0 | 0
DE Unit Level EdMoore3 - NOX Cap Annual v3.1 | 408 | 1522 | Rate Constraint in MTons | FALSE | L | Annual | Rate | lb/MWh | 0 | 0 | 0 | 0 | 0 | 0 | 0 | 0
DE Unit Level EdMoore3 - NOX Cap Annual v3.1 | 408 | 1522 | Rate Constraint in MTons | FALSE | L | Annual | Constraint Shadow Price | US2016$/Ton | 0 | 0 | 0 | 0 | 0 | 0 | 0 | 0
DE Unit Level EdMoore3 - SO2 Cap Annual v3.1 | 409 | 1530 | Rate Constraint in MTons | FALSE | L | Annual | Seasons Included | Seasons | Winter, WintShld, Summer | Winter, WintShld, Summer | Winter, WintShld, Summer | Winter, WintShld, Summer | Winter, WintShld, Summer | Winter, WintShld, Summer | Winter, WintShld, Summer | Winter, WintShld, Summer
DE Unit Level EdMoore3 - SO2 Cap Annual v3.1 | 409 | 1530 | Rate Constraint in MTons | FALSE | L | Annual | Standard SO2 | Thousand Tons | 1.391 | 1.391 | 1.391 | 1.391 | 1.391 | 1.391 | 1.391 | 1.391
DE Unit Level EdMoore3 - SO2 Cap Annual v3.1 | 409 | 1530 | Rate Constraint in MTons | FALSE | L | Annual | Emissions at Affected Plants SO2 | Thousand Tons | 0 | 0 | 0 | 0 | 0 | 0 | 0 | 0
DE Unit Level EdMoore3 - SO2 Cap Annual v3.1 | 409 | 1530 | Rate Constraint in MTons | FALSE | L | Annual | Allowances Purchased SO2 | Thousand Tons | 0 | 0 | 0 | 0 | 0 | 0 | 0 | 0
DE Unit Level EdMoore3 - SO2 Cap Annual v3.1 | 409 | 1530 | Rate Constraint in MTons | FALSE | L | Annual | Allowances Sold SO2 | Thousand Tons | 0 | 0 | 0 | 0 | 0 | 0 | 0 | 0
DE Unit Level EdMoore3 - SO2 Cap Annual v3.1 | 409 | 1530 | Rate Constraint in MTons | FALSE | L | Annual | Allowances Banked | Thousand Tons | 0 | 0 | 0 | 0 | 0 | 0 | 0 | 0
DE Unit Level EdMoore3 - SO2 Cap Annual v3.1 | 409 | 1530 | Rate Constraint in MTons | FALSE | L | Annual | Allowances Withdrawn (1:1) | Thousand Tons | 0 | 0 | 0 | 0 | 0 | 0 | 0 | 0
DE Unit Level EdMoore3 - SO2 Cap Annual v3.1 | 409 | 1530 | Rate Constraint in MTons | FALSE | L | Annual | Allowances Withdrawn (n:1) | Thousand Tons | 0 | 0 | 0 | 0 | 0 | 0 | 0 | 0
DE Unit Level EdMoore3 - SO2 Cap Annual v3.1 | 409 | 1530 | Rate Constraint in MTons | FALSE | L | Annual | Net Emissions Allowance Position | Thousand Tons | 0 | 0 | 0 | 0 | 0 | 0 | 0 | 0
DE Unit Level EdMoore3 - SO2 Cap Annual v3.1 | 409 | 1530 | Rate Constraint in MTons | FALSE | L | Annual | Fuel Consumed | TBtu | 0 | 0 | 0 | 0 | 0 | 0 | 0 | 0
DE Unit Level EdMoore3 - SO2 Cap Annual v3.1 | 409 | 1530 | Rate Constraint in MTons | FALSE | L | Annual | Rate | lb/MMBtu | 0 | 0 | 0 | 0 | 0 | 0 | 0 | 0
DE Unit Level EdMoore3 - SO2 Cap Annual v3.1 | 409 | 1530 | Rate Constraint in MTons | FALSE | L | Annual | Generation | TWh | 0 | 0 | 0 | 0 | 0 | 0 | 0 | 0
DE Unit Level EdMoore3 - SO2 Cap Annual v3.1 | 409 | 1530 | Rate Constraint in MTons | FALSE | L | Annual | Qualifying Generation | TWh | 0 | 0 | 0 | 0 | 0 | 0 | 0 | 0
DE Unit Level EdMoore3 - SO2 Cap Annual v3.1 | 409 | 1530 | Rate Constraint in MTons | FALSE | L | Annual | Rate | lb/MWh | 0 | 0 | 0 | 0 | 0 | 0 | 0 | 0
DE Unit Level EdMoore3 - SO2 Cap Annual v3.1 | 409 | 1530 | Rate Constraint in MTons | FALSE | L | Annual | Constraint Shadow Price | US2016$/Ton | 0 | 0 | 0 | 0 | 0 | 0 | 0 | 0
DE Unit Level EdMoore4 - MER Cap Annual v3.1 | 410 | 1540 | Rate Constraint in MTons | FALSE | L | Annual | Seasons Included | Seasons | Winter, WintShld, Summer | Winter, WintShld, Summer | Winter, WintShld, Summer | Winter, WintShld, Summer | Winter, WintShld, Summer | Winter, WintShld, Summer | Winter, WintShld, Summer | Winter, WintShld, Summer
DE Unit Level EdMoore4 - MER Cap Annual v3.1 | 410 | 1540 | Rate Constraint in MTons | FALSE | L | Annual | Standard MER | lbs | 11.4 | 11.4 | 11.4 | 11.4 | 11.4 | 11.4 | 11.4 | 11.4
DE Unit Level EdMoore4 - MER Cap Annual v3.1 | 410 | 1540 | Rate Constraint in MTons | FALSE | L | Annual | Emissions at Affected Plants MER | lbs | 4.5196e-05 | 4.5196e-05 | 4.5196e-05 | 4.5196e-05 | 4.5196e-05 | 4.5196e-05 | 8.8911e-06 | 8.8911e-06
DE Unit Level EdMoore4 - MER Cap Annual v3.1 | 410 | 1540 | Rate Constraint in MTons | FALSE | L | Annual | Allowances Purchased MER | lbs | 0 | 0 | 0 | 0 | 0 | 0 | 0 | 0
DE Unit Level EdMoore4 - MER Cap Annual v3.1 | 410 | 1540 | Rate Constraint in MTons | FALSE | L | Annual | Allowances Sold MER | lbs | 0 | 0 | 0 | 0 | 0 | 0 | 0 | 0
DE Unit Level EdMoore4 - MER Cap Annual v3.1 | 410 | 1540 | Rate Constraint in MTons | FALSE | L | Annual | Allowances Banked | lbs | 0 | 0 | 0 | 0 | 0 | 0 | 0 | 0
DE Unit Level EdMoore4 - MER Cap Annual v3.1 | 410 | 1540 | Rate Constraint in MTons | FALSE | L | Annual | Allowances Withdrawn (1:1) | lbs | 0 | 0 | 0 | 0 | 0 | 0 | 0 | 0
DE Unit Level EdMoore4 - MER Cap Annual v3.1 | 410 | 1540 | Rate Constraint in MTons | FALSE | L | Annual | Allowances Withdrawn (n:1) | lbs | 0 | 0 | 0 | 0 | 0 | 0 | 0 | 0
DE Unit Level EdMoore4 - MER Cap Annual v3.1 | 410 | 1540 | Rate Constraint in MTons | FALSE | L | Annual | Net Emissions Allowance Position | lbs | 4.5196e-05 | 4.5196e-05 | 4.5196e-05 | 4.5196e-05 | 4.5196e-05 | 4.5196e-05 | 8.8911e-06 | 8.8911e-06
DE Unit Level EdMoore4 - MER Cap Annual v3.1 | 410 | 1540 | Rate Constraint in MTons | FALSE | L | Annual | Fuel Consumed | TBtu | 0.32283 | 0.32283 | 0.32283 | 0.32283 | 0.32283 | 0.32283 | 0.063508 | 0.063508
DE Unit Level EdMoore4 - MER Cap Annual v3.1 | 410 | 1540 | Rate Constraint in MTons | FALSE | L | Annual | Rate | lb/MMBtu | 1.4e-10 | 1.4e-10 | 1.4e-10 | 1.4e-10 | 1.4e-10 | 1.4e-10 | 1.4e-10 | 1.4e-10
DE Unit Level EdMoore4 - MER Cap Annual v3.1 | 410 | 1540 | Rate Constraint in MTons | FALSE | L | Annual | Generation | TWh | 0.027768 | 0.027768 | 0.027768 | 0.027768 | 0.027768 | 0.027768 | 0.0054626 | 0.0054626
DE Unit Level EdMoore4 - MER Cap Annual v3.1 | 410 | 1540 | Rate Constraint in MTons | FALSE | L | Annual | Qualifying Generation | TWh | 0.027768 | 0.027768 | 0.027768 | 0.027768 | 0.027768 | 0.027768 | 0.0054626 | 0.0054626
DE Unit Level EdMoore4 - MER Cap Annual v3.1 | 410 | 1540 | Rate Constraint in MTons | FALSE | L | Annual | Rate | lb/MWh | 1.6276e-09 | 1.6276e-09 | 1.6276e-09 | 1.6276e-09 | 1.6276e-09 | 1.6276e-09 | 1.6276e-09 | 1.6276e-09
DE Unit Level EdMoore4 - MER Cap Annual v3.1 | 410 | 1540 | Rate Constraint in MTons | FALSE | L | Annual | Constraint Shadow Price | US2016$/Lb | 0 | 0 | 0 | 0 | 0 | 0 | 0 | 0
DE Unit Level EdMoore4 - NOX Cap Annual v3.1 | 411 | 1523 | Rate Constraint in MTons | FALSE | L | Annual | Seasons Included | Seasons | Winter, WintShld, Summer | Winter, WintShld, Summer | Winter, WintShld, Summer | Winter, WintShld, Summer | Winter, WintShld, Summer | Winter, WintShld, Summer | Winter, WintShld, Summer | Winter, WintShld, Summer
DE Unit Level EdMoore4 - NOX Cap Annual v3.1 | 411 | 1523 | Rate Constraint in MTons | FALSE | L | Annual | Standard NOX | Thousand Tons | 1.339 | 1.339 | 1.339 | 1.339 | 1.339 | 1.339 | 1.339 | 1.339
DE Unit Level EdMoore4 - NOX Cap Annual v3.1 | 411 | 1523 | Rate Constraint in MTons | FALSE | L | Annual | Emissions at Affected Plants NOX | Thousand Tons | 0.0093266 | 0.0093266 | 0.0093266 | 0.0093266 | 0.0093266 | 0.0093266 | 0.0018347 | 0.0018347
DE Unit Level EdMoore4 - NOX Cap Annual v3.1 | 411 | 1523 | Rate Constraint in MTons | FALSE | L | Annual | Allowances Purchased NOX | Thousand Tons | 0 | 0 | 0 | 0 | 0 | 0 | 0 | 0
DE Unit Level EdMoore4 - NOX Cap Annual v3.1 | 411 | 1523 | Rate Constraint in MTons | FALSE | L | Annual | Allowances Sold NOX | Thousand Tons | 0 | 0 | 0 | 0 | 0 | 0 | 0 | 0
DE Unit Level EdMoore4 - NOX Cap Annual v3.1 | 411 | 1523 | Rate Constraint in MTons | FALSE | L | Annual | Allowances Banked | Thousand Tons | 0 | 0 | 0 | 0 | 0 | 0 | 0 | 0
DE Unit Level EdMoore4 - NOX Cap Annual v3.1 | 411 | 1523 | Rate Constraint in MTons | FALSE | L | Annual | Allowances Withdrawn (1:1) | Thousand Tons | 0 | 0 | 0 | 0 | 0 | 0 | 0 | 0
DE Unit Level EdMoore4 - NOX Cap Annual v3.1 | 411 | 1523 | Rate Constraint in MTons | FALSE | L | Annual | Allowances Withdrawn (n:1) | Thousand Tons | 0 | 0 | 0 | 0 | 0 | 0 | 0 | 0
DE Unit Level EdMoore4 - NOX Cap Annual v3.1 | 411 | 1523 | Rate Constraint in MTons | FALSE | L | Annual | Net Emissions Allowance Position | Thousand Tons | 0.0093266 | 0.0093266 | 0.0093266 | 0.0093266 | 0.0093266 | 0.0093266 | 0.0018347 | 0.0018347
DE Unit Level EdMoore4 - NOX Cap Annual v3.1 | 411 | 1523 | Rate Constraint in MTons | FALSE | L | Annual | Fuel Consumed | TBtu | 0.32283 | 0.32283 | 0.32283 | 0.32283 | 0.32283 | 0.32283 | 0.063508 | 0.063508
DE Unit Level EdMoore4 - NOX Cap Annual v3.1 | 411 | 1523 | Rate Constraint in MTons | FALSE | L | Annual | Rate | lb/MMBtu | 0.05778 | 0.05778 | 0.05778 | 0.05778 | 0.05778 | 0.05778 | 0.05778 | 0.05778
DE Unit Level EdMoore4 - NOX Cap Annual v3.1 | 411 | 1523 | Rate Constraint in MTons | FALSE | L | Annual | Generation | TWh | 0.027768 | 0.027768 | 0.027768 | 0.027768 | 0.027768 | 0.027768 | 0.0054626 | 0.0054626
DE Unit Level EdMoore4 - NOX Cap Annual v3.1 | 411 | 1523 | Rate Constraint in MTons | FALSE | L | Annual | Qualifying Generation | TWh | 0.027768 | 0.027768 | 0.027768 | 0.027768 | 0.027768 | 0.027768 | 0.0054626 | 0.0054626
DE Unit Level EdMoore4 - NOX Cap Annual v3.1 | 411 | 1523 | Rate Constraint in MTons | FALSE | L | Annual | Rate | lb/MWh | 0.67175 | 0.67175 | 0.67175 | 0.67175 | 0.67175 | 0.67175 | 0.67175 | 0.67175
DE Unit Level EdMoore4 - NOX Cap Annual v3.1 | 411 | 1523 | Rate Constraint in MTons | FALSE | L | Annual | Constraint Shadow Price | US2016$/Ton | 0 | 0 | 0 | 0 | 0 | 0 | 0 | 0
DE Unit Level EdMoore4 - SO2 Cap Annual v3.1 | 412 | 1531 | Rate Constraint in MTons | FALSE | L | Annual | Seasons Included | Seasons | Winter, WintShld, Summer | Winter, WintShld, Summer | Winter, WintShld, Summer | Winter, WintShld, Summer | Winter, WintShld, Summer | Winter, WintShld, Summer | Winter, WintShld, Summer | Winter, WintShld, Summer
DE Unit Level EdMoore4 - SO2 Cap Annual v3.1 | 412 | 1531 | Rate Constraint in MTons | FALSE | L | Annual | Standard SO2 | Thousand Tons | 2.41 | 2.41 | 2.41 | 2.41 | 2.41 | 2.41 | 2.41 | 2.41
DE Unit Level EdMoore4 - SO2 Cap Annual v3.1 | 412 | 1531 | Rate Constraint in MTons | FALSE | L | Annual | Emissions at Affected Plants SO2 | Thousand Tons | 0 | 0 | 0 | 0 | 0 | 0 | 0 | 0
DE Unit Level EdMoore4 - SO2 Cap Annual v3.1 | 412 | 1531 | Rate Constraint in MTons | FALSE | L | Annual | Allowances Purchased SO2 | Thousand Tons | 0 | 0 | 0 | 0 | 0 | 0 | 0 | 0
DE Unit Level EdMoore4 - SO2 Cap Annual v3.1 | 412 | 1531 | Rate Constraint in MTons | FALSE | L | Annual | Allowances Sold SO2 | Thousand Tons | 0 | 0 | 0 | 0 | 0 | 0 | 0 | 0
DE Unit Level EdMoore4 - SO2 Cap Annual v3.1 | 412 | 1531 | Rate Constraint in MTons | FALSE | L | Annual | Allowances Banked | Thousand Tons | 0 | 0 | 0 | 0 | 0 | 0 | 0 | 0
DE Unit Level EdMoore4 - SO2 Cap Annual v3.1 | 412 | 1531 | Rate Constraint in MTons | FALSE | L | Annual | Allowances Withdrawn (1:1) | Thousand Tons | 0 | 0 | 0 | 0 | 0 | 0 | 0 | 0
DE Unit Level EdMoore4 - SO2 Cap Annual v3.1 | 412 | 1531 | Rate Constraint in MTons | FALSE | L | Annual | Allowances Withdrawn (n:1) | Thousand Tons | 0 | 0 | 0 | 0 | 0 | 0 | 0 | 0
DE Unit Level EdMoore4 - SO2 Cap Annual v3.1 | 412 | 1531 | Rate Constraint in MTons | FALSE | L | Annual | Net Emissions Allowance Position | Thousand Tons | 0 | 0 | 0 | 0 | 0 | 0 | 0 | 0
DE Unit Level EdMoore4 - SO2 Cap Annual v3.1 | 412 | 1531 | Rate Constraint in MTons | FALSE | L | Annual | Fuel Consumed | TBtu | 0.32283 | 0.32283 | 0.32283 | 0.32283 | 0.32283 | 0.32283 | 0.063508 | 0.063508
DE Unit Level EdMoore4 - SO2 Cap Annual v3.1 | 412 | 1531 | Rate Constraint in MTons | FALSE | L | Annual | Rate | lb/MMBtu | 0 | 0 | 0 | 0 | 0 | 0 | 0 | 0
DE Unit Level EdMoore4 - SO2 Cap Annual v3.1 | 412 | 1531 | Rate Constraint in MTons | FALSE | L | Annual | Generation | TWh | 0.027768 | 0.027768 | 0.027768 | 0.027768 | 0.027768 | 0.027768 | 0.0054626 | 0.0054626
DE Unit Level EdMoore4 - SO2 Cap Annual v3.1 | 412 | 1531 | Rate Constraint in MTons | FALSE | L | Annual | Qualifying Generation | TWh | 0.027768 | 0.027768 | 0.027768 | 0.027768 | 0.027768 | 0.027768 | 0.0054626 | 0.0054626
DE Unit Level EdMoore4 - SO2 Cap Annual v3.1 | 412 | 1531 | Rate Constraint in MTons | FALSE | L | Annual | Rate | lb/MWh | 0 | 0 | 0 | 0 | 0 | 0 | 0 | 0
DE Unit Level EdMoore4 - SO2 Cap Annual v3.1 | 412 | 1531 | Rate Constraint in MTons | FALSE | L | Annual | Constraint Shadow Price | US2016$/Ton | 0 | 0 | 0 | 0 | 0 | 0 | 0 | 0
DE Unit Level EdMoore5 - NOX Cap Annual v3.1 | 413 | 1524 | Rate Constraint in MTons | FALSE | L | Annual | Seasons Included | Seasons | Winter, WintShld, Summer | Winter, WintShld, Summer | Winter, WintShld, Summer | Winter, WintShld, Summer | Winter, WintShld, Summer | Winter, WintShld, Summer | Winter, WintShld, Summer | Winter, WintShld, Summer
DE Unit Level EdMoore5 - NOX Cap Annual v3.1 | 413 | 1524 | Rate Constraint in MTons | FALSE | L | Annual | Standard NOX | Thousand Tons | 1.348 | 1.348 | 1.348 | 1.348 | 1.348 | 1.348 | 1.348 | 1.348
DE Unit Level EdMoore5 - NOX Cap Annual v3.1 | 413 | 1524 | Rate Constraint in MTons | FALSE | L | Annual | Emissions at Affected Plants NOX | Thousand Tons | 0.026487 | 0.026487 | 0.026503 | 0.026487 | 0.026487 | 0.026487 | 0.0052106 | 0.0052106
DE Unit Level EdMoore5 - NOX Cap Annual v3.1 | 413 | 1524 | Rate Constraint in MTons | FALSE | L | Annual | Allowances Purchased NOX | Thousand Tons | 0 | 0 | 0 | 0 | 0 | 0 | 0 | 0
DE Unit Level EdMoore5 - NOX Cap Annual v3.1 | 413 | 1524 | Rate Constraint in MTons | FALSE | L | Annual | Allowances Sold NOX | Thousand Tons | 0 | 0 | 0 | 0 | 0 | 0 | 0 | 0
DE Unit Level EdMoore5 - NOX Cap Annual v3.1 | 413 | 1524 | Rate Constraint in MTons | FALSE | L | Annual | Allowances Banked | Thousand Tons | 0 | 0 | 0 | 0 | 0 | 0 | 0 | 0
DE Unit Level EdMoore5 - NOX Cap Annual v3.1 | 413 | 1524 | Rate Constraint in MTons | FALSE | L | Annual | Allowances Withdrawn (1:1) | Thousand Tons | 0 | 0 | 0 | 0 | 0 | 0 | 0 | 0
DE Unit Level EdMoore5 - NOX Cap Annual v3.1 | 413 | 1524 | Rate Constraint in MTons | FALSE | L | Annual | Allowances Withdrawn (n:1) | Thousand Tons | 0 | 0 | 0 | 0 | 0 | 0 | 0 | 0
DE Unit Level EdMoore5 - NOX Cap Annual v3.1 | 413 | 1524 | Rate Constraint in MTons | FALSE | L | Annual | Net Emissions Allowance Position | Thousand Tons | 0.026487 | 0.026487 | 0.026503 | 0.026487 | 0.026487 | 0.026487 | 0.0052106 | 0.0052106
DE Unit Level EdMoore5 - NOX Cap Annual v3.1 | 413 | 1524 | Rate Constraint in MTons | FALSE | L | Annual | Fuel Consumed | TBtu | 0.78656 | 0.78656 | 0.7869 | 0.78656 | 0.78656 | 0.78656 | 0.15473 | 0.15473
DE Unit Level EdMoore5 - NOX Cap Annual v3.1 | 413 | 1524 | Rate Constraint in MTons | FALSE | L | Annual | Rate | lb/MMBtu | 0.06735 | 0.06735 | 0.067362 | 0.06735 | 0.06735 | 0.06735 | 0.06735 | 0.06735
DE Unit Level EdMoore5 - NOX Cap Annual v3.1 | 413 | 1524 | Rate Constraint in MTons | FALSE | L | Annual | Generation | TWh | 0.067988 | 0.067988 | 0.068018 | 0.067988 | 0.067988 | 0.067988 | 0.013375 | 0.013375
DE Unit Level EdMoore5 - NOX Cap Annual v3.1 | 413 | 1524 | Rate Constraint in MTons | FALSE | L | Annual | Qualifying Generation | TWh | 0.067988 | 0.067988 | 0.068018 | 0.067988 | 0.067988 | 0.067988 | 0.013375 | 0.013375
DE Unit Level EdMoore5 - NOX Cap Annual v3.1 | 413 | 1524 | Rate Constraint in MTons | FALSE | L | Annual | Rate | lb/MWh | 0.77917 | 0.77917 | 0.77931 | 0.77917 | 0.77917 | 0.77917 | 0.77917 | 0.77917
DE Unit Level EdMoore5 - NOX Cap Annual v3.1 | 413 | 1524 | Rate Constraint in MTons | FALSE | L | Annual | Constraint Shadow Price | US2016$/Ton | 0 | 0 | 0 | 0 | 0 | 0 | 0 | 0
DE Unit Level EdMoore5 - SO2 Cap Annual v3.1 | 414 | 1533 | Rate Constraint in MTons | FALSE | L | Annual | Seasons Included | Seasons | Winter, WintShld, Summer | Winter, WintShld, Summer | Winter, WintShld, Summer | Winter, WintShld, Summer | Winter, WintShld, Summer | Winter, WintShld, Summer | Winter, WintShld, Summer | Winter, WintShld, Summer
DE Unit Level EdMoore5 - SO2 Cap Annual v3.1 | 414 | 1533 | Rate Constraint in MTons | FALSE | L | Annual | Standard SO2 | Thousand Tons | 2.427 | 2.427 | 2.427 | 2.427 | 2.427 | 2.427 | 2.427 | 2.427
DE Unit Level EdMoore5 - SO2 Cap Annual v3.1 | 414 | 1533 | Rate Constraint in MTons | FALSE | L | Annual | Emissions at Affected Plants SO2 | Thousand Tons | 0 | 0 | 0 | 0 | 0 | 0 | 0 | 0
DE Unit Level EdMoore5 - SO2 Cap Annual v3.1 | 414 | 1533 | Rate Constraint in MTons | FALSE | L | Annual | Allowances Purchased SO2 | Thousand Tons | 0 | 0 | 0 | 0 | 0 | 0 | 0 | 0
DE Unit Level EdMoore5 - SO2 Cap Annual v3.1 | 414 | 1533 | Rate Constraint in MTons | FALSE | L | Annual | Allowances Sold SO2 | Thousand Tons | 0 | 0 | 0 | 0 | 0 | 0 | 0 | 0
DE Unit Level EdMoore5 - SO2 Cap Annual v3.1 | 414 | 1533 | Rate Constraint in MTons | FALSE | L | Annual | Allowances Banked | Thousand Tons | 0 | 0 | 0 | 0 | 0 | 0 | 0 | 0
DE Unit Level EdMoore5 - SO2 Cap Annual v3.1 | 414 | 1533 | Rate Constraint in MTons | FALSE | L | Annual | Allowances Withdrawn (1:1) | Thousand Tons | 0 | 0 | 0 | 0 | 0 | 0 | 0 | 0
DE Unit Level EdMoore5 - SO2 Cap Annual v3.1 | 414 | 1533 | Rate Constraint in MTons | FALSE | L | Annual | Allowances Withdrawn (n:1) | Thousand Tons | 0 | 0 | 0 | 0 | 0 | 0 | 0 | 0
DE Unit Level EdMoore5 - SO2 Cap Annual v3.1 | 414 | 1533 | Rate Constraint in MTons | FALSE | L | Annual | Net Emissions Allowance Position | Thousand Tons | 0 | 0 | 0 | 0 | 0 | 0 | 0 | 0
DE Unit Level EdMoore5 - SO2 Cap Annual v3.1 | 414 | 1533 | Rate Constraint in MTons | FALSE | L | Annual | Fuel Consumed | TBtu | 0.78656 | 0.78656 | 0.7869 | 0.78656 | 0.78656 | 0.78656 | 0.15473 | 0.15473
DE Unit Level EdMoore5 - SO2 Cap Annual v3.1 | 414 | 1533 | Rate Constraint in MTons | FALSE | L | Annual | Rate | lb/MMBtu | 0 | 0 | 0 | 0 | 0 | 0 | 0 | 0
DE Unit Level EdMoore5 - SO2 Cap Annual v3.1 | 414 | 1533 | Rate Constraint in MTons | FALSE | L | Annual | Generation | TWh | 0.067988 | 0.067988 | 0.068018 | 0.067988 | 0.067988 | 0.067988 | 0.013375 | 0.013375
DE Unit Level EdMoore5 - SO2 Cap Annual v3.1 | 414 | 1533 | Rate Constraint in MTons | FALSE | L | Annual | Qualifying Generation | TWh | 0.067988 | 0.067988 | 0.068018 | 0.067988 | 0.067988 | 0.067988 | 0.013375 | 0.013375
DE Unit Level EdMoore5 - SO2 Cap Annual v3.1 | 414 | 1533 | Rate Constraint in MTons | FALSE | L | Annual | Rate | lb/MWh | 0 | 0 | 0 | 0 | 0 | 0 | 0 | 0
DE Unit Level EdMoore5 - SO2 Cap Annual v3.1 | 414 | 1533 | Rate Constraint in MTons | FALSE | L | Annual | Constraint Shadow Price | US2016$/Ton | 0 | 0 | 0 | 0 | 0 | 0 | 0 | 0
DE Unit Level IndRiver4 - MER Cap Annual v3.1 | 415 | 1544 | Rate Constraint in MTons | FALSE | L | Annual | Seasons Included | Seasons | Winter, WintShld, Summer | Winter, WintShld, Summer | Winter, WintShld, Summer | Winter, WintShld, Summer | Winter, WintShld, Summer | Winter, WintShld, Summer | Winter, WintShld, Summer | Winter, WintShld, Summer
DE Unit Level IndRiver4 - MER Cap Annual v3.1 | 415 | 1544 | Rate Constraint in MTons | FALSE | L | Annual | Standard MER | lbs | 17.4 | 17.4 | 17.4 | 17.4 | 17.4 | 17.4 | 17.4 | 17.4
DE Unit Level IndRiver4 - MER Cap Annual v3.1 | 415 | 1544 | Rate Constraint in MTons | FALSE | L | Annual | Emissions at Affected Plants MER | lbs | 0 | 0 | 0 | 0 | 0 | 0 | 0 | 0
DE Unit Level IndRiver4 - MER Cap Annual v3.1 | 415 | 1544 | Rate Constraint in MTons | FALSE | L | Annual | Allowances Purchased MER | lbs | 0 | 0 | 0 | 0 | 0 | 0 | 0 | 0
DE Unit Level IndRiver4 - MER Cap Annual v3.1 | 415 | 1544 | Rate Constraint in MTons | FALSE | L | Annual | Allowances Sold MER | lbs | 0 | 0 | 0 | 0 | 0 | 0 | 0 | 0
DE Unit Level IndRiver4 - MER Cap Annual v3.1 | 415 | 1544 | Rate Constraint in MTons | FALSE | L | Annual | Allowances Banked | lbs | 0 | 0 | 0 | 0 | 0 | 0 | 0 | 0
DE Unit Level IndRiver4 - MER Cap Annual v3.1 | 415 | 1544 | Rate Constraint in MTons | FALSE | L | Annual | Allowances Withdrawn (1:1) | lbs | 0 | 0 | 0 | 0 | 0 | 0 | 0 | 0
DE Unit Level IndRiver4 - MER Cap Annual v3.1 | 415 | 1544 | Rate Constraint in MTons | FALSE | L | Annual | Allowances Withdrawn (n:1) | lbs | 0 | 0 | 0 | 0 | 0 | 0 | 0 | 0
DE Unit Level IndRiver4 - MER Cap Annual v3.1 | 415 | 1544 | Rate Constraint in MTons | FALSE | L | Annual | Net Emissions Allowance Position | lbs | 0 | 0 | 0 | 0 | 0 | 0 | 0 | 0
DE Unit Level IndRiver4 - MER Cap Annual v3.1 | 415 | 1544 | Rate Constraint in MTons | FALSE | L | Annual | Fuel Consumed | TBtu | 0 | 0 | 0 | 0 | 0 | 0 | 0 | 0
DE Unit Level IndRiver4 - MER Cap Annual v3.1 | 415 | 1544 | Rate Constraint in MTons | FALSE | L | Annual | Rate | lb/MMBtu | 0 | 0 | 0 | 0 | 0 | 0 | 0 | 0
DE Unit Level IndRiver4 - MER Cap Annual v3.1 | 415 | 1544 | Rate Constraint in MTons | FALSE | L | Annual | Generation | TWh | 0 | 0 | 0 | 0 | 0 | 0 | 0 | 0
DE Unit Level IndRiver4 - MER Cap Annual v3.1 | 415 | 1544 | Rate Constraint in MTons | FALSE | L | Annual | Qualifying Generation | TWh | 0 | 0 | 0 | 0 | 0 | 0 | 0 | 0
DE Unit Level IndRiver4 - MER Cap Annual v3.1 | 415 | 1544 | Rate Constraint in MTons | FALSE | L | Annual | Rate | lb/MWh | 0 | 0 | 0 | 0 | 0 | 0 | 0 | 0
DE Unit Level IndRiver4 - MER Cap Annual v3.1 | 415 | 1544 | Rate Constraint in MTons | FALSE | L | Annual | Constraint Shadow Price | US2016$/Lb | 0 | 0 | 0 | 0 | 0 | 0 | 0 | 0
DE Unit Level IndRiver4 - NOX Cap Annual v3.1 | 416 | 1528 | Rate Constraint in MTons | FALSE | L | Annual | Seasons Included | Seasons | Winter, WintShld, Summer | Winter, WintShld, Summer | Winter, WintShld, Summer | Winter, WintShld, Summer | Winter, WintShld, Summer | Winter, WintShld, Summer | Winter, WintShld, Summer | Winter, WintShld, Summer
DE Unit Level IndRiver4 - NOX Cap Annual v3.1 | 416 | 1528 | Rate Constraint in MTons | FALSE | L | Annual | Standard NOX | Thousand Tons | 2.032 | 2.032 | 2.032 | 2.032 | 2.032 | 2.032 | 2.032 | 2.032
DE Unit Level IndRiver4 - NOX Cap Annual v3.1 | 416 | 1528 | Rate Constraint in MTons | FALSE | L | Annual | Emissions at Affected Plants NOX | Thousand Tons | 0 | 0 | 0 | 0 | 0 | 0 | 0 | 0
DE Unit Level IndRiver4 - NOX Cap Annual v3.1 | 416 | 1528 | Rate Constraint in MTons | FALSE | L | Annual | Allowances Purchased NOX | Thousand Tons | 0 | 0 | 0 | 0 | 0 | 0 | 0 | 0
DE Unit Level IndRiver4 - NOX Cap Annual v3.1 | 416 | 1528 | Rate Constraint in MTons | FALSE | L | Annual | Allowances Sold NOX | Thousand Tons | 0 | 0 | 0 | 0 | 0 | 0 | 0 | 0
DE Unit Level IndRiver4 - NOX Cap Annual v3.1 | 416 | 1528 | Rate Constraint in MTons | FALSE | L | Annual | Allowances Banked | Thousand Tons | 0 | 0 | 0 | 0 | 0 | 0 | 0 | 0
DE Unit Level IndRiver4 - NOX Cap Annual v3.1 | 416 | 1528 | Rate Constraint in MTons | FALSE | L | Annual | Allowances Withdrawn (1:1) | Thousand Tons | 0 | 0 | 0 | 0 | 0 | 0 | 0 | 0
DE Unit Level IndRiver4 - NOX Cap Annual v3.1 | 416 | 1528 | Rate Constraint in MTons | FALSE | L | Annual | Allowances Withdrawn (n:1) | Thousand Tons | 0 | 0 | 0 | 0 | 0 | 0 | 0 | 0
DE Unit Level IndRiver4 - NOX Cap Annual v3.1 | 416 | 1528 | Rate Constraint in MTons | FALSE | L | Annual | Net Emissions Allowance Position | Thousand Tons | 0 | 0 | 0 | 0 | 0 | 0 | 0 | 0
DE Unit Level IndRiver4 - NOX Cap Annual v3.1 | 416 | 1528 | Rate Constraint in MTons | FALSE | L | Annual | Fuel Consumed | TBtu | 0 | 0 | 0 | 0 | 0 | 0 | 0 | 0
DE Unit Level IndRiver4 - NOX Cap Annual v3.1 | 416 | 1528 | Rate Constraint in MTons | FALSE | L | Annual | Rate | lb/MMBtu | 0 | 0 | 0 | 0 | 0 | 0 | 0 | 0
DE Unit Level IndRiver4 - NOX Cap Annual v3.1 | 416 | 1528 | Rate Constraint in MTons | FALSE | L | Annual | Generation | TWh | 0 | 0 | 0 | 0 | 0 | 0 | 0 | 0
DE Unit Level IndRiver4 - NOX Cap Annual v3.1 | 416 | 1528 | Rate Constraint in MTons | FALSE | L | Annual | Qualifying Generation | TWh | 0 | 0 | 0 | 0 | 0 | 0 | 0 | 0
DE Unit Level IndRiver4 - NOX Cap Annual v3.1 | 416 | 1528 | Rate Constraint in MTons | FALSE | L | Annual | Rate | lb/MWh | 0 | 0 | 0 | 0 | 0 | 0 | 0 | 0
DE Unit Level IndRiver4 - NOX Cap Annual v3.1 | 416 | 1528 | Rate Constraint in MTons | FALSE | L | Annual | Constraint Shadow Price | US2016$/Ton | 0 | 0 | 0 | 0 | 0 | 0 | 0 | 0
DE Unit Level IndRiver4 - SO2 Cap Annual v3.1 | 417 | 1537 | Rate Constraint in MTons | FALSE | L | Annual | Seasons Included | Seasons | Winter, WintShld, Summer | Winter, WintShld, Summer | Winter, WintShld, Summer | Winter, WintShld, Summer | Winter, WintShld, Summer | Winter, WintShld, Summer | Winter, WintShld, Summer | Winter, WintShld, Summer
DE Unit Level IndRiver4 - SO2 Cap Annual v3.1 | 417 | 1537 | Rate Constraint in MTons | FALSE | L | Annual | Standard SO2 | Thousand Tons | 3.657 | 3.657 | 3.657 | 3.657 | 3.657 | 3.657 | 3.657 | 3.657
DE Unit Level IndRiver4 - SO2 Cap Annual v3.1 | 417 | 1537 | Rate Constraint in MTons | FALSE | L | Annual | Emissions at Affected Plants SO2 | Thousand Tons | 0 | 0 | 0 | 0 | 0 | 0 | 0 | 0
DE Unit Level IndRiver4 - SO2 Cap Annual v3.1 | 417 | 1537 | Rate Constraint in MTons | FALSE | L | Annual | Allowances Purchased SO2 | Thousand Tons | 0 | 0 | 0 | 0 | 0 | 0 | 0 | 0
DE Unit Level IndRiver4 - SO2 Cap Annual v3.1 | 417 | 1537 | Rate Constraint in MTons | FALSE | L | Annual | Allowances Sold SO2 | Thousand Tons | 0 | 0 | 0 | 0 | 0 | 0 | 0 | 0
DE Unit Level IndRiver4 - SO2 Cap Annual v3.1 | 417 | 1537 | Rate Constraint in MTons | FALSE | L | Annual | Allowances Banked | Thousand Tons | 0 | 0 | 0 | 0 | 0 | 0 | 0 | 0
DE Unit Level IndRiver4 - SO2 Cap Annual v3.1 | 417 | 1537 | Rate Constraint in MTons | FALSE | L | Annual | Allowances Withdrawn (1:1) | Thousand Tons | 0 | 0 | 0 | 0 | 0 | 0 | 0 | 0
DE Unit Level IndRiver4 - SO2 Cap Annual v3.1 | 417 | 1537 | Rate Constraint in MTons | FALSE | L | Annual | Allowances Withdrawn (n:1) | Thousand Tons | 0 | 0 | 0 | 0 | 0 | 0 | 0 | 0
DE Unit Level IndRiver4 - SO2 Cap Annual v3.1 | 417 | 1537 | Rate Constraint in MTons | FALSE | L | Annual | Net Emissions Allowance Position | Thousand Tons | 0 | 0 | 0 | 0 | 0 | 0 | 0 | 0
DE Unit Level IndRiver4 - SO2 Cap Annual v3.1 | 417 | 1537 | Rate Constraint in MTons | FALSE | L | Annual | Fuel Consumed | TBtu | 0 | 0 | 0 | 0 | 0 | 0 | 0 | 0
DE Unit Level IndRiver4 - SO2 Cap Annual v3.1 | 417 | 1537 | Rate Constraint in MTons | FALSE | L | Annual | Rate | lb/MMBtu | 0 | 0 | 0 | 0 | 0 | 0 | 0 | 0
DE Unit Level IndRiver4 - SO2 Cap Annual v3.1 | 417 | 1537 | Rate Constraint in MTons | FALSE | L | Annual | Generation | TWh | 0 | 0 | 0 | 0 | 0 | 0 | 0 | 0
DE Unit Level IndRiver4 - SO2 Cap Annual v3.1 | 417 | 1537 | Rate Constraint in MTons | FALSE | L | Annual | Qualifying Generation | TWh | 0 | 0 | 0 | 0 | 0 | 0 | 0 | 0
DE Unit Level IndRiver4 - SO2 Cap Annual v3.1 | 417 | 1537 | Rate Constraint in MTons | FALSE | L | Annual | Rate | lb/MWh | 0 | 0 | 0 | 0 | 0 | 0 | 0 | 0
DE Unit Level IndRiver4 - SO2 Cap Annual v3.1 | 417 | 1537 | Rate Constraint in MTons | FALSE | L | Annual | Constraint Shadow Price | US2016$/Ton | 0 | 0 | 0 | 0 | 0 | 0 | 0 | 0
DE Unit Level McKee3 - NOX Cap Annual v3.1 | 418 | 1529 | Rate Constraint in MTons | FALSE | L | Annual | Seasons Included | Seasons | Winter, WintShld, Summer | Winter, WintShld, Summer | Winter, WintShld, Summer | Winter, WintShld, Summer | Winter, WintShld, Summer | Winter, WintShld, Summer | Winter, WintShld, Summer | Winter, WintShld, Summer
DE Unit Level McKee3 - NOX Cap Annual v3.1 | 418 | 1529 | Rate Constraint in MTons | FALSE | L | Annual | Standard NOX | Thousand Tons | 0.244 | 0.244 | 0.244 | 0.244 | 0.244 | 0.244 | 0.244 | 0.244
DE Unit Level McKee3 - NOX Cap Annual v3.1 | 418 | 1529 | Rate Constraint in MTons | FALSE | L | Annual | Emissions at Affected Plants NOX | Thousand Tons | 0.02001 | 0.02001 | 0.02001 | 0.02001 | 0.02001 | 0.02001 | 0.0039363 | 0.0039363
DE Unit Level McKee3 - NOX Cap Annual v3.1 | 418 | 1529 | Rate Constraint in MTons | FALSE | L | Annual | Allowances Purchased NOX | Thousand Tons | 0 | 0 | 0 | 0 | 0 | 0 | 0 | 0
DE Unit Level McKee3 - NOX Cap Annual v3.1 | 418 | 1529 | Rate Constraint in MTons | FALSE | L | Annual | Allowances Sold NOX | Thousand Tons | 0 | 0 | 0 | 0 | 0 | 0 | 0 | 0
DE Unit Level McKee3 - NOX Cap Annual v3.1 | 418 | 1529 | Rate Constraint in MTons | FALSE | L | Annual | Allowances Banked | Thousand Tons | 0 | 0 | 0 | 0 | 0 | 0 | 0 | 0
DE Unit Level McKee3 - NOX Cap Annual v3.1 | 418 | 1529 | Rate Constraint in MTons | FALSE | L | Annual | Allowances Withdrawn (1:1) | Thousand Tons | 0 | 0 | 0 | 0 | 0 | 0 | 0 | 0
DE Unit Level McKee3 - NOX Cap Annual v3.1 | 418 | 1529 | Rate Constraint in MTons | FALSE | L | Annual | Allowances Withdrawn (n:1) | Thousand Tons | 0 | 0 | 0 | 0 | 0 | 0 | 0 | 0
DE Unit Level McKee3 - NOX Cap Annual v3.1 | 418 | 1529 | Rate Constraint in MTons | FALSE | L | Annual | Net Emissions Allowance Position | Thousand Tons | 0.02001 | 0.02001 | 0.02001 | 0.02001 | 0.02001 | 0.02001 | 0.0039363 | 0.0039363
DE Unit Level McKee3 - NOX Cap Annual v3.1 | 418 | 1529 | Rate Constraint in MTons | FALSE | L | Annual | Fuel Consumed | TBtu | 0.19505 | 0.19505 | 0.19505 | 0.19505 | 0.19505 | 0.19505 | 0.03837 | 0.03837
DE Unit Level McKee3 - NOX Cap Annual v3.1 | 418 | 1529 | Rate Constraint in MTons | FALSE | L | Annual | Rate | lb/MMBtu | 0.20518 | 0.20518 | 0.20518 | 0.20518 | 0.20518 | 0.20518 | 0.20518 | 0.20518
DE Unit Level McKee3 - NOX Cap Annual v3.1 | 418 | 1529 | Rate Constraint in MTons | FALSE | L | Annual | Generation | TWh | 0.016437 | 0.016437 | 0.016437 | 0.016437 | 0.016437 | 0.016437 | 0.0032336 | 0.0032336
DE Unit Level McKee3 - NOX Cap Annual v3.1 | 418 | 1529 | Rate Constraint in MTons | FALSE | L | Annual | Qualifying Generation | TWh | 0.016437 | 0.016437 | 0.016437 | 0.016437 | 0.016437 | 0.016437 | 0.0032336 | 0.0032336
DE Unit Level McKee3 - NOX Cap Annual v3.1 | 418 | 1529 | Rate Constraint in MTons | FALSE | L | Annual | Rate | lb/MWh | 2.4347 | 2.4347 | 2.4347 | 2.4347 | 2.4347 | 2.4347 | 2.4347 | 2.4347
DE Unit Level McKee3 - NOX Cap Annual v3.1 | 418 | 1529 | Rate Constraint in MTons | FALSE | L | Annual | Constraint Shadow Price | US2016$/Ton | 0 | 0 | 0 | 0 | 0 | 0 | 0 | 0
DE Unit Level McKee3 - SO2 Cap Annual v3.1 | 419 | 1538 | Rate Constraint in MTons | FALSE | L | Annual | Seasons Included | Seasons | Winter, WintShld, Summer | Winter, WintShld, Summer | Winter, WintShld, Summer | Winter, WintShld, Summer | Winter, WintShld, Summer | Winter, WintShld, Summer | Winter, WintShld, Summer | Winter, WintShld, Summer
DE Unit Level McKee3 - SO2 Cap Annual v3.1 | 419 | 1538 | Rate Constraint in MTons | FALSE | L | Annual | Standard SO2 | Thousand Tons | 0.439 | 0.439 | 0.439 | 0.439 | 0.439 | 0.439 | 0.439 | 0.439
DE Unit Level McKee3 - SO2 Cap Annual v3.1 | 419 | 1538 | Rate Constraint in MTons | FALSE | L | Annual | Emissions at Affected Plants SO2 | Thousand Tons | 0 | 0 | 0 | 0 | 0 | 0 | 0 | 0
DE Unit Level McKee3 - SO2 Cap Annual v3.1 | 419 | 1538 | Rate Constraint in MTons | FALSE | L | Annual | Allowances Purchased SO2 | Thousand Tons | 0 | 0 | 0 | 0 | 0 | 0 | 0 | 0
DE Unit Level McKee3 - SO2 Cap Annual v3.1 | 419 | 1538 | Rate Constraint in MTons | FALSE | L | Annual | Allowances Sold SO2 | Thousand Tons | 0 | 0 | 0 | 0 | 0 | 0 | 0 | 0
DE Unit Level McKee3 - SO2 Cap Annual v3.1 | 419 | 1538 | Rate Constraint in MTons | FALSE | L | Annual | Allowances Banked | Thousand Tons | 0 | 0 | 0 | 0 | 0 | 0 | 0 | 0
DE Unit Level McKee3 - SO2 Cap Annual v3.1 | 419 | 1538 | Rate Constraint in MTons | FALSE | L | Annual | Allowances Withdrawn (1:1) | Thousand Tons | 0 | 0 | 0 | 0 | 0 | 0 | 0 | 0
DE Unit Level McKee3 - SO2 Cap Annual v3.1 | 419 | 1538 | Rate Constraint in MTons | FALSE | L | Annual | Allowances Withdrawn (n:1) | Thousand Tons | 0 | 0 | 0 | 0 | 0 | 0 | 0 | 0
DE Unit Level McKee3 - SO2 Cap Annual v3.1 | 419 | 1538 | Rate Constraint in MTons | FALSE | L | Annual | Net Emissions Allowance Position | Thousand Tons | 0 | 0 | 0 | 0 | 0 | 0 | 0 | 0
DE Unit Level McKee3 - SO2 Cap Annual v3.1 | 419 | 1538 | Rate Constraint in MTons | FALSE | L | Annual | Fuel Consumed | TBtu | 0.19505 | 0.19505 | 0.19505 | 0.19505 | 0.19505 | 0.19505 | 0.03837 | 0.03837
DE Unit Level McKee3 - SO2 Cap Annual v3.1 | 419 | 1538 | Rate Constraint in MTons | FALSE | L | Annual | Rate | lb/MMBtu | 0 | 0 | 0 | 0 | 0 | 0 | 0 | 0
DE Unit Level McKee3 - SO2 Cap Annual v3.1 | 419 | 1538 | Rate Constraint in MTons | FALSE | L | Annual | Generation | TWh | 0.016437 | 0.016437 | 0.016437 | 0.016437 | 0.016437 | 0.016437 | 0.0032336 | 0.0032336
DE Unit Level McKee3 - SO2 Cap Annual v3.1 | 419 | 1538 | Rate Constraint in MTons | FALSE | L | Annual | Qualifying Generation | TWh | 0.016437 | 0.016437 | 0.016437 | 0.016437 | 0.016437 | 0.016437 | 0.0032336 | 0.0032336
DE Unit Level McKee3 - SO2 Cap Annual v3.1 | 419 | 1538 | Rate Constraint in MTons | FALSE | L | Annual | Rate | lb/MWh | 0 | 0 | 0 | 0 | 0 | 0 | 0 | 0
DE Unit Level McKee3 - SO2 Cap Annual v3.1 | 419 | 1538 | Rate Constraint in MTons | FALSE | L | Annual | Constraint Shadow Price | US2016$/Ton | 0 | 0 | 0 | 0 | 0 | 0 | 0 | 0
Dummy Delaware NOx Constraint v4.0 | 420 | 2168 | Rate Constraint in MTons | FALSE | L | Annual | Seasons Included | Seasons | Winter, WintShld, Summer | Winter, WintShld, Summer | Winter, WintShld, Summer | Winter, WintShld, Summer | Winter, WintShld, Summer | Winter, WintShld, Summer | Winter, WintShld, Summer | Winter, WintShld, Summer
Dummy Delaware NOx Constraint v4.0 | 420 | 2168 | Rate Constraint in MTons | FALSE | L | Annual | Standard NOX | Thousand Tons | 99999 | 99999 | 99999 | 99999 | 99999 | 99999 | 99999 | 99999
Dummy Delaware NOx Constraint v4.0 | 420 | 2168 | Rate Constraint in MTons | FALSE | L | Annual | Emissions at Affected Plants NOX | Thousand Tons | 0.0042314 | 0.0073738 | 0.007411 | 0.0074625 | 0.0074625 | 0.0020285 | 0.0017424 | 0.00025157
Dummy Delaware NOx Constraint v4.0 | 420 | 2168 | Rate Constraint in MTons | FALSE | L | Annual | Allowances Purchased NOX | Thousand Tons | 0 | 0 | 0 | 0 | 0 | 0 | 0 | 0
Dummy Delaware NOx Constraint v4.0 | 420 | 2168 | Rate Constraint in MTons | FALSE | L | Annual | Allowances Sold NOX | Thousand Tons | 0 | 0 | 0 | 0 | 0 | 0 | 0 | 0
Dummy Delaware NOx Constraint v4.0 | 420 | 2168 | Rate Constraint in MTons | FALSE | L | Annual | Allowances Banked | Thousand Tons | 0 | 0 | 0 | 0 | 0 | 0 | 0 | 0
Dummy Delaware NOx Constraint v4.0 | 420 | 2168 | Rate Constraint in MTons | FALSE | L | Annual | Allowances Withdrawn (1:1) | Thousand Tons | 0 | 0 | 0 | 0 | 0 | 0 | 0 | 0
Dummy Delaware NOx Constraint v4.0 | 420 | 2168 | Rate Constraint in MTons | FALSE | L | Annual | Allowances Withdrawn (n:1) | Thousand Tons | 0 | 0 | 0 | 0 | 0 | 0 | 0 | 0
Dummy Delaware NOx Constraint v4.0 | 420 | 2168 | Rate Constraint in MTons | FALSE | L | Annual | Net Emissions Allowance Position | Thousand Tons | 0.0042314 | 0.0073738 | 0.007411 | 0.0074625 | 0.0074625 | 0.0020285 | 0.0017424 | 0.00025157
Dummy Delaware NOx Constraint v4.0 | 420 | 2168 | Rate Constraint in MTons | FALSE | L | Annual | Fuel Consumed | TBtu | 0.36791 | 0.4415 | 0.45036 | 0.46259 | 0.46259 | 0.30224 | 0.23418 | 0.059827
Dummy Delaware NOx Constraint v4.0 | 420 | 2168 | Rate Constraint in MTons | FALSE | L | Annual | Rate | lb/MMBtu | 0.023002 | 0.033403 | 0.032912 | 0.032264 | 0.032264 | 0.013423 | 0.01488 | 0.00841
Dummy Delaware NOx Constraint v4.0 | 420 | 2168 | Rate Constraint in MTons | FALSE | L | Annual | Generation | TWh | 0.041183 | 0.04897 | 0.050035 | 0.051507 | 0.051507 | 0.035015 | 0.026828 | 0.0071968
Dummy Delaware NOx Constraint v4.0 | 420 | 2168 | Rate Constraint in MTons | FALSE | L | Annual | Qualifying Generation | TWh | 0.041183 | 0.04897 | 0.050035 | 0.051507 | 0.051507 | 0.035015 | 0.026828 | 0.0071968
Dummy Delaware NOx Constraint v4.0 | 420 | 2168 | Rate Constraint in MTons | FALSE | L | Annual | Rate | lb/MWh | 0.20549 | 0.30115 | 0.29623 | 0.28977 | 0.28977 | 0.11587 | 0.12989 | 0.069912
Dummy Delaware NOx Constraint v4.0 | 420 | 2168 | Rate Constraint in MTons | FALSE | L | Annual | Constraint Shadow Price | US2016$/Ton | 0 | 0 | 0 | 0 | 0 | 0 | 0 | 0
Dummy Hg Summer for Mode v5.13 | 421 | 6009 | Rate Constraint in MTons | FALSE | L | Annual | Seasons Included | Seasons | Summer | Summer | Summer | Summer | Summer | Summer | Summer | Summer
Dummy Hg Summer for Mode v5.13 | 421 | 6009 | Rate Constraint in MTons | FALSE | L | Annual | Standard MER | lbs | 199998000000 | 199998000000 | 199998000000 | 199998000000 | 199998000000 | 199998000000 | 199998000000 | 199998000000
Dummy Hg Summer for Mode v5.13 | 421 | 6009 | Rate Constraint in MTons | FALSE | L | Annual | Emissions at Affected Plants MER | lbs | 2276.6168 | 2368.3614 | 2323.7876 | 2327.0015 | 2262.3905 | 2386.0427 | 2310.4845 | 2034.4775
Dummy Hg Summer for Mode v5.13 | 421 | 6009 | Rate Constraint in MTons | FALSE | L | Annual | Allowances Purchased MER | lbs | 0 | 0 | 0 | 0 | 0 | 0 | 0 | 0
Dummy Hg Summer for Mode v5.13 | 421 | 6009 | Rate Constraint in MTons | FALSE | L | Annual | Allowances Sold MER | lbs | 0 | 0 | 0 | 0 | 0 | 0 | 0 | 0
Dummy Hg Summer for Mode v5.13 | 421 | 6009 | Rate Constraint in MTons | FALSE | L | Annual | Allowances Banked | lbs | 0 | 0 | 0 | 0 | 0 | 0 | 0 | 0
Dummy Hg Summer for Mode v5.13 | 421 | 6009 | Rate Constraint in MTons | FALSE | L | Annual | Allowances Withdrawn (1:1) | lbs | 0 | 0 | 0 | 0 | 0 | 0 | 0 | 0
Dummy Hg Summer for Mode v5.13 | 421 | 6009 | Rate Constraint in MTons | FALSE | L | Annual | Allowances Withdrawn (n:1) | lbs | 0 | 0 | 0 | 0 | 0 | 0 | 0 | 0
Dummy Hg Summer for Mode v5.13 | 421 | 6009 | Rate Constraint in MTons | FALSE | L | Annual | Net Emissions Allowance Position | lbs | 2276.6168 | 2368.3614 | 2323.7876 | 2327.0015 | 2262.3905 | 2386.0427 | 2310.4845 | 2034.4775
Dummy Hg Summer for Mode v5.13 | 421 | 6009 | Rate Constraint in MTons | FALSE | L | Annual | Fuel Consumed | TBtu | 7320.558 | 7496.9131 | 7509.8582 | 7375.5662 | 7125.9044 | 6999.4322 | 6635.9637 | 6073.4183
Dummy Hg Summer for Mode v5.13 | 421 | 6009 | Rate Constraint in MTons | FALSE | L | Annual | Rate | lb/MMBtu | 3.1099e-07 | 3.1591e-07 | 3.0943e-07 | 3.155e-07 | 3.1749e-07 | 3.4089e-07 | 3.4818e-07 | 3.3498e-07
Dummy Hg Summer for Mode v5.13 | 421 | 6009 | Rate Constraint in MTons | FALSE | L | Annual | Generation | TWh | 888.3316 | 905.6632 | 909.2984 | 887.7995 | 858.4558 | 837.9139 | 788.5913 | 727.1231
Dummy Hg Summer for Mode v5.13 | 421 | 6009 | Rate Constraint in MTons | FALSE | L | Annual | Qualifying Generation | TWh | 888.3316 | 905.6632 | 909.2984 | 887.7995 | 858.4558 | 837.9139 | 788.5913 | 727.1231
Dummy Hg Summer for Mode v5.13 | 421 | 6009 | Rate Constraint in MTons | FALSE | L | Annual | Rate | lb/MWh | 2.5628e-06 | 2.6151e-06 | 2.5556e-06 | 2.6211e-06 | 2.6354e-06 | 2.8476e-06 | 2.9299e-06 | 2.798e-06
Dummy Hg Summer for Mode v5.13 | 421 | 6009 | Rate Constraint in MTons | FALSE | L | Annual | Constraint Shadow Price | US2016$/Lb | 0 | 0 | 0 | 0 | 0 | 0 | 0 | 0
Dummy Hg Winter for Mode v5.13 | 422 | 6008 | Rate Constraint in MTons | FALSE | L | Annual | Seasons Included | Seasons | Winter, WintShld | Winter, WintShld | Winter, WintShld | Winter, WintShld | Winter, WintShld | Winter, WintShld | Winter, WintShld | Winter, WintShld
Dummy Hg Winter for Mode v5.13 | 422 | 6008 | Rate Constraint in MTons | FALSE | L | Annual | Standard MER | lbs | 199998000000 | 199998000000 | 199998000000 | 199998000000 | 199998000000 | 199998000000 | 199998000000 | 199998000000
Dummy Hg Winter for Mode v5.13 | 422 | 6008 | Rate Constraint in MTons | FALSE | L | Annual | Emissions at Affected Plants MER | lbs | 2167.2866 | 2214.3849 | 2298.625 | 2038.1123 | 1513.845 | 1504.0521 | 1460.3208 | 1304.2595
Dummy Hg Winter for Mode v5.13 | 422 | 6008 | Rate Constraint in MTons | FALSE | L | Annual | Allowances Purchased MER | lbs | 0 | 0 | 0 | 0 | 0 | 0 | 0 | 0
Dummy Hg Winter for Mode v5.13 | 422 | 6008 | Rate Constraint in MTons | FALSE | L | Annual | Allowances Sold MER | lbs | 0 | 0 | 0 | 0 | 0 | 0 | 0 | 0
Dummy Hg Winter for Mode v5.13 | 422 | 6008 | Rate Constraint in MTons | FALSE | L | Annual | Allowances Banked | lbs | 0 | 0 | 0 | 0 | 0 | 0 | 0 | 0
Dummy Hg Winter for Mode v5.13 | 422 | 6008 | Rate Constraint in MTons | FALSE | L | Annual | Allowances Withdrawn (1:1) | lbs | 0 | 0 | 0 | 0 | 0 | 0 | 0 | 0
Dummy Hg Winter for Mode v5.13 | 422 | 6008 | Rate Constraint in MTons | FALSE | L | Annual | Allowances Withdrawn (n:1) | lbs | 0 | 0 | 0 | 0 | 0 | 0 | 0 | 0
Dummy Hg Winter for Mode v5.13 | 422 | 6008 | Rate Constraint in MTons | FALSE | L | Annual | Net Emissions Allowance Position | lbs | 2167.2866 | 2214.3849 | 2298.625 | 2038.1123 | 1513.845 | 1504.0521 | 1460.3208 | 1304.2595
Dummy Hg Winter for Mode v5.13 | 422 | 6008 | Rate Constraint in MTons | FALSE | L | Annual | Fuel Consumed | TBtu | 8198.8239 | 8331.5525 | 8432.7467 | 8064.1721 | 7542.6799 | 7332.4782 | 6742.4318 | 6061.6642
Dummy Hg Winter for Mode v5.13 | 422 | 6008 | Rate Constraint in MTons | FALSE | L | Annual | Rate | lb/MMBtu | 2.6434e-07 | 2.6578e-07 | 2.7258e-07 | 2.5274e-07 | 2.007e-07 | 2.0512e-07 | 2.1659e-07 | 2.1517e-07
Dummy Hg Winter for Mode v5.13 | 422 | 6008 | Rate Constraint in MTons | FALSE | L | Annual | Generation | TWh | 1021.1899 | 1034.2678 | 1042.9693 | 1005.5192 | 955.8556 | 929.5556 | 853.2056 | 768.3528
Dummy Hg Winter for Mode v5.13 | 422 | 6008 | Rate Constraint in MTons | FALSE | L | Annual | Qualifying Generation | TWh | 1021.1899 | 1034.2678 | 1042.9693 | 1005.5192 | 955.8556 | 929.5556 | 853.2056 | 768.3528
Dummy Hg Winter for Mode v5.13 | 422 | 6008 | Rate Constraint in MTons | FALSE | L | Annual | Rate | lb/MWh | 2.1223e-06 | 2.141e-06 | 2.2039e-06 | 2.0269e-06 | 1.5838e-06 | 1.618e-06 | 1.7116e-06 | 1.6975e-06
Dummy Hg Winter for Mode v5.13 | 422 | 6008 | Rate Constraint in MTons | FALSE | L | Annual | Constraint Shadow Price | US2016$/Lb | 0 | 0 | 0 | 0 | 0 | 0 | 0 | 0
Dummy -SCRs through JCC - v5.12 | 423 | 5802 | Rate Constraint in MTons | FALSE | L | Annual | Seasons Included | Seasons | Winter, WintShld, Summer | Winter, WintShld, Summer | Winter, WintShld, Summer | Winter, WintShld, Summer | Winter, WintShld, Summer | Winter, WintShld, Summer | Winter, WintShld, Summer | Winter, WintShld, Summer
Dummy -SCRs through JCC - v5.12 | 423 | 5802 | Rate Constraint in MTons | FALSE | L | Annual | Standard NOX | Thousand Tons | 99999 | 99999 | 99999 | 99999 | 99999 | 99999 | 99999 | 99999
Dummy -SCRs through JCC - v5.12 | 423 | 5802 | Rate Constraint in MTons | FALSE | L | Annual | Emissions at Affected Plants NOX | Thousand Tons | 9.7353 | 9.788 | 9.7959 | 9.2156 | 9.0295 | 9.3569 | 8.9841 | 8.9395
Dummy -SCRs through JCC - v5.12 | 423 | 5802 | Rate Constraint in MTons | FALSE | L | Annual | Allowances Purchased NOX | Thousand Tons | 0 | 0 | 0 | 0 | 0 | 0 | 0 | 0
Dummy -SCRs through JCC - v5.12 | 423 | 5802 | Rate Constraint in MTons | FALSE | L | Annual | Allowances Sold NOX | Thousand Tons | 0 | 0 | 0 | 0 | 0 | 0 | 0 | 0
Dummy -SCRs through JCC - v5.12 | 423 | 5802 | Rate Constraint in MTons | FALSE | L | Annual | Allowances Banked | Thousand Tons | 0 | 0 | 0 | 0 | 0 | 0 | 0 | 0
Dummy -SCRs through JCC - v5.12 | 423 | 5802 | Rate Constraint in MTons | FALSE | L | Annual | Allowances Withdrawn (1:1) | Thousand Tons | 0 | 0 | 0 | 0 | 0 | 0 | 0 | 0
Dummy -SCRs through JCC - v5.12 | 423 | 5802 | Rate Constraint in MTons | FALSE | L | Annual | Allowances Withdrawn (n:1) | Thousand Tons | 0 | 0 | 0 | 0 | 0 | 0 | 0 | 0
Dummy -SCRs through JCC - v5.12 | 423 | 5802 | Rate Constraint in MTons | FALSE | L | Annual | Net Emissions Allowance Position | Thousand Tons | 9.7353 | 9.788 | 9.7959 | 9.2156 | 9.0295 | 9.3569 | 8.9841 | 8.9395
Dummy -SCRs through JCC - v5.12 | 423 | 5802 | Rate Constraint in MTons | FALSE | L | Annual | Fuel Consumed | TBtu | 208.0469 | 208.8724 | 208.9948 | 177.7363 | 175.7861 | 180.6669 | 182.1919 | 181.4987
Dummy -SCRs through JCC - v5.12 | 423 | 5802 | Rate Constraint in MTons | FALSE | L | Annual | Rate | lb/MMBtu | 0.093587 | 0.093723 | 0.093743 | 0.1037 | 0.10273 | 0.10358 | 0.098623 | 0.098508
Dummy -SCRs through JCC - v5.12 | 423 | 5802 | Rate Constraint in MTons | FALSE | L | Annual | Generation | TWh | 19.9501 | 20.0278 | 20.0393 | 17.2572 | 17.0501 | 17.5075 | 17.4882 | 17.423
Dummy -SCRs through JCC - v5.12 | 423 | 5802 | Rate Constraint in MTons | FALSE | L | Annual | Qualifying Generation | TWh | 19.9501 | 20.0278 | 20.0393 | 17.2572 | 17.0501 | 17.5075 | 17.4882 | 17.423
Dummy -SCRs through JCC - v5.12 | 423 | 5802 | Rate Constraint in MTons | FALSE | L | Annual | Rate | lb/MWh | 0.97596 | 0.97745 | 0.97767 | 1.068 | 1.0592 | 1.0689 | 1.0275 | 1.0262
Dummy -SCRs through JCC - v5.12 | 423 | 5802 | Rate Constraint in MTons | FALSE | L | Annual | Constraint Shadow Price | US2016$/Ton | 0 | 0 | 0 | 0 | 0 | 0 | 0 | 0
Dunkirk MER Rate Limit v3.1 | 424 | 2041 | Rate Constraint in lbs/MMBtu | FALSE | L | Annual | Seasons Included | Seasons | Winter, WintShld, Summer | Winter, WintShld, Summer | Winter, WintShld, Summer | Winter, WintShld, Summer | Winter, WintShld, Summer | Winter, WintShld, Summer | Winter, WintShld, Summer | Winter, WintShld, Summer
Dunkirk MER Rate Limit v3.1 | 424 | 2041 | Rate Constraint in lbs/MMBtu | FALSE | L | Annual | Standard MER | lb/MMBtu | 6e-07 | 6e-07 | 6e-07 | 6e-07 | 6e-07 | 6e-07 | 6e-07 | 6e-07
Dunkirk MER Rate Limit v3.1 | 424 | 2041 | Rate Constraint in lbs/MMBtu | FALSE | L | Annual | Emissions at Affected Plants MER | lbs | 0 | 0 | 0 | 0 | 0 | 0 | 0 | 0
Dunkirk MER Rate Limit v3.1 | 424 | 2041 | Rate Constraint in lbs/MMBtu | FALSE | L | Annual | Allowances Purchased MER | lbs | 0 | 0 | 0 | 0 | 0 | 0 | 0 | 0
Dunkirk MER Rate Limit v3.1 | 424 | 2041 | Rate Constraint in lbs/MMBtu | FALSE | L | Annual | Allowances Sold MER | lbs | 0 | 0 | 0 | 0 | 0 | 0 | 0 | 0
Dunkirk MER Rate Limit v3.1 | 424 | 2041 | Rate Constraint in lbs/MMBtu | FALSE | L | Annual | Allowances Banked | lbs | 0 | 0 | 0 | 0 | 0 | 0 | 0 | 0
Dunkirk MER Rate Limit v3.1 | 424 | 2041 | Rate Constraint in lbs/MMBtu | FALSE | L | Annual | Allowances Withdrawn (1:1) | lbs | 0 | 0 | 0 | 0 | 0 | 0 | 0 | 0
Dunkirk MER Rate Limit v3.1 | 424 | 2041 | Rate Constraint in lbs/MMBtu | FALSE | L | Annual | Allowances Withdrawn (n:1) | lbs | 0 | 0 | 0 | 0 | 0 | 0 | 0 | 0
Dunkirk MER Rate Limit v3.1 | 424 | 2041 | Rate Constraint in lbs/MMBtu | FALSE | L | Annual | Net Emissions Allowance Position | lbs | 0 | 0 | 0 | 0 | 0 | 0 | 0 | 0
Dunkirk MER Rate Limit v3.1 | 424 | 2041 | Rate Constraint in lbs/MMBtu | FALSE | L | Annual | Fuel Consumed | TBtu | 0 | 0 | 0 | 0 | 0 | 0 | 0 | 0
Dunkirk MER Rate Limit v3.1 | 424 | 2041 | Rate Constraint in lbs/MMBtu | FALSE | L | Annual | Rate | lb/MMBtu | 0 | 0 | 0 | 0 | 0 | 0 | 0 | 0
Dunkirk MER Rate Limit v3.1 | 424 | 2041 | Rate Constraint in lbs/MMBtu | FALSE | L | Annual | Generation | TWh | 0 | 0 | 0 | 0 | 0 | 0 | 0 | 0
Dunkirk MER Rate Limit v3.1 | 424 | 2041 | Rate Constraint in lbs/MMBtu | FALSE | L | Annual | Qualifying Generation | TWh | 0 | 0 | 0 | 0 | 0 | 0 | 0 | 0
Dunkirk MER Rate Limit v3.1 | 424 | 2041 | Rate Constraint in lbs/MMBtu | FALSE | L | Annual | Rate | lb/MWh | 0 | 0 | 0 | 0 | 0 | 0 | 0 | 0
Dunkirk MER Rate Limit v3.1 | 424 | 2041 | Rate Constraint in lbs/MMBtu | FALSE | L | Annual | Constraint Shadow Price | US2016$/Lb | 0 | 0 | 0 | 0 | 0 | 0 | 0 | 0
IA Riverside NOX Rate Annual v5.14 | 425 | 6148 | Rate Constraint in lbs/MMBtu | FALSE | L | Annual | Seasons Included | Seasons | Winter, WintShld, Summer | Winter, WintShld, Summer | Winter, WintShld, Summer | Winter, WintShld, Summer | Winter, WintShld, Summer | Winter, WintShld, Summer | Winter, WintShld, Summer | Winter, WintShld, Summer
IA Riverside NOX Rate Annual v5.14 | 425 | 6148 | Rate Constraint in lbs/MMBtu | FALSE | L | Annual | Standard NOX | lb/MMBtu | 0.16 | 0.16 | 0.16 | 0.16 | 0.16 | 0.16 | 0.16 | 0.16
IA Riverside NOX Rate Annual v5.14 | 425 | 6148 | Rate Constraint in lbs/MMBtu | FALSE | L | Annual | Emissions at Affected Plants NOX | Thousand Tons | 0.020302 | 0.032744 | 0.03576 | 0.037588 | 0.070237 | 0.070237 | 0.039964 | 0
IA Riverside NOX Rate Annual v5.14 | 425 | 6148 | Rate Constraint in lbs/MMBtu | FALSE | L | Annual | Allowances Purchased NOX | Thousand Tons | 0 | 0 | 0 | 0 | 0 | 0 | 0 | 0
IA Riverside NOX Rate Annual v5.14 | 425 | 6148 | Rate Constraint in lbs/MMBtu | FALSE | L | Annual | Allowances Sold NOX | Thousand Tons | 0 | 0 | 0 | 0 | 0 | 0 | 0 | 0
IA Riverside NOX Rate Annual v5.14 | 425 | 6148 | Rate Constraint in lbs/MMBtu | FALSE | L | Annual | Allowances Banked | Thousand Tons | 0 | 0 | 0 | 0 | 0 | 0 | 0 | 0
IA Riverside NOX Rate Annual v5.14 | 425 | 6148 | Rate Constraint in lbs/MMBtu | FALSE | L | Annual | Allowances Withdrawn (1:1) | Thousand Tons | 0 | 0 | 0 | 0 | 0 | 0 | 0 | 0
IA Riverside NOX Rate Annual v5.14 | 425 | 6148 | Rate Constraint in lbs/MMBtu | FALSE | L | Annual | Allowances Withdrawn (n:1) | Thousand Tons | 0 | 0 | 0 | 0 | 0 | 0 | 0 | 0
IA Riverside NOX Rate Annual v5.14 | 425 | 6148 | Rate Constraint in lbs/MMBtu | FALSE | L | Annual | Net Emissions Allowance Position | Thousand Tons | 0.020302 | 0.032744 | 0.03576 | 0.037588 | 0.070237 | 0.070237 | 0.039964 | 0
IA Riverside NOX Rate Annual v5.14 | 425 | 6148 | Rate Constraint in lbs/MMBtu | FALSE | L | Annual | Fuel Consumed | TBtu | 0.26028 | 0.4198 | 0.45847 | 0.4819 | 0.90048 | 0.90048 | 0.51237 | 0
IA Riverside NOX Rate Annual v5.14 | 425 | 6148 | Rate Constraint in lbs/MMBtu | FALSE | L | Annual | Rate | lb/MMBtu | 0.156 | 0.156 | 0.156 | 0.156 | 0.156 | 0.156 | 0.156 | 0
IA Riverside NOX Rate Annual v5.14 | 425 | 6148 | Rate Constraint in lbs/MMBtu | FALSE | L | Annual | Generation | TWh | 0.021922 | 0.035358 | 0.038614 | 0.040588 | 0.075842 | 0.075842 | 0.043154 | 0
IA Riverside NOX Rate Annual v5.14 | 425 | 6148 | Rate Constraint in lbs/MMBtu | FALSE | L | Annual | Qualifying Generation | TWh | 0.021922 | 0.035358 | 0.038614 | 0.040588 | 0.075842 | 0.075842 | 0.043154 | 0
IA Riverside NOX Rate Annual v5.14 | 425 | 6148 | Rate Constraint in lbs/MMBtu | FALSE | L | Annual | Rate | lb/MWh | 1.8522 | 1.8522 | 1.8522 | 1.8522 | 1.8522 | 1.8522 | 1.8522 | 0
IA Riverside NOX Rate Annual v5.14 | 425 | 6148 | Rate Constraint in lbs/MMBtu | FALSE | L | Annual | Constraint Shadow Price | US2016$/Ton | 0 | 0 | 0 | 0 | 0 | 0 | 0 | 0
IA Riverside SO2 Rate Annual v5.14 | 426 | 6149 | Rate Constraint in lbs/MMBtu | FALSE | L | Annual | Seasons Included | Seasons | Winter, WintShld, Summer | Winter, WintShld, Summer | Winter, WintShld, Summer | Winter, WintShld, Summer | Winter, WintShld, Summer | Winter, WintShld, Summer | Winter, WintShld, Summer | Winter, WintShld, Summer
IA Riverside SO2 Rate Annual v5.14 | 426 | 6149 | Rate Constraint in lbs/MMBtu | FALSE | L | Annual | Standard SO2 | lb/MMBtu | 0.006 | 0.006 | 0.006 | 0.006 | 0.006 | 0.006 | 0.006 | 0.006
IA Riverside SO2 Rate Annual v5.14 | 426 | 6149 | Rate Constraint in lbs/MMBtu | FALSE | L | Annual | Emissions at Affected Plants SO2 | Thousand Tons | 0 | 0 | 0 | 0 | 0 | 0 | 0 | 0
IA Riverside SO2 Rate Annual v5.14 | 426 | 6149 | Rate Constraint in lbs/MMBtu | FALSE | L | Annual | Allowances Purchased SO2 | Thousand Tons | 0 | 0 | 0 | 0 | 0 | 0 | 0 | 0
IA Riverside SO2 Rate Annual v5.14 | 426 | 6149 | Rate Constraint in lbs/MMBtu | FALSE | L | Annual | Allowances Sold SO2 | Thousand Tons | 0 | 0 | 0 | 0 | 0 | 0 | 0 | 0
IA Riverside SO2 Rate Annual v5.14 | 426 | 6149 | Rate Constraint in lbs/MMBtu | FALSE | L | Annual | Allowances Banked | Thousand Tons | 0 | 0 | 0 | 0 | 0 | 0 | 0 | 0
IA Riverside SO2 Rate Annual v5.14 | 426 | 6149 | Rate Constraint in lbs/MMBtu | FALSE | L | Annual | Allowances Withdrawn (1:1) | Thousand Tons | 0 | 0 | 0 | 0 | 0 | 0 | 0 | 0
IA Riverside SO2 Rate Annual v5.14 | 426 | 6149 | Rate Constraint in lbs/MMBtu | FALSE | L | Annual | Allowances Withdrawn (n:1) | Thousand Tons | 0 | 0 | 0 | 0 | 0 | 0 | 0 | 0
IA Riverside SO2 Rate Annual v5.14 | 426 | 6149 | Rate Constraint in lbs/MMBtu | FALSE | L | Annual | Net Emissions Allowance Position | Thousand Tons | 0 | 0 | 0 | 0 | 0 | 0 | 0 | 0
IA Riverside SO2 Rate Annual v5.14 | 426 | 6149 | Rate Constraint in lbs/MMBtu | FALSE | L | Annual | Fuel Consumed | TBtu | 0.26028 | 0.4198 | 0.45847 | 0.4819 | 0.90048 | 0.90048 | 0.51237 | 0
IA Riverside SO2 Rate Annual v5.14 | 426 | 6149 | Rate Constraint in lbs/MMBtu | FALSE | L | Annual | Rate | lb/MMBtu | 0 | 0 | 0 | 0 | 0 | 0 | 0 | 0
IA Riverside SO2 Rate Annual v5.14 | 426 | 6149 | Rate Constraint in lbs/MMBtu | FALSE | L | Annual | Generation | TWh | 0.021922 | 0.035358 | 0.038614 | 0.040588 | 0.075842 | 0.075842 | 0.043154 | 0
IA Riverside SO2 Rate Annual v5.14 | 426 | 6149 | Rate Constraint in lbs/MMBtu | FALSE | L | Annual | Qualifying Generation | TWh | 0.021922 | 0.035358 | 0.038614 | 0.040588 | 0.075842 | 0.075842 | 0.043154 | 0
IA Riverside SO2 Rate Annual v5.14 | 426 | 6149 | Rate Constraint in lbs/MMBtu | FALSE | L | Annual | Rate | lb/MWh | 0 | 0 | 0 | 0 | 0 | 0 | 0 | 0
IA Riverside SO2 Rate Annual v5.14 | 426 | 6149 | Rate Constraint in lbs/MMBtu | FALSE | L | Annual | Constraint Shadow Price | US2016$/Ton | 0 | 0 | 0 | 0 | 0 | 0 | 0 | 0
IL CPS- Midwest MER Rate Annual v5.12 | 427 | 5764 | MACT Fuel Choice Floor in lbs/MMBtu | FALSE | L | Annual | Seasons Included | Seasons | Winter, WintShld, Summer | Winter, WintShld, Summer | Winter, WintShld, Summer | Winter, WintShld, Summer | Winter, WintShld, Summer | Winter, WintShld, Summer | Winter, WintShld, Summer | Winter, WintShld, Summer
IL CPS- Midwest MER Rate Annual v5.12 | 427 | 5764 | MACT Fuel Choice Floor in lbs/MMBtu | FALSE | L | Annual | Emission Floor | lbs/MMBtu | 7.4e-07 | 7.4e-07 | 7.4e-07 | 7.4e-07 | 7.4e-07 | 7.4e-07 | 7.4e-07 | 7.4e-07
IL CPS- Midwest MER Rate Annual v5.12 | 427 | 5764 | MACT Fuel Choice Floor in lbs/MMBtu | FALSE | L | Annual | Emissions at Affected Plants MER | lbs | 39.0488 | 45.9882 | 46.6017 | 45.0588 | 41.1156 | 45.0588 | 37.1219 | 37.1219
IL CPS- Midwest MER Rate Annual v5.12 | 427 | 5764 | MACT Fuel Choice Floor in lbs/MMBtu | FALSE | L | Annual | Allowances Purchased MER | lbs | 0 | 0 | 0 | 0 | 0 | 0 | 0 | 0
IL CPS- Midwest MER Rate Annual v5.12 | 427 | 5764 | MACT Fuel Choice Floor in lbs/MMBtu | FALSE | L | Annual | Allowances Sold MER | lbs | 0 | 0 | 0 | 0 | 0 | 0 | 0 | 0
IL CPS- Midwest MER Rate Annual v5.12 | 427 | 5764 | MACT Fuel Choice Floor in lbs/MMBtu | FALSE | L | Annual | Allowances Banked | lbs | 0 | 0 | 0 | 0 | 0 | 0 | 0 | 0
IL CPS- Midwest MER Rate Annual v5.12 | 427 | 5764 | MACT Fuel Choice Floor in lbs/MMBtu | FALSE | L | Annual | Allowances Withdrawn (1:1) | lbs | 0 | 0 | 0 | 0 | 0 | 0 | 0 | 0
IL CPS- Midwest MER Rate Annual v5.12 | 427 | 5764 | MACT Fuel Choice Floor in lbs/MMBtu | FALSE | L | Annual | Allowances Withdrawn (n:1) | lbs | 0 | 0 | 0 | 0 | 0 | 0 | 0 | 0
IL CPS- Midwest MER Rate Annual v5.12 | 427 | 5764 | MACT Fuel Choice Floor in lbs/MMBtu | FALSE | L | Annual | Net Emissions Allowance Position | lbs | 39.0488 | 45.9882 | 46.6017 | 45.0588 | 41.1156 | 45.0588 | 37.1219 | 37.1219
IL CPS- Midwest MER Rate Annual v5.12 | 427 | 5764 | MACT Fuel Choice Floor in lbs/MMBtu | FALSE | L | Annual | Fuel Consumed | TBtu | 69.5901 | 81.9571 | 83.0505 | 80.3008 | 73.2735 | 80.3008 | 66.1562 | 66.1562
IL CPS- Midwest MER Rate Annual v5.12 | 427 | 5764 | MACT Fuel Choice Floor in lbs/MMBtu | FALSE | L | Annual | Rate | lb/MMBtu | 5.6112e-07 | 5.6112e-07 | 5.6112e-07 | 5.6112e-07 | 5.6112e-07 | 5.6112e-07 | 5.6112e-07 | 5.6112e-07
IL CPS- Midwest MER Rate Annual v5.12 | 427 | 5764 | MACT Fuel Choice Floor in lbs/MMBtu | FALSE | L | Annual | Generation | TWh | 6.2899 | 7.4158 | 7.514 | 7.2557 | 6.6229 | 7.2557 | 5.9568 | 5.9568
IL CPS- Midwest MER Rate Annual v5.12 | 427 | 5764 | MACT Fuel Choice Floor in lbs/MMBtu | FALSE | L | Annual | Qualifying Generation | TWh | 6.2899 | 7.4158 | 7.514 | 7.2557 | 6.6229 | 7.2557 | 5.9568 | 5.9568
IL CPS- Midwest MER Rate Annual v5.12 | 427 | 5764 | MACT Fuel Choice Floor in lbs/MMBtu | FALSE | L | Annual | Constraint Shadow Price | US2016$/Lb | 0 | 0 | 0 | 0 | 0 | 0 | 0 | 0
IL CPS- Midwest NOX rate Annual v5.12 | 428 | 5765 | Rate Constraint in lbs/MMBtu | FALSE | L | Annual | Seasons Included | Seasons | Winter, WintShld, Summer | Winter, WintShld, Summer | Winter, WintShld, Summer | Winter, WintShld, Summer | Winter, WintShld, Summer | Winter, WintShld, Summer | Winter, WintShld, Summer | Winter, WintShld, Summer
IL CPS- Midwest NOX rate Annual v5.12 | 428 | 5765 | Rate Constraint in lbs/MMBtu | FALSE | L | Annual | Standard NOX | lb/MMBtu | 0.11 | 0.11 | 0.11 | 0.11 | 0.11 | 0.11 | 0.11 | 0.11
IL CPS- Midwest NOX rate Annual v5.12 | 428 | 5765 | Rate Constraint in lbs/MMBtu | FALSE | L | Annual | Emissions at Affected Plants NOX | Thousand Tons | 3.706 | 4.3564 | 4.4269 | 4.2756 | 3.9022 | 4.2756 | 3.512 | 3.512
IL CPS- Midwest NOX rate Annual v5.12 | 428 | 5765 | Rate Constraint in lbs/MMBtu | FALSE | L | Annual | Allowances Purchased NOX | Thousand Tons | 0 | 0 | 0 | 0 | 0 | 0 | 0 | 0
IL CPS- Midwest NOX rate Annual v5.12 | 428 | 5765 | Rate Constraint in lbs/MMBtu | FALSE | L | Annual | Allowances Sold NOX | Thousand Tons | 0 | 0 | 0 | 0 | 0 | 0 | 0 | 0
IL CPS- Midwest NOX rate Annual v5.12 | 428 | 5765 | Rate Constraint in lbs/MMBtu | FALSE | L | Annual | Allowances Banked | Thousand Tons | 0 | 0 | 0 | 0 | 0 | 0 | 0 | 0
IL CPS- Midwest NOX rate Annual v5.12 | 428 | 5765 | Rate Constraint in lbs/MMBtu | FALSE | L | Annual | Allowances Withdrawn (1:1) | Thousand Tons | 0 | 0 | 0 | 0 | 0 | 0 | 0 | 0
IL CPS- Midwest NOX rate Annual v5.12 | 428 | 5765 | Rate Constraint in lbs/MMBtu | FALSE | L | Annual | Allowances Withdrawn (n:1) | Thousand Tons | 0 | 0 | 0 | 0 | 0 | 0 | 0 | 0
IL CPS- Midwest NOX rate Annual v5.12 | 428 | 5765 | Rate Constraint in lbs/MMBtu | FALSE | L | Annual | Net Emissions Allowance Position | Thousand Tons | 3.706 | 4.3564 | 4.4269 | 4.2756 | 3.9022 | 4.2756 | 3.512 | 3.512
IL CPS- Midwest NOX rate Annual v5.12 | 428 | 5765 | Rate Constraint in lbs/MMBtu | FALSE | L | Annual | Fuel Consumed | TBtu | 69.5901 | 81.9571 | 83.0505 | 80.3008 | 73.2735 | 80.3008 | 66.1562 | 66.1562
IL CPS- Midwest NOX rate Annual v5.12 | 428 | 5765 | Rate Constraint in lbs/MMBtu | FALSE | L | Annual | Rate | lb/MMBtu | 0.10651 | 0.10631 | 0.10661 | 0.10649 | 0.10651 | 0.10649 | 0.10617 | 0.10617
IL CPS- Midwest NOX rate Annual v5.12 | 428 | 5765 | Rate Constraint in lbs/MMBtu | FALSE | L | Annual | Generation | TWh | 6.2899 | 7.4158 | 7.514 | 7.2557 | 6.6229 | 7.2557 | 5.9568 | 5.9568
IL CPS- Midwest NOX rate Annual v5.12 | 428 | 5765 | Rate Constraint in lbs/MMBtu | FALSE | L | Annual | Qualifying Generation | TWh | 6.2899 | 7.4158 | 7.514 | 7.2557 | 6.6229 | 7.2557 | 5.9568 | 5.9568
IL CPS- Midwest NOX rate Annual v5.12 | 428 | 5765 | Rate Constraint in lbs/MMBtu | FALSE | L | Annual | Rate | lb/MWh | 1.1784 | 1.1749 | 1.1783 | 1.1786 | 1.1784 | 1.1786 | 1.1791 | 1.1791
IL CPS- Midwest NOX rate Annual v5.12 | 428 | 5765 | Rate Constraint in lbs/MMBtu | FALSE | L | Annual | Constraint Shadow Price | US2016$/Ton | 0 | 0 | 0 | 0 | 0 | 0 | 0 | 0
IL CPS- Midwest NOX rate Summer v5.12 | 429 | 5766 | Rate Constraint in lbs/MMBtu | FALSE | L | Annual | Seasons Included | Seasons | Summer | Summer | Summer | Summer | Summer | Summer | Summer | Summer
IL CPS- Midwest NOX rate Summer v5.12 | 429 | 5766 | Rate Constraint in lbs/MMBtu | FALSE | L | Annual | Standard NOX | lb/MMBtu | 0.11 | 0.11 | 0.11 | 0.11 | 0.11 | 0.11 | 0.11 | 0.11
IL CPS- Midwest NOX rate Summer v5.12 | 429 | 5766 | Rate Constraint in lbs/MMBtu | FALSE | L | Annual | Emissions at Affected Plants NOX | Thousand Tons | 2.3665 | 2.5011 | 2.414 | 2.3687 | 1.9953 | 2.3687 | 1.9671 | 1.9671
IL CPS- Midwest NOX rate Summer v5.12 | 429 | 5766 | Rate Constraint in lbs/MMBtu | FALSE | L | Annual | Allowances Purchased NOX | Thousand Tons | 0 | 0 | 0 | 0 | 0 | 0 | 0 | 0
IL CPS- Midwest NOX rate Summer v5.12 | 429 | 5766 | Rate Constraint in lbs/MMBtu | FALSE | L | Annual | Allowances Sold NOX | Thousand Tons | 0 | 0 | 0 | 0 | 0 | 0 | 0 | 0
IL CPS- Midwest NOX rate Summer v5.12 | 429 | 5766 | Rate Constraint in lbs/MMBtu | FALSE | L | Annual | Allowances Banked | Thousand Tons | 0 | 0 | 0 | 0 | 0 | 0 | 0 | 0
IL CPS- Midwest NOX rate Summer v5.12 | 429 | 5766 | Rate Constraint in lbs/MMBtu | FALSE | L | Annual | Allowances Withdrawn (1:1) | Thousand Tons | 0 | 0 | 0 | 0 | 0 | 0 | 0 | 0
IL CPS- Midwest NOX rate Summer v5.12 | 429 | 5766 | Rate Constraint in lbs/MMBtu | FALSE | L | Annual | Allowances Withdrawn (n:1) | Thousand Tons | 0 | 0 | 0 | 0 | 0 | 0 | 0 | 0
IL CPS- Midwest NOX rate Summer v5.12 | 429 | 5766 | Rate Constraint in lbs/MMBtu | FALSE | L | Annual | Net Emissions Allowance Position | Thousand Tons | 2.3665 | 2.5011 | 2.414 | 2.3687 | 1.9953 | 2.3687 | 1.9671 | 1.9671
IL CPS- Midwest NOX rate Summer v5.12 | 429 | 5766 | Rate Constraint in lbs/MMBtu | FALSE | L | Annual | Fuel Consumed | TBtu | 44.4537 | 47.0143 | 45.3489 | 44.4993 | 37.472 | 44.4993 | 37.0601 | 37.0601
IL CPS- Midwest NOX rate Summer v5.12 | 429 | 5766 | Rate Constraint in lbs/MMBtu | FALSE | L | Annual | Rate | lb/MMBtu | 0.10647 | 0.1064 | 0.10646 | 0.10646 | 0.1065 | 0.10646 | 0.10616 | 0.10616
IL CPS- Midwest NOX rate Summer v5.12 | 429 | 5766 | Rate Constraint in lbs/MMBtu | FALSE | L | Annual | Generation | TWh | 4.0163 | 4.2488 | 4.0969 | 4.0201 | 3.3873 | 4.0201 | 3.3369 | 3.3369
IL CPS- Midwest NOX rate Summer v5.12 | 429 | 5766 | Rate Constraint in lbs/MMBtu | FALSE | L | Annual | Qualifying Generation | TWh | 4.0163 | 4.2488 | 4.0969 | 4.0201 | 3.3873 | 4.0201 | 3.3369 | 3.3369
IL CPS- Midwest NOX rate Summer v5.12 | 429 | 5766 | Rate Constraint in lbs/MMBtu | FALSE | L | Annual | Rate | lb/MWh | 1.1785 | 1.1773 | 1.1785 | 1.1784 | 1.1781 | 1.1784 | 1.179 | 1.179
IL CPS- Midwest NOX rate Summer v5.12 | 429 | 5766 | Rate Constraint in lbs/MMBtu | FALSE | L | Annual | Constraint Shadow Price | US2016$/Ton | 0 | 0 | 0 | 0 | 0 | 0 | 0 | 0
IL CPS- Midwest SO2 Rate Annual v5.12 | 430 | 5767 | Rate Constraint in lbs/MMBtu | FALSE | L | Annual | Seasons Included | Seasons | Winter, WintShld, Summer | Winter, WintShld, Summer | Winter, WintShld, Summer | Winter, WintShld, Summer | Winter, WintShld, Summer | Winter, WintShld, Summer | Winter, WintShld, Summer | Winter, WintShld, Summer
IL CPS- Midwest SO2 Rate Annual v5.12 | 430 | 5767 | Rate Constraint in lbs/MMBtu | FALSE | L | Annual | Standard SO2 | lb/MMBtu | 0.11 | 0.11 | 0.11 | 0.11 | 0.11 | 0.11 | 0.11 | 0.11
IL CPS- Midwest SO2 Rate Annual v5.12 | 430 | 5767 | Rate Constraint in lbs/MMBtu | FALSE | L | Annual | Emissions at Affected Plants SO2 | Thousand Tons | 2.7836 | 3.2783 | 3.322 | 3.212 | 2.9309 | 3.212 | 2.6462 | 2.6462
IL CPS- Midwest SO2 Rate Annual v5.12 | 430 | 5767 | Rate Constraint in lbs/MMBtu | FALSE | L | Annual | Allowances Purchased SO2 | Thousand Tons | 0 | 0 | 0 | 0 | 0 | 0 | 0 | 0
IL CPS- Midwest SO2 Rate Annual v5.12 | 430 | 5767 | Rate Constraint in lbs/MMBtu | FALSE | L | Annual | Allowances Sold SO2 | Thousand Tons | 0 | 0 | 0 | 0 | 0 | 0 | 0 | 0
IL CPS- Midwest SO2 Rate Annual v5.12 | 430 | 5767 | Rate Constraint in lbs/MMBtu | FALSE | L | Annual | Allowances Banked | Thousand Tons | 0 | 0 | 0 | 0 | 0 | 0 | 0 | 0
IL CPS- Midwest SO2 Rate Annual v5.12 | 430 | 5767 | Rate Constraint in lbs/MMBtu | FALSE | L | Annual | Allowances Withdrawn (1:1) | Thousand Tons | 0 | 0 | 0 | 0 | 0 | 0 | 0 | 0
IL CPS- Midwest SO2 Rate Annual v5.12 | 430 | 5767 | Rate Constraint in lbs/MMBtu | FALSE | L | Annual | Allowances Withdrawn (n:1) | Thousand Tons | 0 | 0 | 0 | 0 | 0 | 0 | 0 | 0
IL CPS- Midwest SO2 Rate Annual v5.12 | 430 | 5767 | Rate Constraint in lbs/MMBtu | FALSE | L | Annual | Net Emissions Allowance Position | Thousand Tons | 2.7836 | 3.2783 | 3.322 | 3.212 | 2.9309 | 3.212 | 2.6462 | 2.6462
IL CPS- Midwest SO2 Rate Annual v5.12 | 430 | 5767 | Rate Constraint in lbs/MMBtu | FALSE | L | Annual | Fuel Consumed | TBtu | 69.5901 | 81.9571 | 83.0505 | 80.3008 | 73.2735 | 80.3008 | 66.1562 | 66.1562
IL CPS- Midwest SO2 Rate Annual v5.12 | 430 | 5767 | Rate Constraint in lbs/MMBtu | FALSE | L | Annual | Rate | lb/MMBtu | 0.08 | 0.08 | 0.08 | 0.08 | 0.08 | 0.08 | 0.08 | 0.08
IL CPS- Midwest SO2 Rate Annual v5.12 | 430 | 5767 | Rate Constraint in lbs/MMBtu | FALSE | L | Annual | Generation | TWh | 6.2899 | 7.4158 | 7.514 | 7.2557 | 6.6229 | 7.2557 | 5.9568 | 5.9568
IL CPS- Midwest SO2 Rate Annual v5.12 | 430 | 5767 | Rate Constraint in lbs/MMBtu | FALSE | L | Annual | Qualifying Generation | TWh | 6.2899 | 7.4158 | 7.514 | 7.2557 | 6.6229 | 7.2557 | 5.9568 | 5.9568
IL CPS- Midwest SO2 Rate Annual v5.12 | 430 | 5767 | Rate Constraint in lbs/MMBtu | FALSE | L | Annual | Rate | lb/MWh | 0.88511 | 0.88414 | 0.88422 | 0.88539 | 0.88509 | 0.88539 | 0.88848 | 0.88848
IL CPS- Midwest SO2 Rate Annual v5.12 | 430 | 5767 | Rate Constraint in lbs/MMBtu | FALSE | L | Annual | Constraint Shadow Price | US2016$/Ton | 0 | 0 | 0 | 0 | 0 | 0 | 0 | 0
IL Fac. Spec. - NOX Rate Summer v3.1, Unit 527 and retrofits | 431 | 1797 | Rate Constraint in lbs/MMBtu | FALSE | L | Annual | Seasons Included | Seasons | Summer | Summer | Summer | Summer | Summer | Summer | Summer | Summer
IL Fac. Spec. - NOX Rate Summer v3.1, Unit 527 and retrofits | 431 | 1797 | Rate Constraint in lbs/MMBtu | FALSE | L | Annual | Standard NOX | lb/MMBtu | 0.25 | 0.25 | 0.25 | 0.25 | 0.25 | 0.25 | 0.25 | 0.25
IL Fac. Spec. - NOX Rate Summer v3.1, Unit 527 and retrofits | 431 | 1797 | Rate Constraint in lbs/MMBtu | FALSE | L | Annual | Emissions at Affected Plants NOX | Thousand Tons | 0.00044872 | 0.00066204 | 0.00066204 | 0.00087782 | 0.00087782 | 0.00087782 | 0.00087782 | 0.00087782
IL Fac. Spec. - NOX Rate Summer v3.1, Unit 527 and retrofits | 431 | 1797 | Rate Constraint in lbs/MMBtu | FALSE | L | Annual | Allowances Purchased NOX | Thousand Tons | 0 | 0 | 0 | 0 | 0 | 0 | 0 | 0
IL Fac. Spec. - NOX Rate Summer v3.1, Unit 527 and retrofits | 431 | 1797 | Rate Constraint in lbs/MMBtu | FALSE | L | Annual | Allowances Sold NOX | Thousand Tons | 0 | 0 | 0 | 0 | 0 | 0 | 0 | 0
IL Fac. Spec. - NOX Rate Summer v3.1, Unit 527 and retrofits | 431 | 1797 | Rate Constraint in lbs/MMBtu | FALSE | L | Annual | Allowances Banked | Thousand Tons | 0 | 0 | 0 | 0 | 0 | 0 | 0 | 0
IL Fac. Spec. - NOX Rate Summer v3.1, Unit 527 and retrofits | 431 | 1797 | Rate Constraint in lbs/MMBtu | FALSE | L | Annual | Allowances Withdrawn (1:1) | Thousand Tons | 0 | 0 | 0 | 0 | 0 | 0 | 0 | 0
IL Fac. Spec. - NOX Rate Summer v3.1, Unit 527 and retrofits | 431 | 1797 | Rate Constraint in lbs/MMBtu | FALSE | L | Annual | Allowances Withdrawn (n:1) | Thousand Tons | 0 | 0 | 0 | 0 | 0 | 0 | 0 | 0
IL Fac. Spec. - NOX Rate Summer v3.1, Unit 527 and retrofits | 431 | 1797 | Rate Constraint in lbs/MMBtu | FALSE | L | Annual | Net Emissions Allowance Position | Thousand Tons | 0.00044872 | 0.00066204 | 0.00066204 | 0.00087782 | 0.00087782 | 0.00087782 | 0.00087782 | 0.00087782
IL Fac. Spec. - NOX Rate Summer v3.1, Unit 527 and retrofits | 431 | 1797 | Rate Constraint in lbs/MMBtu | FALSE | L | Annual | Fuel Consumed | TBtu | 0.07338 | 0.10826 | 0.10826 | 0.14355 | 0.14355 | 0.14355 | 0.14355 | 0.14355
IL Fac. Spec. - NOX Rate Summer v3.1, Unit 527 and retrofits | 431 | 1797 | Rate Constraint in lbs/MMBtu | FALSE | L | Annual | Rate | lb/MMBtu | 0.01223 | 0.01223 | 0.01223 | 0.01223 | 0.01223 | 0.01223 | 0.01223 | 0.01223
IL Fac. Spec. - NOX Rate Summer v3.1, Unit 527 and retrofits | 431 | 1797 | Rate Constraint in lbs/MMBtu | FALSE | L | Annual | Generation | TWh | 0.0068292 | 0.010076 | 0.010076 | 0.01336 | 0.01336 | 0.01336 | 0.01336 | 0.01336
IL Fac. Spec. - NOX Rate Summer v3.1, Unit 527 and retrofits | 431 | 1797 | Rate Constraint in lbs/MMBtu | FALSE | L | Annual | Qualifying Generation | TWh | 0.0068292 | 0.010076 | 0.010076 | 0.01336 | 0.01336 | 0.01336 | 0.01336 | 0.01336
IL Fac. Spec. - NOX Rate Summer v3.1, Unit 527 and retrofits | 431 | 1797 | Rate Constraint in lbs/MMBtu | FALSE | L | Annual | Rate | lb/MWh | 0.13141 | 0.13141 | 0.13141 | 0.13141 | 0.13141 | 0.13141 | 0.13141 | 0.13141
IL Fac. Spec. - NOX Rate Summer v3.1, Unit 527 and retrofits | 431 | 1797 | Rate Constraint in lbs/MMBtu | FALSE | L | Annual | Constraint Shadow Price | US2016$/Ton | 0 | 0 | 0 | 0 | 0 | 0 | 0 | 0
IL Fac. Spec. - NOX Rate Summer v3.1, Unit 528 and retrofits | 432 | 1797 | Rate Constraint in lbs/MMBtu | FALSE | L | Annual | Seasons Included | Seasons | Summer | Summer | Summer | Summer | Summer | Summer | Summer | Summer
IL Fac. Spec. - NOX Rate Summer v3.1, Unit 528 and retrofits | 432 | 1797 | Rate Constraint in lbs/MMBtu | FALSE | L | Annual | Standard NOX | lb/MMBtu | 0.25 | 0.25 | 0.25 | 0.25 | 0.25 | 0.25 | 0.25 | 0.25
IL Fac. Spec. - NOX Rate Summer v3.1, Unit 528 and retrofits | 432 | 1797 | Rate Constraint in lbs/MMBtu | FALSE | L | Annual | Emissions at Affected Plants NOX | Thousand Tons | 0.00057933 | 0.00085475 | 0.00085475 | 0.0011333 | 0.0011333 | 0.0011333 | 0.0011333 | 0.0011333
IL Fac. Spec. - NOX Rate Summer v3.1, Unit 528 and retrofits | 432 | 1797 | Rate Constraint in lbs/MMBtu | FALSE | L | Annual | Allowances Purchased NOX | Thousand Tons | 0 | 0 | 0 | 0 | 0 | 0 | 0 | 0
IL Fac. Spec. - NOX Rate Summer v3.1, Unit 528 and retrofits | 432 | 1797 | Rate Constraint in lbs/MMBtu | FALSE | L | Annual | Allowances Sold NOX | Thousand Tons | 0 | 0 | 0 | 0 | 0 | 0 | 0 | 0
IL Fac. Spec. - NOX Rate Summer v3.1, Unit 528 and retrofits | 432 | 1797 | Rate Constraint in lbs/MMBtu | FALSE | L | Annual | Allowances Banked | Thousand Tons | 0 | 0 | 0 | 0 | 0 | 0 | 0 | 0
IL Fac. Spec. - NOX Rate Summer v3.1, Unit 528 and retrofits | 432 | 1797 | Rate Constraint in lbs/MMBtu | FALSE | L | Annual | Allowances Withdrawn (1:1) | Thousand Tons | 0 | 0 | 0 | 0 | 0 | 0 | 0 | 0
IL Fac. Spec. - NOX Rate Summer v3.1, Unit 528 and retrofits | 432 | 1797 | Rate Constraint in lbs/MMBtu | FALSE | L | Annual | Allowances Withdrawn (n:1) | Thousand Tons | 0 | 0 | 0 | 0 | 0 | 0 | 0 | 0
IL Fac. Spec. - NOX Rate Summer v3.1, Unit 528 and retrofits | 432 | 1797 | Rate Constraint in lbs/MMBtu | FALSE | L | Annual | Net Emissions Allowance Position | Thousand Tons | 0.00057933 | 0.00085475 | 0.00085475 | 0.0011333 | 0.0011333 | 0.0011333 | 0.0011333 | 0.0011333
IL Fac. Spec. - NOX Rate Summer v3.1, Unit 528 and retrofits | 432 | 1797 | Rate Constraint in lbs/MMBtu | FALSE | L | Annual | Fuel Consumed | TBtu | 0.07338 | 0.10826 | 0.10826 | 0.14355 | 0.14355 | 0.14355 | 0.14355 | 0.14355
IL Fac. Spec. - NOX Rate Summer v3.1, Unit 528 and retrofits | 432 | 1797 | Rate Constraint in lbs/MMBtu | FALSE | L | Annual | Rate | lb/MMBtu | 0.01579 | 0.01579 | 0.01579 | 0.01579 | 0.01579 | 0.01579 | 0.01579 | 0.01579
IL Fac. Spec. - NOX Rate Summer v3.1, Unit 528 and retrofits | 432 | 1797 | Rate Constraint in lbs/MMBtu | FALSE | L | Annual | Generation | TWh | 0.0068292 | 0.010076 | 0.010076 | 0.01336 | 0.01336 | 0.01336 | 0.01336 | 0.01336
IL Fac. Spec. - NOX Rate Summer v3.1, Unit 528 and retrofits | 432 | 1797 | Rate Constraint in lbs/MMBtu | FALSE | L | Annual | Qualifying Generation | TWh | 0.0068292 | 0.010076 | 0.010076 | 0.01336 | 0.01336 | 0.01336 | 0.01336 | 0.01336
IL Fac. Spec. - NOX Rate Summer v3.1, Unit 528 and retrofits | 432 | 1797 | Rate Constraint in lbs/MMBtu | FALSE | L | Annual | Rate | lb/MWh | 0.16966 | 0.16966 | 0.16966 | 0.16966 | 0.16966 | 0.16966 | 0.16966 | 0.16966
IL Fac. Spec. - NOX Rate Summer v3.1, Unit 528 and retrofits | 432 | 1797 | Rate Constraint in lbs/MMBtu | FALSE | L | Annual | Constraint Shadow Price | US2016$/Ton | 0 | 0 | 0 | 0 | 0 | 0 | 0 | 0
IL Fac. Spec. - NOX Rate Summer v3.1, Unit 529 and retrofits | 433 | 1797 | Rate Constraint in lbs/MMBtu | FALSE | L | Annual | Seasons Included | Seasons | Summer | Summer | Summer | Summer | Summer | Summer | Summer | Summer
IL Fac. Spec. - NOX Rate Summer v3.1, Unit 529 and retrofits | 433 | 1797 | Rate Constraint in lbs/MMBtu | FALSE | L | Annual | Standard NOX | lb/MMBtu | 0.25 | 0.25 | 0.25 | 0.25 | 0.25 | 0.25 | 0.25 | 0.25
IL Fac. Spec. - NOX Rate Summer v3.1, Unit 529 and retrofits | 433 | 1797 | Rate Constraint in lbs/MMBtu | FALSE | L | Annual | Emissions at Affected Plants NOX | Thousand Tons | 0.0006285 | 0.00092729 | 0.00092729 | 0.0012295 | 0.0012295 | 0.0012295 | 0.0012295 | 0.0012295
IL Fac. Spec. - NOX Rate Summer v3.1, Unit 529 and retrofits | 433 | 1797 | Rate Constraint in lbs/MMBtu | FALSE | L | Annual | Allowances Purchased NOX | Thousand Tons | 0 | 0 | 0 | 0 | 0 | 0 | 0 | 0
IL Fac. Spec. - NOX Rate Summer v3.1, Unit 529 and retrofits | 433 | 1797 | Rate Constraint in lbs/MMBtu | FALSE | L | Annual | Allowances Sold NOX | Thousand Tons | 0 | 0 | 0 | 0 | 0 | 0 | 0 | 0
IL Fac. Spec. - NOX Rate Summer v3.1, Unit 529 and retrofits | 433 | 1797 | Rate Constraint in lbs/MMBtu | FALSE | L | Annual | Allowances Banked | Thousand Tons | 0 | 0 | 0 | 0 | 0 | 0 | 0 | 0
IL Fac. Spec. - NOX Rate Summer v3.1, Unit 529 and retrofits | 433 | 1797 | Rate Constraint in lbs/MMBtu | FALSE | L | Annual | Allowances Withdrawn (1:1) | Thousand Tons | 0 | 0 | 0 | 0 | 0 | 0 | 0 | 0
IL Fac. Spec. - NOX Rate Summer v3.1, Unit 529 and retrofits | 433 | 1797 | Rate Constraint in lbs/MMBtu | FALSE | L | Annual | Allowances Withdrawn (n:1) | Thousand Tons | 0 | 0 | 0 | 0 | 0 | 0 | 0 | 0
IL Fac. Spec. - NOX Rate Summer v3.1, Unit 529 and retrofits | 433 | 1797 | Rate Constraint in lbs/MMBtu | FALSE | L | Annual | Net Emissions Allowance Position | Thousand Tons | 0.0006285 | 0.00092729 | 0.00092729 | 0.0012295 | 0.0012295 | 0.0012295 | 0.0012295 | 0.0012295
IL Fac. Spec. - NOX Rate Summer v3.1, Unit 529 and retrofits | 433 | 1797 | Rate Constraint in lbs/MMBtu | FALSE | L | Annual | Fuel Consumed | TBtu | 0.07338 | 0.10826 | 0.10826 | 0.14355 | 0.14355 | 0.14355 | 0.14355 | 0.14355
IL Fac. Spec. - NOX Rate Summer v3.1, Unit 529 and retrofits | 433 | 1797 | Rate Constraint in lbs/MMBtu | FALSE | L | Annual | Rate | lb/MMBtu | 0.01713 | 0.01713 | 0.01713 | 0.01713 | 0.01713 | 0.01713 | 0.01713 | 0.01713
IL Fac. Spec. - NOX Rate Summer v3.1, Unit 529 and retrofits | 433 | 1797 | Rate Constraint in lbs/MMBtu | FALSE | L | Annual | Generation | TWh | 0.0068292 | 0.010076 | 0.010076 | 0.01336 | 0.01336 | 0.01336 | 0.01336 | 0.01336
IL Fac. Spec. - NOX Rate Summer v3.1, Unit 529 and retrofits | 433 | 1797 | Rate Constraint in lbs/MMBtu | FALSE | L | Annual | Qualifying Generation | TWh | 0.0068292 | 0.010076 | 0.010076 | 0.01336 | 0.01336 | 0.01336 | 0.01336 | 0.01336
IL Fac. Spec. - NOX Rate Summer v3.1, Unit 529 and retrofits | 433 | 1797 | Rate Constraint in lbs/MMBtu | FALSE | L | Annual | Rate | lb/MWh | 0.18406 | 0.18406 | 0.18406 | 0.18406 | 0.18406 | 0.18406 | 0.18406 | 0.18406
IL Fac. Spec. - NOX Rate Summer v3.1, Unit 529 and retrofits | 433 | 1797 | Rate Constraint in lbs/MMBtu | FALSE | L | Annual | Constraint Shadow Price | US2016$/Ton | 0 | 0 | 0 | 0 | 0 | 0 | 0 | 0
IL Fac. Spec. - NOX Rate Summer v3.1, Unit 530 and retrofits | 434 | 1797 | Rate Constraint in lbs/MMBtu | FALSE | L | Annual | Seasons Included | Seasons | Summer | Summer | Summer | Summer | Summer | Summer | Summer | Summer
IL Fac. Spec. - NOX Rate Summer v3.1, Unit 530 and retrofits | 434 | 1797 | Rate Constraint in lbs/MMBtu | FALSE | L | Annual | Standard NOX | lb/MMBtu | 0.25 | 0.25 | 0.25 | 0.25 | 0.25 | 0.25 | 0.25 | 0.25
IL Fac. Spec. - NOX Rate Summer v3.1, Unit 530 and retrofits | 434 | 1797 | Rate Constraint in lbs/MMBtu | FALSE | L | Annual | Emissions at Affected Plants NOX | Thousand Tons | 0.00057346 | 0.00084609 | 0.00084609 | 0.0011219 | 0.0011219 | 0.0011219 | 0.0011219 | 0.0011219
IL Fac. Spec. - NOX Rate Summer v3.1, Unit 530 and retrofits | 434 | 1797 | Rate Constraint in lbs/MMBtu | FALSE | L | Annual | Allowances Purchased NOX | Thousand Tons | 0 | 0 | 0 | 0 | 0 | 0 | 0 | 0
IL Fac. Spec. - NOX Rate Summer v3.1, Unit 530 and retrofits | 434 | 1797 | Rate Constraint in lbs/MMBtu | FALSE | L | Annual | Allowances Sold NOX | Thousand Tons | 0 | 0 | 0 | 0 | 0 | 0 | 0 | 0
IL Fac. Spec. - NOX Rate Summer v3.1, Unit 530 and retrofits | 434 | 1797 | Rate Constraint in lbs/MMBtu | FALSE | L | Annual | Allowances Banked | Thousand Tons | 0 | 0 | 0 | 0 | 0 | 0 | 0 | 0
IL Fac. Spec. - NOX Rate Summer v3.1, Unit 530 and retrofits | 434 | 1797 | Rate Constraint in lbs/MMBtu | FALSE | L | Annual | Allowances Withdrawn (1:1) | Thousand Tons | 0 | 0 | 0 | 0 | 0 | 0 | 0 | 0
IL Fac. Spec. - NOX Rate Summer v3.1, Unit 530 and retrofits | 434 | 1797 | Rate Constraint in lbs/MMBtu | FALSE | L | Annual | Allowances Withdrawn (n:1) | Thousand Tons | 0 | 0 | 0 | 0 | 0 | 0 | 0 | 0
IL Fac. Spec. - NOX Rate Summer v3.1, Unit 530 and retrofits | 434 | 1797 | Rate Constraint in lbs/MMBtu | FALSE | L | Annual | Net Emissions Allowance Position | Thousand Tons | 0.00057346 | 0.00084609 | 0.00084609 | 0.0011219 | 0.0011219 | 0.0011219 | 0.0011219 | 0.0011219
IL Fac. Spec. - NOX Rate Summer v3.1, Unit 530 and retrofits | 434 | 1797 | Rate Constraint in lbs/MMBtu | FALSE | L | Annual | Fuel Consumed | TBtu | 0.07338 | 0.10826 | 0.10826 | 0.14355 | 0.14355 | 0.14355 | 0.14355 | 0.14355
IL Fac. Spec. - NOX Rate Summer v3.1, Unit 530 and retrofits | 434 | 1797 | Rate Constraint in lbs/MMBtu | FALSE | L | Annual | Rate | lb/MMBtu | 0.01563 | 0.01563 | 0.01563 | 0.01563 | 0.01563 | 0.01563 | 0.01563 | 0.01563
IL Fac. Spec. - NOX Rate Summer v3.1, Unit 530 and retrofits | 434 | 1797 | Rate Constraint in lbs/MMBtu | FALSE | L | Annual | Generation | TWh | 0.0068292 | 0.010076 | 0.010076 | 0.01336 | 0.01336 | 0.01336 | 0.01336 | 0.01336
IL Fac. Spec. - NOX Rate Summer v3.1, Unit 530 and retrofits | 434 | 1797 | Rate Constraint in lbs/MMBtu | FALSE | L | Annual | Qualifying Generation | TWh | 0.0068292 | 0.010076 | 0.010076 | 0.01336 | 0.01336 | 0.01336 | 0.01336 | 0.01336
IL Fac. Spec. - NOX Rate Summer v3.1, Unit 530 and retrofits | 434 | 1797 | Rate Constraint in lbs/MMBtu | FALSE | L | Annual | Rate | lb/MWh | 0.16794 | 0.16794 | 0.16794 | 0.16794 | 0.16794 | 0.16794 | 0.16794 | 0.16794
IL Fac. Spec. - NOX Rate Summer v3.1, Unit 530 and retrofits | 434 | 1797 | Rate Constraint in lbs/MMBtu | FALSE | L | Annual | Constraint Shadow Price | US2016$/Ton | 0 | 0 | 0 | 0 | 0 | 0 | 0 | 0
IL Fac. Spec. - NOX Rate Summer v3.1, Unit 531 and retrofits | 435 | 1797 | Rate Constraint in lbs/MMBtu | FALSE | L | Annual | Seasons Included | Seasons | Summer | Summer | Summer | Summer | Summer | Summer | Summer | Summer
IL Fac. Spec. - NOX Rate Summer v3.1, Unit 531 and retrofits | 435 | 1797 | Rate Constraint in lbs/MMBtu | FALSE | L | Annual | Standard NOX | lb/MMBtu | 0.25 | 0.25 | 0.25 | 0.25 | 0.25 | 0.25 | 0.25 | 0.25
IL Fac. Spec. - NOX Rate Summer v3.1, Unit 531 and retrofits | 435 | 1797 | Rate Constraint in lbs/MMBtu | FALSE | L | Annual | Emissions at Affected Plants NOX | Thousand Tons | 0.00054191 | 0.00079954 | 0.00079954 | 0.0010601 | 0.0010601 | 0.0010601 | 0.0010601 | 0.0010601
IL Fac. Spec. - NOX Rate Summer v3.1, Unit 531 and retrofits | 435 | 1797 | Rate Constraint in lbs/MMBtu | FALSE | L | Annual | Allowances Purchased NOX | Thousand Tons | 0 | 0 | 0 | 0 | 0 | 0 | 0 | 0
IL Fac. Spec. - NOX Rate Summer v3.1, Unit 531 and retrofits | 435 | 1797 | Rate Constraint in lbs/MMBtu | FALSE | L | Annual | Allowances Sold NOX | Thousand Tons | 0 | 0 | 0 | 0 | 0 | 0 | 0 | 0
IL Fac. Spec. - NOX Rate Summer v3.1, Unit 531 and retrofits | 435 | 1797 | Rate Constraint in lbs/MMBtu | FALSE | L | Annual | Allowances Banked | Thousand Tons | 0 | 0 | 0 | 0 | 0 | 0 | 0 | 0
IL Fac. Spec. - NOX Rate Summer v3.1, Unit 531 and retrofits | 435 | 1797 | Rate Constraint in lbs/MMBtu | FALSE | L | Annual | Allowances Withdrawn (1:1) | Thousand Tons | 0 | 0 | 0 | 0 | 0 | 0 | 0 | 0
IL Fac. Spec. - NOX Rate Summer v3.1, Unit 531 and retrofits | 435 | 1797 | Rate Constraint in lbs/MMBtu | FALSE | L | Annual | Allowances Withdrawn (n:1) | Thousand Tons | 0 | 0 | 0 | 0 | 0 | 0 | 0 | 0
IL Fac. Spec. - NOX Rate Summer v3.1, Unit 531 and retrofits | 435 | 1797 | Rate Constraint in lbs/MMBtu | FALSE | L | Annual | Net Emissions Allowance Position | Thousand Tons | 0.00054191 | 0.00079954 | 0.00079954 | 0.0010601 | 0.0010601 | 0.0010601 | 0.0010601 | 0.0010601
IL Fac. Spec. - NOX Rate Summer v3.1, Unit 531 and retrofits | 435 | 1797 | Rate Constraint in lbs/MMBtu | FALSE | L | Annual | Fuel Consumed | TBtu | 0.07338 | 0.10826 | 0.10826 | 0.14355 | 0.14355 | 0.14355 | 0.14355 | 0.14355
IL Fac. Spec. - NOX Rate Summer v3.1, Unit 531 and retrofits | 435 | 1797 | Rate Constraint in lbs/MMBtu | FALSE | L | Annual | Rate | lb/MMBtu | 0.01477 | 0.01477 | 0.01477 | 0.01477 | 0.01477 | 0.01477 | 0.01477 | 0.01477
IL Fac. Spec. - NOX Rate Summer v3.1, Unit 531 and retrofits | 435 | 1797 | Rate Constraint in lbs/MMBtu | FALSE | L | Annual | Generation | TWh | 0.0068292 | 0.010076 | 0.010076 | 0.01336 | 0.01336 | 0.01336 | 0.01336 | 0.01336
IL Fac. Spec. - NOX Rate Summer v3.1, Unit 531 and retrofits | 435 | 1797 | Rate Constraint in lbs/MMBtu | FALSE | L | Annual | Qualifying Generation | TWh | 0.0068292 | 0.010076 | 0.010076 | 0.01336 | 0.01336 | 0.01336 | 0.01336 | 0.01336
IL Fac. Spec. - NOX Rate Summer v3.1, Unit 531 and retrofits | 435 | 1797 | Rate Constraint in lbs/MMBtu | FALSE | L | Annual | Rate | lb/MWh | 0.1587 | 0.1587 | 0.1587 | 0.1587 | 0.1587 | 0.1587 | 0.1587 | 0.1587
IL Fac. Spec. - NOX Rate Summer v3.1, Unit 531 and retrofits | 435 | 1797 | Rate Constraint in lbs/MMBtu | FALSE | L | Annual | Constraint Shadow Price | US2016$/Ton | 0 | 0 | 0 | 0 | 0 | 0 | 0 | 0
IL Fac. Spec. - NOX Rate Summer v3.1, Unit 532 and retrofits | 436 | 1797 | Rate Constraint in lbs/MMBtu | FALSE | L | Annual | Seasons Included | Seasons | Summer | Summer | Summer | Summer | Summer | Summer | Summer | Summer
IL Fac. Spec. - NOX Rate Summer v3.1, Unit 532 and retrofits | 436 | 1797 | Rate Constraint in lbs/MMBtu | FALSE | L | Annual | Standard NOX | lb/MMBtu | 0.25 | 0.25 | 0.25 | 0.25 | 0.25 | 0.25 | 0.25 | 0.25
IL Fac. Spec. - NOX Rate Summer v3.1, Unit 532 and retrofits | 436 | 1797 | Rate Constraint in lbs/MMBtu | FALSE | L | Annual | Emissions at Affected Plants NOX | Thousand Tons | 0.00049311 | 0.00072754 | 0.00072754 | 0.00096466 | 0.00096466 | 0.00096466 | 0.00096466 | 0.00096466
IL Fac. Spec. - NOX Rate Summer v3.1, Unit 532 and retrofits | 436 | 1797 | Rate Constraint in lbs/MMBtu | FALSE | L | Annual | Allowances Purchased NOX | Thousand Tons | 0 | 0 | 0 | 0 | 0 | 0 | 0 | 0
IL Fac. Spec. - NOX Rate Summer v3.1, Unit 532 and retrofits | 436 | 1797 | Rate Constraint in lbs/MMBtu | FALSE | L | Annual | Allowances Sold NOX | Thousand Tons | 0 | 0 | 0 | 0 | 0 | 0 | 0 | 0
IL Fac. Spec. - NOX Rate Summer v3.1, Unit 532 and retrofits | 436 | 1797 | Rate Constraint in lbs/MMBtu | FALSE | L | Annual | Allowances Banked | Thousand Tons | 0 | 0 | 0 | 0 | 0 | 0 | 0 | 0
IL Fac. Spec. - NOX Rate Summer v3.1, Unit 532 and retrofits | 436 | 1797 | Rate Constraint in lbs/MMBtu | FALSE | L | Annual | Allowances Withdrawn (1:1) | Thousand Tons | 0 | 0 | 0 | 0 | 0 | 0 | 0 | 0
IL Fac. Spec. - NOX Rate Summer v3.1, Unit 532 and retrofits | 436 | 1797 | Rate Constraint in lbs/MMBtu | FALSE | L | Annual | Allowances Withdrawn (n:1) | Thousand Tons | 0 | 0 | 0 | 0 | 0 | 0 | 0 | 0
IL Fac. Spec. - NOX Rate Summer v3.1, Unit 532 and retrofits | 436 | 1797 | Rate Constraint in lbs/MMBtu | FALSE | L | Annual | Net Emissions Allowance Position | Thousand Tons | 0.00049311 | 0.00072754 | 0.00072754 | 0.00096466 | 0.00096466 | 0.00096466 | 0.00096466 | 0.00096466
IL Fac. Spec. - NOX Rate Summer v3.1, Unit 532 and retrofits | 436 | 1797 | Rate Constraint in lbs/MMBtu | FALSE | L | Annual | Fuel Consumed | TBtu | 0.07338 | 0.10826 | 0.10826 | 0.14355 | 0.14355 | 0.14355 | 0.14355 | 0.14355
IL Fac. Spec. - NOX Rate Summer v3.1, Unit 532 and retrofits | 436 | 1797 | Rate Constraint in lbs/MMBtu | FALSE | L | Annual | Rate | lb/MMBtu | 0.01344 | 0.01344 | 0.01344 | 0.01344 | 0.01344 | 0.01344 | 0.01344 | 0.01344
IL Fac. Spec. - NOX Rate Summer v3.1, Unit 532 and retrofits | 436 | 1797 | Rate Constraint in lbs/MMBtu | FALSE | L | Annual | Generation | TWh | 0.0068292 | 0.010076 | 0.010076 | 0.01336 | 0.01336 | 0.01336 | 0.01336 | 0.01336
IL Fac. Spec. - NOX Rate Summer v3.1, Unit 532 and retrofits | 436 | 1797 | Rate Constraint in lbs/MMBtu | FALSE | L | Annual | Qualifying Generation | TWh | 0.0068292 | 0.010076 | 0.010076 | 0.01336 | 0.01336 | 0.01336 | 0.01336 | 0.01336
IL Fac. Spec. - NOX Rate Summer v3.1, Unit 532 and retrofits | 436 | 1797 | Rate Constraint in lbs/MMBtu | FALSE | L | Annual | Rate | lb/MWh | 0.14441 | 0.14441 | 0.14441 | 0.14441 | 0.14441 | 0.14441 | 0.14441 | 0.14441
IL Fac. Spec. - NOX Rate Summer v3.1, Unit 532 and retrofits | 436 | 1797 | Rate Constraint in lbs/MMBtu | FALSE | L | Annual | Constraint Shadow Price | US2016$/Ton | 0 | 0 | 0 | 0 | 0 | 0 | 0 | 0
IL Fac. Spec. - NOX Rate Summer v3.1, Unit 533 and retrofits | 437 | 1797 | Rate Constraint in lbs/MMBtu | FALSE | L | Annual | Seasons Included | Seasons | Summer | Summer | Summer | Summer | Summer | Summer | Summer | Summer
IL Fac. Spec. - NOX Rate Summer v3.1, Unit 533 and retrofits | 437 | 1797 | Rate Constraint in lbs/MMBtu | FALSE | L | Annual | Standard NOX | lb/MMBtu | 0.25 | 0.25 | 0.25 | 0.25 | 0.25 | 0.25 | 0.25 | 0.25
IL Fac. Spec. - NOX Rate Summer v3.1, Unit 533 and retrofits | 437 | 1797 | Rate Constraint in lbs/MMBtu | FALSE | L | Annual | Emissions at Affected Plants NOX | Thousand Tons | 0.0008468 | 0.0012494 | 0.0012494 | 0.0016566 | 0.0016566 | 0.0016566 | 0.0016566 | 0.0016566
IL Fac. Spec. - NOX Rate Summer v3.1, Unit 533 and retrofits | 437 | 1797 | Rate Constraint in lbs/MMBtu | FALSE | L | Annual | Allowances Purchased NOX | Thousand Tons | 0 | 0 | 0 | 0 | 0 | 0 | 0 | 0
IL Fac. Spec. - NOX Rate Summer v3.1, Unit 533 and retrofits | 437 | 1797 | Rate Constraint in lbs/MMBtu | FALSE | L | Annual | Allowances Sold NOX | Thousand Tons | 0 | 0 | 0 | 0 | 0 | 0 | 0 | 0
IL Fac. Spec. - NOX Rate Summer v3.1, Unit 533 and retrofits | 437 | 1797 | Rate Constraint in lbs/MMBtu | FALSE | L | Annual | Allowances Banked | Thousand Tons | 0 | 0 | 0 | 0 | 0 | 0 | 0 | 0
IL Fac. Spec. - NOX Rate Summer v3.1, Unit 533 and retrofits | 437 | 1797 | Rate Constraint in lbs/MMBtu | FALSE | L | Annual | Allowances Withdrawn (1:1) | Thousand Tons | 0 | 0 | 0 | 0 | 0 | 0 | 0 | 0
IL Fac. Spec. - NOX Rate Summer v3.1, Unit 533 and retrofits | 437 | 1797 | Rate Constraint in lbs/MMBtu | FALSE | L | Annual | Allowances Withdrawn (n:1) | Thousand Tons | 0 | 0 | 0 | 0 | 0 | 0 | 0 | 0
IL Fac. Spec. - NOX Rate Summer v3.1, Unit 533 and retrofits | 437 | 1797 | Rate Constraint in lbs/MMBtu | FALSE | L | Annual | Net Emissions Allowance Position | Thousand Tons | 0.0008468 | 0.0012494 | 0.0012494 | 0.0016566 | 0.0016566 | 0.0016566 | 0.0016566 | 0.0016566
IL Fac. Spec. - NOX Rate Summer v3.1, Unit 533 and retrofits | 437 | 1797 | Rate Constraint in lbs/MMBtu | FALSE | L | Annual | Fuel Consumed | TBtu | 0.07338 | 0.10826 | 0.10826 | 0.14355 | 0.14355 | 0.14355 | 0.14355 | 0.14355
IL Fac. Spec. - NOX Rate Summer v3.1, Unit 533 and retrofits | 437 | 1797 | Rate Constraint in lbs/MMBtu | FALSE | L | Annual | Rate | lb/MMBtu | 0.02308 | 0.02308 | 0.02308 | 0.02308 | 0.02308 | 0.02308 | 0.02308 | 0.02308
IL Fac. Spec. - NOX Rate Summer v3.1, Unit 533 and retrofits | 437 | 1797 | Rate Constraint in lbs/MMBtu | FALSE | L | Annual | Generation | TWh | 0.0068292 | 0.010076 | 0.010076 | 0.01336 | 0.01336 | 0.01336 | 0.01336 | 0.01336
IL Fac. Spec. - NOX Rate Summer v3.1, Unit 533 and retrofits | 437 | 1797 | Rate Constraint in lbs/MMBtu | FALSE | L | Annual | Qualifying Generation | TWh | 0.0068292 | 0.010076 | 0.010076 | 0.01336 | 0.01336 | 0.01336 | 0.01336 | 0.01336
IL Fac. Spec. - NOX Rate Summer v3.1, Unit 533 and retrofits | 437 | 1797 | Rate Constraint in lbs/MMBtu | FALSE | L | Annual | Rate | lb/MWh | 0.24799 | 0.24799 | 0.24799 | 0.24799 | 0.24799 | 0.24799 | 0.24799 | 0.24799
IL Fac. Spec. - NOX Rate Summer v3.1, Unit 533 and retrofits | 437 | 1797 | Rate Constraint in lbs/MMBtu | FALSE | L | Annual | Constraint Shadow Price | US2016$/Ton | 0 | 0 | 0 | 0 | 0 | 0 | 0 | 0
IL Fac. Spec. - NOX Rate Summer v3.1, Unit 534 and retrofits | 438 | 1797 | Rate Constraint in lbs/MMBtu | FALSE | L | Annual | Seasons Included | Seasons | Summer | Summer | Summer | Summer | Summer | Summer | Summer | Summer
IL Fac. Spec. - NOX Rate Summer v3.1, Unit 534 and retrofits | 438 | 1797 | Rate Constraint in lbs/MMBtu | FALSE | L | Annual | Standard NOX | lb/MMBtu | 0.25 | 0.25 | 0.25 | 0.25 | 0.25 | 0.25 | 0.25 | 0.25
IL Fac. Spec. - NOX Rate Summer v3.1, Unit 534 and retrofits | 438 | 1797 | Rate Constraint in lbs/MMBtu | FALSE | L | Annual | Emissions at Affected Plants NOX | Thousand Tons | 0.00054521 | 0.00080441 | 0.00080441 | 0.0010666 | 0.0010666 | 0.0010666 | 0.0010666 | 0.0010666
IL Fac. Spec. - NOX Rate Summer v3.1, Unit 534 and retrofits | 438 | 1797 | Rate Constraint in lbs/MMBtu | FALSE | L | Annual | Allowances Purchased NOX | Thousand Tons | 0 | 0 | 0 | 0 | 0 | 0 | 0 | 0
IL Fac. Spec. - NOX Rate Summer v3.1, Unit 534 and retrofits | 438 | 1797 | Rate Constraint in lbs/MMBtu | FALSE | L | Annual | Allowances Sold NOX | Thousand Tons | 0 | 0 | 0 | 0 | 0 | 0 | 0 | 0
IL Fac. Spec. - NOX Rate Summer v3.1, Unit 534 and retrofits | 438 | 1797 | Rate Constraint in lbs/MMBtu | FALSE | L | Annual | Allowances Banked | Thousand Tons | 0 | 0 | 0 | 0 | 0 | 0 | 0 | 0
IL Fac. Spec. - NOX Rate Summer v3.1, Unit 534 and retrofits | 438 | 1797 | Rate Constraint in lbs/MMBtu | FALSE | L | Annual | Allowances Withdrawn (1:1) | Thousand Tons | 0 | 0 | 0 | 0 | 0 | 0 | 0 | 0
IL Fac. Spec. - NOX Rate Summer v3.1, Unit 534 and retrofits | 438 | 1797 | Rate Constraint in lbs/MMBtu | FALSE | L | Annual | Allowances Withdrawn (n:1) | Thousand Tons | 0 | 0 | 0 | 0 | 0 | 0 | 0 | 0
IL Fac. Spec. - NOX Rate Summer v3.1, Unit 534 and retrofits | 438 | 1797 | Rate Constraint in lbs/MMBtu | FALSE | L | Annual | Net Emissions Allowance Position | Thousand Tons | 0.00054521 | 0.00080441 | 0.00080441 | 0.0010666 | 0.0010666 | 0.0010666 | 0.0010666 | 0.0010666
IL Fac. Spec. - NOX Rate Summer v3.1, Unit 534 and retrofits | 438 | 1797 | Rate Constraint in lbs/MMBtu | FALSE | L | Annual | Fuel Consumed | TBtu | 0.07338 | 0.10826 | 0.10826 | 0.14355 | 0.14355 | 0.14355 | 0.14355 | 0.14355
IL Fac. Spec. - NOX Rate Summer v3.1, Unit 534 and retrofits | 438 | 1797 | Rate Constraint in lbs/MMBtu | FALSE | L | Annual | Rate | lb/MMBtu | 0.01486 | 0.01486 | 0.01486 | 0.01486 | 0.01486 | 0.01486 | 0.01486 | 0.01486
IL Fac. Spec. - NOX Rate Summer v3.1, Unit 534 and retrofits | 438 | 1797 | Rate Constraint in lbs/MMBtu | FALSE | L | Annual | Generation | TWh | 0.0068292 | 0.010076 | 0.010076 | 0.01336 | 0.01336 | 0.01336 | 0.01336 | 0.01336
IL Fac. Spec. - NOX Rate Summer v3.1, Unit 534 and retrofits | 438 | 1797 | Rate Constraint in lbs/MMBtu | FALSE | L | Annual | Qualifying Generation | TWh | 0.0068292 | 0.010076 | 0.010076 | 0.01336 | 0.01336 | 0.01336 | 0.01336 | 0.01336
IL Fac. Spec. - NOX Rate Summer v3.1, Unit 534 and retrofits | 438 | 1797 | Rate Constraint in lbs/MMBtu | FALSE | L | Annual | Rate | lb/MWh | 0.15967 | 0.15967 | 0.15967 | 0.15967 | 0.15967 | 0.15967 | 0.15967 | 0.15967
IL Fac. Spec. - NOX Rate Summer v3.1, Unit 534 and retrofits | 438 | 1797 | Rate Constraint in lbs/MMBtu | FALSE | L | Annual | Constraint Shadow Price | US2016$/Ton | 0 | 0 | 0 | 0 | 0 | 0 | 0 | 0
IL Fac. Spec. - NOX Rate Summer v3.1, Unit 535 and retrofits | 439 | 1797 | Rate Constraint in lbs/MMBtu | FALSE | L | Annual | Seasons Included | Seasons | Summer | Summer | Summer | Summer | Summer | Summer | Summer | Summer
IL Fac. Spec. - NOX Rate Summer v3.1, Unit 535 and retrofits | 439 | 1797 | Rate Constraint in lbs/MMBtu | FALSE | L | Annual | Standard NOX | lb/MMBtu | 0.25 | 0.25 | 0.25 | 0.25 | 0.25 | 0.25 | 0.25 | 0.25
IL Fac. Spec. - NOX Rate Summer v3.1, Unit 535 and retrofits | 439 | 1797 | Rate Constraint in lbs/MMBtu | FALSE | L | Annual | Emissions at Affected Plants NOX | Thousand Tons | 0.00082295 | 0.0012142 | 0.0012142 | 0.0016099 | 0.0016099 | 0.0016099 | 0.0016099 | 0.0016099
IL Fac. Spec. - NOX Rate Summer v3.1, Unit 535 and retrofits | 439 | 1797 | Rate Constraint in lbs/MMBtu | FALSE | L | Annual | Allowances Purchased NOX | Thousand Tons | 0 | 0 | 0 | 0 | 0 | 0 | 0 | 0
IL Fac. Spec. - NOX Rate Summer v3.1, Unit 535 and retrofits | 439 | 1797 | Rate Constraint in lbs/MMBtu | FALSE | L | Annual | Allowances Sold NOX | Thousand Tons | 0 | 0 | 0 | 0 | 0 | 0 | 0 | 0
IL Fac. Spec. - NOX Rate Summer v3.1, Unit 535 and retrofits | 439 | 1797 | Rate Constraint in lbs/MMBtu | FALSE | L | Annual | Allowances Banked | Thousand Tons | 0 | 0 | 0 | 0 | 0 | 0 | 0 | 0
IL Fac. Spec. - NOX Rate Summer v3.1, Unit 535 and retrofits | 439 | 1797 | Rate Constraint in lbs/MMBtu | FALSE | L | Annual | Allowances Withdrawn (1:1) | Thousand Tons | 0 | 0 | 0 | 0 | 0 | 0 | 0 | 0
IL Fac. Spec. - NOX Rate Summer v3.1, Unit 535 and retrofits | 439 | 1797 | Rate Constraint in lbs/MMBtu | FALSE | L | Annual | Allowances Withdrawn (n:1) | Thousand Tons | 0 | 0 | 0 | 0 | 0 | 0 | 0 | 0
IL Fac. Spec. - NOX Rate Summer v3.1, Unit 535 and retrofits | 439 | 1797 | Rate Constraint in lbs/MMBtu | FALSE | L | Annual | Net Emissions Allowance Position | Thousand Tons | 0.00082295 | 0.0012142 | 0.0012142 | 0.0016099 | 0.0016099 | 0.0016099 | 0.0016099 | 0.0016099
IL Fac. Spec. - NOX Rate Summer v3.1, Unit 535 and retrofits | 439 | 1797 | Rate Constraint in lbs/MMBtu | FALSE | L | Annual | Fuel Consumed | TBtu | 0.07338 | 0.10826 | 0.10826 | 0.14355 | 0.14355 | 0.14355 | 0.14355 | 0.14355
IL Fac. Spec. - NOX Rate Summer v3.1, Unit 535 and retrofits | 439 | 1797 | Rate Constraint in lbs/MMBtu | FALSE | L | Annual | Rate | lb/MMBtu | 0.02243 | 0.02243 | 0.02243 | 0.02243 | 0.02243 | 0.02243 | 0.02243 | 0.02243
IL Fac. Spec. - NOX Rate Summer v3.1, Unit 535 and retrofits | 439 | 1797 | Rate Constraint in lbs/MMBtu | FALSE | L | Annual | Generation | TWh | 0.0068292 | 0.010076 | 0.010076 | 0.01336 | 0.01336 | 0.01336 | 0.01336 | 0.01336
IL Fac. Spec. - NOX Rate Summer v3.1, Unit 535 and retrofits | 439 | 1797 | Rate Constraint in lbs/MMBtu | FALSE | L | Annual | Qualifying Generation | TWh | 0.0068292 | 0.010076 | 0.010076 | 0.01336 | 0.01336 | 0.01336 | 0.01336 | 0.01336
IL Fac. Spec. - NOX Rate Summer v3.1, Unit 535 and retrofits | 439 | 1797 | Rate Constraint in lbs/MMBtu | FALSE | L | Annual | Rate | lb/MWh | 0.24101 | 0.24101 | 0.24101 | 0.24101 | 0.24101 | 0.24101 | 0.24101 | 0.24101
IL Fac. Spec. - NOX Rate Summer v3.1, Unit 535 and retrofits | 439 | 1797 | Rate Constraint in lbs/MMBtu | FALSE | L | Annual | Constraint Shadow Price | US2016$/Ton | 0 | 0 | 0 | 0 | 0 | 0 | 0 | 0
IL Fac. Spec. - NOX Rate Summer v3.1, Unit 536 and retrofits | 440 | 1797 | Rate Constraint in lbs/MMBtu | FALSE | L | Annual | Seasons Included | Seasons | Summer | Summer | Summer | Summer | Summer | Summer | Summer | Summer
IL Fac. Spec. - NOX Rate Summer v3.1, Unit 536 and retrofits | 440 | 1797 | Rate Constraint in lbs/MMBtu | FALSE | L | Annual | Standard NOX | lb/MMBtu | 0.25 | 0.25 | 0.25 | 0.25 | 0.25 | 0.25 | 0.25 | 0.25
IL Fac. Spec. - NOX Rate Summer v3.1, Unit 536 and retrofits | 440 | 1797 | Rate Constraint in lbs/MMBtu | FALSE | L | Annual | Emissions at Affected Plants NOX | Thousand Tons | 0.00057493 | 0.00084826 | 0.00084826 | 0.0011247 | 0.0011247 | 0.0011247 | 0.0011247 | 0.0011247
IL Fac. Spec. - NOX Rate Summer v3.1, Unit 536 and retrofits | 440 | 1797 | Rate Constraint in lbs/MMBtu | FALSE | L | Annual | Allowances Purchased NOX | Thousand Tons | 0 | 0 | 0 | 0 | 0 | 0 | 0 | 0
IL Fac. Spec. - NOX Rate Summer v3.1, Unit 536 and retrofits | 440 | 1797 | Rate Constraint in lbs/MMBtu | FALSE | L | Annual | Allowances Sold NOX | Thousand Tons | 0 | 0 | 0 | 0 | 0 | 0 | 0 | 0
IL Fac. Spec. - NOX Rate Summer v3.1, Unit 536 and retrofits | 440 | 1797 | Rate Constraint in lbs/MMBtu | FALSE | L | Annual | Allowances Banked | Thousand Tons | 0 | 0 | 0 | 0 | 0 | 0 | 0 | 0
IL Fac. Spec. - NOX Rate Summer v3.1, Unit 536 and retrofits | 440 | 1797 | Rate Constraint in lbs/MMBtu | FALSE | L | Annual | Allowances Withdrawn (1:1) | Thousand Tons | 0 | 0 | 0 | 0 | 0 | 0 | 0 | 0
IL Fac. Spec. - NOX Rate Summer v3.1, Unit 536 and retrofits | 440 | 1797 | Rate Constraint in lbs/MMBtu | FALSE | L | Annual | Allowances Withdrawn (n:1) | Thousand Tons | 0 | 0 | 0 | 0 | 0 | 0 | 0 | 0
IL Fac. Spec. - NOX Rate Summer v3.1, Unit 536 and retrofits | 440 | 1797 | Rate Constraint in lbs/MMBtu | FALSE | L | Annual | Net Emissions Allowance Position | Thousand Tons | 0.00057493 | 0.00084826 | 0.00084826 | 0.0011247 | 0.0011247 | 0.0011247 | 0.0011247 | 0.0011247
IL Fac. Spec. - NOX Rate Summer v3.1, Unit 536 and retrofits | 440 | 1797 | Rate Constraint in lbs/MMBtu | FALSE | L | Annual | Fuel Consumed | TBtu | 0.07338 | 0.10826 | 0.10826 | 0.14355 | 0.14355 | 0.14355 | 0.14355 | 0.14355
IL Fac. Spec. - NOX Rate Summer v3.1, Unit 536 and retrofits | 440 | 1797 | Rate Constraint in lbs/MMBtu | FALSE | L | Annual | Rate | lb/MMBtu | 0.01567 | 0.01567 | 0.01567 | 0.01567 | 0.01567 | 0.01567 | 0.01567 | 0.01567
IL Fac. Spec. - NOX Rate Summer v3.1, Unit 536 and retrofits | 440 | 1797 | Rate Constraint in lbs/MMBtu | FALSE | L | Annual | Generation | TWh | 0.0068292 | 0.010076 | 0.010076 | 0.01336 | 0.01336 | 0.01336 | 0.01336 | 0.01336
IL Fac. Spec. - NOX Rate Summer v3.1, Unit 536 and retrofits | 440 | 1797 | Rate Constraint in lbs/MMBtu | FALSE | L | Annual | Qualifying Generation | TWh | 0.0068292 | 0.010076 | 0.010076 | 0.01336 | 0.01336 | 0.01336 | 0.01336 | 0.01336
IL Fac. Spec. - NOX Rate Summer v3.1, Unit 536 and retrofits | 440 | 1797 | Rate Constraint in lbs/MMBtu | FALSE | L | Annual | Rate | lb/MWh | 0.16837 | 0.16837 | 0.16837 | 0.16837 | 0.16837 | 0.16837 | 0.16837 | 0.16837
IL Fac. Spec. - NOX Rate Summer v3.1, Unit 536 and retrofits | 440 | 1797 | Rate Constraint in lbs/MMBtu | FALSE | L | Annual | Constraint Shadow Price | US2016$/Ton | 0 | 0 | 0 | 0 | 0 | 0 | 0 | 0
IL Fac. Spec. - NOX Rate Summer v3.1, Unit 537 and retrofits | 441 | 1797 | Rate Constraint in lbs/MMBtu | FALSE | L | Annual | Seasons Included | Seasons | Summer | Summer | Summer | Summer | Summer | Summer | Summer | Summer
IL Fac. Spec. - NOX Rate Summer v3.1, Unit 537 and retrofits | 441 | 1797 | Rate Constraint in lbs/MMBtu | FALSE | L | Annual | Standard NOX | lb/MMBtu | 0.25 | 0.25 | 0.25 | 0.25 | 0.25 | 0.25 | 0.25 | 0.25
IL Fac. Spec. - NOX Rate Summer v3.1, Unit 537 and retrofits | 441 | 1797 | Rate Constraint in lbs/MMBtu | FALSE | L | Annual | Emissions at Affected Plants NOX | Thousand Tons | 0.00067509 | 0.00099604 | 0.00099604 | 0.0013207 | 0.0013207 | 0.0013207 | 0.0013207 | 0.0013207
IL Fac. Spec. - NOX Rate Summer v3.1, Unit 537 and retrofits | 441 | 1797 | Rate Constraint in lbs/MMBtu | FALSE | L | Annual | Allowances Purchased NOX | Thousand Tons | 0 | 0 | 0 | 0 | 0 | 0 | 0 | 0
IL Fac. Spec. - NOX Rate Summer v3.1, Unit 537 and retrofits | 441 | 1797 | Rate Constraint in lbs/MMBtu | FALSE | L | Annual | Allowances Sold NOX | Thousand Tons | 0 | 0 | 0 | 0 | 0 | 0 | 0 | 0
IL Fac. Spec. - NOX Rate Summer v3.1, Unit 537 and retrofits | 441 | 1797 | Rate Constraint in lbs/MMBtu | FALSE | L | Annual | Allowances Banked | Thousand Tons | 0 | 0 | 0 | 0 | 0 | 0 | 0 | 0
IL Fac. Spec. - NOX Rate Summer v3.1, Unit 537 and retrofits | 441 | 1797 | Rate Constraint in lbs/MMBtu | FALSE | L | Annual | Allowances Withdrawn (1:1) | Thousand Tons | 0 | 0 | 0 | 0 | 0 | 0 | 0 | 0
IL Fac. Spec. - NOX Rate Summer v3.1, Unit 537 and retrofits | 441 | 1797 | Rate Constraint in lbs/MMBtu | FALSE | L | Annual | Allowances Withdrawn (n:1) | Thousand Tons | 0 | 0 | 0 | 0 | 0 | 0 | 0 | 0
IL Fac. Spec. - NOX Rate Summer v3.1, Unit 537 and retrofits | 441 | 1797 | Rate Constraint in lbs/MMBtu | FALSE | L | Annual | Net Emissions Allowance Position | Thousand Tons | 0.00067509 | 0.00099604 | 0.00099604 | 0.0013207 | 0.0013207 | 0.0013207 | 0.0013207 | 0.0013207
IL Fac. Spec. - NOX Rate Summer v3.1, Unit 537 and retrofits | 441 | 1797 | Rate Constraint in lbs/MMBtu | FALSE | L | Annual | Fuel Consumed | TBtu | 0.07338 | 0.10826 | 0.10826 | 0.14355 | 0.14355 | 0.14355 | 0.14355 | 0.14355
IL Fac. Spec. - NOX Rate Summer v3.1, Unit 537 and retrofits | 441 | 1797 | Rate Constraint in lbs/MMBtu | FALSE | L | Annual | Rate | lb/MMBtu | 0.0184 | 0.0184 | 0.0184 | 0.0184 | 0.0184 | 0.0184 | 0.0184 | 0.0184
IL Fac. Spec. - NOX Rate Summer v3.1, Unit 537 and retrofits | 441 | 1797 | Rate Constraint in lbs/MMBtu | FALSE | L | Annual | Generation | TWh | 0.0068292 | 0.010076 | 0.010076 | 0.01336 | 0.01336 | 0.01336 | 0.01336 | 0.01336
IL Fac. Spec. - NOX Rate Summer v3.1, Unit 537 and retrofits | 441 | 1797 | Rate Constraint in lbs/MMBtu | FALSE | L | Annual | Qualifying Generation | TWh | 0.0068292 | 0.010076 | 0.010076 | 0.01336 | 0.01336 | 0.01336 | 0.01336 | 0.01336
IL Fac. Spec. - NOX Rate Summer v3.1, Unit 537 and retrofits | 441 | 1797 | Rate Constraint in lbs/MMBtu | FALSE | L | Annual | Rate | lb/MWh | 0.19771 | 0.19771 | 0.19771 | 0.19771 | 0.19771 | 0.19771 | 0.19771 | 0.19771
IL Fac. Spec. - NOX Rate Summer v3.1, Unit 537 and retrofits | 441 | 1797 | Rate Constraint in lbs/MMBtu | FALSE | L | Annual | Constraint Shadow Price | US2016$/Ton | 0 | 0 | 0 | 0 | 0 | 0 | 0 | 0
IL Fac. Spec. - NOX Rate Summer v3.1, Unit 538 and retrofits | 442 | 1797 | Rate Constraint in lbs/MMBtu | FALSE | L | Annual | Seasons Included | Seasons | Summer | Summer | Summer | Summer | Summer | Summer | Summer | Summer
IL Fac. Spec. - NOX Rate Summer v3.1, Unit 538 and retrofits | 442 | 1797 | Rate Constraint in lbs/MMBtu | FALSE | L | Annual | Standard NOX | lb/MMBtu | 0.25 | 0.25 | 0.25 | 0.25 | 0.25 | 0.25 | 0.25 | 0.25
IL Fac. Spec. - NOX Rate Summer v3.1, Unit 538 and retrofits | 442 | 1797 | Rate Constraint in lbs/MMBtu | FALSE | L | Annual | Emissions at Affected Plants NOX | Thousand Tons | 0.000532 | 0.00078492 | 0.0010146 | 0.0010407 | 0.0010407 | 0.0010407 | 0.0010407 | 0.0010407
IL Fac. Spec. - NOX Rate Summer v3.1, Unit 538 and retrofits | 442 | 1797 | Rate Constraint in lbs/MMBtu | FALSE | L | Annual | Allowances Purchased NOX | Thousand Tons | 0 | 0 | 0 | 0 | 0 | 0 | 0 | 0
IL Fac. Spec. - NOX Rate Summer v3.1, Unit 538 and retrofits | 442 | 1797 | Rate Constraint in lbs/MMBtu | FALSE | L | Annual | Allowances Sold NOX | Thousand Tons | 0 | 0 | 0 | 0 | 0 | 0 | 0 | 0
IL Fac. Spec. - NOX Rate Summer v3.1, Unit 538 and retrofits | 442 | 1797 | Rate Constraint in lbs/MMBtu | FALSE | L | Annual | Allowances Banked | Thousand Tons | 0 | 0 | 0 | 0 | 0 | 0 | 0 | 0
IL Fac. Spec. - NOX Rate Summer v3.1, Unit 538 and retrofits | 442 | 1797 | Rate Constraint in lbs/MMBtu | FALSE | L | Annual | Allowances Withdrawn (1:1) | Thousand Tons | 0 | 0 | 0 | 0 | 0 | 0 | 0 | 0
IL Fac. Spec. - NOX Rate Summer v3.1, Unit 538 and retrofits | 442 | 1797 | Rate Constraint in lbs/MMBtu | FALSE | L | Annual | Allowances Withdrawn (n:1) | Thousand Tons | 0 | 0 | 0 | 0 | 0 | 0 | 0 | 0
IL Fac. Spec. - NOX Rate Summer v3.1, Unit 538 and retrofits | 442 | 1797 | Rate Constraint in lbs/MMBtu | FALSE | L | Annual | Net Emissions Allowance Position | Thousand Tons | 0.000532 | 0.00078492 | 0.0010146 | 0.0010407 | 0.0010407 | 0.0010407 | 0.0010407 | 0.0010407
IL Fac. Spec. - NOX Rate Summer v3.1, Unit 538 and retrofits | 442 | 1797 | Rate Constraint in lbs/MMBtu | FALSE | L | Annual | Fuel Consumed | TBtu | 0.07338 | 0.10826 | 0.13995 | 0.14355 | 0.14355 | 0.14355 | 0.14355 | 0.14355
IL Fac. Spec. - NOX Rate Summer v3.1, Unit 538 and retrofits | 442 | 1797 | Rate Constraint in lbs/MMBtu | FALSE | L | Annual | Rate | lb/MMBtu | 0.0145 | 0.0145 | 0.0145 | 0.0145 | 0.0145 | 0.0145 | 0.0145 | 0.0145
IL Fac. Spec. - NOX Rate Summer v3.1, Unit 538 and retrofits | 442 | 1797 | Rate Constraint in lbs/MMBtu | FALSE | L | Annual | Generation | TWh | 0.0068292 | 0.010076 | 0.013024 | 0.01336 | 0.01336 | 0.01336 | 0.01336 | 0.01336
IL Fac. Spec. - NOX Rate Summer v3.1, Unit 538 and retrofits | 442 | 1797 | Rate Constraint in lbs/MMBtu | FALSE | L | Annual | Qualifying Generation | TWh | 0.0068292 | 0.010076 | 0.013024 | 0.01336 | 0.01336 | 0.01336 | 0.01336 | 0.01336
IL Fac. Spec. - NOX Rate Summer v3.1, Unit 538 and retrofits | 442 | 1797 | Rate Constraint in lbs/MMBtu | FALSE | L | Annual | Rate | lb/MWh | 0.1558 | 0.1558 | 0.1558 | 0.1558 | 0.1558 | 0.1558 | 0.1558 | 0.1558
IL Fac. Spec. - NOX Rate Summer v3.1, Unit 538 and retrofits | 442 | 1797 | Rate Constraint in lbs/MMBtu | FALSE | L | Annual | Constraint Shadow Price | US2016$/Ton | 0 | 0 | 0 | 0 | 0 | 0 | 0 | 0
IL Fac. Spec. - NOX Rate Summer v3.1, Unit 540 and retrofits | 443 | 1797 | Rate Constraint in lbs/MMBtu | FALSE | L | Annual | Seasons Included | Seasons | Summer | Summer | Summer | Summer | Summer | Summer | Summer | Summer
IL Fac. Spec. - NOX Rate Summer v3.1, Unit 540 and retrofits | 443 | 1797 | Rate Constraint in lbs/MMBtu | FALSE | L | Annual | Standard NOX | lb/MMBtu | 0.25 | 0.25 | 0.25 | 0.25 | 0.25 | 0.25 | 0.25 | 0.25
IL Fac. Spec. - NOX Rate Summer v3.1, Unit 540 and retrofits | 443 | 1797 | Rate Constraint in lbs/MMBtu | FALSE | L | Annual | Emissions at Affected Plants NOX | Thousand Tons | 0.00059552 | 0.00059552 | 0.00059552 | 0.0059221 | 0.0059221 | 0.0030272 | 0.0030272 | 0.0030272
IL Fac. Spec. - NOX Rate Summer v3.1, Unit 540 and retrofits | 443 | 1797 | Rate Constraint in lbs/MMBtu | FALSE | L | Annual | Allowances Purchased NOX | Thousand Tons | 0 | 0 | 0 | 0 | 0 | 0 | 0 | 0
IL Fac. Spec. - NOX Rate Summer v3.1, Unit 540 and retrofits | 443 | 1797 | Rate Constraint in lbs/MMBtu | FALSE | L | Annual | Allowances Sold NOX | Thousand Tons | 0 | 0 | 0 | 0 | 0 | 0 | 0 | 0
IL Fac. Spec. - NOX Rate Summer v3.1, Unit 540 and retrofits | 443 | 1797 | Rate Constraint in lbs/MMBtu | FALSE | L | Annual | Allowances Banked | Thousand Tons | 0 | 0 | 0 | 0 | 0 | 0 | 0 | 0
IL Fac. Spec. - NOX Rate Summer v3.1, Unit 540 and retrofits | 443 | 1797 | Rate Constraint in lbs/MMBtu | FALSE | L | Annual | Allowances Withdrawn (1:1) | Thousand Tons | 0 | 0 | 0 | 0 | 0 | 0 | 0 | 0
IL Fac. Spec. - NOX Rate Summer v3.1, Unit 540 and retrofits | 443 | 1797 | Rate Constraint in lbs/MMBtu | FALSE | L | Annual | Allowances Withdrawn (n:1) | Thousand Tons | 0 | 0 | 0 | 0 | 0 | 0 | 0 | 0
IL Fac. Spec. - NOX Rate Summer v3.1, Unit 540 and retrofits | 443 | 1797 | Rate Constraint in lbs/MMBtu | FALSE | L | Annual | Net Emissions Allowance Position | Thousand Tons | 0.00059552 | 0.00059552 | 0.00059552 | 0.0059221 | 0.0059221 | 0.0030272 | 0.0030272 | 0.0030272
IL Fac. Spec. - NOX Rate Summer v3.1, Unit 540 and retrofits | 443 | 1797 | Rate Constraint in lbs/MMBtu | FALSE | L | Annual | Fuel Consumed | TBtu | 0.016437 | 0.016437 | 0.016437 | 0.16346 | 0.16346 | 0.083556 | 0.083556 | 0.083556
IL Fac. Spec. - NOX Rate Summer v3.1, Unit 540 and retrofits | 443 | 1797 | Rate Constraint in lbs/MMBtu | FALSE | L | Annual | Rate | lb/MMBtu | 0.07246 | 0.07246 | 0.07246 | 0.07246 | 0.07246 | 0.07246 | 0.07246 | 0.07246
IL Fac. Spec. - NOX Rate Summer v3.1, Unit 540 and retrofits | 443 | 1797 | Rate Constraint in lbs/MMBtu | FALSE | L | Annual | Generation | TWh | 0.0014554 | 0.0014554 | 0.0014554 | 0.014473 | 0.014473 | 0.0073983 | 0.0073983 | 0.0073983
IL Fac. Spec. - NOX Rate Summer v3.1, Unit 540 and retrofits | 443 | 1797 | Rate Constraint in lbs/MMBtu | FALSE | L | Annual | Qualifying Generation | TWh | 0.0014554 | 0.0014554 | 0.0014554 | 0.014473 | 0.014473 | 0.0073983 | 0.0073983 | 0.0073983
IL Fac. Spec. - NOX Rate Summer v3.1, Unit 540 and retrofits | 443 | 1797 | Rate Constraint in lbs/MMBtu | FALSE | L | Annual | Rate | lb/MWh | 0.81836 | 0.81836 | 0.81836 | 0.81836 | 0.81836 | 0.81836 | 0.81836 | 0.81836
IL Fac. Spec. - NOX Rate Summer v3.1, Unit 540 and retrofits | 443 | 1797 | Rate Constraint in lbs/MMBtu | FALSE | L | Annual | Constraint Shadow Price | US2016$/Ton | 0 | 0 | 0 | 0 | 0 | 0 | 0 | 0
IL Fac. Spec. - NOX Rate Summer v3.1, Unit 543 and retrofits | 444 | 1797 | Rate Constraint in lbs/MMBtu | FALSE | L | Annual | Seasons Included | Seasons | Summer | Summer | Summer | Summer | Summer | Summer | Summer | Summer
IL Fac. Spec. - NOX Rate Summer v3.1, Unit 543 and retrofits | 444 | 1797 | Rate Constraint in lbs/MMBtu | FALSE | L | Annual | Standard NOX | lb/MMBtu | 0.25 | 0.25 | 0.25 | 0.25 | 0.25 | 0.25 | 0.25 | 0.25
IL Fac. Spec. - NOX Rate Summer v3.1, Unit 543 and retrofits | 444 | 1797 | Rate Constraint in lbs/MMBtu | FALSE | L | Annual | Emissions at Affected Plants NOX | Thousand Tons | 0.0014702 | 0.0014702 | 0.0088322 | 0.01462 | 0.01462 | 0.0074733 | 0.0074733 | 0.0074733
IL Fac. Spec. - NOX Rate Summer v3.1, Unit 543 and retrofits | 444 | 1797 | Rate Constraint in lbs/MMBtu | FALSE | L | Annual | Allowances Purchased NOX | Thousand Tons | 0 | 0 | 0 | 0 | 0 | 0 | 0 | 0
IL Fac. Spec. - NOX Rate Summer v3.1, Unit 543 and retrofits | 444 | 1797 | Rate Constraint in lbs/MMBtu | FALSE | L | Annual | Allowances Sold NOX | Thousand Tons | 0 | 0 | 0 | 0 | 0 | 0 | 0 | 0
IL Fac. Spec. - NOX Rate Summer v3.1, Unit 543 and retrofits | 444 | 1797 | Rate Constraint in lbs/MMBtu | FALSE | L | Annual | Allowances Banked | Thousand Tons | 0 | 0 | 0 | 0 | 0 | 0 | 0 | 0
IL Fac. Spec. - NOX Rate Summer v3.1, Unit 543 and retrofits | 444 | 1797 | Rate Constraint in lbs/MMBtu | FALSE | L | Annual | Allowances Withdrawn (1:1) | Thousand Tons | 0 | 0 | 0 | 0 | 0 | 0 | 0 | 0
IL Fac. Spec. - NOX Rate Summer v3.1, Unit 543 and retrofits | 444 | 1797 | Rate Constraint in lbs/MMBtu | FALSE | L | Annual | Allowances Withdrawn (n:1) | Thousand Tons | 0 | 0 | 0 | 0 | 0 | 0 | 0 | 0
IL Fac. Spec. - NOX Rate Summer v3.1, Unit 543 and retrofits | 444 | 1797 | Rate Constraint in lbs/MMBtu | FALSE | L | Annual | Net Emissions Allowance Position | Thousand Tons | 0.0014702 | 0.0014702 | 0.0088322 | 0.01462 | 0.01462 | 0.0074733 | 0.0074733 | 0.0074733
IL Fac. Spec. - NOX Rate Summer v3.1, Unit 543 and retrofits | 444 | 1797 | Rate Constraint in lbs/MMBtu | FALSE | L | Annual | Fuel Consumed | TBtu | 0.055709 | 0.055709 | 0.33468 | 0.55399 | 0.55399 | 0.28319 | 0.28319 | 0.28319
IL Fac. Spec. - NOX Rate Summer v3.1, Unit 543 and retrofits | 444 | 1797 | Rate Constraint in lbs/MMBtu | FALSE | L | Annual | Rate | lb/MMBtu | 0.05278 | 0.05278 | 0.05278 | 0.05278 | 0.05278 | 0.05278 | 0.05278 | 0.05278
IL Fac. Spec. - NOX Rate Summer v3.1, Unit 543 and retrofits | 444 | 1797 | Rate Constraint in lbs/MMBtu | FALSE | L | Annual | Generation | TWh | 0.004944 | 0.004944 | 0.029702 | 0.049165 | 0.049165 | 0.025132 | 0.025132 | 0.025132
IL Fac. Spec. - NOX Rate Summer v3.1, Unit 543 and retrofits | 444 | 1797 | Rate Constraint in lbs/MMBtu | FALSE | L | Annual | Qualifying Generation | TWh | 0.004944 | 0.004944 | 0.029702 | 0.049165 | 0.049165 | 0.025132 | 0.025132 | 0.025132
IL Fac. Spec. - NOX Rate Summer v3.1, Unit 543 and retrofits | 444 | 1797 | Rate Constraint in lbs/MMBtu | FALSE | L | Annual | Rate | lb/MWh | 0.59473 | 0.59473 | 0.59473 | 0.59473 | 0.59473 | 0.59473 | 0.59473 | 0.59473
IL Fac. Spec. - NOX Rate Summer v3.1, Unit 543 and retrofits | 444 | 1797 | Rate Constraint in lbs/MMBtu | FALSE | L | Annual | Constraint Shadow Price | US2016$/Ton | 0 | 0 | 0 | 0 | 0 | 0 | 0 | 0
IL Fac. Spec. - NOX Rate Summer v3.1, Unit 544 and retrofits | 445 | 1797 | Rate Constraint in lbs/MMBtu | FALSE | L | Annual | Seasons Included | Seasons | Summer | Summer | Summer | Summer | Summer | Summer | Summer | Summer
IL Fac. Spec. - NOX Rate Summer v3.1, Unit 544 and retrofits | 445 | 1797 | Rate Constraint in lbs/MMBtu | FALSE | L | Annual | Standard NOX | lb/MMBtu | 0.25 | 0.25 | 0.25 | 0.25 | 0.25 | 0.25 | 0.25 | 0.25
IL Fac. Spec. - NOX Rate Summer v3.1, Unit 544 and retrofits | 445 | 1797 | Rate Constraint in lbs/MMBtu | FALSE | L | Annual | Emissions at Affected Plants NOX | Thousand Tons | 0.0012459 | 0.0012459 | 0.0093445 | 0.01239 | 0.01239 | 0.0063335 | 0.0063335 | 0.011637
IL Fac. Spec. - NOX Rate Summer v3.1, Unit 544 and retrofits | 445 | 1797 | Rate Constraint in lbs/MMBtu | FALSE | L | Annual | Allowances Purchased NOX | Thousand Tons | 0 | 0 | 0 | 0 | 0 | 0 | 0 | 0
IL Fac. Spec. - NOX Rate Summer v3.1, Unit 544 and retrofits | 445 | 1797 | Rate Constraint in lbs/MMBtu | FALSE | L | Annual | Allowances Sold NOX | Thousand Tons | 0 | 0 | 0 | 0 | 0 | 0 | 0 | 0
IL Fac. Spec. - NOX Rate Summer v3.1, Unit 544 and retrofits | 445 | 1797 | Rate Constraint in lbs/MMBtu | FALSE | L | Annual | Allowances Banked | Thousand Tons | 0 | 0 | 0 | 0 | 0 | 0 | 0 | 0
IL Fac. Spec. - NOX Rate Summer v3.1, Unit 544 and retrofits | 445 | 1797 | Rate Constraint in lbs/MMBtu | FALSE | L | Annual | Allowances Withdrawn (1:1) | Thousand Tons | 0 | 0 | 0 | 0 | 0 | 0 | 0 | 0
IL Fac. Spec. - NOX Rate Summer v3.1, Unit 544 and retrofits | 445 | 1797 | Rate Constraint in lbs/MMBtu | FALSE | L | Annual | Allowances Withdrawn (n:1) | Thousand Tons | 0 | 0 | 0 | 0 | 0 | 0 | 0 | 0
IL Fac. Spec. - NOX Rate Summer v3.1, Unit 544 and retrofits | 445 | 1797 | Rate Constraint in lbs/MMBtu | FALSE | L | Annual | Net Emissions Allowance Position | Thousand Tons | 0.0012459 | 0.0012459 | 0.0093445 | 0.01239 | 0.01239 | 0.0063335 | 0.0063335 | 0.011637
IL Fac. Spec. - NOX Rate Summer v3.1, Unit 544 and retrofits | 445 | 1797 | Rate Constraint in lbs/MMBtu | FALSE | L | Annual | Fuel Consumed | TBtu | 0.05556 | 0.05556 | 0.4167 | 0.55251 | 0.55251 | 0.28243 | 0.28243 | 0.51893
IL Fac. Spec. - NOX Rate Summer v3.1, Unit 544 and retrofits | 445 | 1797 | Rate Constraint in lbs/MMBtu | FALSE | L | Annual | Rate | lb/MMBtu | 0.04485 | 0.04485 | 0.04485 | 0.04485 | 0.04485 | 0.04485 | 0.04485 | 0.04485
IL Fac. Spec. - NOX Rate Summer v3.1, Unit 544 and retrofits | 445 | 1797 | Rate Constraint in lbs/MMBtu | FALSE | L | Annual | Generation | TWh | 0.0049308 | 0.0049308 | 0.036981 | 0.049034 | 0.049034 | 0.025065 | 0.025065 | 0.046053
IL Fac. Spec. - NOX Rate Summer v3.1, Unit 544 and retrofits | 445 | 1797 | Rate Constraint in lbs/MMBtu | FALSE | L | Annual | Qualifying Generation | TWh | 0.0049308 | 0.0049308 | 0.036981 | 0.049034 | 0.049034 | 0.025065 | 0.025065 | 0.046053
IL Fac. Spec. - NOX Rate Summer v3.1, Unit 544 and retrofits | 445 | 1797 | Rate Constraint in lbs/MMBtu | FALSE | L | Annual | Rate | lb/MWh | 0.50537 | 0.50537 | 0.50537 | 0.50537 | 0.50537 | 0.50537 | 0.50537 | 0.50537
IL Fac. Spec. - NOX Rate Summer v3.1, Unit 544 and retrofits | 445 | 1797 | Rate Constraint in lbs/MMBtu | FALSE | L | Annual | Constraint Shadow Price | US2016$/Ton | 0 | 0 | 0 | 0 | 0 | 0 | 0 | 0
IL Fac. Spec. - NOX Rate Summer v3.1, Unit 545 and retrofits | 446 | 1797 | Rate Constraint in lbs/MMBtu | FALSE | L | Annual | Seasons Included | Seasons | Summer | Summer | Summer | Summer | Summer | Summer | Summer | Summer
IL Fac. Spec. - NOX Rate Summer v3.1, Unit 545 and retrofits | 446 | 1797 | Rate Constraint in lbs/MMBtu | FALSE | L | Annual | Standard NOX | lb/MMBtu | 0.25 | 0.25 | 0.25 | 0.25 | 0.25 | 0.25 | 0.25 | 0.25
IL Fac. Spec. - NOX Rate Summer v3.1, Unit 545 and retrofits | 446 | 1797 | Rate Constraint in lbs/MMBtu | FALSE | L | Annual | Emissions at Affected Plants NOX | Thousand Tons | 0 | 0 | 0 | 0.0016275 | 0.0016275 | 0.0016275 | 0.0016275 | 0.0016275
IL Fac. Spec. - NOX Rate Summer v3.1, Unit 545 and retrofits | 446 | 1797 | Rate Constraint in lbs/MMBtu | FALSE | L | Annual | Allowances Purchased NOX | Thousand Tons | 0 | 0 | 0 | 0 | 0 | 0 | 0 | 0
IL Fac. Spec. - NOX Rate Summer v3.1, Unit 545 and retrofits | 446 | 1797 | Rate Constraint in lbs/MMBtu | FALSE | L | Annual | Allowances Sold NOX | Thousand Tons | 0 | 0 | 0 | 0 | 0 | 0 | 0 | 0
IL Fac. Spec. - NOX Rate Summer v3.1, Unit 545 and retrofits | 446 | 1797 | Rate Constraint in lbs/MMBtu | FALSE | L | Annual | Allowances Banked | Thousand Tons | 0 | 0 | 0 | 0 | 0 | 0 | 0 | 0
IL Fac. Spec. - NOX Rate Summer v3.1, Unit 545 and retrofits | 446 | 1797 | Rate Constraint in lbs/MMBtu | FALSE | L | Annual | Allowances Withdrawn (1:1) | Thousand Tons | 0 | 0 | 0 | 0 | 0 | 0 | 0 | 0
IL Fac. Spec. - NOX Rate Summer v3.1, Unit 545 and retrofits | 446 | 1797 | Rate Constraint in lbs/MMBtu | FALSE | L | Annual | Allowances Withdrawn (n:1) | Thousand Tons | 0 | 0 | 0 | 0 | 0 | 0 | 0 | 0
IL Fac. Spec. - NOX Rate Summer v3.1, Unit 545 and retrofits | 446 | 1797 | Rate Constraint in lbs/MMBtu | FALSE | L | Annual | Net Emissions Allowance Position | Thousand Tons | 0 | 0 | 0 | 0.0016275 | 0.0016275 | 0.0016275 | 0.0016275 | 0.0016275
IL Fac. Spec. - NOX Rate Summer v3.1, Unit 545 and retrofits | 446 | 1797 | Rate Constraint in lbs/MMBtu | FALSE | L | Annual | Fuel Consumed | TBtu | 0 | 0 | 0 | 0.049627 | 0.049627 | 0.049627 | 0.049627 | 0.049627
IL Fac. Spec. - NOX Rate Summer v3.1, Unit 545 and retrofits | 446 | 1797 | Rate Constraint in lbs/MMBtu | FALSE | L | Annual | Rate | lb/MMBtu | 0 | 0 | 0 | 0.06559 | 0.06559 | 0.06559 | 0.06559 | 0.06559
IL Fac. Spec. - NOX Rate Summer v3.1, Unit 545 and retrofits | 446 | 1797 | Rate Constraint in lbs/MMBtu | FALSE | L | Annual | Generation | TWh | 0 | 0 | 0 | 0.0037904 | 0.0037904 | 0.0037904 | 0.0037904 | 0.0037904
IL Fac. Spec. - NOX Rate Summer v3.1, Unit 545 and retrofits | 446 | 1797 | Rate Constraint in lbs/MMBtu | FALSE | L | Annual | Qualifying Generation | TWh | 0 | 0 | 0 | 0.0037904 | 0.0037904 | 0.0037904 | 0.0037904 | 0.0037904
IL Fac. Spec. - NOX Rate Summer v3.1, Unit 545 and retrofits | 446 | 1797 | Rate Constraint in lbs/MMBtu | FALSE | L | Annual | Rate | lb/MWh | 0 | 0 | 0 | 0.85877 | 0.85877 | 0.85877 | 0.85877 | 0.85877
IL Fac. Spec. - NOX Rate Summer v3.1, Unit 545 and retrofits | 446 | 1797 | Rate Constraint in lbs/MMBtu | FALSE | L | Annual | Constraint Shadow Price | US2016$/Ton | 0 | 0 | 0 | 0 | 0 | 0 | 0 | 0
IL Fac. Spec. - NOX Rate Summer v3.1, Unit 546 and retrofits | 447 | 1797 | Rate Constraint in lbs/MMBtu | FALSE | L | Annual | Seasons Included | Seasons | Summer | Summer | Summer | Summer | Summer | Summer | Summer | Summer
IL Fac. Spec. - NOX Rate Summer v3.1, Unit 546 and retrofits | 447 | 1797 | Rate Constraint in lbs/MMBtu | FALSE | L | Annual | Standard NOX | lb/MMBtu | 0.25 | 0.25 | 0.25 | 0.25 | 0.25 | 0.25 | 0.25 | 0.25
IL Fac. Spec. - NOX Rate Summer v3.1, Unit 546 and retrofits | 447 | 1797 | Rate Constraint in lbs/MMBtu | FALSE | L | Annual | Emissions at Affected Plants NOX | Thousand Tons | 0 | 0 | 0 | 0.0013976 | 0.0015511 | 0.0015511 | 0 | 0.0015511
IL Fac. Spec. - NOX Rate Summer v3.1, Unit 546 and retrofits | 447 | 1797 | Rate Constraint in lbs/MMBtu | FALSE | L | Annual | Allowances Purchased NOX | Thousand Tons | 0 | 0 | 0 | 0 | 0 | 0 | 0 | 0
IL Fac. Spec. - NOX Rate Summer v3.1, Unit 546 and retrofits | 447 | 1797 | Rate Constraint in lbs/MMBtu | FALSE | L | Annual | Allowances Sold NOX | Thousand Tons | 0 | 0 | 0 | 0 | 0 | 0 | 0 | 0
IL Fac. Spec. - NOX Rate Summer v3.1, Unit 546 and retrofits | 447 | 1797 | Rate Constraint in lbs/MMBtu | FALSE | L | Annual | Allowances Banked | Thousand Tons | 0 | 0 | 0 | 0 | 0 | 0 | 0 | 0
IL Fac. Spec. - NOX Rate Summer v3.1, Unit 546 and retrofits | 447 | 1797 | Rate Constraint in lbs/MMBtu | FALSE | L | Annual | Allowances Withdrawn (1:1) | Thousand Tons | 0 | 0 | 0 | 0 | 0 | 0 | 0 | 0
IL Fac. Spec. - NOX Rate Summer v3.1, Unit 546 and retrofits | 447 | 1797 | Rate Constraint in lbs/MMBtu | FALSE | L | Annual | Allowances Withdrawn (n:1) | Thousand Tons | 0 | 0 | 0 | 0 | 0 | 0 | 0 | 0
IL Fac. Spec. - NOX Rate Summer v3.1, Unit 546 and retrofits | 447 | 1797 | Rate Constraint in lbs/MMBtu | FALSE | L | Annual | Net Emissions Allowance Position | Thousand Tons | 0 | 0 | 0 | 0.0013976 | 0.0015511 | 0.0015511 | 0 | 0.0015511
IL Fac. Spec. - NOX Rate Summer v3.1, Unit 546 and retrofits | 447 | 1797 | Rate Constraint in lbs/MMBtu | FALSE | L | Annual | Fuel Consumed | TBtu | 0 | 0 | 0 | 0.044717 | 0.049627 | 0.049627 | 0 | 0.049627
IL Fac. Spec. - NOX Rate Summer v3.1, Unit 546 and retrofits | 447 | 1797 | Rate Constraint in lbs/MMBtu | FALSE | L | Annual | Rate | lb/MMBtu | 0 | 0 | 0 | 0.06251 | 0.06251 | 0.06251 | 0 | 0.06251
IL Fac. Spec. - NOX Rate Summer v3.1, Unit 546 and retrofits | 447 | 1797 | Rate Constraint in lbs/MMBtu | FALSE | L | Annual | Generation | TWh | 0 | 0 | 0 | 0.0034154 | 0.0037904 | 0.0037904 | 0 | 0.0037904
IL Fac. Spec. - NOX Rate Summer v3.1, Unit 546 and retrofits | 447 | 1797 | Rate Constraint in lbs/MMBtu | FALSE | L | Annual | Qualifying Generation | TWh | 0 | 0 | 0 | 0.0034154 | 0.0037904 | 0.0037904 | 0 | 0.0037904
IL Fac. Spec. - NOX Rate Summer v3.1, Unit 546 and retrofits | 447 | 1797 | Rate Constraint in lbs/MMBtu | FALSE | L | Annual | Rate | lb/MWh | 0 | 0 | 0 | 0.81844 | 0.81844 | 0.81844 | 0 | 0.81844
IL Fac. Spec. - NOX Rate Summer v3.1, Unit 546 and retrofits | 447 | 1797 | Rate Constraint in lbs/MMBtu | FALSE | L | Annual | Constraint Shadow Price | US2016$/Ton | 0 | 0 | 0 | 0 | 0 | 0 | 0 | 0
IL Fac. Spec. - NOX Rate Summer v3.1, Unit 547 and retrofits | 448 | 1797 | Rate Constraint in lbs/MMBtu | FALSE | L | Annual | Seasons Included | Seasons | Summer | Summer | Summer | Summer | Summer | Summer | Summer | Summer
IL Fac. Spec. - NOX Rate Summer v3.1, Unit 547 and retrofits | 448 | 1797 | Rate Constraint in lbs/MMBtu | FALSE | L | Annual | Standard NOX | lb/MMBtu | 0.25 | 0.25 | 0.25 | 0.25 | 0.25 | 0.25 | 0.25 | 0.25
IL Fac. Spec. - NOX Rate Summer v3.1, Unit 547 and retrofits | 448 | 1797 | Rate Constraint in lbs/MMBtu | FALSE | L | Annual | Emissions at Affected Plants NOX | Thousand Tons | 0 | 0 | 0 | 0 | 0.0017647 | 0.0017647 | 0.0010827 | 0.0017647
IL Fac. Spec. - NOX Rate Summer v3.1, Unit 547 and retrofits | 448 | 1797 | Rate Constraint in lbs/MMBtu | FALSE | L | Annual | Allowances Purchased NOX | Thousand Tons | 0 | 0 | 0 | 0 | 0 | 0 | 0 | 0
IL Fac. Spec. - NOX Rate Summer v3.1, Unit 547 and retrofits | 448 | 1797 | Rate Constraint in lbs/MMBtu | FALSE | L | Annual | Allowances Sold NOX | Thousand Tons | 0 | 0 | 0 | 0 | 0 | 0 | 0 | 0
IL Fac. Spec. - NOX Rate Summer v3.1, Unit 547 and retrofits | 448 | 1797 | Rate Constraint in lbs/MMBtu | FALSE | L | Annual | Allowances Banked | Thousand Tons | 0 | 0 | 0 | 0 | 0 | 0 | 0 | 0
IL Fac. Spec. - NOX Rate Summer v3.1, Unit 547 and retrofits | 448 | 1797 | Rate Constraint in lbs/MMBtu | FALSE | L | Annual | Allowances Withdrawn (1:1) | Thousand Tons | 0 | 0 | 0 | 0 | 0 | 0 | 0 | 0
IL Fac. Spec. - NOX Rate Summer v3.1, Unit 547 and retrofits | 448 | 1797 | Rate Constraint in lbs/MMBtu | FALSE | L | Annual | Allowances Withdrawn (n:1) | Thousand Tons | 0 | 0 | 0 | 0 | 0 | 0 | 0 | 0
IL Fac. Spec. - NOX Rate Summer v3.1, Unit 547 and retrofits | 448 | 1797 | Rate Constraint in lbs/MMBtu | FALSE | L | Annual | Net Emissions Allowance Position | Thousand Tons | 0 | 0 | 0 | 0 | 0.0017647 | 0.0017647 | 0.0010827 | 0.0017647
IL Fac. Spec. - NOX Rate Summer v3.1, Unit 547 and retrofits | 448 | 1797 | Rate Constraint in lbs/MMBtu | FALSE | L | Annual | Fuel Consumed | TBtu | 0 | 0 | 0 | 0 | 0.049627 | 0.049627 | 0.030446 | 0.049627
IL Fac. Spec. - NOX Rate Summer v3.1, Unit 547 and retrofits | 448 | 1797 | Rate Constraint in lbs/MMBtu | FALSE | L | Annual | Rate | lb/MMBtu | 0 | 0 | 0 | 0 | 0.07112 | 0.07112 | 0.07112 | 0.07112
IL Fac. Spec. - NOX Rate Summer v3.1, Unit 547 and retrofits | 448 | 1797 | Rate Constraint in lbs/MMBtu | FALSE | L | Annual | Generation | TWh | 0 | 0 | 0 | 0 | 0.0037904 | 0.0037904 | 0.0023254 | 0.0037904
IL Fac. Spec. - NOX Rate Summer v3.1, Unit 547 and retrofits | 448 | 1797 | Rate Constraint in lbs/MMBtu | FALSE | L | Annual | Qualifying Generation | TWh | 0 | 0 | 0 | 0 | 0.0037904 | 0.0037904 | 0.0023254 | 0.0037904
IL Fac. Spec. - NOX Rate Summer v3.1, Unit 547 and retrofits | 448 | 1797 | Rate Constraint in lbs/MMBtu | FALSE | L | Annual | Rate | lb/MWh | 0 | 0 | 0 | 0 | 0.93117 | 0.93117 | 0.93117 | 0.93117
IL Fac. Spec. - NOX Rate Summer v3.1, Unit 547 and retrofits | 448 | 1797 | Rate Constraint in lbs/MMBtu | FALSE | L | Annual | Constraint Shadow Price | US2016$/Ton | 0 | 0 | 0 | 0 | 0 | 0 | 0 | 0
IL Fac. Spec. - NOX Rate Summer v3.1, Unit 548 and retrofits | 449 | 1797 | Rate Constraint in lbs/MMBtu | FALSE | L | Annual | Seasons Included | Seasons | Summer | Summer | Summer | Summer | Summer | Summer | Summer | Summer
IL Fac. Spec. - NOX Rate Summer v3.1, Unit 548 and retrofits | 449 | 1797 | Rate Constraint in lbs/MMBtu | FALSE | L | Annual | Standard NOX | lb/MMBtu | 0.25 | 0.25 | 0.25 | 0.25 | 0.25 | 0.25 | 0.25 | 0.25
IL Fac. Spec. - NOX Rate Summer v3.1, Unit 548 and retrofits | 449 | 1797 | Rate Constraint in lbs/MMBtu | FALSE | L | Annual | Emissions at Affected Plants NOX | Thousand Tons | 0 | 0 | 0 | 0 | 0.001704 | 0.001704 | 0 | 0.001704
IL Fac. Spec. - NOX Rate Summer v3.1, Unit 548 and retrofits | 449 | 1797 | Rate Constraint in lbs/MMBtu | FALSE | L | Annual | Allowances Purchased NOX | Thousand Tons | 0 | 0 | 0 | 0 | 0 | 0 | 0 | 0
IL Fac. Spec. - NOX Rate Summer v3.1, Unit 548 and retrofits | 449 | 1797 | Rate Constraint in lbs/MMBtu | FALSE | L | Annual | Allowances Sold NOX | Thousand Tons | 0 | 0 | 0 | 0 | 0 | 0 | 0 | 0
IL Fac. Spec. - NOX Rate Summer v3.1, Unit 548 and retrofits | 449 | 1797 | Rate Constraint in lbs/MMBtu | FALSE | L | Annual | Allowances Banked | Thousand Tons | 0 | 0 | 0 | 0 | 0 | 0 | 0 | 0
IL Fac. Spec. - NOX Rate Summer v3.1, Unit 548 and retrofits | 449 | 1797 | Rate Constraint in lbs/MMBtu | FALSE | L | Annual | Allowances Withdrawn (1:1) | Thousand Tons | 0 | 0 | 0 | 0 | 0 | 0 | 0 | 0
IL Fac. Spec. - NOX Rate Summer v3.1, Unit 548 and retrofits | 449 | 1797 | Rate Constraint in lbs/MMBtu | FALSE | L | Annual | Allowances Withdrawn (n:1) | Thousand Tons | 0 | 0 | 0 | 0 | 0 | 0 | 0 | 0
IL Fac. Spec. - NOX Rate Summer v3.1, Unit 548 and retrofits | 449 | 1797 | Rate Constraint in lbs/MMBtu | FALSE | L | Annual | Net Emissions Allowance Position | Thousand Tons | 0 | 0 | 0 | 0 | 0.001704 | 0.001704 | 0 | 0.001704
IL Fac. Spec. - NOX Rate Summer v3.1, Unit 548 and retrofits | 449 | 1797 | Rate Constraint in lbs/MMBtu | FALSE | L | Annual | Fuel Consumed | TBtu | 0 | 0 | 0 | 0 | 0.049627 | 0.049627 | 0 | 0.049627
IL Fac. Spec. - NOX Rate Summer v3.1, Unit 548 and retrofits | 449 | 1797 | Rate Constraint in lbs/MMBtu | FALSE | L | Annual | Rate | lb/MMBtu | 0 | 0 | 0 | 0 | 0.06867 | 0.06867 | 0 | 0.06867
IL Fac. Spec. - NOX Rate Summer v3.1, Unit 548 and retrofits | 449 | 1797 | Rate Constraint in lbs/MMBtu | FALSE | L | Annual | Generation | TWh | 0 | 0 | 0 | 0 | 0.0037904 | 0.0037904 | 0 | 0.0037904
IL Fac. Spec. - NOX Rate Summer v3.1, Unit 548 and retrofits | 449 | 1797 | Rate Constraint in lbs/MMBtu | FALSE | L | Annual | Qualifying Generation | TWh | 0 | 0 | 0 | 0 | 0.0037904 | 0.0037904 | 0 | 0.0037904
IL Fac. Spec. - NOX Rate Summer v3.1, Unit 548 and retrofits | 449 | 1797 | Rate Constraint in lbs/MMBtu | FALSE | L | Annual | Rate | lb/MWh | 0 | 0 | 0 | 0 | 0.8991 | 0.8991 | 0 | 0.8991
IL Fac. Spec. - NOX Rate Summer v3.1, Unit 548 and retrofits | 449 | 1797 | Rate Constraint in lbs/MMBtu | FALSE | L | Annual | Constraint Shadow Price | US2016$/Ton | 0 | 0 | 0 | 0 | 0 | 0 | 0 | 0
IL Fac. Spec. - NOX Rate Summer v3.1, Unit 549 and retrofits | 450 | 1797 | Rate Constraint in lbs/MMBtu | FALSE | L | Annual | Seasons Included | Seasons | Summer | Summer | Summer | Summer | Summer | Summer | Summer | Summer
IL Fac. Spec. - NOX Rate Summer v3.1, Unit 549 and retrofits | 450 | 1797 | Rate Constraint in lbs/MMBtu | FALSE | L | Annual | Standard NOX | lb/MMBtu | 0.25 | 0.25 | 0.25 | 0.25 | 0.25 | 0.25 | 0.25 | 0.25
IL Fac. Spec. - NOX Rate Summer v3.1, Unit 549 and retrofits | 450 | 1797 | Rate Constraint in lbs/MMBtu | FALSE | L | Annual | Emissions at Affected Plants NOX | Thousand Tons | 0.0094825 | 0.013991 | 0.01855 | 0.01855 | 0.01855 | 0.01855 | 0.01855 | 0.01855
IL Fac. Spec. - NOX Rate Summer v3.1, Unit 549 and retrofits | 450 | 1797 | Rate Constraint in lbs/MMBtu | FALSE | L | Annual | Allowances Purchased NOX | Thousand Tons | 0 | 0 | 0 | 0 | 0 | 0 | 0 | 0
IL Fac. Spec. - NOX Rate Summer v3.1, Unit 549 and retrofits | 450 | 1797 | Rate Constraint in lbs/MMBtu | FALSE | L | Annual | Allowances Sold NOX | Thousand Tons | 0 | 0 | 0 | 0 | 0 | 0 | 0 | 0
IL Fac. Spec. - NOX Rate Summer v3.1, Unit 549 and retrofits | 450 | 1797 | Rate Constraint in lbs/MMBtu | FALSE | L | Annual | Allowances Banked | Thousand Tons | 0 | 0 | 0 | 0 | 0 | 0 | 0 | 0
IL Fac. Spec. - NOX Rate Summer v3.1, Unit 549 and retrofits | 450 | 1797 | Rate Constraint in lbs/MMBtu | FALSE | L | Annual | Allowances Withdrawn (1:1) | Thousand Tons | 0 | 0 | 0 | 0 | 0 | 0 | 0 | 0
IL Fac. Spec. - NOX Rate Summer v3.1, Unit 549 and retrofits | 450 | 1797 | Rate Constraint in lbs/MMBtu | FALSE | L | Annual | Allowances Withdrawn (n:1) | Thousand Tons | 0 | 0 | 0 | 0 | 0 | 0 | 0 | 0
IL Fac. Spec. - NOX Rate Summer v3.1, Unit 549 and retrofits | 450 | 1797 | Rate Constraint in lbs/MMBtu | FALSE | L | Annual | Net Emissions Allowance Position | Thousand Tons | 0.0094825 | 0.013991 | 0.01855 | 0.01855 | 0.01855 | 0.01855 | 0.01855 | 0.01855
IL Fac. Spec. - NOX Rate Summer v3.1, Unit 549 and retrofits | 450 | 1797 | Rate Constraint in lbs/MMBtu | FALSE | L | Annual | Fuel Consumed | TBtu | 0.28192 | 0.41595 | 0.55152 | 0.55152 | 0.55152 | 0.55152 | 0.55152 | 0.55152
IL Fac. Spec. - NOX Rate Summer v3.1, Unit 549 and retrofits | 450 | 1797 | Rate Constraint in lbs/MMBtu | FALSE | L | Annual | Rate | lb/MMBtu | 0.06727 | 0.06727 | 0.06727 | 0.06727 | 0.06727 | 0.06727 | 0.06727 | 0.06727
IL Fac. Spec. - NOX Rate Summer v3.1, Unit 549 and retrofits | 450 | 1797 | Rate Constraint in lbs/MMBtu | FALSE | L | Annual | Generation | TWh | 0.026238 | 0.038711 | 0.051328 | 0.051328 | 0.051328 | 0.051328 | 0.051328 | 0.051328
IL Fac. Spec. - NOX Rate Summer v3.1, Unit 549 and retrofits | 450 | 1797 | Rate Constraint in lbs/MMBtu | FALSE | L | Annual | Qualifying Generation | TWh | 0.026238 | 0.038711 | 0.051328 | 0.051328 | 0.051328 | 0.051328 | 0.051328 | 0.051328
IL Fac. Spec. - NOX Rate Summer v3.1, Unit 549 and retrofits | 450 | 1797 | Rate Constraint in lbs/MMBtu | FALSE | L | Annual | Rate | lb/MWh | 0.72282 | 0.72282 | 0.72282 | 0.72282 | 0.72282 | 0.72282 | 0.72282 | 0.72282
IL Fac. Spec. - NOX Rate Summer v3.1, Unit 549 and retrofits | 450 | 1797 | Rate Constraint in lbs/MMBtu | FALSE | L | Annual | Constraint Shadow Price | US2016$/Ton | 0 | 0 | 0 | 0 | 0 | 0 | 0 | 0
IL Fac. Spec. - NOX Rate Summer v3.1, Unit 550 and retrofits | 451 | 1797 | Rate Constraint in lbs/MMBtu | FALSE | L | Annual | Seasons Included | Seasons | Summer | Summer | Summer | Summer | Summer | Summer | Summer | Summer
IL Fac. Spec. - NOX Rate Summer v3.1, Unit 550 and retrofits | 451 | 1797 | Rate Constraint in lbs/MMBtu | FALSE | L | Annual | Standard NOX | lb/MMBtu | 0.25 | 0.25 | 0.25 | 0.25 | 0.25 | 0.25 | 0.25 | 0.25
IL Fac. Spec. - NOX Rate Summer v3.1, Unit 550 and retrofits | 451 | 1797 | Rate Constraint in lbs/MMBtu | FALSE | L | Annual | Emissions at Affected Plants NOX | Thousand Tons | 0.0012503 | 0.0012503 | 0.0012503 | 0.012434 | 0.012434 | 0.0063559 | 0.0063559 | 0.0063559
IL Fac. Spec. - NOX Rate Summer v3.1, Unit 550 and retrofits | 451 | 1797 | Rate Constraint in lbs/MMBtu | FALSE | L | Annual | Allowances Purchased NOX | Thousand Tons | 0 | 0 | 0 | 0 | 0 | 0 | 0 | 0
IL Fac. Spec. - NOX Rate Summer v3.1, Unit 550 and retrofits | 451 | 1797 | Rate Constraint in lbs/MMBtu | FALSE | L | Annual | Allowances Sold NOX | Thousand Tons | 0 | 0 | 0 | 0 | 0 | 0 | 0 | 0
IL Fac. Spec. - NOX Rate Summer v3.1, Unit 550 and retrofits | 451 | 1797 | Rate Constraint in lbs/MMBtu | FALSE | L | Annual | Allowances Banked | Thousand Tons | 0 | 0 | 0 | 0 | 0 | 0 | 0 | 0
IL Fac. Spec. - NOX Rate Summer v3.1, Unit 550 and retrofits | 451 | 1797 | Rate Constraint in lbs/MMBtu | FALSE | L | Annual | Allowances Withdrawn (1:1) | Thousand Tons | 0 | 0 | 0 | 0 | 0 | 0 | 0 | 0
IL Fac. Spec. - NOX Rate Summer v3.1, Unit 550 and retrofits | 451 | 1797 | Rate Constraint in lbs/MMBtu | FALSE | L | Annual | Allowances Withdrawn (n:1) | Thousand Tons | 0 | 0 | 0 | 0 | 0 | 0 | 0 | 0
IL Fac. Spec. - NOX Rate Summer v3.1, Unit 550 and retrofits | 451 | 1797 | Rate Constraint in lbs/MMBtu | FALSE | L | Annual | Net Emissions Allowance Position | Thousand Tons | 0.0012503 | 0.0012503 | 0.0012503 | 0.012434 | 0.012434 | 0.0063559 | 0.0063559 | 0.0063559
IL Fac. Spec. - NOX Rate Summer v3.1, Unit 550 and retrofits | 451 | 1797 | Rate Constraint in lbs/MMBtu | FALSE | L | Annual | Fuel Consumed | TBtu | 0.061426 | 0.061426 | 0.061426 | 0.61085 | 0.61085 | 0.31225 | 0.31225 | 0.31225
IL Fac. Spec. - NOX Rate Summer v3.1, Unit 550 and retrofits | 451 | 1797 | Rate Constraint in lbs/MMBtu | FALSE | L | Annual | Rate | lb/MMBtu | 0.04071 | 0.04071 | 0.04071 | 0.04071 | 0.04071 | 0.04071 | 0.04071 | 0.04071
IL Fac. Spec. - NOX Rate Summer v3.1, Unit 550 and retrofits | 451 | 1797 | Rate Constraint in lbs/MMBtu | FALSE | L | Annual | Generation | TWh | 0.0054384 | 0.0054384 | 0.0054384 | 0.054082 | 0.054082 | 0.027645 | 0.027645 | 0.027645
IL Fac. Spec. - NOX Rate Summer v3.1, Unit 550 and retrofits | 451 | 1797 | Rate Constraint in lbs/MMBtu | FALSE | L | Annual | Qualifying Generation | TWh | 0.0054384 | 0.0054384 | 0.0054384 | 0.054082 | 0.054082 | 0.027645 | 0.027645 | 0.027645
IL Fac. Spec. - NOX Rate Summer v3.1, Unit 550 and retrofits | 451 | 1797 | Rate Constraint in lbs/MMBtu | FALSE | L | Annual | Rate | lb/MWh | 0.45982 | 0.45982 | 0.45982 | 0.45982 | 0.45982 | 0.45982 | 0.45982 | 0.45982
IL Fac. Spec. - NOX Rate Summer v3.1, Unit 550 and retrofits | 451 | 1797 | Rate Constraint in lbs/MMBtu | FALSE | L | Annual | Constraint Shadow Price | US2016$/Ton | 0 | 0 | 0 | 0 | 0 | 0 | 0 | 0
IL Fac. Spec. - NOX Rate Summer v3.1, Unit 551 and retrofits | 452 | 1797 | Rate Constraint in lbs/MMBtu | FALSE | L | Annual | Seasons Included | Seasons | Summer | Summer | Summer | Summer | Summer | Summer | Summer | Summer
IL Fac. Spec. - NOX Rate Summer v3.1, Unit 551 and retrofits | 452 | 1797 | Rate Constraint in lbs/MMBtu | FALSE | L | Annual | Standard NOX | lb/MMBtu | 0.25 | 0.25 | 0.25 | 0.25 | 0.25 | 0.25 | 0.25 | 0.25
IL Fac. Spec. - NOX Rate Summer v3.1, Unit 551 and retrofits | 452 | 1797 | Rate Constraint in lbs/MMBtu | FALSE | L | Annual | Emissions at Affected Plants NOX | Thousand Tons | 0.0011267 | 0.0011267 | 0.0011267 | 0.011205 | 0.011205 | 0.0057275 | 0.0057275 | 0.0057275
IL Fac. Spec. - NOX Rate Summer v3.1, Unit 551 and retrofits | 452 | 1797 | Rate Constraint in lbs/MMBtu | FALSE | L | Annual | Allowances Purchased NOX | Thousand Tons | 0 | 0 | 0 | 0 | 0 | 0 | 0 | 0
IL Fac. Spec. - NOX Rate Summer v3.1, Unit 551 and retrofits | 452 | 1797 | Rate Constraint in lbs/MMBtu | FALSE | L | Annual | Allowances Sold NOX | Thousand Tons | 0 | 0 | 0 | 0 | 0 | 0 | 0 | 0
IL Fac. Spec. - NOX Rate Summer v3.1, Unit 551 and retrofits | 452 | 1797 | Rate Constraint in lbs/MMBtu | FALSE | L | Annual | Allowances Banked | Thousand Tons | 0 | 0 | 0 | 0 | 0 | 0 | 0 | 0
IL Fac. Spec. - NOX Rate Summer v3.1, Unit 551 and retrofits | 452 | 1797 | Rate Constraint in lbs/MMBtu | FALSE | L | Annual | Allowances Withdrawn (1:1) | Thousand Tons | 0 | 0 | 0 | 0 | 0 | 0 | 0 | 0
IL Fac. Spec. - NOX Rate Summer v3.1, Unit 551 and retrofits | 452 | 1797 | Rate Constraint in lbs/MMBtu | FALSE | L | Annual | Allowances Withdrawn (n:1) | Thousand Tons | 0 | 0 | 0 | 0 | 0 | 0 | 0 | 0
IL Fac. Spec. - NOX Rate Summer v3.1, Unit 551 and retrofits | 452 | 1797 | Rate Constraint in lbs/MMBtu | FALSE | L | Annual | Net Emissions Allowance Position | Thousand Tons | 0.0011267 | 0.0011267 | 0.0011267 | 0.011205 | 0.011205 | 0.0057275 | 0.0057275 | 0.0057275
IL Fac. Spec. - NOX Rate Summer v3.1, Unit 551 and retrofits | 452 | 1797 | Rate Constraint in lbs/MMBtu | FALSE | L | Annual | Fuel Consumed | TBtu | 0.060496 | 0.060496 | 0.060496 | 0.6016 | 0.6016 | 0.30752 | 0.30752 | 0.30752
IL Fac. Spec. - NOX Rate Summer v3.1, Unit 551 and retrofits | 452 | 1797 | Rate Constraint in lbs/MMBtu | FALSE | L | Annual | Rate | lb/MMBtu | 0.03725 | 0.03725 | 0.03725 | 0.03725 | 0.03725 | 0.03725 | 0.03725 | 0.03725
IL Fac. Spec. - NOX Rate Summer v3.1, Unit 551 and retrofits | 452 | 1797 | Rate Constraint in lbs/MMBtu | FALSE | L | Annual | Generation | TWh | 0.005356 | 0.005356 | 0.005356 | 0.053262 | 0.053262 | 0.027226 | 0.027226 | 0.027226
IL Fac. Spec. - NOX Rate Summer v3.1, Unit 551 and retrofits | 452 | 1797 | Rate Constraint in lbs/MMBtu | FALSE | L | Annual | Qualifying Generation | TWh | 0.005356 | 0.005356 | 0.005356 | 0.053262 | 0.053262 | 0.027226 | 0.027226 | 0.027226
IL Fac. Spec. - NOX Rate Summer v3.1, Unit 551 and retrofits | 452 | 1797 | Rate Constraint in lbs/MMBtu | FALSE | L | Annual | Rate | lb/MWh | 0.42074 | 0.42074 | 0.42074 | 0.42074 | 0.42074 | 0.42074 | 0.42074 | 0.42074
IL Fac. Spec. - NOX Rate Summer v3.1, Unit 551 and retrofits | 452 | 1797 | Rate Constraint in lbs/MMBtu | FALSE | L | Annual | Constraint Shadow Price | US2016$/Ton | 0 | 0 | 0 | 0 | 0 | 0 | 0 | 0
IL Fac. Spec. - NOX Rate Summer v3.1, Unit 552 and retrofits | 453 | 1797 | Rate Constraint in lbs/MMBtu | FALSE | L | Annual | Seasons Included | Seasons | Summer | Summer | Summer | Summer | Summer | Summer | Summer | Summer
IL Fac. Spec. - NOX Rate Summer v3.1, Unit 552 and retrofits | 453 | 1797 | Rate Constraint in lbs/MMBtu | FALSE | L | Annual | Standard NOX | lb/MMBtu | 0.25 | 0.25 | 0.25 | 0.25 | 0.25 | 0.25 | 0.25 | 0.25
IL Fac. Spec. - NOX Rate Summer v3.1, Unit 552 and retrofits | 453 | 1797 | Rate Constraint in lbs/MMBtu | FALSE | L | Annual | Emissions at Affected Plants NOX | Thousand Tons | 0.0011069 | 0.0011069 | 0.0011069 | 0.011008 | 0.011008 | 0.0056268 | 0.0056268 | 0.0056268
IL Fac. Spec. - NOX Rate Summer v3.1, Unit 552 and retrofits | 453 | 1797 | Rate Constraint in lbs/MMBtu | FALSE | L | Annual | Allowances Purchased NOX | Thousand Tons | 0 | 0 | 0 | 0 | 0 | 0 | 0 | 0
IL Fac. Spec. - NOX Rate Summer v3.1, Unit 552 and retrofits | 453 | 1797 | Rate Constraint in lbs/MMBtu | FALSE | L | Annual | Allowances Sold NOX | Thousand Tons | 0 | 0 | 0 | 0 | 0 | 0 | 0 | 0
IL Fac. Spec. - NOX Rate Summer v3.1, Unit 552 and retrofits | 453 | 1797 | Rate Constraint in lbs/MMBtu | FALSE | L | Annual | Allowances Banked | Thousand Tons | 0 | 0 | 0 | 0 | 0 | 0 | 0 | 0
IL Fac. Spec. - NOX Rate Summer v3.1, Unit 552 and retrofits | 453 | 1797 | Rate Constraint in lbs/MMBtu | FALSE | L | Annual | Allowances Withdrawn (1:1) | Thousand Tons | 0 | 0 | 0 | 0 | 0 | 0 | 0 | 0
IL Fac. Spec. - NOX Rate Summer v3.1, Unit 552 and retrofits | 453 | 1797 | Rate Constraint in lbs/MMBtu | FALSE | L | Annual | Allowances Withdrawn (n:1) | Thousand Tons | 0 | 0 | 0 | 0 | 0 | 0 | 0 | 0
IL Fac. Spec. - NOX Rate Summer v3.1, Unit 552 and retrofits | 453 | 1797 | Rate Constraint in lbs/MMBtu | FALSE | L | Annual | Net Emissions Allowance Position | Thousand Tons | 0.0011069 | 0.0011069 | 0.0011069 | 0.011008 | 0.011008 | 0.0056268 | 0.0056268 | 0.0056268
IL Fac. Spec. - NOX Rate Summer v3.1, Unit 552 and retrofits | 453 | 1797 | Rate Constraint in lbs/MMBtu | FALSE | L | Annual | Fuel Consumed | TBtu | 0.061054 | 0.061054 | 0.061054 | 0.60715 | 0.60715 | 0.31036 | 0.31036 | 0.31036
IL Fac. Spec. - NOX Rate Summer v3.1, Unit 552 and retrofits | 453 | 1797 | Rate Constraint in lbs/MMBtu | FALSE | L | Annual | Rate | lb/MMBtu | 0.03626 | 0.03626 | 0.03626 | 0.03626 | 0.03626 | 0.03626 | 0.03626 | 0.03626
IL Fac. Spec. - NOX Rate Summer v3.1, Unit 552 and retrofits | 453 | 1797 | Rate Constraint in lbs/MMBtu | FALSE | L | Annual | Generation | TWh | 0.0054054 | 0.0054054 | 0.0054054 | 0.053754 | 0.053754 | 0.027477 | 0.027477 | 0.027477
IL Fac. Spec. - NOX Rate Summer v3.1, Unit 552 and retrofits | 453 | 1797 | Rate Constraint in lbs/MMBtu | FALSE | L | Annual | Qualifying Generation | TWh | 0.0054054 | 0.0054054 | 0.0054054 | 0.053754 | 0.053754 | 0.027477 | 0.027477 | 0.027477
IL Fac. Spec. - NOX Rate Summer v3.1, Unit 552 and retrofits | 453 | 1797 | Rate Constraint in lbs/MMBtu | FALSE | L | Annual | Rate | lb/MWh | 0.40956 | 0.40956 | 0.40956 | 0.40956 | 0.40956 | 0.40956 | 0.40956 | 0.40956
IL Fac. Spec. - NOX Rate Summer v3.1, Unit 552 and retrofits | 453 | 1797 | Rate Constraint in lbs/MMBtu | FALSE | L | Annual | Constraint Shadow Price | US2016$/Ton | 0 | 0 | 0 | 0 | 0 | 0 | 0 | 0
IL Fac. Spec. - NOX Rate Summer v3.1, Unit 553 and retrofits | 454 | 1797 | Rate Constraint in lbs/MMBtu | FALSE | L | Annual | Seasons Included | Seasons | Summer | Summer | Summer | Summer | Summer | Summer | Summer | Summer
IL Fac. Spec. - NOX Rate Summer v3.1, Unit 553 and retrofits | 454 | 1797 | Rate Constraint in lbs/MMBtu | FALSE | L | Annual | Standard NOX | lb/MMBtu | 0.25 | 0.25 | 0.25 | 0.25 | 0.25 | 0.25 | 0.25 | 0.25
IL Fac. Spec. - NOX Rate Summer v3.1, Unit 553 and retrofits | 454 | 1797 | Rate Constraint in lbs/MMBtu | FALSE | L | Annual | Emissions at Affected Plants NOX | Thousand Tons | 0.0010631 | 0.0010631 | 0.0010631 | 0.010572 | 0.010572 | 0.0054042 | 0.0054042 | 0.0054042
IL Fac. Spec. - NOX Rate Summer v3.1, Unit 553 and retrofits | 454 | 1797 | Rate Constraint in lbs/MMBtu | FALSE | L | Annual | Allowances Purchased NOX | Thousand Tons | 0 | 0 | 0 | 0 | 0 | 0 | 0 | 0
IL Fac. Spec. - NOX Rate Summer v3.1, Unit 553 and retrofits | 454 | 1797 | Rate Constraint in lbs/MMBtu | FALSE | L | Annual | Allowances Sold NOX | Thousand Tons | 0 | 0 | 0 | 0 | 0 | 0 | 0 | 0
IL Fac. Spec. - NOX Rate Summer v3.1, Unit 553 and retrofits | 454 | 1797 | Rate Constraint in lbs/MMBtu | FALSE | L | Annual | Allowances Banked | Thousand Tons | 0 | 0 | 0 | 0 | 0 | 0 | 0 | 0
IL Fac. Spec. - NOX Rate Summer v3.1, Unit 553 and retrofits | 454 | 1797 | Rate Constraint in lbs/MMBtu | FALSE | L | Annual | Allowances Withdrawn (1:1) | Thousand Tons | 0 | 0 | 0 | 0 | 0 | 0 | 0 | 0
IL Fac. Spec. - NOX Rate Summer v3.1, Unit 553 and retrofits | 454 | 1797 | Rate Constraint in lbs/MMBtu | FALSE | L | Annual | Allowances Withdrawn (n:1) | Thousand Tons | 0 | 0 | 0 | 0 | 0 | 0 | 0 | 0
IL Fac. Spec. - NOX Rate Summer v3.1, Unit 553 and retrofits | 454 | 1797 | Rate Constraint in lbs/MMBtu | FALSE | L | Annual | Net Emissions Allowance Position | Thousand Tons | 0.0010631 | 0.0010631 | 0.0010631 | 0.010572 | 0.010572 | 0.0054042 | 0.0054042 | 0.0054042
IL Fac. Spec. - NOX Rate Summer v3.1, Unit 553 and retrofits | 454 | 1797 | Rate Constraint in lbs/MMBtu | FALSE | L | Annual | Fuel Consumed | TBtu | 0.06124 | 0.06124 | 0.06124 | 0.609 | 0.609 | 0.3113 | 0.3113 | 0.3113
IL Fac. Spec. - NOX Rate Summer v3.1, Unit 553 and retrofits | 454 | 1797 | Rate Constraint in lbs/MMBtu | FALSE | L | Annual | Rate | lb/MMBtu | 0.03472 | 0.03472 | 0.03472 | 0.03472 | 0.03472 | 0.03472 | 0.03472 | 0.03472
IL Fac. Spec. - NOX Rate Summer v3.1, Unit 553 and retrofits | 454 | 1797 | Rate Constraint in lbs/MMBtu | FALSE | L | Annual | Generation | TWh | 0.0054219 | 0.0054219 | 0.0054219 | 0.053918 | 0.053918 | 0.027561 | 0.027561 | 0.027561
IL Fac. Spec. - NOX Rate Summer v3.1, Unit 553 and retrofits | 454 | 1797 | Rate Constraint in lbs/MMBtu | FALSE | L | Annual | Qualifying Generation | TWh | 0.0054219 | 0.0054219 | 0.0054219 | 0.053918 | 0.053918 | 0.027561 | 0.027561 | 0.027561
IL Fac. Spec. - NOX Rate Summer v3.1, Unit 553 and retrofits | 454 | 1797 | Rate Constraint in lbs/MMBtu | FALSE | L | Annual | Rate | lb/MWh | 0.39216 | 0.39216 | 0.39216 | 0.39216 | 0.39216 | 0.39216 | 0.39216 | 0.39216
IL Fac. Spec. - NOX Rate Summer v3.1, Unit 553 and retrofits | 454 | 1797 | Rate Constraint in lbs/MMBtu | FALSE | L | Annual | Constraint Shadow Price | US2016$/Ton | 0 | 0 | 0 | 0 | 0 | 0 | 0 | 0
IL Fac. Spec. - NOX Rate Summer v3.1, Unit 554 and retrofits | 455 | 1797 | Rate Constraint in lbs/MMBtu | FALSE | L | Annual | Seasons Included | Seasons | Summer | Summer | Summer | Summer | Summer | Summer | Summer | Summer
IL Fac. Spec. - NOX Rate Summer v3.1, Unit 554 and retrofits | 455 | 1797 | Rate Constraint in lbs/MMBtu | FALSE | L | Annual | Standard NOX | lb/MMBtu | 0.25 | 0.25 | 0.25 | 0.25 | 0.25 | 0.25 | 0.25 | 0.25
IL Fac. Spec. - NOX Rate Summer v3.1, Unit 554 and retrofits | 455 | 1797 | Rate Constraint in lbs/MMBtu | FALSE | L | Annual | Emissions at Affected Plants NOX | Thousand Tons | 0.00061089 | 0.00061089 | 0.00061089 | 0.006075 | 0.006075 | 0.0031054 | 0.0031054 | 0.0031054
IL Fac. Spec. - NOX Rate Summer v3.1, Unit 554 and retrofits | 455 | 1797 | Rate Constraint in lbs/MMBtu | FALSE | L | Annual | Allowances Purchased NOX | Thousand Tons | 0 | 0 | 0 | 0 | 0 | 0 | 0 | 0
IL Fac. Spec. - NOX Rate Summer v3.1, Unit 554 and retrofits | 455 | 1797 | Rate Constraint in lbs/MMBtu | FALSE | L | Annual | Allowances Sold NOX | Thousand Tons | 0 | 0 | 0 | 0 | 0 | 0 | 0 | 0
IL Fac. Spec. - NOX Rate Summer v3.1, Unit 554 and retrofits | 455 | 1797 | Rate Constraint in lbs/MMBtu | FALSE | L | Annual | Allowances Banked | Thousand Tons | 0 | 0 | 0 | 0 | 0 | 0 | 0 | 0
IL Fac. Spec. - NOX Rate Summer v3.1, Unit 554 and retrofits | 455 | 1797 | Rate Constraint in lbs/MMBtu | FALSE | L | Annual | Allowances Withdrawn (1:1) | Thousand Tons | 0 | 0 | 0 | 0 | 0 | 0 | 0 | 0
IL Fac. Spec. - NOX Rate Summer v3.1, Unit 554 and retrofits | 455 | 1797 | Rate Constraint in lbs/MMBtu | FALSE | L | Annual | Allowances Withdrawn (n:1) | Thousand Tons | 0 | 0 | 0 | 0 | 0 | 0 | 0 | 0
IL Fac. Spec. - NOX Rate Summer v3.1, Unit 554 and retrofits | 455 | 1797 | Rate Constraint in lbs/MMBtu | FALSE | L | Annual | Net Emissions Allowance Position | Thousand Tons | 0.00061089 | 0.00061089 | 0.00061089 | 0.006075 | 0.006075 | 0.0031054 | 0.0031054 | 0.0031054
IL Fac. Spec. - NOX Rate Summer v3.1, Unit 554 and retrofits | 455 | 1797 | Rate Constraint in lbs/MMBtu | FALSE | L | Annual | Fuel Consumed | TBtu | 0.016437 | 0.016437 | 0.016437 | 0.16346 | 0.16346 | 0.083556 | 0.083556 | 0.083556
IL Fac. Spec. - NOX Rate Summer v3.1, Unit 554 and retrofits | 455 | 1797 | Rate Constraint in lbs/MMBtu | FALSE | L | Annual | Rate | lb/MMBtu | 0.07433 | 0.07433 | 0.07433 | 0.07433 | 0.07433 | 0.07433 | 0.07433 | 0.07433
IL Fac. Spec. - NOX Rate Summer v3.1, Unit 554 and retrofits | 455 | 1797 | Rate Constraint in lbs/MMBtu | FALSE | L | Annual | Generation | TWh | 0.0014554 | 0.0014554 | 0.0014554 | 0.014473 | 0.014473 | 0.0073983 | 0.0073983 | 0.0073983
IL Fac. Spec. - NOX Rate Summer v3.1, Unit 554 and retrofits | 455 | 1797 | Rate Constraint in lbs/MMBtu | FALSE | L | Annual | Qualifying Generation | TWh | 0.0014554 | 0.0014554 | 0.0014554 | 0.014473 | 0.014473 | 0.0073983 | 0.0073983 | 0.0073983
IL Fac. Spec. - NOX Rate Summer v3.1, Unit 554 and retrofits | 455 | 1797 | Rate Constraint in lbs/MMBtu | FALSE | L | Annual | Rate | lb/MWh | 0.83948 | 0.83948 | 0.83948 | 0.83948 | 0.83948 | 0.83948 | 0.83948 | 0.83948
IL Fac. Spec. - NOX Rate Summer v3.1, Unit 554 and retrofits | 455 | 1797 | Rate Constraint in lbs/MMBtu | FALSE | L | Annual | Constraint Shadow Price | US2016$/Ton | 0 | 0 | 0 | 0 | 0 | 0 | 0 | 0
IL Fac. Spec. - NOX Rate Summer v3.1, Unit 555 and retrofits | 456 | 1797 | Rate Constraint in lbs/MMBtu | FALSE | L | Annual | Seasons Included | Seasons | Summer | Summer | Summer | Summer | Summer | Summer | Summer | Summer
IL Fac. Spec. - NOX Rate Summer v3.1, Unit 555 and retrofits | 456 | 1797 | Rate Constraint in lbs/MMBtu | FALSE | L | Annual | Standard NOX | lb/MMBtu | 0.25 | 0.25 | 0.25 | 0.25 | 0.25 | 0.25 | 0.25 | 0.25
IL Fac. Spec. - NOX Rate Summer v3.1, Unit 555 and retrofits | 456 | 1797 | Rate Constraint in lbs/MMBtu | FALSE | L | Annual | Emissions at Affected Plants NOX | Thousand Tons | 0.00061645 | 0.00061645 | 0.00061645 | 0.0061303 | 0.0061303 | 0.0031336 | 0.0031336 | 0.0031336
IL Fac. Spec. - NOX Rate Summer v3.1, Unit 555 and retrofits | 456 | 1797 | Rate Constraint in lbs/MMBtu | FALSE | L | Annual | Allowances Purchased NOX | Thousand Tons | 0 | 0 | 0 | 0 | 0 | 0 | 0 | 0
IL Fac. Spec. - NOX Rate Summer v3.1, Unit 555 and retrofits | 456 | 1797 | Rate Constraint in lbs/MMBtu | FALSE | L | Annual | Allowances Sold NOX | Thousand Tons | 0 | 0 | 0 | 0 | 0 | 0 | 0 | 0
IL Fac. Spec. - NOX Rate Summer v3.1, Unit 555 and retrofits | 456 | 1797 | Rate Constraint in lbs/MMBtu | FALSE | L | Annual | Allowances Banked | Thousand Tons | 0 | 0 | 0 | 0 | 0 | 0 | 0 | 0
IL Fac. Spec. - NOX Rate Summer v3.1, Unit 555 and retrofits | 456 | 1797 | Rate Constraint in lbs/MMBtu | FALSE | L | Annual | Allowances Withdrawn (1:1) | Thousand Tons | 0 | 0 | 0 | 0 | 0 | 0 | 0 | 0
IL Fac. Spec. - NOX Rate Summer v3.1, Unit 555 and retrofits | 456 | 1797 | Rate Constraint in lbs/MMBtu | FALSE | L | Annual | Allowances Withdrawn (n:1) | Thousand Tons | 0 | 0 | 0 | 0 | 0 | 0 | 0 | 0
IL Fac. Spec. - NOX Rate Summer v3.1, Unit 555 and retrofits | 456 | 1797 | Rate Constraint in lbs/MMBtu | FALSE | L | Annual | Net Emissions Allowance Position | Thousand Tons | 0.00061645 | 0.00061645 | 0.00061645 | 0.0061303 | 0.0061303 | 0.0031336 | 0.0031336 | 0.0031336
IL Fac. Spec. - NOX Rate Summer v3.1, Unit 555 and retrofits | 456 | 1797 | Rate Constraint in lbs/MMBtu | FALSE | L | Annual | Fuel Consumed | TBtu | 0.016257 | 0.016257 | 0.016257 | 0.16166 | 0.16166 | 0.082638 | 0.082638 | 0.082638
IL Fac. Spec. - NOX Rate Summer v3.1, Unit 555 and retrofits | 456 | 1797 | Rate Constraint in lbs/MMBtu | FALSE | L | Annual | Rate | lb/MMBtu | 0.07584 | 0.07584 | 0.07584 | 0.07584 | 0.07584 | 0.07584 | 0.07584 | 0.07584
IL Fac. Spec. - NOX Rate Summer v3.1, Unit 555 and retrofits | 456 | 1797 | Rate Constraint in lbs/MMBtu | FALSE | L | Annual | Generation | TWh | 0.0014394 | 0.0014394 | 0.0014394 | 0.014314 | 0.014314 | 0.007317 | 0.007317 | 0.007317
IL Fac. Spec. - NOX Rate Summer v3.1, Unit 555 and retrofits | 456 | 1797 | Rate Constraint in lbs/MMBtu | FALSE | L | Annual | Qualifying Generation | TWh | 0.0014394 | 0.0014394 | 0.0014394 | 0.014314 | 0.014314 | 0.007317 | 0.007317 | 0.007317
IL Fac. Spec. - NOX Rate Summer v3.1, Unit 555 and retrofits | 456 | 1797 | Rate Constraint in lbs/MMBtu | FALSE | L | Annual | Rate | lb/MWh | 0.85654 | 0.85654 | 0.85654 | 0.85654 | 0.85654 | 0.85654 | 0.85654 | 0.85654
IL Fac. Spec. - NOX Rate Summer v3.1, Unit 555 and retrofits | 456 | 1797 | Rate Constraint in lbs/MMBtu | FALSE | L | Annual | Constraint Shadow Price | US2016$/Ton | 0 | 0 | 0 | 0 | 0 | 0 | 0 | 0
IL Fac. Spec. - NOX Rate Summer v3.1, Unit 556 and retrofits | 457 | 1797 | Rate Constraint in lbs/MMBtu | FALSE | L | Annual | Seasons Included | Seasons | Summer | Summer | Summer | Summer | Summer | Summer | Summer | Summer
IL Fac. Spec. - NOX Rate Summer v3.1, Unit 556 and retrofits | 457 | 1797 | Rate Constraint in lbs/MMBtu | FALSE | L | Annual | Standard NOX | lb/MMBtu | 0.25 | 0.25 | 0.25 | 0.25 | 0.25 | 0.25 | 0.25 | 0.25
IL Fac. Spec. - NOX Rate Summer v3.1, Unit 556 and retrofits | 457 | 1797 | Rate Constraint in lbs/MMBtu | FALSE | L | Annual | Emissions at Affected Plants NOX | Thousand Tons | 0.00069018 | 0.00069018 | 0.00069018 | 0.0068634 | 0.0068634 | 0.0035084 | 0.0035084 | 0.0035084
IL Fac. Spec. - NOX Rate Summer v3.1, Unit 556 and retrofits | 457 | 1797 | Rate Constraint in lbs/MMBtu | FALSE | L | Annual | Allowances Purchased NOX | Thousand Tons | 0 | 0 | 0 | 0 | 0 | 0 | 0 | 0
IL Fac. Spec. - NOX Rate Summer v3.1, Unit 556 and retrofits | 457 | 1797 | Rate Constraint in lbs/MMBtu | FALSE | L | Annual | Allowances Sold NOX | Thousand Tons | 0 | 0 | 0 | 0 | 0 | 0 | 0 | 0
IL Fac. Spec. - NOX Rate Summer v3.1, Unit 556 and retrofits | 457 | 1797 | Rate Constraint in lbs/MMBtu | FALSE | L | Annual | Allowances Banked | Thousand Tons | 0 | 0 | 0 | 0 | 0 | 0 | 0 | 0
IL Fac. Spec. - NOX Rate Summer v3.1, Unit 556 and retrofits | 457 | 1797 | Rate Constraint in lbs/MMBtu | FALSE | L | Annual | Allowances Withdrawn (1:1) | Thousand Tons | 0 | 0 | 0 | 0 | 0 | 0 | 0 | 0
IL Fac. Spec. - NOX Rate Summer v3.1, Unit 556 and retrofits | 457 | 1797 | Rate Constraint in lbs/MMBtu | FALSE | L | Annual | Allowances Withdrawn (n:1) | Thousand Tons | 0 | 0 | 0 | 0 | 0 | 0 | 0 | 0
IL Fac. Spec. - NOX Rate Summer v3.1, Unit 556 and retrofits | 457 | 1797 | Rate Constraint in lbs/MMBtu | FALSE | L | Annual | Net Emissions Allowance Position | Thousand Tons | 0.00069018 | 0.00069018 | 0.00069018 | 0.0068634 | 0.0068634 | 0.0035084 | 0.0035084 | 0.0035084
IL Fac. Spec. - NOX Rate Summer v3.1, Unit 556 and retrofits | 457 | 1797 | Rate Constraint in lbs/MMBtu | FALSE | L | Annual | Fuel Consumed | TBtu | 0.016257 | 0.016257 | 0.016257 | 0.16166 | 0.16166 | 0.082638 | 0.082638 | 0.082638
IL Fac. Spec. - NOX Rate Summer v3.1, Unit 556 and retrofits | 457 | 1797 | Rate Constraint in lbs/MMBtu | FALSE | L | Annual | Rate | lb/MMBtu | 0.08491 | 0.08491 | 0.08491 | 0.08491 | 0.08491 | 0.08491 | 0.08491 | 0.08491
IL Fac. Spec. - NOX Rate Summer v3.1, Unit 556 and retrofits | 457 | 1797 | Rate Constraint in lbs/MMBtu | FALSE | L | Annual | Generation | TWh | 0.0014394 | 0.0014394 | 0.0014394 | 0.014314 | 0.014314 | 0.007317 | 0.007317 | 0.007317
IL Fac. Spec. - NOX Rate Summer v3.1, Unit 556 and retrofits | 457 | 1797 | Rate Constraint in lbs/MMBtu | FALSE | L | Annual | Qualifying Generation | TWh | 0.0014394 | 0.0014394 | 0.0014394 | 0.014314 | 0.014314 | 0.007317 | 0.007317 | 0.007317
IL Fac. Spec. - NOX Rate Summer v3.1, Unit 556 and retrofits | 457 | 1797 | Rate Constraint in lbs/MMBtu | FALSE | L | Annual | Rate | lb/MWh | 0.95897 | 0.95897 | 0.95897 | 0.95897 | 0.95897 | 0.95897 | 0.95897 | 0.95897
IL Fac. Spec. - NOX Rate Summer v3.1, Unit 556 and retrofits | 457 | 1797 | Rate Constraint in lbs/MMBtu | FALSE | L | Annual | Constraint Shadow Price | US2016$/Ton | 0 | 0 | 0 | 0 | 0 | 0 | 0 | 0
IL Fac. Spec. - NOX Rate Summer v3.1, Unit 557 and retrofits | 458 | 1797 | Rate Constraint in lbs/MMBtu | FALSE | L | Annual | Seasons Included | Seasons | Summer | Summer | Summer | Summer | Summer | Summer | Summer | Summer
IL Fac. Spec. - NOX Rate Summer v3.1, Unit 557 and retrofits | 458 | 1797 | Rate Constraint in lbs/MMBtu | FALSE | L | Annual | Standard NOX | lb/MMBtu | 0.25 | 0.25 | 0.25 | 0.25 | 0.25 | 0.25 | 0.25 | 0.25
IL Fac. Spec. - NOX Rate Summer v3.1, Unit 557 and retrofits | 458 | 1797 | Rate Constraint in lbs/MMBtu | FALSE | L | Annual | Emissions at Affected Plants NOX | Thousand Tons | 0.00064483 | 0.00064483 | 0.00064483 | 0.0064125 | 0.0064125 | 0.0032779 | 0.0032779 | 0.0032779
IL Fac. Spec. - NOX Rate Summer v3.1, Unit 557 and retrofits | 458 | 1797 | Rate Constraint in lbs/MMBtu | FALSE | L | Annual | Allowances Purchased NOX | Thousand Tons | 0 | 0 | 0 | 0 | 0 | 0 | 0 | 0
IL Fac. Spec. - NOX Rate Summer v3.1, Unit 557 and retrofits | 458 | 1797 | Rate Constraint in lbs/MMBtu | FALSE | L | Annual | Allowances Sold NOX | Thousand Tons | 0 | 0 | 0 | 0 | 0 | 0 | 0 | 0
IL Fac. Spec. - NOX Rate Summer v3.1, Unit 557 and retrofits | 458 | 1797 | Rate Constraint in lbs/MMBtu | FALSE | L | Annual | Allowances Banked | Thousand Tons | 0 | 0 | 0 | 0 | 0 | 0 | 0 | 0
IL Fac. Spec. - NOX Rate Summer v3.1, Unit 557 and retrofits | 458 | 1797 | Rate Constraint in lbs/MMBtu | FALSE | L | Annual | Allowances Withdrawn (1:1) | Thousand Tons | 0 | 0 | 0 | 0 | 0 | 0 | 0 | 0
IL Fac. Spec. - NOX Rate Summer v3.1, Unit 557 and retrofits | 458 | 1797 | Rate Constraint in lbs/MMBtu | FALSE | L | Annual | Allowances Withdrawn (n:1) | Thousand Tons | 0 | 0 | 0 | 0 | 0 | 0 | 0 | 0
IL Fac. Spec. - NOX Rate Summer v3.1, Unit 557 and retrofits | 458 | 1797 | Rate Constraint in lbs/MMBtu | FALSE | L | Annual | Net Emissions Allowance Position | Thousand Tons | 0.00064483 | 0.00064483 | 0.00064483 | 0.0064125 | 0.0064125 | 0.0032779 | 0.0032779 | 0.0032779
IL Fac. Spec. - NOX Rate Summer v3.1, Unit 557 and retrofits | 458 | 1797 | Rate Constraint in lbs/MMBtu | FALSE | L | Annual | Fuel Consumed | TBtu | 0.016437 | 0.016437 | 0.016437 | 0.16346 | 0.16346 | 0.083556 | 0.083556 | 0.083556
IL Fac. Spec. - NOX Rate Summer v3.1, Unit 557 and retrofits | 458 | 1797 | Rate Constraint in lbs/MMBtu | FALSE | L | Annual | Rate | lb/MMBtu | 0.07846 | 0.07846 | 0.07846 | 0.07846 | 0.07846 | 0.07846 | 0.07846 | 0.07846
IL Fac. Spec. - NOX Rate Summer v3.1, Unit 557 and retrofits | 458 | 1797 | Rate Constraint in lbs/MMBtu | FALSE | L | Annual | Generation | TWh | 0.0014554 | 0.0014554 | 0.0014554 | 0.014473 | 0.014473 | 0.0073983 | 0.0073983 | 0.0073983
IL Fac. Spec. - NOX Rate Summer v3.1, Unit 557 and retrofits | 458 | 1797 | Rate Constraint in lbs/MMBtu | FALSE | L | Annual | Qualifying Generation | TWh | 0.0014554 | 0.0014554 | 0.0014554 | 0.014473 | 0.014473 | 0.0073983 | 0.0073983 | 0.0073983
IL Fac. Spec. - NOX Rate Summer v3.1, Unit 557 and retrofits | 458 | 1797 | Rate Constraint in lbs/MMBtu | FALSE | L | Annual | Rate | lb/MWh | 0.88613 | 0.88613 | 0.88613 | 0.88613 | 0.88613 | 0.88613 | 0.88613 | 0.88613
IL Fac. Spec. - NOX Rate Summer v3.1, Unit 557 and retrofits | 458 | 1797 | Rate Constraint in lbs/MMBtu | FALSE | L | Annual | Constraint Shadow Price | US2016$/Ton | 0 | 0 | 0 | 0 | 0 | 0 | 0 | 0
IL Fac. Spec. - NOX Rate Summer v3.1, Unit 558 and retrofits | 459 | 1797 | Rate Constraint in lbs/MMBtu | FALSE | L | Annual | Seasons Included | Seasons | Summer | Summer | Summer | Summer | Summer | Summer | Summer | Summer
IL Fac. Spec. - NOX Rate Summer v3.1, Unit 558 and retrofits | 459 | 1797 | Rate Constraint in lbs/MMBtu | FALSE | L | Annual | Standard NOX | lb/MMBtu | 0.25 | 0.25 | 0.25 | 0.25 | 0.25 | 0.25 | 0.25 | 0.25
IL Fac. Spec. - NOX Rate Summer v3.1, Unit 558 and retrofits | 459 | 1797 | Rate Constraint in lbs/MMBtu | FALSE | L | Annual | Emissions at Affected Plants NOX | Thousand Tons | 0.00059774 | 0.00059774 | 0.00059774 | 0.0059442 | 0.0059442 | 0.0030385 | 0.0030385 | 0.0030385
IL Fac. Spec. - NOX Rate Summer v3.1, Unit 558 and retrofits | 459 | 1797 | Rate Constraint in lbs/MMBtu | FALSE | L | Annual | Allowances Purchased NOX | Thousand Tons | 0 | 0 | 0 | 0 | 0 | 0 | 0 | 0
IL Fac. Spec. - NOX Rate Summer v3.1, Unit 558 and retrofits | 459 | 1797 | Rate Constraint in lbs/MMBtu | FALSE | L | Annual | Allowances Sold NOX | Thousand Tons | 0 | 0 | 0 | 0 | 0 | 0 | 0 | 0
IL Fac. Spec. - NOX Rate Summer v3.1, Unit 558 and retrofits | 459 | 1797 | Rate Constraint in lbs/MMBtu | FALSE | L | Annual | Allowances Banked | Thousand Tons | 0 | 0 | 0 | 0 | 0 | 0 | 0 | 0
IL Fac. Spec. - NOX Rate Summer v3.1, Unit 558 and retrofits | 459 | 1797 | Rate Constraint in lbs/MMBtu | FALSE | L | Annual | Allowances Withdrawn (1:1) | Thousand Tons | 0 | 0 | 0 | 0 | 0 | 0 | 0 | 0
IL Fac. Spec. - NOX Rate Summer v3.1, Unit 558 and retrofits | 459 | 1797 | Rate Constraint in lbs/MMBtu | FALSE | L | Annual | Allowances Withdrawn (n:1) | Thousand Tons | 0 | 0 | 0 | 0 | 0 | 0 | 0 | 0
IL Fac. Spec. - NOX Rate Summer v3.1, Unit 558 and retrofits | 459 | 1797 | Rate Constraint in lbs/MMBtu | FALSE | L | Annual | Net Emissions Allowance Position | Thousand Tons | 0.00059774 | 0.00059774 | 0.00059774 | 0.0059442 | 0.0059442 | 0.0030385 | 0.0030385 | 0.0030385
IL Fac. Spec. - NOX Rate Summer v3.1, Unit 558 and retrofits | 459 | 1797 | Rate Constraint in lbs/MMBtu | FALSE | L | Annual | Fuel Consumed | TBtu | 0.016437 | 0.016437 | 0.016437 | 0.16346 | 0.16346 | 0.083556 | 0.083556 | 0.083556
IL Fac. Spec. - NOX Rate Summer v3.1, Unit 558 and retrofits | 459 | 1797 | Rate Constraint in lbs/MMBtu | FALSE | L | Annual | Rate | lb/MMBtu | 0.07273 | 0.07273 | 0.07273 | 0.07273 | 0.07273 | 0.07273 | 0.07273 | 0.07273
IL Fac. Spec. - NOX Rate Summer v3.1, Unit 558 and retrofits | 459 | 1797 | Rate Constraint in lbs/MMBtu | FALSE | L | Annual | Generation | TWh | 0.0014554 | 0.0014554 | 0.0014554 | 0.014473 | 0.014473 | 0.0073983 | 0.0073983 | 0.0073983
IL Fac. Spec. - NOX Rate Summer v3.1, Unit 558 and retrofits | 459 | 1797 | Rate Constraint in lbs/MMBtu | FALSE | L | Annual | Qualifying Generation | TWh | 0.0014554 | 0.0014554 | 0.0014554 | 0.014473 | 0.014473 | 0.0073983 | 0.0073983 | 0.0073983
IL Fac. Spec. - NOX Rate Summer v3.1, Unit 558 and retrofits | 459 | 1797 | Rate Constraint in lbs/MMBtu | FALSE | L | Annual | Rate | lb/MWh | 0.82141 | 0.82141 | 0.82141 | 0.82141 | 0.82141 | 0.82141 | 0.82141 | 0.82141
IL Fac. Spec. - NOX Rate Summer v3.1, Unit 558 and retrofits | 459 | 1797 | Rate Constraint in lbs/MMBtu | FALSE | L | Annual | Constraint Shadow Price | US2016$/Ton | 0 | 0 | 0 | 0 | 0 | 0 | 0 | 0
IL Fac. Spec. - NOX Rate Summer v3.1, Unit 561 and retrofits | 460 | 1797 | Rate Constraint in lbs/MMBtu | FALSE | L | Annual | Seasons Included | Seasons | Summer | Summer | Summer | Summer | Summer | Summer | Summer | Summer
IL Fac. Spec. - NOX Rate Summer v3.1, Unit 561 and retrofits | 460 | 1797 | Rate Constraint in lbs/MMBtu | FALSE | L | Annual | Standard NOX | lb/MMBtu | 0.25 | 0.25 | 0.25 | 0.25 | 0.25 | 0.25 | 0.25 | 0.25
IL Fac. Spec. - NOX Rate Summer v3.1, Unit 561 and retrofits | 460 | 1797 | Rate Constraint in lbs/MMBtu | FALSE | L | Annual | Emissions at Affected Plants NOX | Thousand Tons | 0 | 0 | 0.0015958 | 0.0015958 | 0.0015958 | 0.0015958 | 0.0015958 | 0.0015958
IL Fac. Spec. - NOX Rate Summer v3.1, Unit 561 and retrofits | 460 | 1797 | Rate Constraint in lbs/MMBtu | FALSE | L | Annual | Allowances Purchased NOX | Thousand Tons | 0 | 0 | 0 | 0 | 0 | 0 | 0 | 0
IL Fac. Spec. - NOX Rate Summer v3.1, Unit 561 and retrofits | 460 | 1797 | Rate Constraint in lbs/MMBtu | FALSE | L | Annual | Allowances Sold NOX | Thousand Tons | 0 | 0 | 0 | 0 | 0 | 0 | 0 | 0
IL Fac. Spec. - NOX Rate Summer v3.1, Unit 561 and retrofits | 460 | 1797 | Rate Constraint in lbs/MMBtu | FALSE | L | Annual | Allowances Banked | Thousand Tons | 0 | 0 | 0 | 0 | 0 | 0 | 0 | 0
IL Fac. Spec. - NOX Rate Summer v3.1, Unit 561 and retrofits | 460 | 1797 | Rate Constraint in lbs/MMBtu | FALSE | L | Annual | Allowances Withdrawn (1:1) | Thousand Tons | 0 | 0 | 0 | 0 | 0 | 0 | 0 | 0
IL Fac. Spec. - NOX Rate Summer v3.1, Unit 561 and retrofits | 460 | 1797 | Rate Constraint in lbs/MMBtu | FALSE | L | Annual | Allowances Withdrawn (n:1) | Thousand Tons | 0 | 0 | 0 | 0 | 0 | 0 | 0 | 0
IL Fac. Spec. - NOX Rate Summer v3.1, Unit 561 and retrofits | 460 | 1797 | Rate Constraint in lbs/MMBtu | FALSE | L | Annual | Net Emissions Allowance Position | Thousand Tons | 0 | 0 | 0.0015958 | 0.0015958 | 0.0015958 | 0.0015958 | 0.0015958 | 0.0015958
IL Fac. Spec. - NOX Rate Summer v3.1, Unit 561 and retrofits | 460 | 1797 | Rate Constraint in lbs/MMBtu | FALSE | L | Annual | Fuel Consumed | TBtu | 0 | 0 | 0.042402 | 0.042402 | 0.042402 | 0.042402 | 0.042402 | 0.042402
IL Fac. Spec. - NOX Rate Summer v3.1, Unit 561 and retrofits | 460 | 1797 | Rate Constraint in lbs/MMBtu | FALSE | L | Annual | Rate | lb/MMBtu | 0 | 0 | 0.07527 | 0.07527 | 0.07527 | 0.07527 | 0.07527 | 0.07527
IL Fac. Spec. - NOX Rate Summer v3.1, Unit 561 and retrofits | 460 | 1797 | Rate Constraint in lbs/MMBtu | FALSE | L | Annual | Generation | TWh | 0 | 0 | 0.0034278 | 0.0034278 | 0.0034278 | 0.0034278 | 0.0034278 | 0.0034278
IL Fac. Spec. - NOX Rate Summer v3.1, Unit 561 and retrofits | 460 | 1797 | Rate Constraint in lbs/MMBtu | FALSE | L | Annual | Qualifying Generation | TWh | 0 | 0 | 0.0034278 | 0.0034278 | 0.0034278 | 0.0034278 | 0.0034278 | 0.0034278
IL Fac. Spec. - NOX Rate Summer v3.1, Unit 561 and retrofits | 460 | 1797 | Rate Constraint in lbs/MMBtu | FALSE | L | Annual | Rate | lb/MWh | 0 | 0 | 0.93109 | 0.93109 | 0.93109 | 0.93109 | 0.93109 | 0.93109
IL Fac. Spec. - NOX Rate Summer v3.1, Unit 561 and retrofits | 460 | 1797 | Rate Constraint in lbs/MMBtu | FALSE | L | Annual | Constraint Shadow Price | US2016$/Ton | 0 | 0 | 0 | 0 | 0 | 0 | 0 | 0
IL Fac. Spec. - NOX Rate Summer v3.1, Unit 562 and retrofits | 461 | 1797 | Rate Constraint in lbs/MMBtu | FALSE | L | Annual | Seasons Included | Seasons | Summer | Summer | Summer | Summer | Summer | Summer | Summer | Summer
IL Fac. Spec. - NOX Rate Summer v3.1, Unit 562 and retrofits | 461 | 1797 | Rate Constraint in lbs/MMBtu | FALSE | L | Annual | Standard NOX | lb/MMBtu | 0.25 | 0.25 | 0.25 | 0.25 | 0.25 | 0.25 | 0.25 | 0.25
IL Fac. Spec. - NOX Rate Summer v3.1, Unit 562 and retrofits | 461 | 1797 | Rate Constraint in lbs/MMBtu | FALSE | L | Annual | Emissions at Affected Plants NOX | Thousand Tons | 0 | 0 | 0.0017359 | 0.0017359 | 0.0017359 | 0.0017359 | 0.0017359 | 0.0017359
IL Fac. Spec. - NOX Rate Summer v3.1, Unit 562 and retrofits | 461 | 1797 | Rate Constraint in lbs/MMBtu | FALSE | L | Annual | Allowances Purchased NOX | Thousand Tons | 0 | 0 | 0 | 0 | 0 | 0 | 0 | 0
IL Fac. Spec. - NOX Rate Summer v3.1, Unit 562 and retrofits | 461 | 1797 | Rate Constraint in lbs/MMBtu | FALSE | L | Annual | Allowances Sold NOX | Thousand Tons | 0 | 0 | 0 | 0 | 0 | 0 | 0 | 0
IL Fac. Spec. - NOX Rate Summer v3.1, Unit 562 and retrofits | 461 | 1797 | Rate Constraint in lbs/MMBtu | FALSE | L | Annual | Allowances Banked | Thousand Tons | 0 | 0 | 0 | 0 | 0 | 0 | 0 | 0
IL Fac. Spec. - NOX Rate Summer v3.1, Unit 562 and retrofits | 461 | 1797 | Rate Constraint in lbs/MMBtu | FALSE | L | Annual | Allowances Withdrawn (1:1) | Thousand Tons | 0 | 0 | 0 | 0 | 0 | 0 | 0 | 0
IL Fac. Spec. - NOX Rate Summer v3.1, Unit 562 and retrofits | 461 | 1797 | Rate Constraint in lbs/MMBtu | FALSE | L | Annual | Allowances Withdrawn (n:1) | Thousand Tons | 0 | 0 | 0 | 0 | 0 | 0 | 0 | 0
IL Fac. Spec. - NOX Rate Summer v3.1, Unit 562 and retrofits | 461 | 1797 | Rate Constraint in lbs/MMBtu | FALSE | L | Annual | Net Emissions Allowance Position | Thousand Tons | 0 | 0 | 0.0017359 | 0.0017359 | 0.0017359 | 0.0017359 | 0.0017359 | 0.0017359
IL Fac. Spec. - NOX Rate Summer v3.1, Unit 562 and retrofits | 461 | 1797 | Rate Constraint in lbs/MMBtu | FALSE | L | Annual | Fuel Consumed | TBtu | 0 | 0 | 0.040758 | 0.040758 | 0.040758 | 0.040758 | 0.040758 | 0.040758
IL Fac. Spec. - NOX Rate Summer v3.1, Unit 562 and retrofits | 461 | 1797 | Rate Constraint in lbs/MMBtu | FALSE | L | Annual | Rate | lb/MMBtu | 0 | 0 | 0.08518 | 0.08518 | 0.08518 | 0.08518 | 0.08518 | 0.08518
IL Fac. Spec. - NOX Rate Summer v3.1, Unit 562 and retrofits | 461 | 1797 | Rate Constraint in lbs/MMBtu | FALSE | L | Annual | Generation | TWh | 0 | 0 | 0.003296 | 0.003296 | 0.003296 | 0.003296 | 0.003296 | 0.003296
IL Fac. Spec. - NOX Rate Summer v3.1, Unit 562 and retrofits | 461 | 1797 | Rate Constraint in lbs/MMBtu | FALSE | L | Annual | Qualifying Generation | TWh | 0 | 0 | 0.003296 | 0.003296 | 0.003296 | 0.003296 | 0.003296 | 0.003296
IL Fac. Spec. - NOX Rate Summer v3.1, Unit 562 and retrofits | 461 | 1797 | Rate Constraint in lbs/MMBtu | FALSE | L | Annual | Rate | lb/MWh | 0 | 0 | 1.0533 | 1.0533 | 1.0533 | 1.0533 | 1.0533 | 1.0533
IL Fac. Spec. - NOX Rate Summer v3.1, Unit 562 and retrofits | 461 | 1797 | Rate Constraint in lbs/MMBtu | FALSE | L | Annual | Constraint Shadow Price | US2016$/Ton | 0 | 0 | 0 | 0 | 0 | 0 | 0 | 0
IL Fac. Spec. - NOX Rate Summer v3.1, Unit 563 and retrofits | 462 | 1797 | Rate Constraint in lbs/MMBtu | FALSE | L | Annual | Seasons Included | Seasons | Summer | Summer | Summer | Summer | Summer | Summer | Summer | Summer
IL Fac. Spec. - NOX Rate Summer v3.1, Unit 563 and retrofits | 462 | 1797 | Rate Constraint in lbs/MMBtu | FALSE | L | Annual | Standard NOX | lb/MMBtu | 0.25 | 0.25 | 0.25 | 0.25 | 0.25 | 0.25 | 0.25 | 0.25
IL Fac. Spec. - NOX Rate Summer v3.1, Unit 563 and retrofits | 462 | 1797 | Rate Constraint in lbs/MMBtu | FALSE | L | Annual | Emissions at Affected Plants NOX | Thousand Tons | 0 | 0 | 0.0017068 | 0.0017068 | 0.0017068 | 0.0017068 | 0.0017068 | 0.0017068
IL Fac. Spec. - NOX Rate Summer v3.1, Unit 563 and retrofits | 462 | 1797 | Rate Constraint in lbs/MMBtu | FALSE | L | Annual | Allowances Purchased NOX | Thousand Tons | 0 | 0 | 0 | 0 | 0 | 0 | 0 | 0
IL Fac. Spec. - NOX Rate Summer v3.1, Unit 563 and retrofits | 462 | 1797 | Rate Constraint in lbs/MMBtu | FALSE | L | Annual | Allowances Sold NOX | Thousand Tons | 0 | 0 | 0 | 0 | 0 | 0 | 0 | 0
IL Fac. Spec. - NOX Rate Summer v3.1, Unit 563 and retrofits | 462 | 1797 | Rate Constraint in lbs/MMBtu | FALSE | L | Annual | Allowances Banked | Thousand Tons | 0 | 0 | 0 | 0 | 0 | 0 | 0 | 0
IL Fac. Spec. - NOX Rate Summer v3.1, Unit 563 and retrofits | 462 | 1797 | Rate Constraint in lbs/MMBtu | FALSE | L | Annual | Allowances Withdrawn (1:1) | Thousand Tons | 0 | 0 | 0 | 0 | 0 | 0 | 0 | 0
IL Fac. Spec. - NOX Rate Summer v3.1, Unit 563 and retrofits | 462 | 1797 | Rate Constraint in lbs/MMBtu | FALSE | L | Annual | Allowances Withdrawn (n:1) | Thousand Tons | 0 | 0 | 0 | 0 | 0 | 0 | 0 | 0
IL Fac. Spec. - NOX Rate Summer v3.1, Unit 563 and retrofits | 462 | 1797 | Rate Constraint in lbs/MMBtu | FALSE | L | Annual | Net Emissions Allowance Position | Thousand Tons | 0 | 0 | 0.0017068 | 0.0017068 | 0.0017068 | 0.0017068 | 0.0017068 | 0.0017068
IL Fac. Spec. - NOX Rate Summer v3.1, Unit 563 and retrofits | 462 | 1797 | Rate Constraint in lbs/MMBtu | FALSE | L | Annual | Fuel Consumed | TBtu | 0 | 0 | 0.041342 | 0.041342 | 0.041342 | 0.041342 | 0.041342 | 0.041342
IL Fac. Spec. - NOX Rate Summer v3.1, Unit 563 and retrofits | 462 | 1797 | Rate Constraint in lbs/MMBtu | FALSE | L | Annual | Rate | lb/MMBtu | 0 | 0 | 0.08257 | 0.08257 | 0.08257 | 0.08257 | 0.08257 | 0.08257
IL Fac. Spec. - NOX Rate Summer v3.1, Unit 563 and retrofits | 462 | 1797 | Rate Constraint in lbs/MMBtu | FALSE | L | Annual | Generation | TWh | 0 | 0 | 0.0033421 | 0.0033421 | 0.0033421 | 0.0033421 | 0.0033421 | 0.0033421
IL Fac. Spec. - NOX Rate Summer v3.1, Unit 563 and retrofits | 462 | 1797 | Rate Constraint in lbs/MMBtu | FALSE | L | Annual | Qualifying Generation | TWh | 0 | 0 | 0.0033421 | 0.0033421 | 0.0033421 | 0.0033421 | 0.0033421 | 0.0033421
IL Fac. Spec. - NOX Rate Summer v3.1, Unit 563 and retrofits | 462 | 1797 | Rate Constraint in lbs/MMBtu | FALSE | L | Annual | Rate | lb/MWh | 0 | 0 | 1.0214 | 1.0214 | 1.0214 | 1.0214 | 1.0214 | 1.0214
IL Fac. Spec. - NOX Rate Summer v3.1, Unit 563 and retrofits | 462 | 1797 | Rate Constraint in lbs/MMBtu | FALSE | L | Annual | Constraint Shadow Price | US2016$/Ton | 0 | 0 | 0 | 0 | 0 | 0 | 0 | 0
IL Fac. Spec. - NOX Rate Summer v3.1, Unit 564 and retrofits | 463 | 1797 | Rate Constraint in lbs/MMBtu | FALSE | L | Annual | Seasons Included | Seasons | Summer | Summer | Summer | Summer | Summer | Summer | Summer | Summer
IL Fac. Spec. - NOX Rate Summer v3.1, Unit 564 and retrofits | 463 | 1797 | Rate Constraint in lbs/MMBtu | FALSE | L | Annual | Standard NOX | lb/MMBtu | 0.25 | 0.25 | 0.25 | 0.25 | 0.25 | 0.25 | 0.25 | 0.25
IL Fac. Spec. - NOX Rate Summer v3.1, Unit 564 and retrofits | 463 | 1797 | Rate Constraint in lbs/MMBtu | FALSE | L | Annual | Emissions at Affected Plants NOX | Thousand Tons | 0 | 0 | 0.0010733 | 0.0010733 | 0.0010733 | 0.0010733 | 0.0010733 | 0.0010733
IL Fac. Spec. - NOX Rate Summer v3.1, Unit 564 and retrofits | 463 | 1797 | Rate Constraint in lbs/MMBtu | FALSE | L | Annual | Allowances Purchased NOX | Thousand Tons | 0 | 0 | 0 | 0 | 0 | 0 | 0 | 0
IL Fac. Spec. - NOX Rate Summer v3.1, Unit 564 and retrofits | 463 | 1797 | Rate Constraint in lbs/MMBtu | FALSE | L | Annual | Allowances Sold NOX | Thousand Tons | 0 | 0 | 0 | 0 | 0 | 0 | 0 | 0
IL Fac. Spec. - NOX Rate Summer v3.1, Unit 564 and retrofits | 463 | 1797 | Rate Constraint in lbs/MMBtu | FALSE | L | Annual | Allowances Banked | Thousand Tons | 0 | 0 | 0 | 0 | 0 | 0 | 0 | 0
IL Fac. Spec. - NOX Rate Summer v3.1, Unit 564 and retrofits | 463 | 1797 | Rate Constraint in lbs/MMBtu | FALSE | L | Annual | Allowances Withdrawn (1:1) | Thousand Tons | 0 | 0 | 0 | 0 | 0 | 0 | 0 | 0
IL Fac. Spec. - NOX Rate Summer v3.1, Unit 564 and retrofits | 463 | 1797 | Rate Constraint in lbs/MMBtu | FALSE | L | Annual | Allowances Withdrawn (n:1) | Thousand Tons | 0 | 0 | 0 | 0 | 0 | 0 | 0 | 0
IL Fac. Spec. - NOX Rate Summer v3.1, Unit 564 and retrofits | 463 | 1797 | Rate Constraint in lbs/MMBtu | FALSE | L | Annual | Net Emissions Allowance Position | Thousand Tons | 0 | 0 | 0.0010733 | 0.0010733 | 0.0010733 | 0.0010733 | 0.0010733 | 0.0010733
IL Fac. Spec. - NOX Rate Summer v3.1, Unit 564 and retrofits | 463 | 1797 | Rate Constraint in lbs/MMBtu | FALSE | L | Annual | Fuel Consumed | TBtu | 0 | 0 | 0.010516 | 0.010516 | 0.010516 | 0.010516 | 0.010516 | 0.010516
IL Fac. Spec. - NOX Rate Summer v3.1, Unit 564 and retrofits | 463 | 1797 | Rate Constraint in lbs/MMBtu | FALSE | L | Annual | Rate | lb/MMBtu | 0 | 0 | 0.20412 | 0.20412 | 0.20412 | 0.20412 | 0.20412 | 0.20412
IL Fac. Spec. - NOX Rate Summer v3.1, Unit 564 and retrofits | 463 | 1797 | Rate Constraint in lbs/MMBtu | FALSE | L | Annual | Generation | TWh | 0 | 0 | 0.00085085 | 0.00085085 | 0.00085085 | 0.00085085 | 0.00085085 | 0.00085085
IL Fac. Spec. - NOX Rate Summer v3.1, Unit 564 and retrofits | 463 | 1797 | Rate Constraint in lbs/MMBtu | FALSE | L | Annual | Qualifying Generation | TWh | 0 | 0 | 0.00085085 | 0.00085085 | 0.00085085 | 0.00085085 | 0.00085085 | 0.00085085
IL Fac. Spec. - NOX Rate Summer v3.1, Unit 564 and retrofits | 463 | 1797 | Rate Constraint in lbs/MMBtu | FALSE | L | Annual | Rate | lb/MWh | 0 | 0 | 2.5229 | 2.5229 | 2.5229 | 2.5229 | 2.5229 | 2.5229
IL Fac. Spec. - NOX Rate Summer v3.1, Unit 564 and retrofits | 463 | 1797 | Rate Constraint in lbs/MMBtu | FALSE | L | Annual | Constraint Shadow Price | US2016$/Ton | 0 | 0 | 0 | 0 | 0 | 0 | 0 | 0
IL Fac. Spec. - NOX Rate Summer v3.1, Unit 565 and retrofits | 464 | 1797 | Rate Constraint in lbs/MMBtu | FALSE | L | Annual | Seasons Included | Seasons | Summer | Summer | Summer | Summer | Summer | Summer | Summer | Summer
IL Fac. Spec. - NOX Rate Summer v3.1, Unit 565 and retrofits | 464 | 1797 | Rate Constraint in lbs/MMBtu | FALSE | L | Annual | Standard NOX | lb/MMBtu | 0.25 | 0.25 | 0.25 | 0.25 | 0.25 | 0.25 | 0.25 | 0.25
IL Fac. Spec. - NOX Rate Summer v3.1, Unit 565 and retrofits | 464 | 1797 | Rate Constraint in lbs/MMBtu | FALSE | L | Annual | Emissions at Affected Plants NOX | Thousand Tons | 0.0011098 | 0.0011098 | 0.0083233 | 0.011036 | 0.011036 | 0.011036 | 0.0056413 | 0.011036
IL Fac. Spec. - NOX Rate Summer v3.1, Unit 565 and retrofits | 464 | 1797 | Rate Constraint in lbs/MMBtu | FALSE | L | Annual | Allowances Purchased NOX | Thousand Tons | 0 | 0 | 0 | 0 | 0 | 0 | 0 | 0
IL Fac. Spec. - NOX Rate Summer v3.1, Unit 565 and retrofits | 464 | 1797 | Rate Constraint in lbs/MMBtu | FALSE | L | Annual | Allowances Sold NOX | Thousand Tons | 0 | 0 | 0 | 0 | 0 | 0 | 0 | 0
IL Fac. Spec. - NOX Rate Summer v3.1, Unit 565 and retrofits | 464 | 1797 | Rate Constraint in lbs/MMBtu | FALSE | L | Annual | Allowances Banked | Thousand Tons | 0 | 0 | 0 | 0 | 0 | 0 | 0 | 0
IL Fac. Spec. - NOX Rate Summer v3.1, Unit 565 and retrofits | 464 | 1797 | Rate Constraint in lbs/MMBtu | FALSE | L | Annual | Allowances Withdrawn (1:1) | Thousand Tons | 0 | 0 | 0 | 0 | 0 | 0 | 0 | 0
IL Fac. Spec. - NOX Rate Summer v3.1, Unit 565 and retrofits | 464 | 1797 | Rate Constraint in lbs/MMBtu | FALSE | L | Annual | Allowances Withdrawn (n:1) | Thousand Tons | 0 | 0 | 0 | 0 | 0 | 0 | 0 | 0
IL Fac. Spec. - NOX Rate Summer v3.1, Unit 565 and retrofits | 464 | 1797 | Rate Constraint in lbs/MMBtu | FALSE | L | Annual | Net Emissions Allowance Position | Thousand Tons | 0.0011098 | 0.0011098 | 0.0083233 | 0.011036 | 0.011036 | 0.011036 | 0.0056413 | 0.011036
IL Fac. Spec. - NOX Rate Summer v3.1, Unit 565 and retrofits | 464 | 1797 | Rate Constraint in lbs/MMBtu | FALSE | L | Annual | Fuel Consumed | TBtu | 0.05513 | 0.05513 | 0.41348 | 0.54824 | 0.54824 | 0.54824 | 0.28025 | 0.54824
IL Fac. Spec. - NOX Rate Summer v3.1, Unit 565 and retrofits | 464 | 1797 | Rate Constraint in lbs/MMBtu | FALSE | L | Annual | Rate | lb/MMBtu | 0.04026 | 0.04026 | 0.04026 | 0.04026 | 0.04026 | 0.04026 | 0.04026 | 0.04026
IL Fac. Spec. - NOX Rate Summer v3.1, Unit 565 and retrofits | 464 | 1797 | Rate Constraint in lbs/MMBtu | FALSE | L | Annual | Generation | TWh | 0.004944 | 0.004944 | 0.03708 | 0.049165 | 0.049165 | 0.049165 | 0.025132 | 0.049165
IL Fac. Spec. - NOX Rate Summer v3.1, Unit 565 and retrofits | 464 | 1797 | Rate Constraint in lbs/MMBtu | FALSE | L | Annual | Qualifying Generation | TWh | 0.004944 | 0.004944 | 0.03708 | 0.049165 | 0.049165 | 0.049165 | 0.025132 | 0.049165
IL Fac. Spec. - NOX Rate Summer v3.1, Unit 565 and retrofits | 464 | 1797 | Rate Constraint in lbs/MMBtu | FALSE | L | Annual | Rate | lb/MWh | 0.44894 | 0.44894 | 0.44894 | 0.44894 | 0.44894 | 0.44894 | 0.44894 | 0.44894
IL Fac. Spec. - NOX Rate Summer v3.1, Unit 565 and retrofits | 464 | 1797 | Rate Constraint in lbs/MMBtu | FALSE | L | Annual | Constraint Shadow Price | US2016$/Ton | 0 | 0 | 0 | 0 | 0 | 0 | 0 | 0
IL Fac. Spec. - NOX Rate Summer v3.1, Unit 566 and retrofits | 465 | 1797 | Rate Constraint in lbs/MMBtu | FALSE | L | Annual | Seasons Included | Seasons | Summer | Summer | Summer | Summer | Summer | Summer | Summer | Summer
IL Fac. Spec. - NOX Rate Summer v3.1, Unit 566 and retrofits | 465 | 1797 | Rate Constraint in lbs/MMBtu | FALSE | L | Annual | Standard NOX | lb/MMBtu | 0.25 | 0.25 | 0.25 | 0.25 | 0.25 | 0.25 | 0.25 | 0.25
IL Fac. Spec. - NOX Rate Summer v3.1, Unit 566 and retrofits | 465 | 1797 | Rate Constraint in lbs/MMBtu | FALSE | L | Annual | Emissions at Affected Plants NOX | Thousand Tons | 0.0010081 | 0.0010081 | 0.0075604 | 0.010025 | 0.010025 | 0.010025 | 0.0051243 | 0.010025
IL Fac. Spec. - NOX Rate Summer v3.1, Unit 566 and retrofits | 465 | 1797 | Rate Constraint in lbs/MMBtu | FALSE | L | Annual | Allowances Purchased NOX | Thousand Tons | 0 | 0 | 0 | 0 | 0 | 0 | 0 | 0
IL Fac. Spec. - NOX Rate Summer v3.1, Unit 566 and retrofits | 465 | 1797 | Rate Constraint in lbs/MMBtu | FALSE | L | Annual | Allowances Sold NOX | Thousand Tons | 0 | 0 | 0 | 0 | 0 | 0 | 0 | 0
IL Fac. Spec. - NOX Rate Summer v3.1, Unit 566 and retrofits | 465 | 1797 | Rate Constraint in lbs/MMBtu | FALSE | L | Annual | Allowances Banked | Thousand Tons | 0 | 0 | 0 | 0 | 0 | 0 | 0 | 0
IL Fac. Spec. - NOX Rate Summer v3.1, Unit 566 and retrofits | 465 | 1797 | Rate Constraint in lbs/MMBtu | FALSE | L | Annual | Allowances Withdrawn (1:1) | Thousand Tons | 0 | 0 | 0 | 0 | 0 | 0 | 0 | 0
IL Fac. Spec. - NOX Rate Summer v3.1, Unit 566 and retrofits | 465 | 1797 | Rate Constraint in lbs/MMBtu | FALSE | L | Annual | Allowances Withdrawn (n:1) | Thousand Tons | 0 | 0 | 0 | 0 | 0 | 0 | 0 | 0
IL Fac. Spec. - NOX Rate Summer v3.1, Unit 566 and retrofits | 465 | 1797 | Rate Constraint in lbs/MMBtu | FALSE | L | Annual | Net Emissions Allowance Position | Thousand Tons | 0.0010081 | 0.0010081 | 0.0075604 | 0.010025 | 0.010025 | 0.010025 | 0.0051243 | 0.010025
IL Fac. Spec. - NOX Rate Summer v3.1, Unit 566 and retrofits | 465 | 1797 | Rate Constraint in lbs/MMBtu | FALSE | L | Annual | Fuel Consumed | TBtu | 0.05513 | 0.05513 | 0.41348 | 0.54824 | 0.54824 | 0.54824 | 0.28025 | 0.54824
IL Fac. Spec. - NOX Rate Summer v3.1, Unit 566 and retrofits | 465 | 1797 | Rate Constraint in lbs/MMBtu | FALSE | L | Annual | Rate | lb/MMBtu | 0.03657 | 0.03657 | 0.03657 | 0.03657 | 0.03657 | 0.03657 | 0.03657 | 0.03657
IL Fac. Spec. - NOX Rate Summer v3.1, Unit 566 and retrofits | 465 | 1797 | Rate Constraint in lbs/MMBtu | FALSE | L | Annual | Generation | TWh | 0.004944 | 0.004944 | 0.03708 | 0.049165 | 0.049165 | 0.049165 | 0.025132 | 0.049165
IL Fac. Spec. - NOX Rate Summer v3.1, Unit 566 and retrofits | 465 | 1797 | Rate Constraint in lbs/MMBtu | FALSE | L | Annual | Qualifying Generation | TWh | 0.004944 | 0.004944 | 0.03708 | 0.049165 | 0.049165 | 0.049165 | 0.025132 | 0.049165
IL Fac. Spec. - NOX Rate Summer v3.1, Unit 566 and retrofits | 465 | 1797 | Rate Constraint in lbs/MMBtu | FALSE | L | Annual | Rate | lb/MWh | 0.40779 | 0.40779 | 0.40779 | 0.40779 | 0.40779 | 0.40779 | 0.40779 | 0.40779
IL Fac. Spec. - NOX Rate Summer v3.1, Unit 566 and retrofits | 465 | 1797 | Rate Constraint in lbs/MMBtu | FALSE | L | Annual | Constraint Shadow Price | US2016$/Ton | 0 | 0 | 0 | 0 | 0 | 0 | 0 | 0
IL Fac. Spec. - NOX Rate Summer v3.1, Unit 567 and retrofits | 466 | 1797 | Rate Constraint in lbs/MMBtu | FALSE | L | Annual | Seasons Included | Seasons | Summer | Summer | Summer | Summer | Summer | Summer | Summer | Summer
IL Fac. Spec. - NOX Rate Summer v3.1, Unit 567 and retrofits | 466 | 1797 | Rate Constraint in lbs/MMBtu | FALSE | L | Annual | Standard NOX | lb/MMBtu | 0.25 | 0.25 | 0.25 | 0.25 | 0.25 | 0.25 | 0.25 | 0.25
IL Fac. Spec. - NOX Rate Summer v3.1, Unit 567 and retrofits | 466 | 1797 | Rate Constraint in lbs/MMBtu | FALSE | L | Annual | Emissions at Affected Plants NOX | Thousand Tons | 0.00099813 | 0.00099813 | 0.007486 | 0.0099259 | 0.0099259 | 0.0050738 | 0.0050738 | 0.0099259
IL Fac. Spec. - NOX Rate Summer v3.1, Unit 567 and retrofits | 466 | 1797 | Rate Constraint in lbs/MMBtu | FALSE | L | Annual | Allowances Purchased NOX | Thousand Tons | 0 | 0 | 0 | 0 | 0 | 0 | 0 | 0
IL Fac. Spec. - NOX Rate Summer v3.1, Unit 567 and retrofits | 466 | 1797 | Rate Constraint in lbs/MMBtu | FALSE | L | Annual | Allowances Sold NOX | Thousand Tons | 0 | 0 | 0 | 0 | 0 | 0 | 0 | 0
IL Fac. Spec. - NOX Rate Summer v3.1, Unit 567 and retrofits | 466 | 1797 | Rate Constraint in lbs/MMBtu | FALSE | L | Annual | Allowances Banked | Thousand Tons | 0 | 0 | 0 | 0 | 0 | 0 | 0 | 0
IL Fac. Spec. - NOX Rate Summer v3.1, Unit 567 and retrofits | 466 | 1797 | Rate Constraint in lbs/MMBtu | FALSE | L | Annual | Allowances Withdrawn (1:1) | Thousand Tons | 0 | 0 | 0 | 0 | 0 | 0 | 0 | 0
IL Fac. Spec. - NOX Rate Summer v3.1, Unit 567 and retrofits | 466 | 1797 | Rate Constraint in lbs/MMBtu | FALSE | L | Annual | Allowances Withdrawn (n:1) | Thousand Tons | 0 | 0 | 0 | 0 | 0 | 0 | 0 | 0
IL Fac. Spec. - NOX Rate Summer v3.1, Unit 567 and retrofits | 466 | 1797 | Rate Constraint in lbs/MMBtu | FALSE | L | Annual | Net Emissions Allowance Position | Thousand Tons | 0.00099813 | 0.00099813 | 0.007486 | 0.0099259 | 0.0099259 | 0.0050738 | 0.0050738 | 0.0099259
IL Fac. Spec. - NOX Rate Summer v3.1, Unit 567 and retrofits | 466 | 1797 | Rate Constraint in lbs/MMBtu | FALSE | L | Annual | Fuel Consumed | TBtu | 0.05513 | 0.05513 | 0.41348 | 0.54824 | 0.54824 | 0.28025 | 0.28025 | 0.54824
IL Fac. Spec. - NOX Rate Summer v3.1, Unit 567 and retrofits | 466 | 1797 | Rate Constraint in lbs/MMBtu | FALSE | L | Annual | Rate | lb/MMBtu | 0.03621 | 0.03621 | 0.03621 | 0.03621 | 0.03621 | 0.03621 | 0.03621 | 0.03621
IL Fac. Spec. - NOX Rate Summer v3.1, Unit 567 and retrofits | 466 | 1797 | Rate Constraint in lbs/MMBtu | FALSE | L | Annual | Generation | TWh | 0.004944 | 0.004944 | 0.03708 | 0.049165 | 0.049165 | 0.025132 | 0.025132 | 0.049165
IL Fac. Spec. - NOX Rate Summer v3.1, Unit 567 and retrofits | 466 | 1797 | Rate Constraint in lbs/MMBtu | FALSE | L | Annual | Qualifying Generation | TWh | 0.004944 | 0.004944 | 0.03708 | 0.049165 | 0.049165 | 0.025132 | 0.025132 | 0.049165
IL Fac. Spec. - NOX Rate Summer v3.1, Unit 567 and retrofits | 466 | 1797 | Rate Constraint in lbs/MMBtu | FALSE | L | Annual | Rate | lb/MWh | 0.40378 | 0.40378 | 0.40378 | 0.40378 | 0.40378 | 0.40378 | 0.40378 | 0.40378
IL Fac. Spec. - NOX Rate Summer v3.1, Unit 567 and retrofits | 466 | 1797 | Rate Constraint in lbs/MMBtu | FALSE | L | Annual | Constraint Shadow Price | US2016$/Ton | 0 | 0 | 0 | 0 | 0 | 0 | 0 | 0
IL Fac. Spec. - NOX Rate Summer v3.1, Unit 568 and retrofits | 467 | 1797 | Rate Constraint in lbs/MMBtu | FALSE | L | Annual | Seasons Included | Seasons | Summer | Summer | Summer | Summer | Summer | Summer | Summer | Summer
IL Fac. Spec. - NOX Rate Summer v3.1, Unit 568 and retrofits | 467 | 1797 | Rate Constraint in lbs/MMBtu | FALSE | L | Annual | Standard NOX | lb/MMBtu | 0.25 | 0.25 | 0.25 | 0.25 | 0.25 | 0.25 | 0.25 | 0.25
IL Fac. Spec. - NOX Rate Summer v3.1, Unit 568 and retrofits | 467 | 1797 | Rate Constraint in lbs/MMBtu | FALSE | L | Annual | Emissions at Affected Plants NOX | Thousand Tons | 0.0010417 | 0.0010417 | 0.0078126 | 0.010359 | 0.010359 | 0.010359 | 0.0052952 | 0.010359
IL Fac. Spec. - NOX Rate Summer v3.1, Unit 568 and retrofits | 467 | 1797 | Rate Constraint in lbs/MMBtu | FALSE | L | Annual | Allowances Purchased NOX | Thousand Tons | 0 | 0 | 0 | 0 | 0 | 0 | 0 | 0
IL Fac. Spec. - NOX Rate Summer v3.1, Unit 568 and retrofits | 467 | 1797 | Rate Constraint in lbs/MMBtu | FALSE | L | Annual | Allowances Sold NOX | Thousand Tons | 0 | 0 | 0 | 0 | 0 | 0 | 0 | 0
IL Fac. Spec. - NOX Rate Summer v3.1, Unit 568 and retrofits | 467 | 1797 | Rate Constraint in lbs/MMBtu | FALSE | L | Annual | Allowances Banked | Thousand Tons | 0 | 0 | 0 | 0 | 0 | 0 | 0 | 0
IL Fac. Spec. - NOX Rate Summer v3.1, Unit 568 and retrofits | 467 | 1797 | Rate Constraint in lbs/MMBtu | FALSE | L | Annual | Allowances Withdrawn (1:1) | Thousand Tons | 0 | 0 | 0 | 0 | 0 | 0 | 0 | 0
IL Fac. Spec. - NOX Rate Summer v3.1, Unit 568 and retrofits | 467 | 1797 | Rate Constraint in lbs/MMBtu | FALSE | L | Annual | Allowances Withdrawn (n:1) | Thousand Tons | 0 | 0 | 0 | 0 | 0 | 0 | 0 | 0
IL Fac. Spec. - NOX Rate Summer v3.1, Unit 568 and retrofits | 467 | 1797 | Rate Constraint in lbs/MMBtu | FALSE | L | Annual | Net Emissions Allowance Position | Thousand Tons | 0.0010417 | 0.0010417 | 0.0078126 | 0.010359 | 0.010359 | 0.010359 | 0.0052952 | 0.010359
IL Fac. Spec. - NOX Rate Summer v3.1, Unit 568 and retrofits | 467 | 1797 | Rate Constraint in lbs/MMBtu | FALSE | L | Annual | Fuel Consumed | TBtu | 0.05513 | 0.05513 | 0.41348 | 0.54824 | 0.54824 | 0.54824 | 0.28025 | 0.54824
IL Fac. Spec. - NOX Rate Summer v3.1, Unit 568 and retrofits | 467 | 1797 | Rate Constraint in lbs/MMBtu | FALSE | L | Annual | Rate | lb/MMBtu | 0.03779 | 0.03779 | 0.03779 | 0.03779 | 0.03779 | 0.03779 | 0.03779 | 0.03779
IL Fac. Spec. - NOX Rate Summer v3.1, Unit 568 and retrofits | 467 | 1797 | Rate Constraint in lbs/MMBtu | FALSE | L | Annual | Generation | TWh | 0.004944 | 0.004944 | 0.03708 | 0.049165 | 0.049165 | 0.049165 | 0.025132 | 0.049165
IL Fac. Spec. - NOX Rate Summer v3.1, Unit 568 and retrofits | 467 | 1797 | Rate Constraint in lbs/MMBtu | FALSE | L | Annual | Qualifying Generation | TWh | 0.004944 | 0.004944 | 0.03708 | 0.049165 | 0.049165 | 0.049165 | 0.025132 | 0.049165
IL Fac. Spec. - NOX Rate Summer v3.1, Unit 568 and retrofits | 467 | 1797 | Rate Constraint in lbs/MMBtu | FALSE | L | Annual | Rate | lb/MWh | 0.4214 | 0.4214 | 0.4214 | 0.4214 | 0.4214 | 0.4214 | 0.4214 | 0.4214
IL Fac. Spec. - NOX Rate Summer v3.1, Unit 568 and retrofits | 467 | 1797 | Rate Constraint in lbs/MMBtu | FALSE | L | Annual | Constraint Shadow Price | US2016$/Ton | 0 | 0 | 0 | 0 | 0 | 0 | 0 | 0
IL Fac. Spec. - NOX Rate Summer v3.1, Unit 569 and retrofits | 468 | 1797 | Rate Constraint in lbs/MMBtu | FALSE | L | Annual | Seasons Included | Seasons | Summer | Summer | Summer | Summer | Summer | Summer | Summer | Summer
IL Fac. Spec. - NOX Rate Summer v3.1, Unit 569 and retrofits | 468 | 1797 | Rate Constraint in lbs/MMBtu | FALSE | L | Annual | Standard NOX | lb/MMBtu | 0.25 | 0.25 | 0.25 | 0.25 | 0.25 | 0.25 | 0.25 | 0.25
IL Fac. Spec. - NOX Rate Summer v3.1, Unit 569 and retrofits | 468 | 1797 | Rate Constraint in lbs/MMBtu | FALSE | L | Annual | Emissions at Affected Plants NOX | Thousand Tons | 0 | 0 | 0.00070809 | 0.00070809 | 0.00070809 | 0.00070809 | 0.00070809 | 0.00070809
IL Fac. Spec. - NOX Rate Summer v3.1, Unit 569 and retrofits | 468 | 1797 | Rate Constraint in lbs/MMBtu | FALSE | L | Annual | Allowances Purchased NOX | Thousand Tons | 0 | 0 | 0 | 0 | 0 | 0 | 0 | 0
IL Fac. Spec. - NOX Rate Summer v3.1, Unit 569 and retrofits | 468 | 1797 | Rate Constraint in lbs/MMBtu | FALSE | L | Annual | Allowances Sold NOX | Thousand Tons | 0 | 0 | 0 | 0 | 0 | 0 | 0 | 0
IL Fac. Spec. - NOX Rate Summer v3.1, Unit 569 and retrofits | 468 | 1797 | Rate Constraint in lbs/MMBtu | FALSE | L | Annual | Allowances Banked | Thousand Tons | 0 | 0 | 0 | 0 | 0 | 0 | 0 | 0
IL Fac. Spec. - NOX Rate Summer v3.1, Unit 569 and retrofits | 468 | 1797 | Rate Constraint in lbs/MMBtu | FALSE | L | Annual | Allowances Withdrawn (1:1) | Thousand Tons | 0 | 0 | 0 | 0 | 0 | 0 | 0 | 0
IL Fac. Spec. - NOX Rate Summer v3.1, Unit 569 and retrofits | 468 | 1797 | Rate Constraint in lbs/MMBtu | FALSE | L | Annual | Allowances Withdrawn (n:1) | Thousand Tons | 0 | 0 | 0 | 0 | 0 | 0 | 0 | 0
IL Fac. Spec. - NOX Rate Summer v3.1, Unit 569 and retrofits | 468 | 1797 | Rate Constraint in lbs/MMBtu | FALSE | L | Annual | Net Emissions Allowance Position | Thousand Tons | 0 | 0 | 0.00070809 | 0.00070809 | 0.00070809 | 0.00070809 | 0.00070809 | 0.00070809
IL Fac. Spec. - NOX Rate Summer v3.1, Unit 569 and retrofits | 468 | 1797 | Rate Constraint in lbs/MMBtu | FALSE | L | Annual | Fuel Consumed | TBtu | 0 | 0 | 0.031534 | 0.031534 | 0.031534 | 0.031534 | 0.031534 | 0.031534
IL Fac. Spec. - NOX Rate Summer v3.1, Unit 569 and retrofits | 468 | 1797 | Rate Constraint in lbs/MMBtu | FALSE | L | Annual | Rate | lb/MMBtu | 0 | 0 | 0.04491 | 0.04491 | 0.04491 | 0.04491 | 0.04491 | 0.04491
IL Fac. Spec. - NOX Rate Summer v3.1, Unit 569 and retrofits | 468 | 1797 | Rate Constraint in lbs/MMBtu | FALSE | L | Annual | Generation | TWh | 0 | 0 | 0.0025544 | 0.0025544 | 0.0025544 | 0.0025544 | 0.0025544 | 0.0025544
IL Fac. Spec. - NOX Rate Summer v3.1, Unit 569 and retrofits | 468 | 1797 | Rate Constraint in lbs/MMBtu | FALSE | L | Annual | Qualifying Generation | TWh | 0 | 0 | 0.0025544 | 0.0025544 | 0.0025544 | 0.0025544 | 0.0025544 | 0.0025544
IL Fac. Spec. - NOX Rate Summer v3.1, Unit 569 and retrofits | 468 | 1797 | Rate Constraint in lbs/MMBtu | FALSE | L | Annual | Rate | lb/MWh | 0 | 0 | 0.55441 | 0.55441 | 0.55441 | 0.55441 | 0.55441 | 0.55441
IL Fac. Spec. - NOX Rate Summer v3.1, Unit 569 and retrofits | 468 | 1797 | Rate Constraint in lbs/MMBtu | FALSE | L | Annual | Constraint Shadow Price | US2016$/Ton | 0 | 0 | 0 | 0 | 0 | 0 | 0 | 0
IL Fac. Spec. - NOX Rate Summer v3.1, Unit 570 and retrofits | 469 | 1797 | Rate Constraint in lbs/MMBtu | FALSE | L | Annual | Seasons Included | Seasons | Summer | Summer | Summer | Summer | Summer | Summer | Summer | Summer
IL Fac. Spec. - NOX Rate Summer v3.1, Unit 570 and retrofits | 469 | 1797 | Rate Constraint in lbs/MMBtu | FALSE | L | Annual | Standard NOX | lb/MMBtu | 0.25 | 0.25 | 0.25 | 0.25 | 0.25 | 0.25 | 0.25 | 0.25
IL Fac. Spec. - NOX Rate Summer v3.1, Unit 570 and retrofits | 469 | 1797 | Rate Constraint in lbs/MMBtu | FALSE | L | Annual | Emissions at Affected Plants NOX | Thousand Tons | 0 | 0 | 0.00057107 | 0.00057107 | 0.00057107 | 0.00057107 | 0.00057107 | 0.00057107
IL Fac. Spec. - NOX Rate Summer v3.1, Unit 570 and retrofits | 469 | 1797 | Rate Constraint in lbs/MMBtu | FALSE | L | Annual | Allowances Purchased NOX | Thousand Tons | 0 | 0 | 0 | 0 | 0 | 0 | 0 | 0
IL Fac. Spec. - NOX Rate Summer v3.1, Unit 570 and retrofits | 469 | 1797 | Rate Constraint in lbs/MMBtu | FALSE | L | Annual | Allowances Sold NOX | Thousand Tons | 0 | 0 | 0 | 0 | 0 | 0 | 0 | 0
IL Fac. Spec. - NOX Rate Summer v3.1, Unit 570 and retrofits | 469 | 1797 | Rate Constraint in lbs/MMBtu | FALSE | L | Annual | Allowances Banked | Thousand Tons | 0 | 0 | 0 | 0 | 0 | 0 | 0 | 0
IL Fac. Spec. - NOX Rate Summer v3.1, Unit 570 and retrofits | 469 | 1797 | Rate Constraint in lbs/MMBtu | FALSE | L | Annual | Allowances Withdrawn (1:1) | Thousand Tons | 0 | 0 | 0 | 0 | 0 | 0 | 0 | 0
IL Fac. Spec. - NOX Rate Summer v3.1, Unit 570 and retrofits | 469 | 1797 | Rate Constraint in lbs/MMBtu | FALSE | L | Annual | Allowances Withdrawn (n:1) | Thousand Tons | 0 | 0 | 0 | 0 | 0 | 0 | 0 | 0
IL Fac. Spec. - NOX Rate Summer v3.1, Unit 570 and retrofits | 469 | 1797 | Rate Constraint in lbs/MMBtu | FALSE | L | Annual | Net Emissions Allowance Position | Thousand Tons | 0 | 0 | 0.00057107 | 0.00057107 | 0.00057107 | 0.00057107 | 0.00057107 | 0.00057107
IL Fac. Spec. - NOX Rate Summer v3.1, Unit 570 and retrofits | 469 | 1797 | Rate Constraint in lbs/MMBtu | FALSE | L | Annual | Fuel Consumed | TBtu | 0 | 0 | 0.031656 | 0.031656 | 0.031656 | 0.031656 | 0.031656 | 0.031656
IL Fac. Spec. - NOX Rate Summer v3.1, Unit 570 and retrofits | 469 | 1797 | Rate Constraint in lbs/MMBtu | FALSE | L | Annual | Rate | lb/MMBtu | 0 | 0 | 0.03608 | 0.03608 | 0.03608 | 0.03608 | 0.03608 | 0.03608
IL Fac. Spec. - NOX Rate Summer v3.1, Unit 570 and retrofits | 469 | 1797 | Rate Constraint in lbs/MMBtu | FALSE | L | Annual | Generation | TWh | 0 | 0 | 0.0025643 | 0.0025643 | 0.0025643 | 0.0025643 | 0.0025643 | 0.0025643
IL Fac. Spec. - NOX Rate Summer v3.1, Unit 570 and retrofits | 469 | 1797 | Rate Constraint in lbs/MMBtu | FALSE | L | Annual | Qualifying Generation | TWh | 0 | 0 | 0.0025643 | 0.0025643 | 0.0025643 | 0.0025643 | 0.0025643 | 0.0025643
IL Fac. Spec. - NOX Rate Summer v3.1, Unit 570 and retrofits | 469 | 1797 | Rate Constraint in lbs/MMBtu | FALSE | L | Annual | Rate | lb/MWh | 0 | 0 | 0.44541 | 0.44541 | 0.44541 | 0.44541 | 0.44541 | 0.44541
IL Fac. Spec. - NOX Rate Summer v3.1, Unit 570 and retrofits | 469 | 1797 | Rate Constraint in lbs/MMBtu | FALSE | L | Annual | Constraint Shadow Price | US2016$/Ton | 0 | 0 | 0 | 0 | 0 | 0 | 0 | 0
IL Fac. Spec. - NOX Rate Summer v3.1, Unit 571 and retrofits | 470 | 1797 | Rate Constraint in lbs/MMBtu | FALSE | L | Annual | Seasons Included | Seasons | Summer | Summer | Summer | Summer | Summer | Summer | Summer | Summer
IL Fac. Spec. - NOX Rate Summer v3.1, Unit 571 and retrofits | 470 | 1797 | Rate Constraint in lbs/MMBtu | FALSE | L | Annual | Standard NOX | lb/MMBtu | 0.25 | 0.25 | 0.25 | 0.25 | 0.25 | 0.25 | 0.25 | 0.25
IL Fac. Spec. - NOX Rate Summer v3.1, Unit 571 and retrofits | 470 | 1797 | Rate Constraint in lbs/MMBtu | FALSE | L | Annual | Emissions at Affected Plants NOX | Thousand Tons | 0 | 0 | 0.00049399 | 0.00049399 | 0.00049399 | 0.00049399 | 0.00049399 | 0.00049399
IL Fac. Spec. - NOX Rate Summer v3.1, Unit 571 and retrofits | 470 | 1797 | Rate Constraint in lbs/MMBtu | FALSE | L | Annual | Allowances Purchased NOX | Thousand Tons | 0 | 0 | 0 | 0 | 0 | 0 | 0 | 0
IL Fac. Spec. - NOX Rate Summer v3.1, Unit 571 and retrofits | 470 | 1797 | Rate Constraint in lbs/MMBtu | FALSE | L | Annual | Allowances Sold NOX | Thousand Tons | 0 | 0 | 0 | 0 | 0 | 0 | 0 | 0
IL Fac. Spec. - NOX Rate Summer v3.1, Unit 571 and retrofits | 470 | 1797 | Rate Constraint in lbs/MMBtu | FALSE | L | Annual | Allowances Banked | Thousand Tons | 0 | 0 | 0 | 0 | 0 | 0 | 0 | 0
IL Fac. Spec. - NOX Rate Summer v3.1, Unit 571 and retrofits | 470 | 1797 | Rate Constraint in lbs/MMBtu | FALSE | L | Annual | Allowances Withdrawn (1:1) | Thousand Tons | 0 | 0 | 0 | 0 | 0 | 0 | 0 | 0
IL Fac. Spec. - NOX Rate Summer v3.1, Unit 571 and retrofits | 470 | 1797 | Rate Constraint in lbs/MMBtu | FALSE | L | Annual | Allowances Withdrawn (n:1) | Thousand Tons | 0 | 0 | 0 | 0 | 0 | 0 | 0 | 0
IL Fac. Spec. - NOX Rate Summer v3.1, Unit 571 and retrofits | 470 | 1797 | Rate Constraint in lbs/MMBtu | FALSE | L | Annual | Net Emissions Allowance Position | Thousand Tons | 0 | 0 | 0.00049399 | 0.00049399 | 0.00049399 | 0.00049399 | 0.00049399 | 0.00049399
IL Fac. Spec. - NOX Rate Summer v3.1, Unit 571 and retrofits | 470 | 1797 | Rate Constraint in lbs/MMBtu | FALSE | L | Annual | Fuel Consumed | TBtu | 0 | 0 | 0.031737 | 0.031737 | 0.031737 | 0.031737 | 0.031737 | 0.031737
IL Fac. Spec. - NOX Rate Summer v3.1, Unit 571 and retrofits | 470 | 1797 | Rate Constraint in lbs/MMBtu | FALSE | L | Annual | Rate | lb/MMBtu | 0 | 0 | 0.03113 | 0.03113 | 0.03113 | 0.03113 | 0.03113 | 0.03113
IL Fac. Spec. - NOX Rate Summer v3.1, Unit 571 and retrofits | 470 | 1797 | Rate Constraint in lbs/MMBtu | FALSE | L | Annual | Generation | TWh | 0 | 0 | 0.0025709 | 0.0025709 | 0.0025709 | 0.0025709 | 0.0025709 | 0.0025709
IL Fac. Spec. - NOX Rate Summer v3.1, Unit 571 and retrofits | 470 | 1797 | Rate Constraint in lbs/MMBtu | FALSE | L | Annual | Qualifying Generation | TWh | 0 | 0 | 0.0025709 | 0.0025709 | 0.0025709 | 0.0025709 | 0.0025709 | 0.0025709
IL Fac. Spec. - NOX Rate Summer v3.1, Unit 571 and retrofits | 470 | 1797 | Rate Constraint in lbs/MMBtu | FALSE | L | Annual | Rate | lb/MWh | 0 | 0 | 0.3843 | 0.3843 | 0.3843 | 0.3843 | 0.3843 | 0.3843
IL Fac. Spec. - NOX Rate Summer v3.1, Unit 571 and retrofits | 470 | 1797 | Rate Constraint in lbs/MMBtu | FALSE | L | Annual | Constraint Shadow Price | US2016$/Ton | 0 | 0 | 0 | 0 | 0 | 0 | 0 | 0
IL Fac. Spec. - NOX Rate Summer v3.1, Unit 572 and retrofits | 471 | 1797 | Rate Constraint in lbs/MMBtu | FALSE | L | Annual | Seasons Included | Seasons | Summer | Summer | Summer | Summer | Summer | Summer | Summer | Summer
IL Fac. Spec. - NOX Rate Summer v3.1, Unit 572 and retrofits | 471 | 1797 | Rate Constraint in lbs/MMBtu | FALSE | L | Annual | Standard NOX | lb/MMBtu | 0.25 | 0.25 | 0.25 | 0.25 | 0.25 | 0.25 | 0.25 | 0.25
IL Fac. Spec. - NOX Rate Summer v3.1, Unit 572 and retrofits | 471 | 1797 | Rate Constraint in lbs/MMBtu | FALSE | L | Annual | Emissions at Affected Plants NOX | Thousand Tons | 0 | 0 | 0.00052081 | 0.00052081 | 0.00052081 | 0.00052081 | 0.00052081 | 0.00052081
IL Fac. Spec. - NOX Rate Summer v3.1, Unit 572 and retrofits | 471 | 1797 | Rate Constraint in lbs/MMBtu | FALSE | L | Annual | Allowances Purchased NOX | Thousand Tons | 0 | 0 | 0 | 0 | 0 | 0 | 0 | 0
IL Fac. Spec. - NOX Rate Summer v3.1, Unit 572 and retrofits | 471 | 1797 | Rate Constraint in lbs/MMBtu | FALSE | L | Annual | Allowances Sold NOX | Thousand Tons | 0 | 0 | 0 | 0 | 0 | 0 | 0 | 0
IL Fac. Spec. - NOX Rate Summer v3.1, Unit 572 and retrofits | 471 | 1797 | Rate Constraint in lbs/MMBtu | FALSE | L | Annual | Allowances Banked | Thousand Tons | 0 | 0 | 0 | 0 | 0 | 0 | 0 | 0
IL Fac. Spec. - NOX Rate Summer v3.1, Unit 572 and retrofits | 471 | 1797 | Rate Constraint in lbs/MMBtu | FALSE | L | Annual | Allowances Withdrawn (1:1) | Thousand Tons | 0 | 0 | 0 | 0 | 0 | 0 | 0 | 0
IL Fac. Spec. - NOX Rate Summer v3.1, Unit 572 and retrofits | 471 | 1797 | Rate Constraint in lbs/MMBtu | FALSE | L | Annual | Allowances Withdrawn (n:1) | Thousand Tons | 0 | 0 | 0 | 0 | 0 | 0 | 0 | 0
IL Fac. Spec. - NOX Rate Summer v3.1, Unit 572 and retrofits | 471 | 1797 | Rate Constraint in lbs/MMBtu | FALSE | L | Annual | Net Emissions Allowance Position | Thousand Tons | 0 | 0 | 0.00052081 | 0.00052081 | 0.00052081 | 0.00052081 | 0.00052081 | 0.00052081
IL Fac. Spec. - NOX Rate Summer v3.1, Unit 572 and retrofits | 471 | 1797 | Rate Constraint in lbs/MMBtu | FALSE | L | Annual | Fuel Consumed | TBtu | 0 | 0 | 0.031737 | 0.031737 | 0.031737 | 0.031737 | 0.031737 | 0.031737
IL Fac. Spec. - NOX Rate Summer v3.1, Unit 572 and retrofits | 471 | 1797 | Rate Constraint in lbs/MMBtu | FALSE | L | Annual | Rate | lb/MMBtu | 0 | 0 | 0.03282 | 0.03282 | 0.03282 | 0.03282 | 0.03282 | 0.03282
IL Fac. Spec. - NOX Rate Summer v3.1, Unit 572 and retrofits | 471 | 1797 | Rate Constraint in lbs/MMBtu | FALSE | L | Annual | Generation | TWh | 0 | 0 | 0.0025709 | 0.0025709 | 0.0025709 | 0.0025709 | 0.0025709 | 0.0025709
IL Fac. Spec. - NOX Rate Summer v3.1, Unit 572 and retrofits | 471 | 1797 | Rate Constraint in lbs/MMBtu | FALSE | L | Annual | Qualifying Generation | TWh | 0 | 0 | 0.0025709 | 0.0025709 | 0.0025709 | 0.0025709 | 0.0025709 | 0.0025709
IL Fac. Spec. - NOX Rate Summer v3.1, Unit 572 and retrofits | 471 | 1797 | Rate Constraint in lbs/MMBtu | FALSE | L | Annual | Rate | lb/MWh | 0 | 0 | 0.40516 | 0.40516 | 0.40516 | 0.40516 | 0.40516 | 0.40516
IL Fac. Spec. - NOX Rate Summer v3.1, Unit 572 and retrofits | 471 | 1797 | Rate Constraint in lbs/MMBtu | FALSE | L | Annual | Constraint Shadow Price | US2016$/Ton | 0 | 0 | 0 | 0 | 0 | 0 | 0 | 0
IL Fac. Spec. - NOX Rate Summer v3.1, Unit 573 and retrofits | 472 | 1797 | Rate Constraint in lbs/MMBtu | FALSE | L | Annual | Seasons Included | Seasons | Summer | Summer | Summer | Summer | Summer | Summer | Summer | Summer
IL Fac. Spec. - NOX Rate Summer v3.1, Unit 573 and retrofits | 472 | 1797 | Rate Constraint in lbs/MMBtu | FALSE | L | Annual | Standard NOX | lb/MMBtu | 0.25 | 0.25 | 0.25 | 0.25 | 0.25 | 0.25 | 0.25 | 0.25
IL Fac. Spec. - NOX Rate Summer v3.1, Unit 573 and retrofits | 472 | 1797 | Rate Constraint in lbs/MMBtu | FALSE | L | Annual | Emissions at Affected Plants NOX | Thousand Tons | 0 | 0 | 0.00056083 | 0.00056083 | 0.00056083 | 0.00056083 | 0.00056083 | 0.00056083
IL Fac. Spec. - NOX Rate Summer v3.1, Unit 573 and retrofits | 472 | 1797 | Rate Constraint in lbs/MMBtu | FALSE | L | Annual | Allowances Purchased NOX | Thousand Tons | 0 | 0 | 0 | 0 | 0 | 0 | 0 | 0
IL Fac. Spec. - NOX Rate Summer v3.1, Unit 573 and retrofits | 472 | 1797 | Rate Constraint in lbs/MMBtu | FALSE | L | Annual | Allowances Sold NOX | Thousand Tons | 0 | 0 | 0 | 0 | 0 | 0 | 0 | 0
IL Fac. Spec. - NOX Rate Summer v3.1, Unit 573 and retrofits | 472 | 1797 | Rate Constraint in lbs/MMBtu | FALSE | L | Annual | Allowances Banked | Thousand Tons | 0 | 0 | 0 | 0 | 0 | 0 | 0 | 0
IL Fac. Spec. - NOX Rate Summer v3.1, Unit 573 and retrofits | 472 | 1797 | Rate Constraint in lbs/MMBtu | FALSE | L | Annual | Allowances Withdrawn (1:1) | Thousand Tons | 0 | 0 | 0 | 0 | 0 | 0 | 0 | 0
IL Fac. Spec. - NOX Rate Summer v3.1, Unit 573 and retrofits | 472 | 1797 | Rate Constraint in lbs/MMBtu | FALSE | L | Annual | Allowances Withdrawn (n:1) | Thousand Tons | 0 | 0 | 0 | 0 | 0 | 0 | 0 | 0
IL Fac. Spec. - NOX Rate Summer v3.1, Unit 573 and retrofits | 472 | 1797 | Rate Constraint in lbs/MMBtu | FALSE | L | Annual | Net Emissions Allowance Position | Thousand Tons | 0 | 0 | 0.00056083 | 0.00056083 | 0.00056083 | 0.00056083 | 0.00056083 | 0.00056083
IL Fac. Spec. - NOX Rate Summer v3.1, Unit 573 and retrofits | 472 | 1797 | Rate Constraint in lbs/MMBtu | FALSE | L | Annual | Fuel Consumed | TBtu | 0 | 0 | 0.031534 | 0.031534 | 0.031534 | 0.031534 | 0.031534 | 0.031534
IL Fac. Spec. - NOX Rate Summer v3.1, Unit 573 and retrofits | 472 | 1797 | Rate Constraint in lbs/MMBtu | FALSE | L | Annual | Rate | lb/MMBtu | 0 | 0 | 0.03557 | 0.03557 | 0.03557 | 0.03557 | 0.03557 | 0.03557
IL Fac. Spec. - NOX Rate Summer v3.1, Unit 573 and retrofits | 472 | 1797 | Rate Constraint in lbs/MMBtu | FALSE | L | Annual | Generation | TWh | 0 | 0 | 0.0025544 | 0.0025544 | 0.0025544 | 0.0025544 | 0.0025544 | 0.0025544
IL Fac. Spec. - NOX Rate Summer v3.1, Unit 573 and retrofits | 472 | 1797 | Rate Constraint in lbs/MMBtu | FALSE | L | Annual | Qualifying Generation | TWh | 0 | 0 | 0.0025544 | 0.0025544 | 0.0025544 | 0.0025544 | 0.0025544 | 0.0025544
IL Fac. Spec. - NOX Rate Summer v3.1, Unit 573 and retrofits | 472 | 1797 | Rate Constraint in lbs/MMBtu | FALSE | L | Annual | Rate | lb/MWh | 0 | 0 | 0.43911 | 0.43911 | 0.43911 | 0.43911 | 0.43911 | 0.43911
IL Fac. Spec. - NOX Rate Summer v3.1, Unit 573 and retrofits | 472 | 1797 | Rate Constraint in lbs/MMBtu | FALSE | L | Annual | Constraint Shadow Price | US2016$/Ton | 0 | 0 | 0 | 0 | 0 | 0 | 0 | 0
IL Fac. Spec. - NOX Rate Summer v3.1, Unit 574 and retrofits | 473 | 1797 | Rate Constraint in lbs/MMBtu | FALSE | L | Annual | Seasons Included | Seasons | Summer | Summer | Summer | Summer | Summer | Summer | Summer | Summer
IL Fac. Spec. - NOX Rate Summer v3.1, Unit 574 and retrofits | 473 | 1797 | Rate Constraint in lbs/MMBtu | FALSE | L | Annual | Standard NOX | lb/MMBtu | 0.25 | 0.25 | 0.25 | 0.25 | 0.25 | 0.25 | 0.25 | 0.25
IL Fac. Spec. - NOX Rate Summer v3.1, Unit 574 and retrofits | 473 | 1797 | Rate Constraint in lbs/MMBtu | FALSE | L | Annual | Emissions at Affected Plants NOX | Thousand Tons | 0 | 0 | 0.00059083 | 0.00059083 | 0.00059083 | 0.00059083 | 0.00059083 | 0.00059083
IL Fac. Spec. - NOX Rate Summer v3.1, Unit 574 and retrofits | 473 | 1797 | Rate Constraint in lbs/MMBtu | FALSE | L | Annual | Allowances Purchased NOX | Thousand Tons | 0 | 0 | 0 | 0 | 0 | 0 | 0 | 0
IL Fac. Spec. - NOX Rate Summer v3.1, Unit 574 and retrofits | 473 | 1797 | Rate Constraint in lbs/MMBtu | FALSE | L | Annual | Allowances Sold NOX | Thousand Tons | 0 | 0 | 0 | 0 | 0 | 0 | 0 | 0
IL Fac. Spec. - NOX Rate Summer v3.1, Unit 574 and retrofits | 473 | 1797 | Rate Constraint in lbs/MMBtu | FALSE | L | Annual | Allowances Banked | Thousand Tons | 0 | 0 | 0 | 0 | 0 | 0 | 0 | 0
IL Fac. Spec. - NOX Rate Summer v3.1, Unit 574 and retrofits | 473 | 1797 | Rate Constraint in lbs/MMBtu | FALSE | L | Annual | Allowances Withdrawn (1:1) | Thousand Tons | 0 | 0 | 0 | 0 | 0 | 0 | 0 | 0
IL Fac. Spec. - NOX Rate Summer v3.1, Unit 574 and retrofits | 473 | 1797 | Rate Constraint in lbs/MMBtu | FALSE | L | Annual | Allowances Withdrawn (n:1) | Thousand Tons | 0 | 0 | 0 | 0 | 0 | 0 | 0 | 0
IL Fac. Spec. - NOX Rate Summer v3.1, Unit 574 and retrofits | 473 | 1797 | Rate Constraint in lbs/MMBtu | FALSE | L | Annual | Net Emissions Allowance Position | Thousand Tons | 0 | 0 | 0.00059083 | 0.00059083 | 0.00059083 | 0.00059083 | 0.00059083 | 0.00059083
IL Fac. Spec. - NOX Rate Summer v3.1, Unit 574 and retrofits | 473 | 1797 | Rate Constraint in lbs/MMBtu | FALSE | L | Annual | Fuel Consumed | TBtu | 0 | 0 | 0.031452 | 0.031452 | 0.031452 | 0.031452 | 0.031452 | 0.031452
IL Fac. Spec. - NOX Rate Summer v3.1, Unit 574 and retrofits | 473 | 1797 | Rate Constraint in lbs/MMBtu | FALSE | L | Annual | Rate | lb/MMBtu | 0 | 0 | 0.03757 | 0.03757 | 0.03757 | 0.03757 | 0.03757 | 0.03757
IL Fac. Spec. - NOX Rate Summer v3.1, Unit 574 and retrofits | 473 | 1797 | Rate Constraint in lbs/MMBtu | FALSE | L | Annual | Generation | TWh | 0 | 0 | 0.0025478 | 0.0025478 | 0.0025478 | 0.0025478 | 0.0025478 | 0.0025478
IL Fac. Spec. - NOX Rate Summer v3.1, Unit 574 and retrofits | 473 | 1797 | Rate Constraint in lbs/MMBtu | FALSE | L | Annual | Qualifying Generation | TWh | 0 | 0 | 0.0025478 | 0.0025478 | 0.0025478 | 0.0025478 | 0.0025478 | 0.0025478
IL Fac. Spec. - NOX Rate Summer v3.1, Unit 574 and retrofits | 473 | 1797 | Rate Constraint in lbs/MMBtu | FALSE | L | Annual | Rate | lb/MWh | 0 | 0 | 0.4638 | 0.4638 | 0.4638 | 0.4638 | 0.4638 | 0.4638
IL Fac. Spec. - NOX Rate Summer v3.1, Unit 574 and retrofits | 473 | 1797 | Rate Constraint in lbs/MMBtu | FALSE | L | Annual | Constraint Shadow Price | US2016$/Ton | 0 | 0 | 0 | 0 | 0 | 0 | 0 | 0
IL Fac. Spec. - NOX Rate Summer v3.1, Unit 575 and retrofits | 474 | 1797 | Rate Constraint in lbs/MMBtu | FALSE | L | Annual | Seasons Included | Seasons | Summer | Summer | Summer | Summer | Summer | Summer | Summer | Summer
IL Fac. Spec. - NOX Rate Summer v3.1, Unit 575 and retrofits | 474 | 1797 | Rate Constraint in lbs/MMBtu | FALSE | L | Annual | Standard NOX | lb/MMBtu | 0.25 | 0.25 | 0.25 | 0.25 | 0.25 | 0.25 | 0.25 | 0.25
IL Fac. Spec. - NOX Rate Summer v3.1, Unit 575 and retrofits | 474 | 1797 | Rate Constraint in lbs/MMBtu | FALSE | L | Annual | Emissions at Affected Plants NOX | Thousand Tons | 0 | 0 | 0.00055094 | 0.00055094 | 0.00055094 | 0.00055094 | 0.00055094 | 0.00055094
IL Fac. Spec. - NOX Rate Summer v3.1, Unit 575 and retrofits | 474 | 1797 | Rate Constraint in lbs/MMBtu | FALSE | L | Annual | Allowances Purchased NOX | Thousand Tons | 0 | 0 | 0 | 0 | 0 | 0 | 0 | 0
IL Fac. Spec. - NOX Rate Summer v3.1, Unit 575 and retrofits | 474 | 1797 | Rate Constraint in lbs/MMBtu | FALSE | L | Annual | Allowances Sold NOX | Thousand Tons | 0 | 0 | 0 | 0 | 0 | 0 | 0 | 0
IL Fac. Spec. - NOX Rate Summer v3.1, Unit 575 and retrofits | 474 | 1797 | Rate Constraint in lbs/MMBtu | FALSE | L | Annual | Allowances Banked | Thousand Tons | 0 | 0 | 0 | 0 | 0 | 0 | 0 | 0
IL Fac. Spec. - NOX Rate Summer v3.1, Unit 575 and retrofits | 474 | 1797 | Rate Constraint in lbs/MMBtu | FALSE | L | Annual | Allowances Withdrawn (1:1) | Thousand Tons | 0 | 0 | 0 | 0 | 0 | 0 | 0 | 0
IL Fac. Spec. - NOX Rate Summer v3.1, Unit 575 and retrofits | 474 | 1797 | Rate Constraint in lbs/MMBtu | FALSE | L | Annual | Allowances Withdrawn (n:1) | Thousand Tons | 0 | 0 | 0 | 0 | 0 | 0 | 0 | 0
IL Fac. Spec. - NOX Rate Summer v3.1, Unit 575 and retrofits | 474 | 1797 | Rate Constraint in lbs/MMBtu | FALSE | L | Annual | Net Emissions Allowance Position | Thousand Tons | 0 | 0 | 0.00055094 | 0.00055094 | 0.00055094 | 0.00055094 | 0.00055094 | 0.00055094
IL Fac. Spec. - NOX Rate Summer v3.1, Unit 575 and retrofits | 474 | 1797 | Rate Constraint in lbs/MMBtu | FALSE | L | Annual | Fuel Consumed | TBtu | 0 | 0 | 0.031819 | 0.031819 | 0.031819 | 0.031819 | 0.031819 | 0.031819
IL Fac. Spec. - NOX Rate Summer v3.1, Unit 575 and retrofits | 474 | 1797 | Rate Constraint in lbs/MMBtu | FALSE | L | Annual | Rate | lb/MMBtu | 0 | 0 | 0.03463 | 0.03463 | 0.03463 | 0.03463 | 0.03463 | 0.03463
IL Fac. Spec. - NOX Rate Summer v3.1, Unit 575 and retrofits | 474 | 1797 | Rate Constraint in lbs/MMBtu | FALSE | L | Annual | Generation | TWh | 0 | 0 | 0.0025775 | 0.0025775 | 0.0025775 | 0.0025775 | 0.0025775 | 0.0025775
IL Fac. Spec. - NOX Rate Summer v3.1, Unit 575 and retrofits | 474 | 1797 | Rate Constraint in lbs/MMBtu | FALSE | L | Annual | Qualifying Generation | TWh | 0 | 0 | 0.0025775 | 0.0025775 | 0.0025775 | 0.0025775 | 0.0025775 | 0.0025775
IL Fac. Spec. - NOX Rate Summer v3.1, Unit 575 and retrofits | 474 | 1797 | Rate Constraint in lbs/MMBtu | FALSE | L | Annual | Rate | lb/MWh | 0 | 0 | 0.42751 | 0.42751 | 0.42751 | 0.42751 | 0.42751 | 0.42751
IL Fac. Spec. - NOX Rate Summer v3.1, Unit 575 and retrofits | 474 | 1797 | Rate Constraint in lbs/MMBtu | FALSE | L | Annual | Constraint Shadow Price | US2016$/Ton | 0 | 0 | 0 | 0 | 0 | 0 | 0 | 0
IL Fac. Spec. - NOX Rate Summer v3.1, Unit 576 and retrofits | 475 | 1797 | Rate Constraint in lbs/MMBtu | FALSE | L | Annual | Seasons Included | Seasons | Summer | Summer | Summer | Summer | Summer | Summer | Summer | Summer
IL Fac. Spec. - NOX Rate Summer v3.1, Unit 576 and retrofits | 475 | 1797 | Rate Constraint in lbs/MMBtu | FALSE | L | Annual | Standard NOX | lb/MMBtu | 0.25 | 0.25 | 0.25 | 0.25 | 0.25 | 0.25 | 0.25 | 0.25
IL Fac. Spec. - NOX Rate Summer v3.1, Unit 576 and retrofits | 475 | 1797 | Rate Constraint in lbs/MMBtu | FALSE | L | Annual | Emissions at Affected Plants NOX | Thousand Tons | 0 | 0 | 0.00050339 | 0.00050339 | 0.00050339 | 0.00050339 | 0.00050339 | 0.0017668
IL Fac. Spec. - NOX Rate Summer v3.1, Unit 576 and retrofits | 475 | 1797 | Rate Constraint in lbs/MMBtu | FALSE | L | Annual | Allowances Purchased NOX | Thousand Tons | 0 | 0 | 0 | 0 | 0 | 0 | 0 | 0
IL Fac. Spec. - NOX Rate Summer v3.1, Unit 576 and retrofits | 475 | 1797 | Rate Constraint in lbs/MMBtu | FALSE | L | Annual | Allowances Sold NOX | Thousand Tons | 0 | 0 | 0 | 0 | 0 | 0 | 0 | 0
IL Fac. Spec. - NOX Rate Summer v3.1, Unit 576 and retrofits | 475 | 1797 | Rate Constraint in lbs/MMBtu | FALSE | L | Annual | Allowances Banked | Thousand Tons | 0 | 0 | 0 | 0 | 0 | 0 | 0 | 0
IL Fac. Spec. - NOX Rate Summer v3.1, Unit 576 and retrofits | 475 | 1797 | Rate Constraint in lbs/MMBtu | FALSE | L | Annual | Allowances Withdrawn (1:1) | Thousand Tons | 0 | 0 | 0 | 0 | 0 | 0 | 0 | 0
IL Fac. Spec. - NOX Rate Summer v3.1, Unit 576 and retrofits | 475 | 1797 | Rate Constraint in lbs/MMBtu | FALSE | L | Annual | Allowances Withdrawn (n:1) | Thousand Tons | 0 | 0 | 0 | 0 | 0 | 0 | 0 | 0
IL Fac. Spec. - NOX Rate Summer v3.1, Unit 576 and retrofits | 475 | 1797 | Rate Constraint in lbs/MMBtu | FALSE | L | Annual | Net Emissions Allowance Position | Thousand Tons | 0 | 0 | 0.00050339 | 0.00050339 | 0.00050339 | 0.00050339 | 0.00050339 | 0.0017668
IL Fac. Spec. - NOX Rate Summer v3.1, Unit 576 and retrofits | 475 | 1797 | Rate Constraint in lbs/MMBtu | FALSE | L | Annual | Fuel Consumed | TBtu | 0 | 0 | 0.031981 | 0.031981 | 0.031981 | 0.031981 | 0.031981 | 0.11225
IL Fac. Spec. - NOX Rate Summer v3.1, Unit 576 and retrofits | 475 | 1797 | Rate Constraint in lbs/MMBtu | FALSE | L | Annual | Rate | lb/MMBtu | 0 | 0 | 0.03148 | 0.03148 | 0.03148 | 0.03148 | 0.03148 | 0.03148
IL Fac. Spec. - NOX Rate Summer v3.1, Unit 576 and retrofits | 475 | 1797 | Rate Constraint in lbs/MMBtu | FALSE | L | Annual | Generation | TWh | 0 | 0 | 0.0025906 | 0.0025906 | 0.0025906 | 0.0025906 | 0.0025906 | 0.0090925
IL Fac. Spec. - NOX Rate Summer v3.1, Unit 576 and retrofits | 475 | 1797 | Rate Constraint in lbs/MMBtu | FALSE | L | Annual | Qualifying Generation | TWh | 0 | 0 | 0.0025906 | 0.0025906 | 0.0025906 | 0.0025906 | 0.0025906 | 0.0090925
IL Fac. Spec. - NOX Rate Summer v3.1, Unit 576 and retrofits | 475 | 1797 | Rate Constraint in lbs/MMBtu | FALSE | L | Annual | Rate | lb/MWh | 0 | 0 | 0.38862 | 0.38862 | 0.38862 | 0.38862 | 0.38862 | 0.38862
IL Fac. Spec. - NOX Rate Summer v3.1, Unit 576 and retrofits | 475 | 1797 | Rate Constraint in lbs/MMBtu | FALSE | L | Annual | Constraint Shadow Price | US2016$/Ton | 0 | 0 | 0 | 0 | 0 | 0 | 0 | 0
IL Fac. Spec. - NOX Rate Summer v3.1, Unit 577 and retrofits | 476 | 1797 | Rate Constraint in lbs/MMBtu | FALSE | L | Annual | Seasons Included | Seasons | Summer | Summer | Summer | Summer | Summer | Summer | Summer | Summer
IL Fac. Spec. - NOX Rate Summer v3.1, Unit 577 and retrofits | 476 | 1797 | Rate Constraint in lbs/MMBtu | FALSE | L | Annual | Standard NOX | lb/MMBtu | 0.25 | 0.25 | 0.25 | 0.25 | 0.25 | 0.25 | 0.25 | 0.25
IL Fac. Spec. - NOX Rate Summer v3.1, Unit 577 and retrofits | 476 | 1797 | Rate Constraint in lbs/MMBtu | FALSE | L | Annual | Emissions at Affected Plants NOX | Thousand Tons | 0.0010651 | 0.0010651 | 0.0079884 | 0.010592 | 0.010592 | 0.0054143 | 0.0054143 | 0.010592
IL Fac. Spec. - NOX Rate Summer v3.1, Unit 577 and retrofits | 476 | 1797 | Rate Constraint in lbs/MMBtu | FALSE | L | Annual | Allowances Purchased NOX | Thousand Tons | 0 | 0 | 0 | 0 | 0 | 0 | 0 | 0
IL Fac. Spec. - NOX Rate Summer v3.1, Unit 577 and retrofits | 476 | 1797 | Rate Constraint in lbs/MMBtu | FALSE | L | Annual | Allowances Sold NOX | Thousand Tons | 0 | 0 | 0 | 0 | 0 | 0 | 0 | 0
IL Fac. Spec. - NOX Rate Summer v3.1, Unit 577 and retrofits | 476 | 1797 | Rate Constraint in lbs/MMBtu | FALSE | L | Annual | Allowances Banked | Thousand Tons | 0 | 0 | 0 | 0 | 0 | 0 | 0 | 0
IL Fac. Spec. - NOX Rate Summer v3.1, Unit 577 and retrofits | 476 | 1797 | Rate Constraint in lbs/MMBtu | FALSE | L | Annual | Allowances Withdrawn (1:1) | Thousand Tons | 0 | 0 | 0 | 0 | 0 | 0 | 0 | 0
IL Fac. Spec. - NOX Rate Summer v3.1, Unit 577 and retrofits | 476 | 1797 | Rate Constraint in lbs/MMBtu | FALSE | L | Annual | Allowances Withdrawn (n:1) | Thousand Tons | 0 | 0 | 0 | 0 | 0 | 0 | 0 | 0
IL Fac. Spec. - NOX Rate Summer v3.1, Unit 577 and retrofits | 476 | 1797 | Rate Constraint in lbs/MMBtu | FALSE | L | Annual | Net Emissions Allowance Position | Thousand Tons | 0.0010651 | 0.0010651 | 0.0079884 | 0.010592 | 0.010592 | 0.0054143 | 0.0054143 | 0.010592
IL Fac. Spec. - NOX Rate Summer v3.1, Unit 577 and retrofits | 476 | 1797 | Rate Constraint in lbs/MMBtu | FALSE | L | Annual | Fuel Consumed | TBtu | 0.05513 | 0.05513 | 0.41348 | 0.54824 | 0.54824 | 0.28025 | 0.28025 | 0.54824
IL Fac. Spec. - NOX Rate Summer v3.1, Unit 577 and retrofits | 476 | 1797 | Rate Constraint in lbs/MMBtu | FALSE | L | Annual | Rate | lb/MMBtu | 0.03864 | 0.03864 | 0.03864 | 0.03864 | 0.03864 | 0.03864 | 0.03864 | 0.03864
IL Fac. Spec. - NOX Rate Summer v3.1, Unit 577 and retrofits | 476 | 1797 | Rate Constraint in lbs/MMBtu | FALSE | L | Annual | Generation | TWh | 0.004944 | 0.004944 | 0.03708 | 0.049165 | 0.049165 | 0.025132 | 0.025132 | 0.049165
IL Fac. Spec. - NOX Rate Summer v3.1, Unit 577 and retrofits | 476 | 1797 | Rate Constraint in lbs/MMBtu | FALSE | L | Annual | Qualifying Generation | TWh | 0.004944 | 0.004944 | 0.03708 | 0.049165 | 0.049165 | 0.025132 | 0.025132 | 0.049165
IL Fac. Spec. - NOX Rate Summer v3.1, Unit 577 and retrofits | 476 | 1797 | Rate Constraint in lbs/MMBtu | FALSE | L | Annual | Rate | lb/MWh | 0.43087 | 0.43087 | 0.43087 | 0.43087 | 0.43087 | 0.43087 | 0.43087 | 0.43087
IL Fac. Spec. - NOX Rate Summer v3.1, Unit 577 and retrofits | 476 | 1797 | Rate Constraint in lbs/MMBtu | FALSE | L | Annual | Constraint Shadow Price | US2016$/Ton | 0 | 0 | 0 | 0 | 0 | 0 | 0 | 0
IL Fac. Spec. - NOX Rate Summer v3.1, Unit 578 and retrofits | 477 | 1797 | Rate Constraint in lbs/MMBtu | FALSE | L | Annual | Seasons Included | Seasons | Summer | Summer | Summer | Summer | Summer | Summer | Summer | Summer
IL Fac. Spec. - NOX Rate Summer v3.1, Unit 578 and retrofits | 477 | 1797 | Rate Constraint in lbs/MMBtu | FALSE | L | Annual | Standard NOX | lb/MMBtu | 0.25 | 0.25 | 0.25 | 0.25 | 0.25 | 0.25 | 0.25 | 0.25
IL Fac. Spec. - NOX Rate Summer v3.1, Unit 578 and retrofits | 477 | 1797 | Rate Constraint in lbs/MMBtu | FALSE | L | Annual | Emissions at Affected Plants NOX | Thousand Tons | 0.00097195 | 0.00097195 | 0.0072896 | 0.0096655 | 0.0096655 | 0.0096655 | 0.0049407 | 0.0096655
IL Fac. Spec. - NOX Rate Summer v3.1, Unit 578 and retrofits | 477 | 1797 | Rate Constraint in lbs/MMBtu | FALSE | L | Annual | Allowances Purchased NOX | Thousand Tons | 0 | 0 | 0 | 0 | 0 | 0 | 0 | 0
IL Fac. Spec. - NOX Rate Summer v3.1, Unit 578 and retrofits | 477 | 1797 | Rate Constraint in lbs/MMBtu | FALSE | L | Annual | Allowances Sold NOX | Thousand Tons | 0 | 0 | 0 | 0 | 0 | 0 | 0 | 0
IL Fac. Spec. - NOX Rate Summer v3.1, Unit 578 and retrofits | 477 | 1797 | Rate Constraint in lbs/MMBtu | FALSE | L | Annual | Allowances Banked | Thousand Tons | 0 | 0 | 0 | 0 | 0 | 0 | 0 | 0
IL Fac. Spec. - NOX Rate Summer v3.1, Unit 578 and retrofits | 477 | 1797 | Rate Constraint in lbs/MMBtu | FALSE | L | Annual | Allowances Withdrawn (1:1) | Thousand Tons | 0 | 0 | 0 | 0 | 0 | 0 | 0 | 0
IL Fac. Spec. - NOX Rate Summer v3.1, Unit 578 and retrofits | 477 | 1797 | Rate Constraint in lbs/MMBtu | FALSE | L | Annual | Allowances Withdrawn (n:1) | Thousand Tons | 0 | 0 | 0 | 0 | 0 | 0 | 0 | 0
IL Fac. Spec. - NOX Rate Summer v3.1, Unit 578 and retrofits | 477 | 1797 | Rate Constraint in lbs/MMBtu | FALSE | L | Annual | Net Emissions Allowance Position | Thousand Tons | 0.00097195 | 0.00097195 | 0.0072896 | 0.0096655 | 0.0096655 | 0.0096655 | 0.0049407 | 0.0096655
IL Fac. Spec. - NOX Rate Summer v3.1, Unit 578 and retrofits | 477 | 1797 | Rate Constraint in lbs/MMBtu | FALSE | L | Annual | Fuel Consumed | TBtu | 0.05513 | 0.05513 | 0.41348 | 0.54824 | 0.54824 | 0.54824 | 0.28025 | 0.54824
IL Fac. Spec. - NOX Rate Summer v3.1, Unit 578 and retrofits | 477 | 1797 | Rate Constraint in lbs/MMBtu | FALSE | L | Annual | Rate | lb/MMBtu | 0.03526 | 0.03526 | 0.03526 | 0.03526 | 0.03526 | 0.03526 | 0.03526 | 0.03526
IL Fac. Spec. - NOX Rate Summer v3.1, Unit 578 and retrofits | 477 | 1797 | Rate Constraint in lbs/MMBtu | FALSE | L | Annual | Generation | TWh | 0.004944 | 0.004944 | 0.03708 | 0.049165 | 0.049165 | 0.049165 | 0.025132 | 0.049165
IL Fac. Spec. - NOX Rate Summer v3.1, Unit 578 and retrofits | 477 | 1797 | Rate Constraint in lbs/MMBtu | FALSE | L | Annual | Qualifying Generation | TWh | 0.004944 | 0.004944 | 0.03708 | 0.049165 | 0.049165 | 0.049165 | 0.025132 | 0.049165
IL Fac. Spec. - NOX Rate Summer v3.1, Unit 578 and retrofits | 477 | 1797 | Rate Constraint in lbs/MMBtu | FALSE | L | Annual | Rate | lb/MWh | 0.39318 | 0.39318 | 0.39318 | 0.39318 | 0.39318 | 0.39318 | 0.39318 | 0.39318
IL Fac. Spec. - NOX Rate Summer v3.1, Unit 578 and retrofits | 477 | 1797 | Rate Constraint in lbs/MMBtu | FALSE | L | Annual | Constraint Shadow Price | US2016$/Ton | 0 | 0 | 0 | 0 | 0 | 0 | 0 | 0
IL Fac. Spec. - NOX Rate Summer v3.1, Unit 579 and retrofits | 478 | 1797 | Rate Constraint in lbs/MMBtu | FALSE | L | Annual | Seasons Included | Seasons | Summer | Summer | Summer | Summer | Summer | Summer | Summer | Summer
IL Fac. Spec. - NOX Rate Summer v3.1, Unit 579 and retrofits | 478 | 1797 | Rate Constraint in lbs/MMBtu | FALSE | L | Annual | Standard NOX | lb/MMBtu | 0.25 | 0.25 | 0.25 | 0.25 | 0.25 | 0.25 | 0.25 | 0.25
IL Fac. Spec. - NOX Rate Summer v3.1, Unit 579 and retrofits | 478 | 1797 | Rate Constraint in lbs/MMBtu | FALSE | L | Annual | Emissions at Affected Plants NOX | Thousand Tons | 0.00095623 | 0.00095623 | 0.0071717 | 0.0095092 | 0.0095092 | 0.0095092 | 0.0048609 | 0.0095092
IL Fac. Spec. - NOX Rate Summer v3.1, Unit 579 and retrofits | 478 | 1797 | Rate Constraint in lbs/MMBtu | FALSE | L | Annual | Allowances Purchased NOX | Thousand Tons | 0 | 0 | 0 | 0 | 0 | 0 | 0 | 0
IL Fac. Spec. - NOX Rate Summer v3.1, Unit 579 and retrofits | 478 | 1797 | Rate Constraint in lbs/MMBtu | FALSE | L | Annual | Allowances Sold NOX | Thousand Tons | 0 | 0 | 0 | 0 | 0 | 0 | 0 | 0
IL Fac. Spec. - NOX Rate Summer v3.1, Unit 579 and retrofits | 478 | 1797 | Rate Constraint in lbs/MMBtu | FALSE | L | Annual | Allowances Banked | Thousand Tons | 0 | 0 | 0 | 0 | 0 | 0 | 0 | 0
IL Fac. Spec. - NOX Rate Summer v3.1, Unit 579 and retrofits | 478 | 1797 | Rate Constraint in lbs/MMBtu | FALSE | L | Annual | Allowances Withdrawn (1:1) | Thousand Tons | 0 | 0 | 0 | 0 | 0 | 0 | 0 | 0
IL Fac. Spec. - NOX Rate Summer v3.1, Unit 579 and retrofits | 478 | 1797 | Rate Constraint in lbs/MMBtu | FALSE | L | Annual | Allowances Withdrawn (n:1) | Thousand Tons | 0 | 0 | 0 | 0 | 0 | 0 | 0 | 0
IL Fac. Spec. - NOX Rate Summer v3.1, Unit 579 and retrofits | 478 | 1797 | Rate Constraint in lbs/MMBtu | FALSE | L | Annual | Net Emissions Allowance Position | Thousand Tons | 0.00095623 | 0.00095623 | 0.0071717 | 0.0095092 | 0.0095092 | 0.0095092 | 0.0048609 | 0.0095092
IL Fac. Spec. - NOX Rate Summer v3.1, Unit 579 and retrofits | 478 | 1797 | Rate Constraint in lbs/MMBtu | FALSE | L | Annual | Fuel Consumed | TBtu | 0.05513 | 0.05513 | 0.41348 | 0.54824 | 0.54824 | 0.54824 | 0.28025 | 0.54824
IL Fac. Spec. - NOX Rate Summer v3.1, Unit 579 and retrofits | 478 | 1797 | Rate Constraint in lbs/MMBtu | FALSE | L | Annual | Rate | lb/MMBtu | 0.03469 | 0.03469 | 0.03469 | 0.03469 | 0.03469 | 0.03469 | 0.03469 | 0.03469
IL Fac. Spec. - NOX Rate Summer v3.1, Unit 579 and retrofits | 478 | 1797 | Rate Constraint in lbs/MMBtu | FALSE | L | Annual | Generation | TWh | 0.004944 | 0.004944 | 0.03708 | 0.049165 | 0.049165 | 0.049165 | 0.025132 | 0.049165
IL Fac. Spec. - NOX Rate Summer v3.1, Unit 579 and retrofits | 478 | 1797 | Rate Constraint in lbs/MMBtu | FALSE | L | Annual | Qualifying Generation | TWh | 0.004944 | 0.004944 | 0.03708 | 0.049165 | 0.049165 | 0.049165 | 0.025132 | 0.049165
IL Fac. Spec. - NOX Rate Summer v3.1, Unit 579 and retrofits | 478 | 1797 | Rate Constraint in lbs/MMBtu | FALSE | L | Annual | Rate | lb/MWh | 0.38683 | 0.38683 | 0.38683 | 0.38683 | 0.38683 | 0.38683 | 0.38683 | 0.38683
IL Fac. Spec. - NOX Rate Summer v3.1, Unit 579 and retrofits | 478 | 1797 | Rate Constraint in lbs/MMBtu | FALSE | L | Annual | Constraint Shadow Price | US2016$/Ton | 0 | 0 | 0 | 0 | 0 | 0 | 0 | 0
IL Fac. Spec. - NOX Rate Summer v3.1, Unit 580 and retrofits | 479 | 1797 | Rate Constraint in lbs/MMBtu | FALSE | L | Annual | Seasons Included | Seasons | Summer | Summer | Summer | Summer | Summer | Summer | Summer | Summer
IL Fac. Spec. - NOX Rate Summer v3.1, Unit 580 and retrofits | 479 | 1797 | Rate Constraint in lbs/MMBtu | FALSE | L | Annual | Standard NOX | lb/MMBtu | 0.25 | 0.25 | 0.25 | 0.25 | 0.25 | 0.25 | 0.25 | 0.25
IL Fac. Spec. - NOX Rate Summer v3.1, Unit 580 and retrofits | 479 | 1797 | Rate Constraint in lbs/MMBtu | FALSE | L | Annual | Emissions at Affected Plants NOX | Thousand Tons | 0.00090331 | 0.00090331 | 0.0067748 | 0.0089829 | 0.0089829 | 0.0045918 | 0.0045918 | 0.0089829
IL Fac. Spec. - NOX Rate Summer v3.1, Unit 580 and retrofits | 479 | 1797 | Rate Constraint in lbs/MMBtu | FALSE | L | Annual | Allowances Purchased NOX | Thousand Tons | 0 | 0 | 0 | 0 | 0 | 0 | 0 | 0
IL Fac. Spec. - NOX Rate Summer v3.1, Unit 580 and retrofits | 479 | 1797 | Rate Constraint in lbs/MMBtu | FALSE | L | Annual | Allowances Sold NOX | Thousand Tons | 0 | 0 | 0 | 0 | 0 | 0 | 0 | 0
IL Fac. Spec. - NOX Rate Summer v3.1, Unit 580 and retrofits | 479 | 1797 | Rate Constraint in lbs/MMBtu | FALSE | L | Annual | Allowances Banked | Thousand Tons | 0 | 0 | 0 | 0 | 0 | 0 | 0 | 0
IL Fac. Spec. - NOX Rate Summer v3.1, Unit 580 and retrofits | 479 | 1797 | Rate Constraint in lbs/MMBtu | FALSE | L | Annual | Allowances Withdrawn (1:1) | Thousand Tons | 0 | 0 | 0 | 0 | 0 | 0 | 0 | 0
IL Fac. Spec. - NOX Rate Summer v3.1, Unit 580 and retrofits | 479 | 1797 | Rate Constraint in lbs/MMBtu | FALSE | L | Annual | Allowances Withdrawn (n:1) | Thousand Tons | 0 | 0 | 0 | 0 | 0 | 0 | 0 | 0
IL Fac. Spec. - NOX Rate Summer v3.1, Unit 580 and retrofits | 479 | 1797 | Rate Constraint in lbs/MMBtu | FALSE | L | Annual | Net Emissions Allowance Position | Thousand Tons | 0.00090331 | 0.00090331 | 0.0067748 | 0.0089829 | 0.0089829 | 0.0045918 | 0.0045918 | 0.0089829
IL Fac. Spec. - NOX Rate Summer v3.1, Unit 580 and retrofits | 479 | 1797 | Rate Constraint in lbs/MMBtu | FALSE | L | Annual | Fuel Consumed | TBtu | 0.05513 | 0.05513 | 0.41348 | 0.54824 | 0.54824 | 0.28025 | 0.28025 | 0.54824
IL Fac. Spec. - NOX Rate Summer v3.1, Unit 580 and retrofits | 479 | 1797 | Rate Constraint in lbs/MMBtu | FALSE | L | Annual | Rate | lb/MMBtu | 0.03277 | 0.03277 | 0.03277 | 0.03277 | 0.03277 | 0.03277 | 0.03277 | 0.03277
IL Fac. Spec. - NOX Rate Summer v3.1, Unit 580 and retrofits | 479 | 1797 | Rate Constraint in lbs/MMBtu | FALSE | L | Annual | Generation | TWh | 0.004944 | 0.004944 | 0.03708 | 0.049165 | 0.049165 | 0.025132 | 0.025132 | 0.049165
IL Fac. Spec. - NOX Rate Summer v3.1, Unit 580 and retrofits | 479 | 1797 | Rate Constraint in lbs/MMBtu | FALSE | L | Annual | Qualifying Generation | TWh | 0.004944 | 0.004944 | 0.03708 | 0.049165 | 0.049165 | 0.025132 | 0.025132 | 0.049165
IL Fac. Spec. - NOX Rate Summer v3.1, Unit 580 and retrofits | 479 | 1797 | Rate Constraint in lbs/MMBtu | FALSE | L | Annual | Rate | lb/MWh | 0.36542 | 0.36542 | 0.36542 | 0.36542 | 0.36542 | 0.36542 | 0.36542 | 0.36542
IL Fac. Spec. - NOX Rate Summer v3.1, Unit 580 and retrofits | 479 | 1797 | Rate Constraint in lbs/MMBtu | FALSE | L | Annual | Constraint Shadow Price | US2016$/Ton | 0 | 0 | 0 | 0 | 0 | 0 | 0 | 0
IL Fac. Spec. - NOX Rate Summer v3.1, Unit 581 and retrofits | 480 | 1797 | Rate Constraint in lbs/MMBtu | FALSE | L | Annual | Seasons Included | Seasons | Summer | Summer | Summer | Summer | Summer | Summer | Summer | Summer
IL Fac. Spec. - NOX Rate Summer v3.1, Unit 581 and retrofits | 480 | 1797 | Rate Constraint in lbs/MMBtu | FALSE | L | Annual | Standard NOX | lb/MMBtu | 0.25 | 0.25 | 0.25 | 0.25 | 0.25 | 0.25 | 0.25 | 0.25
IL Fac. Spec. - NOX Rate Summer v3.1, Unit 581 and retrofits | 480 | 1797 | Rate Constraint in lbs/MMBtu | FALSE | L | Annual | Emissions at Affected Plants NOX | Thousand Tons | 0.00092757 | 0.00092757 | 0.0069567 | 0.0092241 | 0.0092241 | 0.0060517 | 0.0082471 | 0.0092241
IL Fac. Spec. - NOX Rate Summer v3.1, Unit 581 and retrofits | 480 | 1797 | Rate Constraint in lbs/MMBtu | FALSE | L | Annual | Allowances Purchased NOX | Thousand Tons | 0 | 0 | 0 | 0 | 0 | 0 | 0 | 0
IL Fac. Spec. - NOX Rate Summer v3.1, Unit 581 and retrofits | 480 | 1797 | Rate Constraint in lbs/MMBtu | FALSE | L | Annual | Allowances Sold NOX | Thousand Tons | 0 | 0 | 0 | 0 | 0 | 0 | 0 | 0
IL Fac. Spec. - NOX Rate Summer v3.1, Unit 581 and retrofits | 480 | 1797 | Rate Constraint in lbs/MMBtu | FALSE | L | Annual | Allowances Banked | Thousand Tons | 0 | 0 | 0 | 0 | 0 | 0 | 0 | 0
IL Fac. Spec. - NOX Rate Summer v3.1, Unit 581 and retrofits | 480 | 1797 | Rate Constraint in lbs/MMBtu | FALSE | L | Annual | Allowances Withdrawn (1:1) | Thousand Tons | 0 | 0 | 0 | 0 | 0 | 0 | 0 | 0
IL Fac. Spec. - NOX Rate Summer v3.1, Unit 581 and retrofits | 480 | 1797 | Rate Constraint in lbs/MMBtu | FALSE | L | Annual | Allowances Withdrawn (n:1) | Thousand Tons | 0 | 0 | 0 | 0 | 0 | 0 | 0 | 0
IL Fac. Spec. - NOX Rate Summer v3.1, Unit 581 and retrofits | 480 | 1797 | Rate Constraint in lbs/MMBtu | FALSE | L | Annual | Net Emissions Allowance Position | Thousand Tons | 0.00092757 | 0.00092757 | 0.0069567 | 0.0092241 | 0.0092241 | 0.0060517 | 0.0082471 | 0.0092241
IL Fac. Spec. - NOX Rate Summer v3.1, Unit 581 and retrofits | 480 | 1797 | Rate Constraint in lbs/MMBtu | FALSE | L | Annual | Fuel Consumed | TBtu | 0.05513 | 0.05513 | 0.41348 | 0.54824 | 0.54824 | 0.35969 | 0.49017 | 0.54824
IL Fac. Spec. - NOX Rate Summer v3.1, Unit 581 and retrofits | 480 | 1797 | Rate Constraint in lbs/MMBtu | FALSE | L | Annual | Rate | lb/MMBtu | 0.03365 | 0.03365 | 0.03365 | 0.03365 | 0.03365 | 0.03365 | 0.03365 | 0.03365
IL Fac. Spec. - NOX Rate Summer v3.1, Unit 581 and retrofits | 480 | 1797 | Rate Constraint in lbs/MMBtu | FALSE | L | Annual | Generation | TWh | 0.004944 | 0.004944 | 0.03708 | 0.049165 | 0.049165 | 0.032256 | 0.043957 | 0.049165
IL Fac. Spec. - NOX Rate Summer v3.1, Unit 581 and retrofits | 480 | 1797 | Rate Constraint in lbs/MMBtu | FALSE | L | Annual | Qualifying Generation | TWh | 0.004944 | 0.004944 | 0.03708 | 0.049165 | 0.049165 | 0.032256 | 0.043957 | 0.049165
IL Fac. Spec. - NOX Rate Summer v3.1, Unit 581 and retrofits | 480 | 1797 | Rate Constraint in lbs/MMBtu | FALSE | L | Annual | Rate | lb/MWh | 0.37523 | 0.37523 | 0.37523 | 0.37523 | 0.37523 | 0.37523 | 0.37523 | 0.37523
IL Fac. Spec. - NOX Rate Summer v3.1, Unit 581 and retrofits | 480 | 1797 | Rate Constraint in lbs/MMBtu | FALSE | L | Annual | Constraint Shadow Price | US2016$/Ton | 0 | 0 | 0 | 0 | 0 | 0 | 0 | 0
IL Fac. Spec. - NOX Rate Summer v3.1, Unit 582 and retrofits | 481 | 1797 | Rate Constraint in lbs/MMBtu | FALSE | L | Annual | Seasons Included | Seasons | Summer | Summer | Summer | Summer | Summer | Summer | Summer | Summer
IL Fac. Spec. - NOX Rate Summer v3.1, Unit 582 and retrofits | 481 | 1797 | Rate Constraint in lbs/MMBtu | FALSE | L | Annual | Standard NOX | lb/MMBtu | 0.25 | 0.25 | 0.25 | 0.25 | 0.25 | 0.25 | 0.25 | 0.25
IL Fac. Spec. - NOX Rate Summer v3.1, Unit 582 and retrofits | 481 | 1797 | Rate Constraint in lbs/MMBtu | FALSE | L | Annual | Emissions at Affected Plants NOX | Thousand Tons | 0 | 0 | 0.00051643 | 0.00051643 | 0.00051643 | 0.00051643 | 0.00051643 | 0.00051643
IL Fac. Spec. - NOX Rate Summer v3.1, Unit 582 and retrofits | 481 | 1797 | Rate Constraint in lbs/MMBtu | FALSE | L | Annual | Allowances Purchased NOX | Thousand Tons | 0 | 0 | 0 | 0 | 0 | 0 | 0 | 0
IL Fac. Spec. - NOX Rate Summer v3.1, Unit 582 and retrofits | 481 | 1797 | Rate Constraint in lbs/MMBtu | FALSE | L | Annual | Allowances Sold NOX | Thousand Tons | 0 | 0 | 0 | 0 | 0 | 0 | 0 | 0
IL Fac. Spec. - NOX Rate Summer v3.1, Unit 582 and retrofits | 481 | 1797 | Rate Constraint in lbs/MMBtu | FALSE | L | Annual | Allowances Banked | Thousand Tons | 0 | 0 | 0 | 0 | 0 | 0 | 0 | 0
IL Fac. Spec. - NOX Rate Summer v3.1, Unit 582 and retrofits | 481 | 1797 | Rate Constraint in lbs/MMBtu | FALSE | L | Annual | Allowances Withdrawn (1:1) | Thousand Tons | 0 | 0 | 0 | 0 | 0 | 0 | 0 | 0
IL Fac. Spec. - NOX Rate Summer v3.1, Unit 582 and retrofits | 481 | 1797 | Rate Constraint in lbs/MMBtu | FALSE | L | Annual | Allowances Withdrawn (n:1) | Thousand Tons | 0 | 0 | 0 | 0 | 0 | 0 | 0 | 0
IL Fac. Spec. - NOX Rate Summer v3.1, Unit 582 and retrofits | 481 | 1797 | Rate Constraint in lbs/MMBtu | FALSE | L | Annual | Net Emissions Allowance Position | Thousand Tons | 0 | 0 | 0.00051643 | 0.00051643 | 0.00051643 | 0.00051643 | 0.00051643 | 0.00051643
IL Fac. Spec. - NOX Rate Summer v3.1, Unit 582 and retrofits | 481 | 1797 | Rate Constraint in lbs/MMBtu | FALSE | L | Annual | Fuel Consumed | TBtu | 0 | 0 | 0.031518 | 0.031518 | 0.031518 | 0.031518 | 0.031518 | 0.031518
IL Fac. Spec. - NOX Rate Summer v3.1, Unit 582 and retrofits | 481 | 1797 | Rate Constraint in lbs/MMBtu | FALSE | L | Annual | Rate | lb/MMBtu | 0 | 0 | 0.03277 | 0.03277 | 0.03277 | 0.03277 | 0.03277 | 0.03277
IL Fac. Spec. - NOX Rate Summer v3.1, Unit 582 and retrofits | 481 | 1797 | Rate Constraint in lbs/MMBtu | FALSE | L | Annual | Generation | TWh | 0 | 0 | 0.0025379 | 0.0025379 | 0.0025379 | 0.0025379 | 0.0025379 | 0.0025379
IL Fac. Spec. - NOX Rate Summer v3.1, Unit 582 and retrofits | 481 | 1797 | Rate Constraint in lbs/MMBtu | FALSE | L | Annual | Qualifying Generation | TWh | 0 | 0 | 0.0025379 | 0.0025379 | 0.0025379 | 0.0025379 | 0.0025379 | 0.0025379
IL Fac. Spec. - NOX Rate Summer v3.1, Unit 582 and retrofits | 481 | 1797 | Rate Constraint in lbs/MMBtu | FALSE | L | Annual | Rate | lb/MWh | 0 | 0 | 0.40697 | 0.40697 | 0.40697 | 0.40697 | 0.40697 | 0.40697
IL Fac. Spec. - NOX Rate Summer v3.1, Unit 582 and retrofits | 481 | 1797 | Rate Constraint in lbs/MMBtu | FALSE | L | Annual | Constraint Shadow Price | US2016$/Ton | 0 | 0 | 0 | 0 | 0 | 0 | 0 | 0
IL Fac. Spec. - NOX Rate Summer v3.1, Unit 583 and retrofits | 482 | 1797 | Rate Constraint in lbs/MMBtu | FALSE | L | Annual | Seasons Included | Seasons | Summer | Summer | Summer | Summer | Summer | Summer | Summer | Summer
IL Fac. Spec. - NOX Rate Summer v3.1, Unit 583 and retrofits | 482 | 1797 | Rate Constraint in lbs/MMBtu | FALSE | L | Annual | Standard NOX | lb/MMBtu | 0.25 | 0.25 | 0.25 | 0.25 | 0.25 | 0.25 | 0.25 | 0.25
IL Fac. Spec. - NOX Rate Summer v3.1, Unit 583 and retrofits | 482 | 1797 | Rate Constraint in lbs/MMBtu | FALSE | L | Annual | Emissions at Affected Plants NOX | Thousand Tons | 0 | 0 | 0.00052525 | 0.00052525 | 0.00052525 | 0.00052525 | 0.00052525 | 0.00052525
IL Fac. Spec. - NOX Rate Summer v3.1, Unit 583 and retrofits | 482 | 1797 | Rate Constraint in lbs/MMBtu | FALSE | L | Annual | Allowances Purchased NOX | Thousand Tons | 0 | 0 | 0 | 0 | 0 | 0 | 0 | 0
IL Fac. Spec. - NOX Rate Summer v3.1, Unit 583 and retrofits | 482 | 1797 | Rate Constraint in lbs/MMBtu | FALSE | L | Annual | Allowances Sold NOX | Thousand Tons | 0 | 0 | 0 | 0 | 0 | 0 | 0 | 0
IL Fac. Spec. - NOX Rate Summer v3.1, Unit 583 and retrofits | 482 | 1797 | Rate Constraint in lbs/MMBtu | FALSE | L | Annual | Allowances Banked | Thousand Tons | 0 | 0 | 0 | 0 | 0 | 0 | 0 | 0
IL Fac. Spec. - NOX Rate Summer v3.1, Unit 583 and retrofits | 482 | 1797 | Rate Constraint in lbs/MMBtu | FALSE | L | Annual | Allowances Withdrawn (1:1) | Thousand Tons | 0 | 0 | 0 | 0 | 0 | 0 | 0 | 0
IL Fac. Spec. - NOX Rate Summer v3.1, Unit 583 and retrofits | 482 | 1797 | Rate Constraint in lbs/MMBtu | FALSE | L | Annual | Allowances Withdrawn (n:1) | Thousand Tons | 0 | 0 | 0 | 0 | 0 | 0 | 0 | 0
IL Fac. Spec. - NOX Rate Summer v3.1, Unit 583 and retrofits | 482 | 1797 | Rate Constraint in lbs/MMBtu | FALSE | L | Annual | Net Emissions Allowance Position | Thousand Tons | 0 | 0 | 0.00052525 | 0.00052525 | 0.00052525 | 0.00052525 | 0.00052525 | 0.00052525
IL Fac. Spec. - NOX Rate Summer v3.1, Unit 583 and retrofits | 482 | 1797 | Rate Constraint in lbs/MMBtu | FALSE | L | Annual | Fuel Consumed | TBtu | 0 | 0 | 0.031518 | 0.031518 | 0.031518 | 0.031518 | 0.031518 | 0.031518
IL Fac. Spec. - NOX Rate Summer v3.1, Unit 583 and retrofits | 482 | 1797 | Rate Constraint in lbs/MMBtu | FALSE | L | Annual | Rate | lb/MMBtu | 0 | 0 | 0.03333 | 0.03333 | 0.03333 | 0.03333 | 0.03333 | 0.03333
IL Fac. Spec. - NOX Rate Summer v3.1, Unit 583 and retrofits | 482 | 1797 | Rate Constraint in lbs/MMBtu | FALSE | L | Annual | Generation | TWh | 0 | 0 | 0.0025379 | 0.0025379 | 0.0025379 | 0.0025379 | 0.0025379 | 0.0025379
IL Fac. Spec. - NOX Rate Summer v3.1, Unit 583 and retrofits | 482 | 1797 | Rate Constraint in lbs/MMBtu | FALSE | L | Annual | Qualifying Generation | TWh | 0 | 0 | 0.0025379 | 0.0025379 | 0.0025379 | 0.0025379 | 0.0025379 | 0.0025379
IL Fac. Spec. - NOX Rate Summer v3.1, Unit 583 and retrofits | 482 | 1797 | Rate Constraint in lbs/MMBtu | FALSE | L | Annual | Rate | lb/MWh | 0 | 0 | 0.41393 | 0.41393 | 0.41393 | 0.41393 | 0.41393 | 0.41393
IL Fac. Spec. - NOX Rate Summer v3.1, Unit 583 and retrofits | 482 | 1797 | Rate Constraint in lbs/MMBtu | FALSE | L | Annual | Constraint Shadow Price | US2016$/Ton | 0 | 0 | 0 | 0 | 0 | 0 | 0 | 0
IL Fac. Spec. - NOX Rate Summer v3.1, Unit 584 and retrofits | 483 | 1797 | Rate Constraint in lbs/MMBtu | FALSE | L | Annual | Seasons Included | Seasons | Summer | Summer | Summer | Summer | Summer | Summer | Summer | Summer
IL Fac. Spec. - NOX Rate Summer v3.1, Unit 584 and retrofits | 483 | 1797 | Rate Constraint in lbs/MMBtu | FALSE | L | Annual | Standard NOX | lb/MMBtu | 0.25 | 0.25 | 0.25 | 0.25 | 0.25 | 0.25 | 0.25 | 0.25
IL Fac. Spec. - NOX Rate Summer v3.1, Unit 584 and retrofits | 483 | 1797 | Rate Constraint in lbs/MMBtu | FALSE | L | Annual | Emissions at Affected Plants NOX | Thousand Tons | 0 | 0 | 0.00052667 | 0.00052667 | 0.00052667 | 0.00052667 | 0.00052667 | 0.00052667
IL Fac. Spec. - NOX Rate Summer v3.1, Unit 584 and retrofits | 483 | 1797 | Rate Constraint in lbs/MMBtu | FALSE | L | Annual | Allowances Purchased NOX | Thousand Tons | 0 | 0 | 0 | 0 | 0 | 0 | 0 | 0
IL Fac. Spec. - NOX Rate Summer v3.1, Unit 584 and retrofits | 483 | 1797 | Rate Constraint in lbs/MMBtu | FALSE | L | Annual | Allowances Sold NOX | Thousand Tons | 0 | 0 | 0 | 0 | 0 | 0 | 0 | 0
IL Fac. Spec. - NOX Rate Summer v3.1, Unit 584 and retrofits | 483 | 1797 | Rate Constraint in lbs/MMBtu | FALSE | L | Annual | Allowances Banked | Thousand Tons | 0 | 0 | 0 | 0 | 0 | 0 | 0 | 0
IL Fac. Spec. - NOX Rate Summer v3.1, Unit 584 and retrofits | 483 | 1797 | Rate Constraint in lbs/MMBtu | FALSE | L | Annual | Allowances Withdrawn (1:1) | Thousand Tons | 0 | 0 | 0 | 0 | 0 | 0 | 0 | 0
IL Fac. Spec. - NOX Rate Summer v3.1, Unit 584 and retrofits | 483 | 1797 | Rate Constraint in lbs/MMBtu | FALSE | L | Annual | Allowances Withdrawn (n:1) | Thousand Tons | 0 | 0 | 0 | 0 | 0 | 0 | 0 | 0
IL Fac. Spec. - NOX Rate Summer v3.1, Unit 584 and retrofits | 483 | 1797 | Rate Constraint in lbs/MMBtu | FALSE | L | Annual | Net Emissions Allowance Position | Thousand Tons | 0 | 0 | 0.00052667 | 0.00052667 | 0.00052667 | 0.00052667 | 0.00052667 | 0.00052667
IL Fac. Spec. - NOX Rate Summer v3.1, Unit 584 and retrofits | 483 | 1797 | Rate Constraint in lbs/MMBtu | FALSE | L | Annual | Fuel Consumed | TBtu | 0 | 0 | 0.031518 | 0.031518 | 0.031518 | 0.031518 | 0.031518 | 0.031518
IL Fac. Spec. - NOX Rate Summer v3.1, Unit 584 and retrofits | 483 | 1797 | Rate Constraint in lbs/MMBtu | FALSE | L | Annual | Rate | lb/MMBtu | 0 | 0 | 0.03342 | 0.03342 | 0.03342 | 0.03342 | 0.03342 | 0.03342
IL Fac. Spec. - NOX Rate Summer v3.1, Unit 584 and retrofits | 483 | 1797 | Rate Constraint in lbs/MMBtu | FALSE | L | Annual | Generation | TWh | 0 | 0 | 0.0025379 | 0.0025379 | 0.0025379 | 0.0025379 | 0.0025379 | 0.0025379
IL Fac. Spec. - NOX Rate Summer v3.1, Unit 584 and retrofits | 483 | 1797 | Rate Constraint in lbs/MMBtu | FALSE | L | Annual | Qualifying Generation | TWh | 0 | 0 | 0.0025379 | 0.0025379 | 0.0025379 | 0.0025379 | 0.0025379 | 0.0025379
IL Fac. Spec. - NOX Rate Summer v3.1, Unit 584 and retrofits | 483 | 1797 | Rate Constraint in lbs/MMBtu | FALSE | L | Annual | Rate | lb/MWh | 0 | 0 | 0.41504 | 0.41504 | 0.41504 | 0.41504 | 0.41504 | 0.41504
IL Fac. Spec. - NOX Rate Summer v3.1, Unit 584 and retrofits | 483 | 1797 | Rate Constraint in lbs/MMBtu | FALSE | L | Annual | Constraint Shadow Price | US2016$/Ton | 0 | 0 | 0 | 0 | 0 | 0 | 0 | 0
IL Fac. Spec. - NOX Rate Summer v3.1, Unit 585 and retrofits | 484 | 1797 | Rate Constraint in lbs/MMBtu | FALSE | L | Annual | Seasons Included | Seasons | Summer | Summer | Summer | Summer | Summer | Summer | Summer | Summer
IL Fac. Spec. - NOX Rate Summer v3.1, Unit 585 and retrofits | 484 | 1797 | Rate Constraint in lbs/MMBtu | FALSE | L | Annual | Standard NOX | lb/MMBtu | 0.25 | 0.25 | 0.25 | 0.25 | 0.25 | 0.25 | 0.25 | 0.25
IL Fac. Spec. - NOX Rate Summer v3.1, Unit 585 and retrofits | 484 | 1797 | Rate Constraint in lbs/MMBtu | FALSE | L | Annual | Emissions at Affected Plants NOX | Thousand Tons | 0 | 0 | 0.00083917 | 0.00083917 | 0.00083917 | 0.00083917 | 0.00083917 | 0.00083917
IL Fac. Spec. - NOX Rate Summer v3.1, Unit 585 and retrofits | 484 | 1797 | Rate Constraint in lbs/MMBtu | FALSE | L | Annual | Allowances Purchased NOX | Thousand Tons | 0 | 0 | 0 | 0 | 0 | 0 | 0 | 0
IL Fac. Spec. - NOX Rate Summer v3.1, Unit 585 and retrofits | 484 | 1797 | Rate Constraint in lbs/MMBtu | FALSE | L | Annual | Allowances Sold NOX | Thousand Tons | 0 | 0 | 0 | 0 | 0 | 0 | 0 | 0
IL Fac. Spec. - NOX Rate Summer v3.1, Unit 585 and retrofits | 484 | 1797 | Rate Constraint in lbs/MMBtu | FALSE | L | Annual | Allowances Banked | Thousand Tons | 0 | 0 | 0 | 0 | 0 | 0 | 0 | 0
IL Fac. Spec. - NOX Rate Summer v3.1, Unit 585 and retrofits | 484 | 1797 | Rate Constraint in lbs/MMBtu | FALSE | L | Annual | Allowances Withdrawn (1:1) | Thousand Tons | 0 | 0 | 0 | 0 | 0 | 0 | 0 | 0
IL Fac. Spec. - NOX Rate Summer v3.1, Unit 585 and retrofits | 484 | 1797 | Rate Constraint in lbs/MMBtu | FALSE | L | Annual | Allowances Withdrawn (n:1) | Thousand Tons | 0 | 0 | 0 | 0 | 0 | 0 | 0 | 0
IL Fac. Spec. - NOX Rate Summer v3.1, Unit 585 and retrofits | 484 | 1797 | Rate Constraint in lbs/MMBtu | FALSE | L | Annual | Net Emissions Allowance Position | Thousand Tons | 0 | 0 | 0.00083917 | 0.00083917 | 0.00083917 | 0.00083917 | 0.00083917 | 0.00083917
IL Fac. Spec. - NOX Rate Summer v3.1, Unit 585 and retrofits | 484 | 1797 | Rate Constraint in lbs/MMBtu | FALSE | L | Annual | Fuel Consumed | TBtu | 0 | 0 | 0.031518 | 0.031518 | 0.031518 | 0.031518 | 0.031518 | 0.031518
IL Fac. Spec. - NOX Rate Summer v3.1, Unit 585 and retrofits | 484 | 1797 | Rate Constraint in lbs/MMBtu | FALSE | L | Annual | Rate | lb/MMBtu | 0 | 0 | 0.05325 | 0.05325 | 0.05325 | 0.05325 | 0.05325 | 0.05325
IL Fac. Spec. - NOX Rate Summer v3.1, Unit 585 and retrofits | 484 | 1797 | Rate Constraint in lbs/MMBtu | FALSE | L | Annual | Generation | TWh | 0 | 0 | 0.0025379 | 0.0025379 | 0.0025379 | 0.0025379 | 0.0025379 | 0.0025379
IL Fac. Spec. - NOX Rate Summer v3.1, Unit 585 and retrofits | 484 | 1797 | Rate Constraint in lbs/MMBtu | FALSE | L | Annual | Qualifying Generation | TWh | 0 | 0 | 0.0025379 | 0.0025379 | 0.0025379 | 0.0025379 | 0.0025379 | 0.0025379
IL Fac. Spec. - NOX Rate Summer v3.1, Unit 585 and retrofits | 484 | 1797 | Rate Constraint in lbs/MMBtu | FALSE | L | Annual | Rate | lb/MWh | 0 | 0 | 0.66131 | 0.66131 | 0.66131 | 0.66131 | 0.66131 | 0.66131
IL Fac. Spec. - NOX Rate Summer v3.1, Unit 585 and retrofits | 484 | 1797 | Rate Constraint in lbs/MMBtu | FALSE | L | Annual | Constraint Shadow Price | US2016$/Ton | 0 | 0 | 0 | 0 | 0 | 0 | 0 | 0
IL Fac. Spec. - NOX Rate Summer v3.1, Unit 586 and retrofits | 485 | 1797 | Rate Constraint in lbs/MMBtu | FALSE | L | Annual | Seasons Included | Seasons | Summer | Summer | Summer | Summer | Summer | Summer | Summer | Summer
IL Fac. Spec. - NOX Rate Summer v3.1, Unit 586 and retrofits | 485 | 1797 | Rate Constraint in lbs/MMBtu | FALSE | L | Annual | Standard NOX | lb/MMBtu | 0.25 | 0.25 | 0.25 | 0.25 | 0.25 | 0.25 | 0.25 | 0.25
IL Fac. Spec. - NOX Rate Summer v3.1, Unit 586 and retrofits | 485 | 1797 | Rate Constraint in lbs/MMBtu | FALSE | L | Annual | Emissions at Affected Plants NOX | Thousand Tons | 0 | 0 | 0.00045575 | 0.00045575 | 0.00045575 | 0.00045575 | 0.00045575 | 0.00045575
IL Fac. Spec. - NOX Rate Summer v3.1, Unit 586 and retrofits | 485 | 1797 | Rate Constraint in lbs/MMBtu | FALSE | L | Annual | Allowances Purchased NOX | Thousand Tons | 0 | 0 | 0 | 0 | 0 | 0 | 0 | 0
IL Fac. Spec. - NOX Rate Summer v3.1, Unit 586 and retrofits | 485 | 1797 | Rate Constraint in lbs/MMBtu | FALSE | L | Annual | Allowances Sold NOX | Thousand Tons | 0 | 0 | 0 | 0 | 0 | 0 | 0 | 0
IL Fac. Spec. - NOX Rate Summer v3.1, Unit 586 and retrofits | 485 | 1797 | Rate Constraint in lbs/MMBtu | FALSE | L | Annual | Allowances Banked | Thousand Tons | 0 | 0 | 0 | 0 | 0 | 0 | 0 | 0
IL Fac. Spec. - NOX Rate Summer v3.1, Unit 586 and retrofits | 485 | 1797 | Rate Constraint in lbs/MMBtu | FALSE | L | Annual | Allowances Withdrawn (1:1) | Thousand Tons | 0 | 0 | 0 | 0 | 0 | 0 | 0 | 0
IL Fac. Spec. - NOX Rate Summer v3.1, Unit 586 and retrofits | 485 | 1797 | Rate Constraint in lbs/MMBtu | FALSE | L | Annual | Allowances Withdrawn (n:1) | Thousand Tons | 0 | 0 | 0 | 0 | 0 | 0 | 0 | 0
IL Fac. Spec. - NOX Rate Summer v3.1, Unit 586 and retrofits | 485 | 1797 | Rate Constraint in lbs/MMBtu | FALSE | L | Annual | Net Emissions Allowance Position | Thousand Tons | 0 | 0 | 0.00045575 | 0.00045575 | 0.00045575 | 0.00045575 | 0.00045575 | 0.00045575
IL Fac. Spec. - NOX Rate Summer v3.1, Unit 586 and retrofits | 485 | 1797 | Rate Constraint in lbs/MMBtu | FALSE | L | Annual | Fuel Consumed | TBtu | 0 | 0 | 0.031518 | 0.031518 | 0.031518 | 0.031518 | 0.031518 | 0.031518
IL Fac. Spec. - NOX Rate Summer v3.1, Unit 586 and retrofits | 485 | 1797 | Rate Constraint in lbs/MMBtu | FALSE | L | Annual | Rate | lb/MMBtu | 0 | 0 | 0.02892 | 0.02892 | 0.02892 | 0.02892 | 0.02892 | 0.02892
IL Fac. Spec. - NOX Rate Summer v3.1, Unit 586 and retrofits | 485 | 1797 | Rate Constraint in lbs/MMBtu | FALSE | L | Annual | Generation | TWh | 0 | 0 | 0.0025379 | 0.0025379 | 0.0025379 | 0.0025379 | 0.0025379 | 0.0025379
IL Fac. Spec. - NOX Rate Summer v3.1, Unit 586 and retrofits | 485 | 1797 | Rate Constraint in lbs/MMBtu | FALSE | L | Annual | Qualifying Generation | TWh | 0 | 0 | 0.0025379 | 0.0025379 | 0.0025379 | 0.0025379 | 0.0025379 | 0.0025379
IL Fac. Spec. - NOX Rate Summer v3.1, Unit 586 and retrofits | 485 | 1797 | Rate Constraint in lbs/MMBtu | FALSE | L | Annual | Rate | lb/MWh | 0 | 0 | 0.35916 | 0.35916 | 0.35916 | 0.35916 | 0.35916 | 0.35916
IL Fac. Spec. - NOX Rate Summer v3.1, Unit 586 and retrofits | 485 | 1797 | Rate Constraint in lbs/MMBtu | FALSE | L | Annual | Constraint Shadow Price | US2016$/Ton | 0 | 0 | 0 | 0 | 0 | 0 | 0 | 0
IL Fac. Spec. - NOX Rate Summer v3.1, Unit 587 and retrofits | 486 | 1797 | Rate Constraint in lbs/MMBtu | FALSE | L | Annual | Seasons Included | Seasons | Summer | Summer | Summer | Summer | Summer | Summer | Summer | Summer
IL Fac. Spec. - NOX Rate Summer v3.1, Unit 587 and retrofits | 486 | 1797 | Rate Constraint in lbs/MMBtu | FALSE | L | Annual | Standard NOX | lb/MMBtu | 0.25 | 0.25 | 0.25 | 0.25 | 0.25 | 0.25 | 0.25 | 0.25
IL Fac. Spec. - NOX Rate Summer v3.1, Unit 587 and retrofits | 486 | 1797 | Rate Constraint in lbs/MMBtu | FALSE | L | Annual | Emissions at Affected Plants NOX | Thousand Tons | 0 | 0 | 0.00048444 | 0.00048444 | 0.00048444 | 0.00048444 | 0.00048444 | 0.00048444
IL Fac. Spec. - NOX Rate Summer v3.1, Unit 587 and retrofits | 486 | 1797 | Rate Constraint in lbs/MMBtu | FALSE | L | Annual | Allowances Purchased NOX | Thousand Tons | 0 | 0 | 0 | 0 | 0 | 0 | 0 | 0
IL Fac. Spec. - NOX Rate Summer v3.1, Unit 587 and retrofits | 486 | 1797 | Rate Constraint in lbs/MMBtu | FALSE | L | Annual | Allowances Sold NOX | Thousand Tons | 0 | 0 | 0 | 0 | 0 | 0 | 0 | 0
IL Fac. Spec. - NOX Rate Summer v3.1, Unit 587 and retrofits | 486 | 1797 | Rate Constraint in lbs/MMBtu | FALSE | L | Annual | Allowances Banked | Thousand Tons | 0 | 0 | 0 | 0 | 0 | 0 | 0 | 0
IL Fac. Spec. - NOX Rate Summer v3.1, Unit 587 and retrofits | 486 | 1797 | Rate Constraint in lbs/MMBtu | FALSE | L | Annual | Allowances Withdrawn (1:1) | Thousand Tons | 0 | 0 | 0 | 0 | 0 | 0 | 0 | 0
IL Fac. Spec. - NOX Rate Summer v3.1, Unit 587 and retrofits | 486 | 1797 | Rate Constraint in lbs/MMBtu | FALSE | L | Annual | Allowances Withdrawn (n:1) | Thousand Tons | 0 | 0 | 0 | 0 | 0 | 0 | 0 | 0
IL Fac. Spec. - NOX Rate Summer v3.1, Unit 587 and retrofits | 486 | 1797 | Rate Constraint in lbs/MMBtu | FALSE | L | Annual | Net Emissions Allowance Position | Thousand Tons | 0 | 0 | 0.00048444 | 0.00048444 | 0.00048444 | 0.00048444 | 0.00048444 | 0.00048444
IL Fac. Spec. - NOX Rate Summer v3.1, Unit 587 and retrofits | 486 | 1797 | Rate Constraint in lbs/MMBtu | FALSE | L | Annual | Fuel Consumed | TBtu | 0 | 0 | 0.031518 | 0.031518 | 0.031518 | 0.031518 | 0.031518 | 0.031518
IL Fac. Spec. - NOX Rate Summer v3.1, Unit 587 and retrofits | 486 | 1797 | Rate Constraint in lbs/MMBtu | FALSE | L | Annual | Rate | lb/MMBtu | 0 | 0 | 0.03074 | 0.03074 | 0.03074 | 0.03074 | 0.03074 | 0.03074
IL Fac. Spec. - NOX Rate Summer v3.1, Unit 587 and retrofits | 486 | 1797 | Rate Constraint in lbs/MMBtu | FALSE | L | Annual | Generation | TWh | 0 | 0 | 0.0025379 | 0.0025379 | 0.0025379 | 0.0025379 | 0.0025379 | 0.0025379
IL Fac. Spec. - NOX Rate Summer v3.1, Unit 587 and retrofits | 486 | 1797 | Rate Constraint in lbs/MMBtu | FALSE | L | Annual | Qualifying Generation | TWh | 0 | 0 | 0.0025379 | 0.0025379 | 0.0025379 | 0.0025379 | 0.0025379 | 0.0025379
IL Fac. Spec. - NOX Rate Summer v3.1, Unit 587 and retrofits | 486 | 1797 | Rate Constraint in lbs/MMBtu | FALSE | L | Annual | Rate | lb/MWh | 0 | 0 | 0.38176 | 0.38176 | 0.38176 | 0.38176 | 0.38176 | 0.38176
IL Fac. Spec. - NOX Rate Summer v3.1, Unit 587 and retrofits | 486 | 1797 | Rate Constraint in lbs/MMBtu | FALSE | L | Annual | Constraint Shadow Price | US2016$/Ton | 0 | 0 | 0 | 0 | 0 | 0 | 0 | 0
IL Fac. Spec. - NOX Rate Summer v3.1, Unit 588 and retrofits | 487 | 1797 | Rate Constraint in lbs/MMBtu | FALSE | L | Annual | Seasons Included | Seasons | Summer | Summer | Summer | Summer | Summer | Summer | Summer | Summer
IL Fac. Spec. - NOX Rate Summer v3.1, Unit 588 and retrofits | 487 | 1797 | Rate Constraint in lbs/MMBtu | FALSE | L | Annual | Standard NOX | lb/MMBtu | 0.25 | 0.25 | 0.25 | 0.25 | 0.25 | 0.25 | 0.25 | 0.25
IL Fac. Spec. - NOX Rate Summer v3.1, Unit 588 and retrofits | 487 | 1797 | Rate Constraint in lbs/MMBtu | FALSE | L | Annual | Emissions at Affected Plants NOX | Thousand Tons | 0 | 0 | 0.0005689 | 0.0005689 | 0.0005689 | 0.0005689 | 0.0005689 | 0.0005689
IL Fac. Spec. - NOX Rate Summer v3.1, Unit 588 and retrofits | 487 | 1797 | Rate Constraint in lbs/MMBtu | FALSE | L | Annual | Allowances Purchased NOX | Thousand Tons | 0 | 0 | 0 | 0 | 0 | 0 | 0 | 0
IL Fac. Spec. - NOX Rate Summer v3.1, Unit 588 and retrofits | 487 | 1797 | Rate Constraint in lbs/MMBtu | FALSE | L | Annual | Allowances Sold NOX | Thousand Tons | 0 | 0 | 0 | 0 | 0 | 0 | 0 | 0
IL Fac. Spec. - NOX Rate Summer v3.1, Unit 588 and retrofits | 487 | 1797 | Rate Constraint in lbs/MMBtu | FALSE | L | Annual | Allowances Banked | Thousand Tons | 0 | 0 | 0 | 0 | 0 | 0 | 0 | 0
IL Fac. Spec. - NOX Rate Summer v3.1, Unit 588 and retrofits | 487 | 1797 | Rate Constraint in lbs/MMBtu | FALSE | L | Annual | Allowances Withdrawn (1:1) | Thousand Tons | 0 | 0 | 0 | 0 | 0 | 0 | 0 | 0
IL Fac. Spec. - NOX Rate Summer v3.1, Unit 588 and retrofits | 487 | 1797 | Rate Constraint in lbs/MMBtu | FALSE | L | Annual | Allowances Withdrawn (n:1) | Thousand Tons | 0 | 0 | 0 | 0 | 0 | 0 | 0 | 0
IL Fac. Spec. - NOX Rate Summer v3.1, Unit 588 and retrofits | 487 | 1797 | Rate Constraint in lbs/MMBtu | FALSE | L | Annual | Net Emissions Allowance Position | Thousand Tons | 0 | 0 | 0.0005689 | 0.0005689 | 0.0005689 | 0.0005689 | 0.0005689 | 0.0005689
IL Fac. Spec. - NOX Rate Summer v3.1, Unit 588 and retrofits | 487 | 1797 | Rate Constraint in lbs/MMBtu | FALSE | L | Annual | Fuel Consumed | TBtu | 0 | 0 | 0.031518 | 0.031518 | 0.031518 | 0.031518 | 0.031518 | 0.031518
IL Fac. Spec. - NOX Rate Summer v3.1, Unit 588 and retrofits | 487 | 1797 | Rate Constraint in lbs/MMBtu | FALSE | L | Annual | Rate | lb/MMBtu | 0 | 0 | 0.0361 | 0.0361 | 0.0361 | 0.0361 | 0.0361 | 0.0361
IL Fac. Spec. - NOX Rate Summer v3.1, Unit 588 and retrofits | 487 | 1797 | Rate Constraint in lbs/MMBtu | FALSE | L | Annual | Generation | TWh | 0 | 0 | 0.0025379 | 0.0025379 | 0.0025379 | 0.0025379 | 0.0025379 | 0.0025379
IL Fac. Spec. - NOX Rate Summer v3.1, Unit 588 and retrofits | 487 | 1797 | Rate Constraint in lbs/MMBtu | FALSE | L | Annual | Qualifying Generation | TWh | 0 | 0 | 0.0025379 | 0.0025379 | 0.0025379 | 0.0025379 | 0.0025379 | 0.0025379
IL Fac. Spec. - NOX Rate Summer v3.1, Unit 588 and retrofits | 487 | 1797 | Rate Constraint in lbs/MMBtu | FALSE | L | Annual | Rate | lb/MWh | 0 | 0 | 0.44833 | 0.44833 | 0.44833 | 0.44833 | 0.44833 | 0.44833
IL Fac. Spec. - NOX Rate Summer v3.1, Unit 588 and retrofits | 487 | 1797 | Rate Constraint in lbs/MMBtu | FALSE | L | Annual | Constraint Shadow Price | US2016$/Ton | 0 | 0 | 0 | 0 | 0 | 0 | 0 | 0
IL Fac. Spec. - NOX Rate Summer v3.1, Unit 589 and retrofits | 488 | 1797 | Rate Constraint in lbs/MMBtu | FALSE | L | Annual | Seasons Included | Seasons | Summer | Summer | Summer | Summer | Summer | Summer | Summer | Summer
IL Fac. Spec. - NOX Rate Summer v3.1, Unit 589 and retrofits | 488 | 1797 | Rate Constraint in lbs/MMBtu | FALSE | L | Annual | Standard NOX | lb/MMBtu | 0.25 | 0.25 | 0.25 | 0.25 | 0.25 | 0.25 | 0.25 | 0.25
IL Fac. Spec. - NOX Rate Summer v3.1, Unit 589 and retrofits | 488 | 1797 | Rate Constraint in lbs/MMBtu | FALSE | L | Annual | Emissions at Affected Plants NOX | Thousand Tons | 0 | 0 | 0.00062264 | 0.00062264 | 0.00062264 | 0.00062264 | 0.00062264 | 0.00062264
IL Fac. Spec. - NOX Rate Summer v3.1, Unit 589 and retrofits | 488 | 1797 | Rate Constraint in lbs/MMBtu | FALSE | L | Annual | Allowances Purchased NOX | Thousand Tons | 0 | 0 | 0 | 0 | 0 | 0 | 0 | 0
IL Fac. Spec. - NOX Rate Summer v3.1, Unit 589 and retrofits | 488 | 1797 | Rate Constraint in lbs/MMBtu | FALSE | L | Annual | Allowances Sold NOX | Thousand Tons | 0 | 0 | 0 | 0 | 0 | 0 | 0 | 0
IL Fac. Spec. - NOX Rate Summer v3.1, Unit 589 and retrofits | 488 | 1797 | Rate Constraint in lbs/MMBtu | FALSE | L | Annual | Allowances Banked | Thousand Tons | 0 | 0 | 0 | 0 | 0 | 0 | 0 | 0
IL Fac. Spec. - NOX Rate Summer v3.1, Unit 589 and retrofits | 488 | 1797 | Rate Constraint in lbs/MMBtu | FALSE | L | Annual | Allowances Withdrawn (1:1) | Thousand Tons | 0 | 0 | 0 | 0 | 0 | 0 | 0 | 0
IL Fac. Spec. - NOX Rate Summer v3.1, Unit 589 and retrofits | 488 | 1797 | Rate Constraint in lbs/MMBtu | FALSE | L | Annual | Allowances Withdrawn (n:1) | Thousand Tons | 0 | 0 | 0 | 0 | 0 | 0 | 0 | 0
IL Fac. Spec. - NOX Rate Summer v3.1, Unit 589 and retrofits | 488 | 1797 | Rate Constraint in lbs/MMBtu | FALSE | L | Annual | Net Emissions Allowance Position | Thousand Tons | 0 | 0 | 0.00062264 | 0.00062264 | 0.00062264 | 0.00062264 | 0.00062264 | 0.00062264
IL Fac. Spec. - NOX Rate Summer v3.1, Unit 589 and retrofits | 488 | 1797 | Rate Constraint in lbs/MMBtu | FALSE | L | Annual | Fuel Consumed | TBtu | 0 | 0 | 0.031518 | 0.031518 | 0.031518 | 0.031518 | 0.031518 | 0.031518
IL Fac. Spec. - NOX Rate Summer v3.1, Unit 589 and retrofits | 488 | 1797 | Rate Constraint in lbs/MMBtu | FALSE | L | Annual | Rate | lb/MMBtu | 0 | 0 | 0.03951 | 0.03951 | 0.03951 | 0.03951 | 0.03951 | 0.03951
IL Fac. Spec. - NOX Rate Summer v3.1, Unit 589 and retrofits | 488 | 1797 | Rate Constraint in lbs/MMBtu | FALSE | L | Annual | Generation | TWh | 0 | 0 | 0.0025379 | 0.0025379 | 0.0025379 | 0.0025379 | 0.0025379 | 0.0025379
IL Fac. Spec. - NOX Rate Summer v3.1, Unit 589 and retrofits | 488 | 1797 | Rate Constraint in lbs/MMBtu | FALSE | L | Annual | Qualifying Generation | TWh | 0 | 0 | 0.0025379 | 0.0025379 | 0.0025379 | 0.0025379 | 0.0025379 | 0.0025379
IL Fac. Spec. - NOX Rate Summer v3.1, Unit 589 and retrofits | 488 | 1797 | Rate Constraint in lbs/MMBtu | FALSE | L | Annual | Rate | lb/MWh | 0 | 0 | 0.49067 | 0.49067 | 0.49067 | 0.49067 | 0.49067 | 0.49067
IL Fac. Spec. - NOX Rate Summer v3.1, Unit 589 and retrofits | 488 | 1797 | Rate Constraint in lbs/MMBtu | FALSE | L | Annual | Constraint Shadow Price | US2016$/Ton | 0 | 0 | 0 | 0 | 0 | 0 | 0 | 0
IL Fac. Spec. - NOX Rate Summer v3.1, Unit 590 and retrofits | 489 | 1797 | Rate Constraint in lbs/MMBtu | FALSE | L | Annual | Seasons Included | Seasons | Summer | Summer | Summer | Summer | Summer | Summer | Summer | Summer
IL Fac. Spec. - NOX Rate Summer v3.1, Unit 590 and retrofits | 489 | 1797 | Rate Constraint in lbs/MMBtu | FALSE | L | Annual | Standard NOX | lb/MMBtu | 0.25 | 0.25 | 0.25 | 0.25 | 0.25 | 0.25 | 0.25 | 0.25
IL Fac. Spec. - NOX Rate Summer v3.1, Unit 590 and retrofits | 489 | 1797 | Rate Constraint in lbs/MMBtu | FALSE | L | Annual | Emissions at Affected Plants NOX | Thousand Tons | 0.00082221 | 0.00082221 | 0.00082221 | 0.00082221 | 0.0081764 | 0.00082221 | 0.00082221 | 0.0041796
IL Fac. Spec. - NOX Rate Summer v3.1, Unit 590 and retrofits | 489 | 1797 | Rate Constraint in lbs/MMBtu | FALSE | L | Annual | Allowances Purchased NOX | Thousand Tons | 0 | 0 | 0 | 0 | 0 | 0 | 0 | 0
IL Fac. Spec. - NOX Rate Summer v3.1, Unit 590 and retrofits | 489 | 1797 | Rate Constraint in lbs/MMBtu | FALSE | L | Annual | Allowances Sold NOX | Thousand Tons | 0 | 0 | 0 | 0 | 0 | 0 | 0 | 0
IL Fac. Spec. - NOX Rate Summer v3.1, Unit 590 and retrofits | 489 | 1797 | Rate Constraint in lbs/MMBtu | FALSE | L | Annual | Allowances Banked | Thousand Tons | 0 | 0 | 0 | 0 | 0 | 0 | 0 | 0
IL Fac. Spec. - NOX Rate Summer v3.1, Unit 590 and retrofits | 489 | 1797 | Rate Constraint in lbs/MMBtu | FALSE | L | Annual | Allowances Withdrawn (1:1) | Thousand Tons | 0 | 0 | 0 | 0 | 0 | 0 | 0 | 0
IL Fac. Spec. - NOX Rate Summer v3.1, Unit 590 and retrofits | 489 | 1797 | Rate Constraint in lbs/MMBtu | FALSE | L | Annual | Allowances Withdrawn (n:1) | Thousand Tons | 0 | 0 | 0 | 0 | 0 | 0 | 0 | 0
IL Fac. Spec. - NOX Rate Summer v3.1, Unit 590 and retrofits | 489 | 1797 | Rate Constraint in lbs/MMBtu | FALSE | L | Annual | Net Emissions Allowance Position | Thousand Tons | 0.00082221 | 0.00082221 | 0.00082221 | 0.00082221 | 0.0081764 | 0.00082221 | 0.00082221 | 0.0041796
IL Fac. Spec. - NOX Rate Summer v3.1, Unit 590 and retrofits | 489 | 1797 | Rate Constraint in lbs/MMBtu | FALSE | L | Annual | Fuel Consumed | TBtu | 0.019026 | 0.019026 | 0.019026 | 0.019026 | 0.1892 | 0.019026 | 0.019026 | 0.096716
IL Fac. Spec. - NOX Rate Summer v3.1, Unit 590 and retrofits | 489 | 1797 | Rate Constraint in lbs/MMBtu | FALSE | L | Annual | Rate | lb/MMBtu | 0.08643 | 0.08643 | 0.08643 | 0.08643 | 0.08643 | 0.08643 | 0.08643 | 0.08643
IL Fac. Spec. - NOX Rate Summer v3.1, Unit 590 and retrofits | 489 | 1797 | Rate Constraint in lbs/MMBtu | FALSE | L | Annual | Generation | TWh | 0.001648 | 0.001648 | 0.001648 | 0.001648 | 0.016388 | 0.001648 | 0.001648 | 0.0083773
IL Fac. Spec. - NOX Rate Summer v3.1, Unit 590 and retrofits | 489 | 1797 | Rate Constraint in lbs/MMBtu | FALSE | L | Annual | Qualifying Generation | TWh | 0.001648 | 0.001648 | 0.001648 | 0.001648 | 0.016388 | 0.001648 | 0.001648 | 0.0083773
IL Fac. Spec. - NOX Rate Summer v3.1, Unit 590 and retrofits | 489 | 1797 | Rate Constraint in lbs/MMBtu | FALSE | L | Annual | Rate | lb/MWh | 0.99783 | 0.99783 | 0.99783 | 0.99783 | 0.99783 | 0.99783 | 0.99783 | 0.99783
IL Fac. Spec. - NOX Rate Summer v3.1, Unit 590 and retrofits | 489 | 1797 | Rate Constraint in lbs/MMBtu | FALSE | L | Annual | Constraint Shadow Price | US2016$/Ton | 0 | 0 | 0 | 0 | 0 | 0 | 0 | 0
IL Fac. Spec. - NOX Rate Summer v3.1, Unit 591 and retrofits | 490 | 1797 | Rate Constraint in lbs/MMBtu | FALSE | L | Annual | Seasons Included | Seasons | Summer | Summer | Summer | Summer | Summer | Summer | Summer | Summer
IL Fac. Spec. - NOX Rate Summer v3.1, Unit 591 and retrofits | 490 | 1797 | Rate Constraint in lbs/MMBtu | FALSE | L | Annual | Standard NOX | lb/MMBtu | 0.25 | 0.25 | 0.25 | 0.25 | 0.25 | 0.25 | 0.25 | 0.25
IL Fac. Spec. - NOX Rate Summer v3.1, Unit 591 and retrofits | 490 | 1797 | Rate Constraint in lbs/MMBtu | FALSE | L | Annual | Emissions at Affected Plants NOX | Thousand Tons | 0.0018953 | 0.0018953 | 0.0018953 | 0.0018953 | 0.018848 | 0.0018953 | 0.0018953 | 0.0096347
IL Fac. Spec. - NOX Rate Summer v3.1, Unit 591 and retrofits | 490 | 1797 | Rate Constraint in lbs/MMBtu | FALSE | L | Annual | Allowances Purchased NOX | Thousand Tons | 0 | 0 | 0 | 0 | 0 | 0 | 0 | 0
IL Fac. Spec. - NOX Rate Summer v3.1, Unit 591 and retrofits | 490 | 1797 | Rate Constraint in lbs/MMBtu | FALSE | L | Annual | Allowances Sold NOX | Thousand Tons | 0 | 0 | 0 | 0 | 0 | 0 | 0 | 0
IL Fac. Spec. - NOX Rate Summer v3.1, Unit 591 and retrofits | 490 | 1797 | Rate Constraint in lbs/MMBtu | FALSE | L | Annual | Allowances Banked | Thousand Tons | 0 | 0 | 0 | 0 | 0 | 0 | 0 | 0
IL Fac. Spec. - NOX Rate Summer v3.1, Unit 591 and retrofits | 490 | 1797 | Rate Constraint in lbs/MMBtu | FALSE | L | Annual | Allowances Withdrawn (1:1) | Thousand Tons | 0 | 0 | 0 | 0 | 0 | 0 | 0 | 0
IL Fac. Spec. - NOX Rate Summer v3.1, Unit 591 and retrofits | 490 | 1797 | Rate Constraint in lbs/MMBtu | FALSE | L | Annual | Allowances Withdrawn (n:1) | Thousand Tons | 0 | 0 | 0 | 0 | 0 | 0 | 0 | 0
IL Fac. Spec. - NOX Rate Summer v3.1, Unit 591 and retrofits | 490 | 1797 | Rate Constraint in lbs/MMBtu | FALSE | L | Annual | Net Emissions Allowance Position | Thousand Tons | 0.0018953 | 0.0018953 | 0.0018953 | 0.0018953 | 0.018848 | 0.0018953 | 0.0018953 | 0.0096347
IL Fac. Spec. - NOX Rate Summer v3.1, Unit 591 and retrofits | 490 | 1797 | Rate Constraint in lbs/MMBtu | FALSE | L | Annual | Fuel Consumed | TBtu | 0.019028 | 0.019028 | 0.019028 | 0.019028 | 0.18922 | 0.019028 | 0.019028 | 0.096724
IL Fac. Spec. - NOX Rate Summer v3.1, Unit 591 and retrofits | 490 | 1797 | Rate Constraint in lbs/MMBtu | FALSE | L | Annual | Rate | lb/MMBtu | 0.19922 | 0.19922 | 0.19922 | 0.19922 | 0.19922 | 0.19922 | 0.19922 | 0.19922
IL Fac. Spec. - NOX Rate Summer v3.1, Unit 591 and retrofits | 490 | 1797 | Rate Constraint in lbs/MMBtu | FALSE | L | Annual | Generation | TWh | 0.001648 | 0.001648 | 0.001648 | 0.001648 | 0.016388 | 0.001648 | 0.001648 | 0.0083773
IL Fac. Spec. - NOX Rate Summer v3.1, Unit 591 and retrofits | 490 | 1797 | Rate Constraint in lbs/MMBtu | FALSE | L | Annual | Qualifying Generation | TWh | 0.001648 | 0.001648 | 0.001648 | 0.001648 | 0.016388 | 0.001648 | 0.001648 | 0.0083773
IL Fac. Spec. - NOX Rate Summer v3.1, Unit 591 and retrofits | 490 | 1797 | Rate Constraint in lbs/MMBtu | FALSE | L | Annual | Rate | lb/MWh | 2.3002 | 2.3002 | 2.3002 | 2.3002 | 2.3002 | 2.3002 | 2.3002 | 2.3002
IL Fac. Spec. - NOX Rate Summer v3.1, Unit 591 and retrofits | 490 | 1797 | Rate Constraint in lbs/MMBtu | FALSE | L | Annual | Constraint Shadow Price | US2016$/Ton | 0 | 0 | 0 | 0 | 0 | 0 | 0 | 0
IL Fac. Spec. - NOX Rate Summer v3.1, Unit 592 and retrofits | 491 | 1797 | Rate Constraint in lbs/MMBtu | FALSE | L | Annual | Seasons Included | Seasons | Summer | Summer | Summer | Summer | Summer | Summer | Summer | Summer
IL Fac. Spec. - NOX Rate Summer v3.1, Unit 592 and retrofits | 491 | 1797 | Rate Constraint in lbs/MMBtu | FALSE | L | Annual | Standard NOX | lb/MMBtu | 0.25 | 0.25 | 0.25 | 0.25 | 0.25 | 0.25 | 0.25 | 0.25
IL Fac. Spec. - NOX Rate Summer v3.1, Unit 592 and retrofits | 491 | 1797 | Rate Constraint in lbs/MMBtu | FALSE | L | Annual | Emissions at Affected Plants NOX | Thousand Tons | 0.001853 | 0.001853 | 0.001853 | 0.001853 | 0.018427 | 0.001853 | 0.001853 | 0.0094195
IL Fac. Spec. - NOX Rate Summer v3.1, Unit 592 and retrofits | 491 | 1797 | Rate Constraint in lbs/MMBtu | FALSE | L | Annual | Allowances Purchased NOX | Thousand Tons | 0 | 0 | 0 | 0 | 0 | 0 | 0 | 0
IL Fac. Spec. - NOX Rate Summer v3.1, Unit 592 and retrofits | 491 | 1797 | Rate Constraint in lbs/MMBtu | FALSE | L | Annual | Allowances Sold NOX | Thousand Tons | 0 | 0 | 0 | 0 | 0 | 0 | 0 | 0
IL Fac. Spec. - NOX Rate Summer v3.1, Unit 592 and retrofits | 491 | 1797 | Rate Constraint in lbs/MMBtu | FALSE | L | Annual | Allowances Banked | Thousand Tons | 0 | 0 | 0 | 0 | 0 | 0 | 0 | 0
IL Fac. Spec. - NOX Rate Summer v3.1, Unit 592 and retrofits | 491 | 1797 | Rate Constraint in lbs/MMBtu | FALSE | L | Annual | Allowances Withdrawn (1:1) | Thousand Tons | 0 | 0 | 0 | 0 | 0 | 0 | 0 | 0
IL Fac. Spec. - NOX Rate Summer v3.1, Unit 592 and retrofits | 491 | 1797 | Rate Constraint in lbs/MMBtu | FALSE | L | Annual | Allowances Withdrawn (n:1) | Thousand Tons | 0 | 0 | 0 | 0 | 0 | 0 | 0 | 0
IL Fac. Spec. - NOX Rate Summer v3.1, Unit 592 and retrofits | 491 | 1797 | Rate Constraint in lbs/MMBtu | FALSE | L | Annual | Net Emissions Allowance Position | Thousand Tons | 0.001853 | 0.001853 | 0.001853 | 0.001853 | 0.018427 | 0.001853 | 0.001853 | 0.0094195
IL Fac. Spec. - NOX Rate Summer v3.1, Unit 592 and retrofits | 491 | 1797 | Rate Constraint in lbs/MMBtu | FALSE | L | Annual | Fuel Consumed | TBtu | 0.019028 | 0.019028 | 0.019028 | 0.019028 | 0.18922 | 0.019028 | 0.019028 | 0.096724
IL Fac. Spec. - NOX Rate Summer v3.1, Unit 592 and retrofits | 491 | 1797 | Rate Constraint in lbs/MMBtu | FALSE | L | Annual | Rate | lb/MMBtu | 0.19477 | 0.19477 | 0.19477 | 0.19477 | 0.19477 | 0.19477 | 0.19477 | 0.19477
IL Fac. Spec. - NOX Rate Summer v3.1, Unit 592 and retrofits | 491 | 1797 | Rate Constraint in lbs/MMBtu | FALSE | L | Annual | Generation | TWh | 0.001648 | 0.001648 | 0.001648 | 0.001648 | 0.016388 | 0.001648 | 0.001648 | 0.0083773
IL Fac. Spec. - NOX Rate Summer v3.1, Unit 592 and retrofits | 491 | 1797 | Rate Constraint in lbs/MMBtu | FALSE | L | Annual | Qualifying Generation | TWh | 0.001648 | 0.001648 | 0.001648 | 0.001648 | 0.016388 | 0.001648 | 0.001648 | 0.0083773
IL Fac. Spec. - NOX Rate Summer v3.1, Unit 592 and retrofits | 491 | 1797 | Rate Constraint in lbs/MMBtu | FALSE | L | Annual | Rate | lb/MWh | 2.2488 | 2.2488 | 2.2488 | 2.2488 | 2.2488 | 2.2488 | 2.2488 | 2.2488
IL Fac. Spec. - NOX Rate Summer v3.1, Unit 592 and retrofits | 491 | 1797 | Rate Constraint in lbs/MMBtu | FALSE | L | Annual | Constraint Shadow Price | US2016$/Ton | 0 | 0 | 0 | 0 | 0 | 0 | 0 | 0
IL Fac. Spec. - NOX Rate Summer v3.1, Unit 593 and retrofits | 492 | 1797 | Rate Constraint in lbs/MMBtu | FALSE | L | Annual | Seasons Included | Seasons | Summer | Summer | Summer | Summer | Summer | Summer | Summer | Summer
IL Fac. Spec. - NOX Rate Summer v3.1, Unit 593 and retrofits | 492 | 1797 | Rate Constraint in lbs/MMBtu | FALSE | L | Annual | Standard NOX | lb/MMBtu | 0.25 | 0.25 | 0.25 | 0.25 | 0.25 | 0.25 | 0.25 | 0.25
IL Fac. Spec. - NOX Rate Summer v3.1, Unit 593 and retrofits | 492 | 1797 | Rate Constraint in lbs/MMBtu | FALSE | L | Annual | Emissions at Affected Plants NOX | Thousand Tons | 0.00082057 | 0.00082057 | 0.00082057 | 0.00082057 | 0.0081601 | 0.00082057 | 0.00082057 | 0.0041712
IL Fac. Spec. - NOX Rate Summer v3.1, Unit 593 and retrofits | 492 | 1797 | Rate Constraint in lbs/MMBtu | FALSE | L | Annual | Allowances Purchased NOX | Thousand Tons | 0 | 0 | 0 | 0 | 0 | 0 | 0 | 0
IL Fac. Spec. - NOX Rate Summer v3.1, Unit 593 and retrofits | 492 | 1797 | Rate Constraint in lbs/MMBtu | FALSE | L | Annual | Allowances Sold NOX | Thousand Tons | 0 | 0 | 0 | 0 | 0 | 0 | 0 | 0
IL Fac. Spec. - NOX Rate Summer v3.1, Unit 593 and retrofits | 492 | 1797 | Rate Constraint in lbs/MMBtu | FALSE | L | Annual | Allowances Banked | Thousand Tons | 0 | 0 | 0 | 0 | 0 | 0 | 0 | 0
IL Fac. Spec. - NOX Rate Summer v3.1, Unit 593 and retrofits | 492 | 1797 | Rate Constraint in lbs/MMBtu | FALSE | L | Annual | Allowances Withdrawn (1:1) | Thousand Tons | 0 | 0 | 0 | 0 | 0 | 0 | 0 | 0
IL Fac. Spec. - NOX Rate Summer v3.1, Unit 593 and retrofits | 492 | 1797 | Rate Constraint in lbs/MMBtu | FALSE | L | Annual | Allowances Withdrawn (n:1) | Thousand Tons | 0 | 0 | 0 | 0 | 0 | 0 | 0 | 0
IL Fac. Spec. - NOX Rate Summer v3.1, Unit 593 and retrofits | 492 | 1797 | Rate Constraint in lbs/MMBtu | FALSE | L | Annual | Net Emissions Allowance Position | Thousand Tons | 0.00082057 | 0.00082057 | 0.00082057 | 0.00082057 | 0.0081601 | 0.00082057 | 0.00082057 | 0.0041712
IL Fac. Spec. - NOX Rate Summer v3.1, Unit 593 and retrofits | 492 | 1797 | Rate Constraint in lbs/MMBtu | FALSE | L | Annual | Fuel Consumed | TBtu | 0.019028 | 0.019028 | 0.019028 | 0.019028 | 0.18922 | 0.019028 | 0.019028 | 0.096724
IL Fac. Spec. - NOX Rate Summer v3.1, Unit 593 and retrofits | 492 | 1797 | Rate Constraint in lbs/MMBtu | FALSE | L | Annual | Rate | lb/MMBtu | 0.08625 | 0.08625 | 0.08625 | 0.08625 | 0.08625 | 0.08625 | 0.08625 | 0.08625
IL Fac. Spec. - NOX Rate Summer v3.1, Unit 593 and retrofits | 492 | 1797 | Rate Constraint in lbs/MMBtu | FALSE | L | Annual | Generation | TWh | 0.001648 | 0.001648 | 0.001648 | 0.001648 | 0.016388 | 0.001648 | 0.001648 | 0.0083773
IL Fac. Spec. - NOX Rate Summer v3.1, Unit 593 and retrofits | 492 | 1797 | Rate Constraint in lbs/MMBtu | FALSE | L | Annual | Qualifying Generation | TWh | 0.001648 | 0.001648 | 0.001648 | 0.001648 | 0.016388 | 0.001648 | 0.001648 | 0.0083773
IL Fac. Spec. - NOX Rate Summer v3.1, Unit 593 and retrofits | 492 | 1797 | Rate Constraint in lbs/MMBtu | FALSE | L | Annual | Rate | lb/MWh | 0.99584 | 0.99584 | 0.99584 | 0.99584 | 0.99584 | 0.99584 | 0.99584 | 0.99584
IL Fac. Spec. - NOX Rate Summer v3.1, Unit 593 and retrofits | 492 | 1797 | Rate Constraint in lbs/MMBtu | FALSE | L | Annual | Constraint Shadow Price | US2016$/Ton | 0 | 0 | 0 | 0 | 0 | 0 | 0 | 0
IL Fac. Spec. - NOX Rate Summer v3.1, Unit 594 and retrofits | 493 | 1797 | Rate Constraint in lbs/MMBtu | FALSE | L | Annual | Seasons Included | Seasons | Summer | Summer | Summer | Summer | Summer | Summer | Summer | Summer
IL Fac. Spec. - NOX Rate Summer v3.1, Unit 594 and retrofits | 493 | 1797 | Rate Constraint in lbs/MMBtu | FALSE | L | Annual | Standard NOX | lb/MMBtu | 0.25 | 0.25 | 0.25 | 0.25 | 0.25 | 0.25 | 0.25 | 0.25
IL Fac. Spec. - NOX Rate Summer v3.1, Unit 594 and retrofits | 493 | 1797 | Rate Constraint in lbs/MMBtu | FALSE | L | Annual | Emissions at Affected Plants NOX | Thousand Tons | 0.00082361 | 0.00082361 | 0.00082361 | 0.00082361 | 0.0081904 | 0.00082361 | 0.00082361 | 0.0041867
IL Fac. Spec. - NOX Rate Summer v3.1, Unit 594 and retrofits | 493 | 1797 | Rate Constraint in lbs/MMBtu | FALSE | L | Annual | Allowances Purchased NOX | Thousand Tons | 0 | 0 | 0 | 0 | 0 | 0 | 0 | 0
IL Fac. Spec. - NOX Rate Summer v3.1, Unit 594 and retrofits | 493 | 1797 | Rate Constraint in lbs/MMBtu | FALSE | L | Annual | Allowances Sold NOX | Thousand Tons | 0 | 0 | 0 | 0 | 0 | 0 | 0 | 0
IL Fac. Spec. - NOX Rate Summer v3.1, Unit 594 and retrofits | 493 | 1797 | Rate Constraint in lbs/MMBtu | FALSE | L | Annual | Allowances Banked | Thousand Tons | 0 | 0 | 0 | 0 | 0 | 0 | 0 | 0
IL Fac. Spec. - NOX Rate Summer v3.1, Unit 594 and retrofits | 493 | 1797 | Rate Constraint in lbs/MMBtu | FALSE | L | Annual | Allowances Withdrawn (1:1) | Thousand Tons | 0 | 0 | 0 | 0 | 0 | 0 | 0 | 0
IL Fac. Spec. - NOX Rate Summer v3.1, Unit 594 and retrofits | 493 | 1797 | Rate Constraint in lbs/MMBtu | FALSE | L | Annual | Allowances Withdrawn (n:1) | Thousand Tons | 0 | 0 | 0 | 0 | 0 | 0 | 0 | 0
IL Fac. Spec. - NOX Rate Summer v3.1, Unit 594 and retrofits | 493 | 1797 | Rate Constraint in lbs/MMBtu | FALSE | L | Annual | Net Emissions Allowance Position | Thousand Tons | 0.00082361 | 0.00082361 | 0.00082361 | 0.00082361 | 0.0081904 | 0.00082361 | 0.00082361 | 0.0041867
IL Fac. Spec. - NOX Rate Summer v3.1, Unit 594 and retrofits | 493 | 1797 | Rate Constraint in lbs/MMBtu | FALSE | L | Annual | Fuel Consumed | TBtu | 0.019028 | 0.019028 | 0.019028 | 0.019028 | 0.18922 | 0.019028 | 0.019028 | 0.096724
IL Fac. Spec. - NOX Rate Summer v3.1, Unit 594 and retrofits | 493 | 1797 | Rate Constraint in lbs/MMBtu | FALSE | L | Annual | Rate | lb/MMBtu | 0.08657 | 0.08657 | 0.08657 | 0.08657 | 0.08657 | 0.08657 | 0.08657 | 0.08657
IL Fac. Spec. - NOX Rate Summer v3.1, Unit 594 and retrofits | 493 | 1797 | Rate Constraint in lbs/MMBtu | FALSE | L | Annual | Generation | TWh | 0.001648 | 0.001648 | 0.001648 | 0.001648 | 0.016388 | 0.001648 | 0.001648 | 0.0083773
IL Fac. Spec. - NOX Rate Summer v3.1, Unit 594 and retrofits | 493 | 1797 | Rate Constraint in lbs/MMBtu | FALSE | L | Annual | Qualifying Generation | TWh | 0.001648 | 0.001648 | 0.001648 | 0.001648 | 0.016388 | 0.001648 | 0.001648 | 0.0083773
IL Fac. Spec. - NOX Rate Summer v3.1, Unit 594 and retrofits | 493 | 1797 | Rate Constraint in lbs/MMBtu | FALSE | L | Annual | Rate | lb/MWh | 0.99954 | 0.99954 | 0.99954 | 0.99954 | 0.99954 | 0.99954 | 0.99954 | 0.99954
IL Fac. Spec. - NOX Rate Summer v3.1, Unit 594 and retrofits | 493 | 1797 | Rate Constraint in lbs/MMBtu | FALSE | L | Annual | Constraint Shadow Price | US2016$/Ton | 0 | 0 | 0 | 0 | 0 | 0 | 0 | 0
IL Fac. Spec. - NOX Rate Summer v3.1, Unit 595 and retrofits | 494 | 1797 | Rate Constraint in lbs/MMBtu | FALSE | L | Annual | Seasons Included | Seasons | Summer | Summer | Summer | Summer | Summer | Summer | Summer | Summer
IL Fac. Spec. - NOX Rate Summer v3.1, Unit 595 and retrofits | 494 | 1797 | Rate Constraint in lbs/MMBtu | FALSE | L | Annual | Standard NOX | lb/MMBtu | 0.25 | 0.25 | 0.25 | 0.25 | 0.25 | 0.25 | 0.25 | 0.25
IL Fac. Spec. - NOX Rate Summer v3.1, Unit 595 and retrofits | 494 | 1797 | Rate Constraint in lbs/MMBtu | FALSE | L | Annual | Emissions at Affected Plants NOX | Thousand Tons | 0.00084616 | 0.00084616 | 0.00084616 | 0.00084616 | 0.0084146 | 0.00084616 | 0.00084616 | 0.0043013
IL Fac. Spec. - NOX Rate Summer v3.1, Unit 595 and retrofits | 494 | 1797 | Rate Constraint in lbs/MMBtu | FALSE | L | Annual | Allowances Purchased NOX | Thousand Tons | 0 | 0 | 0 | 0 | 0 | 0 | 0 | 0
IL Fac. Spec. - NOX Rate Summer v3.1, Unit 595 and retrofits | 494 | 1797 | Rate Constraint in lbs/MMBtu | FALSE | L | Annual | Allowances Sold NOX | Thousand Tons | 0 | 0 | 0 | 0 | 0 | 0 | 0 | 0
IL Fac. Spec. - NOX Rate Summer v3.1, Unit 595 and retrofits | 494 | 1797 | Rate Constraint in lbs/MMBtu | FALSE | L | Annual | Allowances Banked | Thousand Tons | 0 | 0 | 0 | 0 | 0 | 0 | 0 | 0
IL Fac. Spec. - NOX Rate Summer v3.1, Unit 595 and retrofits | 494 | 1797 | Rate Constraint in lbs/MMBtu | FALSE | L | Annual | Allowances Withdrawn (1:1) | Thousand Tons | 0 | 0 | 0 | 0 | 0 | 0 | 0 | 0
IL Fac. Spec. - NOX Rate Summer v3.1, Unit 595 and retrofits | 494 | 1797 | Rate Constraint in lbs/MMBtu | FALSE | L | Annual | Allowances Withdrawn (n:1) | Thousand Tons | 0 | 0 | 0 | 0 | 0 | 0 | 0 | 0
IL Fac. Spec. - NOX Rate Summer v3.1, Unit 595 and retrofits | 494 | 1797 | Rate Constraint in lbs/MMBtu | FALSE | L | Annual | Net Emissions Allowance Position | Thousand Tons | 0.00084616 | 0.00084616 | 0.00084616 | 0.00084616 | 0.0084146 | 0.00084616 | 0.00084616 | 0.0043013
IL Fac. Spec. - NOX Rate Summer v3.1, Unit 595 and retrofits | 494 | 1797 | Rate Constraint in lbs/MMBtu | FALSE | L | Annual | Fuel Consumed | TBtu | 0.019028 | 0.019028 | 0.019028 | 0.019028 | 0.18922 | 0.019028 | 0.019028 | 0.096724
IL Fac. Spec. - NOX Rate Summer v3.1, Unit 595 and retrofits | 494 | 1797 | Rate Constraint in lbs/MMBtu | FALSE | L | Annual | Rate | lb/MMBtu | 0.08894 | 0.08894 | 0.08894 | 0.08894 | 0.08894 | 0.08894 | 0.08894 | 0.08894
IL Fac. Spec. - NOX Rate Summer v3.1, Unit 595 and retrofits | 494 | 1797 | Rate Constraint in lbs/MMBtu | FALSE | L | Annual | Generation | TWh | 0.001648 | 0.001648 | 0.001648 | 0.001648 | 0.016388 | 0.001648 | 0.001648 | 0.0083773
IL Fac. Spec. - NOX Rate Summer v3.1, Unit 595 and retrofits | 494 | 1797 | Rate Constraint in lbs/MMBtu | FALSE | L | Annual | Qualifying Generation | TWh | 0.001648 | 0.001648 | 0.001648 | 0.001648 | 0.016388 | 0.001648 | 0.001648 | 0.0083773
IL Fac. Spec. - NOX Rate Summer v3.1, Unit 595 and retrofits | 494 | 1797 | Rate Constraint in lbs/MMBtu | FALSE | L | Annual | Rate | lb/MWh | 1.0269 | 1.0269 | 1.0269 | 1.0269 | 1.0269 | 1.0269 | 1.0269 | 1.0269
IL Fac. Spec. - NOX Rate Summer v3.1, Unit 595 and retrofits | 494 | 1797 | Rate Constraint in lbs/MMBtu | FALSE | L | Annual | Constraint Shadow Price | US2016$/Ton | 0 | 0 | 0 | 0 | 0 | 0 | 0 | 0
IL Fac. Spec. - NOX Rate Summer v3.1, Unit 596 and retrofits | 495 | 1797 | Rate Constraint in lbs/MMBtu | FALSE | L | Annual | Seasons Included | Seasons | Summer | Summer | Summer | Summer | Summer | Summer | Summer | Summer
IL Fac. Spec. - NOX Rate Summer v3.1, Unit 596 and retrofits | 495 | 1797 | Rate Constraint in lbs/MMBtu | FALSE | L | Annual | Standard NOX | lb/MMBtu | 0.25 | 0.25 | 0.25 | 0.25 | 0.25 | 0.25 | 0.25 | 0.25
IL Fac. Spec. - NOX Rate Summer v3.1, Unit 596 and retrofits | 495 | 1797 | Rate Constraint in lbs/MMBtu | FALSE | L | Annual | Emissions at Affected Plants NOX | Thousand Tons | 0 | 0 | 0 | 0.00044961 | 0.00044961 | 0.00044961 | 0.00044961 | 0.00044961
IL Fac. Spec. - NOX Rate Summer v3.1, Unit 596 and retrofits | 495 | 1797 | Rate Constraint in lbs/MMBtu | FALSE | L | Annual | Allowances Purchased NOX | Thousand Tons | 0 | 0 | 0 | 0 | 0 | 0 | 0 | 0
IL Fac. Spec. - NOX Rate Summer v3.1, Unit 596 and retrofits | 495 | 1797 | Rate Constraint in lbs/MMBtu | FALSE | L | Annual | Allowances Sold NOX | Thousand Tons | 0 | 0 | 0 | 0 | 0 | 0 | 0 | 0
IL Fac. Spec. - NOX Rate Summer v3.1, Unit 596 and retrofits | 495 | 1797 | Rate Constraint in lbs/MMBtu | FALSE | L | Annual | Allowances Banked | Thousand Tons | 0 | 0 | 0 | 0 | 0 | 0 | 0 | 0
IL Fac. Spec. - NOX Rate Summer v3.1, Unit 596 and retrofits | 495 | 1797 | Rate Constraint in lbs/MMBtu | FALSE | L | Annual | Allowances Withdrawn (1:1) | Thousand Tons | 0 | 0 | 0 | 0 | 0 | 0 | 0 | 0
IL Fac. Spec. - NOX Rate Summer v3.1, Unit 596 and retrofits | 495 | 1797 | Rate Constraint in lbs/MMBtu | FALSE | L | Annual | Allowances Withdrawn (n:1) | Thousand Tons | 0 | 0 | 0 | 0 | 0 | 0 | 0 | 0
IL Fac. Spec. - NOX Rate Summer v3.1, Unit 596 and retrofits | 495 | 1797 | Rate Constraint in lbs/MMBtu | FALSE | L | Annual | Net Emissions Allowance Position | Thousand Tons | 0 | 0 | 0 | 0.00044961 | 0.00044961 | 0.00044961 | 0.00044961 | 0.00044961
IL Fac. Spec. - NOX Rate Summer v3.1, Unit 596 and retrofits | 495 | 1797 | Rate Constraint in lbs/MMBtu | FALSE | L | Annual | Fuel Consumed | TBtu | 0 | 0 | 0 | 0.031876 | 0.031876 | 0.031876 | 0.031876 | 0.031876
IL Fac. Spec. - NOX Rate Summer v3.1, Unit 596 and retrofits | 495 | 1797 | Rate Constraint in lbs/MMBtu | FALSE | L | Annual | Rate | lb/MMBtu | 0 | 0 | 0 | 0.02821 | 0.02821 | 0.02821 | 0.02821 | 0.02821
IL Fac. Spec. - NOX Rate Summer v3.1, Unit 596 and retrofits | 495 | 1797 | Rate Constraint in lbs/MMBtu | FALSE | L | Annual | Generation | TWh | 0 | 0 | 0 | 0.002472 | 0.002472 | 0.002472 | 0.002472 | 0.002472
IL Fac. Spec. - NOX Rate Summer v3.1, Unit 596 and retrofits | 495 | 1797 | Rate Constraint in lbs/MMBtu | FALSE | L | Annual | Qualifying Generation | TWh | 0 | 0 | 0 | 0.002472 | 0.002472 | 0.002472 | 0.002472 | 0.002472
IL Fac. Spec. - NOX Rate Summer v3.1, Unit 596 and retrofits | 495 | 1797 | Rate Constraint in lbs/MMBtu | FALSE | L | Annual | Rate | lb/MWh | 0 | 0 | 0 | 0.36377 | 0.36377 | 0.36377 | 0.36377 | 0.36377
IL Fac. Spec. - NOX Rate Summer v3.1, Unit 596 and retrofits | 495 | 1797 | Rate Constraint in lbs/MMBtu | FALSE | L | Annual | Constraint Shadow Price | US2016$/Ton | 0 | 0 | 0 | 0 | 0 | 0 | 0 | 0
IL Fac. Spec. - NOX Rate Summer v3.1, Unit 597 and retrofits | 496 | 1797 | Rate Constraint in lbs/MMBtu | FALSE | L | Annual | Seasons Included | Seasons | Summer | Summer | Summer | Summer | Summer | Summer | Summer | Summer
IL Fac. Spec. - NOX Rate Summer v3.1, Unit 597 and retrofits | 496 | 1797 | Rate Constraint in lbs/MMBtu | FALSE | L | Annual | Standard NOX | lb/MMBtu | 0.25 | 0.25 | 0.25 | 0.25 | 0.25 | 0.25 | 0.25 | 0.25
IL Fac. Spec. - NOX Rate Summer v3.1, Unit 597 and retrofits | 496 | 1797 | Rate Constraint in lbs/MMBtu | FALSE | L | Annual | Emissions at Affected Plants NOX | Thousand Tons | 0 | 0 | 0 | 0.00039734 | 0.00039734 | 0.00039734 | 0.00039734 | 0.00039734
IL Fac. Spec. - NOX Rate Summer v3.1, Unit 597 and retrofits | 496 | 1797 | Rate Constraint in lbs/MMBtu | FALSE | L | Annual | Allowances Purchased NOX | Thousand Tons | 0 | 0 | 0 | 0 | 0 | 0 | 0 | 0
IL Fac. Spec. - NOX Rate Summer v3.1, Unit 597 and retrofits | 496 | 1797 | Rate Constraint in lbs/MMBtu | FALSE | L | Annual | Allowances Sold NOX | Thousand Tons | 0 | 0 | 0 | 0 | 0 | 0 | 0 | 0
IL Fac. Spec. - NOX Rate Summer v3.1, Unit 597 and retrofits | 496 | 1797 | Rate Constraint in lbs/MMBtu | FALSE | L | Annual | Allowances Banked | Thousand Tons | 0 | 0 | 0 | 0 | 0 | 0 | 0 | 0
IL Fac. Spec. - NOX Rate Summer v3.1, Unit 597 and retrofits | 496 | 1797 | Rate Constraint in lbs/MMBtu | FALSE | L | Annual | Allowances Withdrawn (1:1) | Thousand Tons | 0 | 0 | 0 | 0 | 0 | 0 | 0 | 0
IL Fac. Spec. - NOX Rate Summer v3.1, Unit 597 and retrofits | 496 | 1797 | Rate Constraint in lbs/MMBtu | FALSE | L | Annual | Allowances Withdrawn (n:1) | Thousand Tons | 0 | 0 | 0 | 0 | 0 | 0 | 0 | 0
IL Fac. Spec. - NOX Rate Summer v3.1, Unit 597 and retrofits | 496 | 1797 | Rate Constraint in lbs/MMBtu | FALSE | L | Annual | Net Emissions Allowance Position | Thousand Tons | 0 | 0 | 0 | 0.00039734 | 0.00039734 | 0.00039734 | 0.00039734 | 0.00039734
IL Fac. Spec. - NOX Rate Summer v3.1, Unit 597 and retrofits | 496 | 1797 | Rate Constraint in lbs/MMBtu | FALSE | L | Annual | Fuel Consumed | TBtu | 0 | 0 | 0 | 0.031876 | 0.031876 | 0.031876 | 0.031876 | 0.031876
IL Fac. Spec. - NOX Rate Summer v3.1, Unit 597 and retrofits | 496 | 1797 | Rate Constraint in lbs/MMBtu | FALSE | L | Annual | Rate | lb/MMBtu | 0 | 0 | 0 | 0.02493 | 0.02493 | 0.02493 | 0.02493 | 0.02493
IL Fac. Spec. - NOX Rate Summer v3.1, Unit 597 and retrofits | 496 | 1797 | Rate Constraint in lbs/MMBtu | FALSE | L | Annual | Generation | TWh | 0 | 0 | 0 | 0.002472 | 0.002472 | 0.002472 | 0.002472 | 0.002472
IL Fac. Spec. - NOX Rate Summer v3.1, Unit 597 and retrofits | 496 | 1797 | Rate Constraint in lbs/MMBtu | FALSE | L | Annual | Qualifying Generation | TWh | 0 | 0 | 0 | 0.002472 | 0.002472 | 0.002472 | 0.002472 | 0.002472
IL Fac. Spec. - NOX Rate Summer v3.1, Unit 597 and retrofits | 496 | 1797 | Rate Constraint in lbs/MMBtu | FALSE | L | Annual | Rate | lb/MWh | 0 | 0 | 0 | 0.32147 | 0.32147 | 0.32147 | 0.32147 | 0.32147
IL Fac. Spec. - NOX Rate Summer v3.1, Unit 597 and retrofits | 496 | 1797 | Rate Constraint in lbs/MMBtu | FALSE | L | Annual | Constraint Shadow Price | US2016$/Ton | 0 | 0 | 0 | 0 | 0 | 0 | 0 | 0
IL Fac. Spec. - NOX Rate Summer v3.1, Unit 598 and retrofits | 497 | 1797 | Rate Constraint in lbs/MMBtu | FALSE | L | Annual | Seasons Included | Seasons | Summer | Summer | Summer | Summer | Summer | Summer | Summer | Summer
IL Fac. Spec. - NOX Rate Summer v3.1, Unit 598 and retrofits | 497 | 1797 | Rate Constraint in lbs/MMBtu | FALSE | L | Annual | Standard NOX | lb/MMBtu | 0.25 | 0.25 | 0.25 | 0.25 | 0.25 | 0.25 | 0.25 | 0.25
IL Fac. Spec. - NOX Rate Summer v3.1, Unit 598 and retrofits | 497 | 1797 | Rate Constraint in lbs/MMBtu | FALSE | L | Annual | Emissions at Affected Plants NOX | Thousand Tons | 0 | 0 | 0 | 0.00041933 | 0.00041933 | 0.00041933 | 0.00041933 | 0.00041933
IL Fac. Spec. - NOX Rate Summer v3.1, Unit 598 and retrofits | 497 | 1797 | Rate Constraint in lbs/MMBtu | FALSE | L | Annual | Allowances Purchased NOX | Thousand Tons | 0 | 0 | 0 | 0 | 0 | 0 | 0 | 0
IL Fac. Spec. - NOX Rate Summer v3.1, Unit 598 and retrofits | 497 | 1797 | Rate Constraint in lbs/MMBtu | FALSE | L | Annual | Allowances Sold NOX | Thousand Tons | 0 | 0 | 0 | 0 | 0 | 0 | 0 | 0
IL Fac. Spec. - NOX Rate Summer v3.1, Unit 598 and retrofits | 497 | 1797 | Rate Constraint in lbs/MMBtu | FALSE | L | Annual | Allowances Banked | Thousand Tons | 0 | 0 | 0 | 0 | 0 | 0 | 0 | 0
IL Fac. Spec. - NOX Rate Summer v3.1, Unit 598 and retrofits | 497 | 1797 | Rate Constraint in lbs/MMBtu | FALSE | L | Annual | Allowances Withdrawn (1:1) | Thousand Tons | 0 | 0 | 0 | 0 | 0 | 0 | 0 | 0
IL Fac. Spec. - NOX Rate Summer v3.1, Unit 598 and retrofits | 497 | 1797 | Rate Constraint in lbs/MMBtu | FALSE | L | Annual | Allowances Withdrawn (n:1) | Thousand Tons | 0 | 0 | 0 | 0 | 0 | 0 | 0 | 0
IL Fac. Spec. - NOX Rate Summer v3.1, Unit 598 and retrofits | 497 | 1797 | Rate Constraint in lbs/MMBtu | FALSE | L | Annual | Net Emissions Allowance Position | Thousand Tons | 0 | 0 | 0 | 0.00041933 | 0.00041933 | 0.00041933 | 0.00041933 | 0.00041933
IL Fac. Spec. - NOX Rate Summer v3.1, Unit 598 and retrofits | 497 | 1797 | Rate Constraint in lbs/MMBtu | FALSE | L | Annual | Fuel Consumed | TBtu | 0 | 0 | 0 | 0.031876 | 0.031876 | 0.031876 | 0.031876 | 0.031876
IL Fac. Spec. - NOX Rate Summer v3.1, Unit 598 and retrofits | 497 | 1797 | Rate Constraint in lbs/MMBtu | FALSE | L | Annual | Rate | lb/MMBtu | 0 | 0 | 0 | 0.02631 | 0.02631 | 0.02631 | 0.02631 | 0.02631
IL Fac. Spec. - NOX Rate Summer v3.1, Unit 598 and retrofits | 497 | 1797 | Rate Constraint in lbs/MMBtu | FALSE | L | Annual | Generation | TWh | 0 | 0 | 0 | 0.002472 | 0.002472 | 0.002472 | 0.002472 | 0.002472
IL Fac. Spec. - NOX Rate Summer v3.1, Unit 598 and retrofits | 497 | 1797 | Rate Constraint in lbs/MMBtu | FALSE | L | Annual | Qualifying Generation | TWh | 0 | 0 | 0 | 0.002472 | 0.002472 | 0.002472 | 0.002472 | 0.002472
IL Fac. Spec. - NOX Rate Summer v3.1, Unit 598 and retrofits | 497 | 1797 | Rate Constraint in lbs/MMBtu | FALSE | L | Annual | Rate | lb/MWh | 0 | 0 | 0 | 0.33927 | 0.33927 | 0.33927 | 0.33927 | 0.33927
IL Fac. Spec. - NOX Rate Summer v3.1, Unit 598 and retrofits | 497 | 1797 | Rate Constraint in lbs/MMBtu | FALSE | L | Annual | Constraint Shadow Price | US2016$/Ton | 0 | 0 | 0 | 0 | 0 | 0 | 0 | 0
IL Fac. Spec. - NOX Rate Summer v3.1, Unit 599 and retrofits | 498 | 1797 | Rate Constraint in lbs/MMBtu | FALSE | L | Annual | Seasons Included | Seasons | Summer | Summer | Summer | Summer | Summer | Summer | Summer | Summer
IL Fac. Spec. - NOX Rate Summer v3.1, Unit 599 and retrofits | 498 | 1797 | Rate Constraint in lbs/MMBtu | FALSE | L | Annual | Standard NOX | lb/MMBtu | 0.25 | 0.25 | 0.25 | 0.25 | 0.25 | 0.25 | 0.25 | 0.25
IL Fac. Spec. - NOX Rate Summer v3.1, Unit 599 and retrofits | 498 | 1797 | Rate Constraint in lbs/MMBtu | FALSE | L | Annual | Emissions at Affected Plants NOX | Thousand Tons | 0 | 0 | 0 | 0.00040865 | 0.00040865 | 0.00040865 | 0.00040865 | 0.00040865
IL Fac. Spec. - NOX Rate Summer v3.1, Unit 599 and retrofits | 498 | 1797 | Rate Constraint in lbs/MMBtu | FALSE | L | Annual | Allowances Purchased NOX | Thousand Tons | 0 | 0 | 0 | 0 | 0 | 0 | 0 | 0
IL Fac. Spec. - NOX Rate Summer v3.1, Unit 599 and retrofits | 498 | 1797 | Rate Constraint in lbs/MMBtu | FALSE | L | Annual | Allowances Sold NOX | Thousand Tons | 0 | 0 | 0 | 0 | 0 | 0 | 0 | 0
IL Fac. Spec. - NOX Rate Summer v3.1, Unit 599 and retrofits | 498 | 1797 | Rate Constraint in lbs/MMBtu | FALSE | L | Annual | Allowances Banked | Thousand Tons | 0 | 0 | 0 | 0 | 0 | 0 | 0 | 0
IL Fac. Spec. - NOX Rate Summer v3.1, Unit 599 and retrofits | 498 | 1797 | Rate Constraint in lbs/MMBtu | FALSE | L | Annual | Allowances Withdrawn (1:1) | Thousand Tons | 0 | 0 | 0 | 0 | 0 | 0 | 0 | 0
IL Fac. Spec. - NOX Rate Summer v3.1, Unit 599 and retrofits | 498 | 1797 | Rate Constraint in lbs/MMBtu | FALSE | L | Annual | Allowances Withdrawn (n:1) | Thousand Tons | 0 | 0 | 0 | 0 | 0 | 0 | 0 | 0
IL Fac. Spec. - NOX Rate Summer v3.1, Unit 599 and retrofits | 498 | 1797 | Rate Constraint in lbs/MMBtu | FALSE | L | Annual | Net Emissions Allowance Position | Thousand Tons | 0 | 0 | 0 | 0.00040865 | 0.00040865 | 0.00040865 | 0.00040865 | 0.00040865
IL Fac. Spec. - NOX Rate Summer v3.1, Unit 599 and retrofits | 498 | 1797 | Rate Constraint in lbs/MMBtu | FALSE | L | Annual | Fuel Consumed | TBtu | 0 | 0 | 0 | 0.031876 | 0.031876 | 0.031876 | 0.031876 | 0.031876
IL Fac. Spec. - NOX Rate Summer v3.1, Unit 599 and retrofits | 498 | 1797 | Rate Constraint in lbs/MMBtu | FALSE | L | Annual | Rate | lb/MMBtu | 0 | 0 | 0 | 0.02564 | 0.02564 | 0.02564 | 0.02564 | 0.02564
IL Fac. Spec. - NOX Rate Summer v3.1, Unit 599 and retrofits | 498 | 1797 | Rate Constraint in lbs/MMBtu | FALSE | L | Annual | Generation | TWh | 0 | 0 | 0 | 0.002472 | 0.002472 | 0.002472 | 0.002472 | 0.002472
IL Fac. Spec. - NOX Rate Summer v3.1, Unit 599 and retrofits | 498 | 1797 | Rate Constraint in lbs/MMBtu | FALSE | L | Annual | Qualifying Generation | TWh | 0 | 0 | 0 | 0.002472 | 0.002472 | 0.002472 | 0.002472 | 0.002472
IL Fac. Spec. - NOX Rate Summer v3.1, Unit 599 and retrofits | 498 | 1797 | Rate Constraint in lbs/MMBtu | FALSE | L | Annual | Rate | lb/MWh | 0 | 0 | 0 | 0.33063 | 0.33063 | 0.33063 | 0.33063 | 0.33063
IL Fac. Spec. - NOX Rate Summer v3.1, Unit 599 and retrofits | 498 | 1797 | Rate Constraint in lbs/MMBtu | FALSE | L | Annual | Constraint Shadow Price | US2016$/Ton | 0 | 0 | 0 | 0 | 0 | 0 | 0 | 0
IL Fac. Spec. - NOX Rate Summer v3.1, Unit 600 and retrofits | 499 | 1797 | Rate Constraint in lbs/MMBtu | FALSE | L | Annual | Seasons Included | Seasons | Summer | Summer | Summer | Summer | Summer | Summer | Summer | Summer
IL Fac. Spec. - NOX Rate Summer v3.1, Unit 600 and retrofits | 499 | 1797 | Rate Constraint in lbs/MMBtu | FALSE | L | Annual | Standard NOX | lb/MMBtu | 0.25 | 0.25 | 0.25 | 0.25 | 0.25 | 0.25 | 0.25 | 0.25
IL Fac. Spec. - NOX Rate Summer v3.1, Unit 600 and retrofits | 499 | 1797 | Rate Constraint in lbs/MMBtu | FALSE | L | Annual | Emissions at Affected Plants NOX | Thousand Tons | 0 | 0 | 0 | 0 | 0 | 0 | 0 | 0.0011286
IL Fac. Spec. - NOX Rate Summer v3.1, Unit 600 and retrofits | 499 | 1797 | Rate Constraint in lbs/MMBtu | FALSE | L | Annual | Allowances Purchased NOX | Thousand Tons | 0 | 0 | 0 | 0 | 0 | 0 | 0 | 0
IL Fac. Spec. - NOX Rate Summer v3.1, Unit 600 and retrofits | 499 | 1797 | Rate Constraint in lbs/MMBtu | FALSE | L | Annual | Allowances Sold NOX | Thousand Tons | 0 | 0 | 0 | 0 | 0 | 0 | 0 | 0
IL Fac. Spec. - NOX Rate Summer v3.1, Unit 600 and retrofits | 499 | 1797 | Rate Constraint in lbs/MMBtu | FALSE | L | Annual | Allowances Banked | Thousand Tons | 0 | 0 | 0 | 0 | 0 | 0 | 0 | 0
IL Fac. Spec. - NOX Rate Summer v3.1, Unit 600 and retrofits | 499 | 1797 | Rate Constraint in lbs/MMBtu | FALSE | L | Annual | Allowances Withdrawn (1:1) | Thousand Tons | 0 | 0 | 0 | 0 | 0 | 0 | 0 | 0
IL Fac. Spec. - NOX Rate Summer v3.1, Unit 600 and retrofits | 499 | 1797 | Rate Constraint in lbs/MMBtu | FALSE | L | Annual | Allowances Withdrawn (n:1) | Thousand Tons | 0 | 0 | 0 | 0 | 0 | 0 | 0 | 0
IL Fac. Spec. - NOX Rate Summer v3.1, Unit 600 and retrofits | 499 | 1797 | Rate Constraint in lbs/MMBtu | FALSE | L | Annual | Net Emissions Allowance Position | Thousand Tons | 0 | 0 | 0 | 0 | 0 | 0 | 0 | 0.0011286
IL Fac. Spec. - NOX Rate Summer v3.1, Unit 600 and retrofits | 499 | 1797 | Rate Constraint in lbs/MMBtu | FALSE | L | Annual | Fuel Consumed | TBtu | 0 | 0 | 0 | 0 | 0 | 0 | 0 | 0.016542
IL Fac. Spec. - NOX Rate Summer v3.1, Unit 600 and retrofits | 499 | 1797 | Rate Constraint in lbs/MMBtu | FALSE | L | Annual | Rate | lb/MMBtu | 0 | 0 | 0 | 0 | 0 | 0 | 0 | 0.13645
IL Fac. Spec. - NOX Rate Summer v3.1, Unit 600 and retrofits | 499 | 1797 | Rate Constraint in lbs/MMBtu | FALSE | L | Annual | Generation | TWh | 0 | 0 | 0 | 0 | 0 | 0 | 0 | 0.0011835
IL Fac. Spec. - NOX Rate Summer v3.1, Unit 600 and retrofits | 499 | 1797 | Rate Constraint in lbs/MMBtu | FALSE | L | Annual | Qualifying Generation | TWh | 0 | 0 | 0 | 0 | 0 | 0 | 0 | 0.0011835
IL Fac. Spec. - NOX Rate Summer v3.1, Unit 600 and retrofits | 499 | 1797 | Rate Constraint in lbs/MMBtu | FALSE | L | Annual | Rate | lb/MWh | 0 | 0 | 0 | 0 | 0 | 0 | 0 | 1.9072
IL Fac. Spec. - NOX Rate Summer v3.1, Unit 600 and retrofits | 499 | 1797 | Rate Constraint in lbs/MMBtu | FALSE | L | Annual | Constraint Shadow Price | US2016$/Ton | 0 | 0 | 0 | 0 | 0 | 0 | 0 | 0
IL Fac. Spec. - NOX Rate Summer v3.1, Unit 601 and retrofits | 500 | 1797 | Rate Constraint in lbs/MMBtu | FALSE | L | Annual | Seasons Included | Seasons | Summer | Summer | Summer | Summer | Summer | Summer | Summer | Summer
IL Fac. Spec. - NOX Rate Summer v3.1, Unit 601 and retrofits | 500 | 1797 | Rate Constraint in lbs/MMBtu | FALSE | L | Annual | Standard NOX | lb/MMBtu | 0.25 | 0.25 | 0.25 | 0.25 | 0.25 | 0.25 | 0.25 | 0.25
IL Fac. Spec. - NOX Rate Summer v3.1, Unit 601 and retrofits | 500 | 1797 | Rate Constraint in lbs/MMBtu | FALSE | L | Annual | Emissions at Affected Plants NOX | Thousand Tons | 0 | 0 | 0 | 0 | 0 | 0 | 0 | 0.00111
IL Fac. Spec. - NOX Rate Summer v3.1, Unit 601 and retrofits | 500 | 1797 | Rate Constraint in lbs/MMBtu | FALSE | L | Annual | Allowances Purchased NOX | Thousand Tons | 0 | 0 | 0 | 0 | 0 | 0 | 0 | 0
IL Fac. Spec. - NOX Rate Summer v3.1, Unit 601 and retrofits | 500 | 1797 | Rate Constraint in lbs/MMBtu | FALSE | L | Annual | Allowances Sold NOX | Thousand Tons | 0 | 0 | 0 | 0 | 0 | 0 | 0 | 0
IL Fac. Spec. - NOX Rate Summer v3.1, Unit 601 and retrofits | 500 | 1797 | Rate Constraint in lbs/MMBtu | FALSE | L | Annual | Allowances Banked | Thousand Tons | 0 | 0 | 0 | 0 | 0 | 0 | 0 | 0
IL Fac. Spec. - NOX Rate Summer v3.1, Unit 601 and retrofits | 500 | 1797 | Rate Constraint in lbs/MMBtu | FALSE | L | Annual | Allowances Withdrawn (1:1) | Thousand Tons | 0 | 0 | 0 | 0 | 0 | 0 | 0 | 0
IL Fac. Spec. - NOX Rate Summer v3.1, Unit 601 and retrofits | 500 | 1797 | Rate Constraint in lbs/MMBtu | FALSE | L | Annual | Allowances Withdrawn (n:1) | Thousand Tons | 0 | 0 | 0 | 0 | 0 | 0 | 0 | 0
IL Fac. Spec. - NOX Rate Summer v3.1, Unit 601 and retrofits | 500 | 1797 | Rate Constraint in lbs/MMBtu | FALSE | L | Annual | Net Emissions Allowance Position | Thousand Tons | 0 | 0 | 0 | 0 | 0 | 0 | 0 | 0.00111
IL Fac. Spec. - NOX Rate Summer v3.1, Unit 601 and retrofits | 500 | 1797 | Rate Constraint in lbs/MMBtu | FALSE | L | Annual | Fuel Consumed | TBtu | 0 | 0 | 0 | 0 | 0 | 0 | 0 | 0.016529
IL Fac. Spec. - NOX Rate Summer v3.1, Unit 601 and retrofits | 500 | 1797 | Rate Constraint in lbs/MMBtu | FALSE | L | Annual | Rate | lb/MMBtu | 0 | 0 | 0 | 0 | 0 | 0 | 0 | 0.13431
IL Fac. Spec. - NOX Rate Summer v3.1, Unit 601 and retrofits | 500 | 1797 | Rate Constraint in lbs/MMBtu | FALSE | L | Annual | Generation | TWh | 0 | 0 | 0 | 0 | 0 | 0 | 0 | 0.0011835
IL Fac. Spec. - NOX Rate Summer v3.1, Unit 601 and retrofits | 500 | 1797 | Rate Constraint in lbs/MMBtu | FALSE | L | Annual | Qualifying Generation | TWh | 0 | 0 | 0 | 0 | 0 | 0 | 0 | 0.0011835
IL Fac. Spec. - NOX Rate Summer v3.1, Unit 601 and retrofits | 500 | 1797 | Rate Constraint in lbs/MMBtu | FALSE | L | Annual | Rate | lb/MWh | 0 | 0 | 0 | 0 | 0 | 0 | 0 | 1.8758
IL Fac. Spec. - NOX Rate Summer v3.1, Unit 601 and retrofits | 500 | 1797 | Rate Constraint in lbs/MMBtu | FALSE | L | Annual | Constraint Shadow Price | US2016$/Ton | 0 | 0 | 0 | 0 | 0 | 0 | 0 | 0
IL Fac. Spec. - NOX Rate Summer v3.1, Unit 602 and retrofits | 501 | 1797 | Rate Constraint in lbs/MMBtu | FALSE | L | Annual | Seasons Included | Seasons | Summer | Summer | Summer | Summer | Summer | Summer | Summer | Summer
IL Fac. Spec. - NOX Rate Summer v3.1, Unit 602 and retrofits | 501 | 1797 | Rate Constraint in lbs/MMBtu | FALSE | L | Annual | Standard NOX | lb/MMBtu | 0.25 | 0.25 | 0.25 | 0.25 | 0.25 | 0.25 | 0.25 | 0.25
IL Fac. Spec. - NOX Rate Summer v3.1, Unit 602 and retrofits | 501 | 1797 | Rate Constraint in lbs/MMBtu | FALSE | L | Annual | Emissions at Affected Plants NOX | Thousand Tons | 0 | 0 | 0 | 0 | 0 | 0 | 0 | 0.001119
IL Fac. Spec. - NOX Rate Summer v3.1, Unit 602 and retrofits | 501 | 1797 | Rate Constraint in lbs/MMBtu | FALSE | L | Annual | Allowances Purchased NOX | Thousand Tons | 0 | 0 | 0 | 0 | 0 | 0 | 0 | 0
IL Fac. Spec. - NOX Rate Summer v3.1, Unit 602 and retrofits | 501 | 1797 | Rate Constraint in lbs/MMBtu | FALSE | L | Annual | Allowances Sold NOX | Thousand Tons | 0 | 0 | 0 | 0 | 0 | 0 | 0 | 0
IL Fac. Spec. - NOX Rate Summer v3.1, Unit 602 and retrofits | 501 | 1797 | Rate Constraint in lbs/MMBtu | FALSE | L | Annual | Allowances Banked | Thousand Tons | 0 | 0 | 0 | 0 | 0 | 0 | 0 | 0
IL Fac. Spec. - NOX Rate Summer v3.1, Unit 602 and retrofits | 501 | 1797 | Rate Constraint in lbs/MMBtu | FALSE | L | Annual | Allowances Withdrawn (1:1) | Thousand Tons | 0 | 0 | 0 | 0 | 0 | 0 | 0 | 0
IL Fac. Spec. - NOX Rate Summer v3.1, Unit 602 and retrofits | 501 | 1797 | Rate Constraint in lbs/MMBtu | FALSE | L | Annual | Allowances Withdrawn (n:1) | Thousand Tons | 0 | 0 | 0 | 0 | 0 | 0 | 0 | 0
IL Fac. Spec. - NOX Rate Summer v3.1, Unit 602 and retrofits | 501 | 1797 | Rate Constraint in lbs/MMBtu | FALSE | L | Annual | Net Emissions Allowance Position | Thousand Tons | 0 | 0 | 0 | 0 | 0 | 0 | 0 | 0.001119
IL Fac. Spec. - NOX Rate Summer v3.1, Unit 602 and retrofits | 501 | 1797 | Rate Constraint in lbs/MMBtu | FALSE | L | Annual | Fuel Consumed | TBtu | 0 | 0 | 0 | 0 | 0 | 0 | 0 | 0.016529
IL Fac. Spec. - NOX Rate Summer v3.1, Unit 602 and retrofits | 501 | 1797 | Rate Constraint in lbs/MMBtu | FALSE | L | Annual | Rate | lb/MMBtu | 0 | 0 | 0 | 0 | 0 | 0 | 0 | 0.1354
IL Fac. Spec. - NOX Rate Summer v3.1, Unit 602 and retrofits | 501 | 1797 | Rate Constraint in lbs/MMBtu | FALSE | L | Annual | Generation | TWh | 0 | 0 | 0 | 0 | 0 | 0 | 0 | 0.0011835
IL Fac. Spec. - NOX Rate Summer v3.1, Unit 602 and retrofits | 501 | 1797 | Rate Constraint in lbs/MMBtu | FALSE | L | Annual | Qualifying Generation | TWh | 0 | 0 | 0 | 0 | 0 | 0 | 0 | 0.0011835
IL Fac. Spec. - NOX Rate Summer v3.1, Unit 602 and retrofits | 501 | 1797 | Rate Constraint in lbs/MMBtu | FALSE | L | Annual | Rate | lb/MWh | 0 | 0 | 0 | 0 | 0 | 0 | 0 | 1.891
IL Fac. Spec. - NOX Rate Summer v3.1, Unit 602 and retrofits | 501 | 1797 | Rate Constraint in lbs/MMBtu | FALSE | L | Annual | Constraint Shadow Price | US2016$/Ton | 0 | 0 | 0 | 0 | 0 | 0 | 0 | 0
IL Fac. Spec. - NOX Rate Summer v3.1, Unit 603 and retrofits | 502 | 1797 | Rate Constraint in lbs/MMBtu | FALSE | L | Annual | Seasons Included | Seasons | Summer | Summer | Summer | Summer | Summer | Summer | Summer | Summer
IL Fac. Spec. - NOX Rate Summer v3.1, Unit 603 and retrofits | 502 | 1797 | Rate Constraint in lbs/MMBtu | FALSE | L | Annual | Standard NOX | lb/MMBtu | 0.25 | 0.25 | 0.25 | 0.25 | 0.25 | 0.25 | 0.25 | 0.25
IL Fac. Spec. - NOX Rate Summer v3.1, Unit 603 and retrofits | 502 | 1797 | Rate Constraint in lbs/MMBtu | FALSE | L | Annual | Emissions at Affected Plants NOX | Thousand Tons | 0 | 0 | 0 | 0 | 0 | 0 | 0 | 0.0011664
IL Fac. Spec. - NOX Rate Summer v3.1, Unit 603 and retrofits | 502 | 1797 | Rate Constraint in lbs/MMBtu | FALSE | L | Annual | Allowances Purchased NOX | Thousand Tons | 0 | 0 | 0 | 0 | 0 | 0 | 0 | 0
IL Fac. Spec. - NOX Rate Summer v3.1, Unit 603 and retrofits | 502 | 1797 | Rate Constraint in lbs/MMBtu | FALSE | L | Annual | Allowances Sold NOX | Thousand Tons | 0 | 0 | 0 | 0 | 0 | 0 | 0 | 0
IL Fac. Spec. - NOX Rate Summer v3.1, Unit 603 and retrofits | 502 | 1797 | Rate Constraint in lbs/MMBtu | FALSE | L | Annual | Allowances Banked | Thousand Tons | 0 | 0 | 0 | 0 | 0 | 0 | 0 | 0
IL Fac. Spec. - NOX Rate Summer v3.1, Unit 603 and retrofits | 502 | 1797 | Rate Constraint in lbs/MMBtu | FALSE | L | Annual | Allowances Withdrawn (1:1) | Thousand Tons | 0 | 0 | 0 | 0 | 0 | 0 | 0 | 0
IL Fac. Spec. - NOX Rate Summer v3.1, Unit 603 and retrofits | 502 | 1797 | Rate Constraint in lbs/MMBtu | FALSE | L | Annual | Allowances Withdrawn (n:1) | Thousand Tons | 0 | 0 | 0 | 0 | 0 | 0 | 0 | 0
IL Fac. Spec. - NOX Rate Summer v3.1, Unit 603 and retrofits | 502 | 1797 | Rate Constraint in lbs/MMBtu | FALSE | L | Annual | Net Emissions Allowance Position | Thousand Tons | 0 | 0 | 0 | 0 | 0 | 0 | 0 | 0.0011664
IL Fac. Spec. - NOX Rate Summer v3.1, Unit 603 and retrofits | 502 | 1797 | Rate Constraint in lbs/MMBtu | FALSE | L | Annual | Fuel Consumed | TBtu | 0 | 0 | 0 | 0 | 0 | 0 | 0 | 0.016529
IL Fac. Spec. - NOX Rate Summer v3.1, Unit 603 and retrofits | 502 | 1797 | Rate Constraint in lbs/MMBtu | FALSE | L | Annual | Rate | lb/MMBtu | 0 | 0 | 0 | 0 | 0 | 0 | 0 | 0.14113
IL Fac. Spec. - NOX Rate Summer v3.1, Unit 603 and retrofits | 502 | 1797 | Rate Constraint in lbs/MMBtu | FALSE | L | Annual | Generation | TWh | 0 | 0 | 0 | 0 | 0 | 0 | 0 | 0.0011835
IL Fac. Spec. - NOX Rate Summer v3.1, Unit 603 and retrofits | 502 | 1797 | Rate Constraint in lbs/MMBtu | FALSE | L | Annual | Qualifying Generation | TWh | 0 | 0 | 0 | 0 | 0 | 0 | 0 | 0.0011835
IL Fac. Spec. - NOX Rate Summer v3.1, Unit 603 and retrofits | 502 | 1797 | Rate Constraint in lbs/MMBtu | FALSE | L | Annual | Rate | lb/MWh | 0 | 0 | 0 | 0 | 0 | 0 | 0 | 1.971
IL Fac. Spec. - NOX Rate Summer v3.1, Unit 603 and retrofits | 502 | 1797 | Rate Constraint in lbs/MMBtu | FALSE | L | Annual | Constraint Shadow Price | US2016$/Ton | 0 | 0 | 0 | 0 | 0 | 0 | 0 | 0
IL Fac. Spec. - NOX Rate Summer v3.1, Unit 604 and retrofits | 503 | 1797 | Rate Constraint in lbs/MMBtu | FALSE | L | Annual | Seasons Included | Seasons | Summer | Summer | Summer | Summer | Summer | Summer | Summer | Summer
IL Fac. Spec. - NOX Rate Summer v3.1, Unit 604 and retrofits | 503 | 1797 | Rate Constraint in lbs/MMBtu | FALSE | L | Annual | Standard NOX | lb/MMBtu | 0.25 | 0.25 | 0.25 | 0.25 | 0.25 | 0.25 | 0.25 | 0.25
IL Fac. Spec. - NOX Rate Summer v3.1, Unit 604 and retrofits | 503 | 1797 | Rate Constraint in lbs/MMBtu | FALSE | L | Annual | Emissions at Affected Plants NOX | Thousand Tons | 0 | 0 | 0 | 0 | 0 | 0 | 0 | 0.0011728
IL Fac. Spec. - NOX Rate Summer v3.1, Unit 604 and retrofits | 503 | 1797 | Rate Constraint in lbs/MMBtu | FALSE | L | Annual | Allowances Purchased NOX | Thousand Tons | 0 | 0 | 0 | 0 | 0 | 0 | 0 | 0
IL Fac. Spec. - NOX Rate Summer v3.1, Unit 604 and retrofits | 503 | 1797 | Rate Constraint in lbs/MMBtu | FALSE | L | Annual | Allowances Sold NOX | Thousand Tons | 0 | 0 | 0 | 0 | 0 | 0 | 0 | 0
IL Fac. Spec. - NOX Rate Summer v3.1, Unit 604 and retrofits | 503 | 1797 | Rate Constraint in lbs/MMBtu | FALSE | L | Annual | Allowances Banked | Thousand Tons | 0 | 0 | 0 | 0 | 0 | 0 | 0 | 0
IL Fac. Spec. - NOX Rate Summer v3.1, Unit 604 and retrofits | 503 | 1797 | Rate Constraint in lbs/MMBtu | FALSE | L | Annual | Allowances Withdrawn (1:1) | Thousand Tons | 0 | 0 | 0 | 0 | 0 | 0 | 0 | 0
IL Fac. Spec. - NOX Rate Summer v3.1, Unit 604 and retrofits | 503 | 1797 | Rate Constraint in lbs/MMBtu | FALSE | L | Annual | Allowances Withdrawn (n:1) | Thousand Tons | 0 | 0 | 0 | 0 | 0 | 0 | 0 | 0
IL Fac. Spec. - NOX Rate Summer v3.1, Unit 604 and retrofits | 503 | 1797 | Rate Constraint in lbs/MMBtu | FALSE | L | Annual | Net Emissions Allowance Position | Thousand Tons | 0 | 0 | 0 | 0 | 0 | 0 | 0 | 0.0011728
IL Fac. Spec. - NOX Rate Summer v3.1, Unit 604 and retrofits | 503 | 1797 | Rate Constraint in lbs/MMBtu | FALSE | L | Annual | Fuel Consumed | TBtu | 0 | 0 | 0 | 0 | 0 | 0 | 0 | 0.016529
IL Fac. Spec. - NOX Rate Summer v3.1, Unit 604 and retrofits | 503 | 1797 | Rate Constraint in lbs/MMBtu | FALSE | L | Annual | Rate | lb/MMBtu | 0 | 0 | 0 | 0 | 0 | 0 | 0 | 0.14191
IL Fac. Spec. - NOX Rate Summer v3.1, Unit 604 and retrofits | 503 | 1797 | Rate Constraint in lbs/MMBtu | FALSE | L | Annual | Generation | TWh | 0 | 0 | 0 | 0 | 0 | 0 | 0 | 0.0011835
IL Fac. Spec. - NOX Rate Summer v3.1, Unit 604 and retrofits | 503 | 1797 | Rate Constraint in lbs/MMBtu | FALSE | L | Annual | Qualifying Generation | TWh | 0 | 0 | 0 | 0 | 0 | 0 | 0 | 0.0011835
IL Fac. Spec. - NOX Rate Summer v3.1, Unit 604 and retrofits | 503 | 1797 | Rate Constraint in lbs/MMBtu | FALSE | L | Annual | Rate | lb/MWh | 0 | 0 | 0 | 0 | 0 | 0 | 0 | 1.9819
IL Fac. Spec. - NOX Rate Summer v3.1, Unit 604 and retrofits | 503 | 1797 | Rate Constraint in lbs/MMBtu | FALSE | L | Annual | Constraint Shadow Price | US2016$/Ton | 0 | 0 | 0 | 0 | 0 | 0 | 0 | 0
IL Fac. Spec. - NOX Rate Summer v3.1, Unit 605 and retrofits | 504 | 1797 | Rate Constraint in lbs/MMBtu | FALSE | L | Annual | Seasons Included | Seasons | Summer | Summer | Summer | Summer | Summer | Summer | Summer | Summer
IL Fac. Spec. - NOX Rate Summer v3.1, Unit 605 and retrofits | 504 | 1797 | Rate Constraint in lbs/MMBtu | FALSE | L | Annual | Standard NOX | lb/MMBtu | 0.25 | 0.25 | 0.25 | 0.25 | 0.25 | 0.25 | 0.25 | 0.25
IL Fac. Spec. - NOX Rate Summer v3.1, Unit 605 and retrofits | 504 | 1797 | Rate Constraint in lbs/MMBtu | FALSE | L | Annual | Emissions at Affected Plants NOX | Thousand Tons | 0 | 0 | 0 | 0 | 0 | 0 | 0 | 0.0011564
IL Fac. Spec. - NOX Rate Summer v3.1, Unit 605 and retrofits | 504 | 1797 | Rate Constraint in lbs/MMBtu | FALSE | L | Annual | Allowances Purchased NOX | Thousand Tons | 0 | 0 | 0 | 0 | 0 | 0 | 0 | 0
IL Fac. Spec. - NOX Rate Summer v3.1, Unit 605 and retrofits | 504 | 1797 | Rate Constraint in lbs/MMBtu | FALSE | L | Annual | Allowances Sold NOX | Thousand Tons | 0 | 0 | 0 | 0 | 0 | 0 | 0 | 0
IL Fac. Spec. - NOX Rate Summer v3.1, Unit 605 and retrofits | 504 | 1797 | Rate Constraint in lbs/MMBtu | FALSE | L | Annual | Allowances Banked | Thousand Tons | 0 | 0 | 0 | 0 | 0 | 0 | 0 | 0
IL Fac. Spec. - NOX Rate Summer v3.1, Unit 605 and retrofits | 504 | 1797 | Rate Constraint in lbs/MMBtu | FALSE | L | Annual | Allowances Withdrawn (1:1) | Thousand Tons | 0 | 0 | 0 | 0 | 0 | 0 | 0 | 0
IL Fac. Spec. - NOX Rate Summer v3.1, Unit 605 and retrofits | 504 | 1797 | Rate Constraint in lbs/MMBtu | FALSE | L | Annual | Allowances Withdrawn (n:1) | Thousand Tons | 0 | 0 | 0 | 0 | 0 | 0 | 0 | 0
IL Fac. Spec. - NOX Rate Summer v3.1, Unit 605 and retrofits | 504 | 1797 | Rate Constraint in lbs/MMBtu | FALSE | L | Annual | Net Emissions Allowance Position | Thousand Tons | 0 | 0 | 0 | 0 | 0 | 0 | 0 | 0.0011564
IL Fac. Spec. - NOX Rate Summer v3.1, Unit 605 and retrofits | 504 | 1797 | Rate Constraint in lbs/MMBtu | FALSE | L | Annual | Fuel Consumed | TBtu | 0 | 0 | 0 | 0 | 0 | 0 | 0 | 0.016529
IL Fac. Spec. - NOX Rate Summer v3.1, Unit 605 and retrofits | 504 | 1797 | Rate Constraint in lbs/MMBtu | FALSE | L | Annual | Rate | lb/MMBtu | 0 | 0 | 0 | 0 | 0 | 0 | 0 | 0.13992
IL Fac. Spec. - NOX Rate Summer v3.1, Unit 605 and retrofits | 504 | 1797 | Rate Constraint in lbs/MMBtu | FALSE | L | Annual | Generation | TWh | 0 | 0 | 0 | 0 | 0 | 0 | 0 | 0.0011835
IL Fac. Spec. - NOX Rate Summer v3.1, Unit 605 and retrofits | 504 | 1797 | Rate Constraint in lbs/MMBtu | FALSE | L | Annual | Qualifying Generation | TWh | 0 | 0 | 0 | 0 | 0 | 0 | 0 | 0.0011835
IL Fac. Spec. - NOX Rate Summer v3.1, Unit 605 and retrofits | 504 | 1797 | Rate Constraint in lbs/MMBtu | FALSE | L | Annual | Rate | lb/MWh | 0 | 0 | 0 | 0 | 0 | 0 | 0 | 1.9541
IL Fac. Spec. - NOX Rate Summer v3.1, Unit 605 and retrofits | 504 | 1797 | Rate Constraint in lbs/MMBtu | FALSE | L | Annual | Constraint Shadow Price | US2016$/Ton | 0 | 0 | 0 | 0 | 0 | 0 | 0 | 0
IL Fac. Spec. - NOX Rate Summer v3.1, Unit 606 and retrofits | 505 | 1797 | Rate Constraint in lbs/MMBtu | FALSE | L | Annual | Seasons Included | Seasons | Summer | Summer | Summer | Summer | Summer | Summer | Summer | Summer
IL Fac. Spec. - NOX Rate Summer v3.1, Unit 606 and retrofits | 505 | 1797 | Rate Constraint in lbs/MMBtu | FALSE | L | Annual | Standard NOX | lb/MMBtu | 0.25 | 0.25 | 0.25 | 0.25 | 0.25 | 0.25 | 0.25 | 0.25
IL Fac. Spec. - NOX Rate Summer v3.1, Unit 606 and retrofits | 505 | 1797 | Rate Constraint in lbs/MMBtu | FALSE | L | Annual | Emissions at Affected Plants NOX | Thousand Tons | 0 | 0 | 0 | 0 | 0 | 0 | 0 | 0.0011719
IL Fac. Spec. - NOX Rate Summer v3.1, Unit 606 and retrofits | 505 | 1797 | Rate Constraint in lbs/MMBtu | FALSE | L | Annual | Allowances Purchased NOX | Thousand Tons | 0 | 0 | 0 | 0 | 0 | 0 | 0 | 0
IL Fac. Spec. - NOX Rate Summer v3.1, Unit 606 and retrofits | 505 | 1797 | Rate Constraint in lbs/MMBtu | FALSE | L | Annual | Allowances Sold NOX | Thousand Tons | 0 | 0 | 0 | 0 | 0 | 0 | 0 | 0
IL Fac. Spec. - NOX Rate Summer v3.1, Unit 606 and retrofits | 505 | 1797 | Rate Constraint in lbs/MMBtu | FALSE | L | Annual | Allowances Banked | Thousand Tons | 0 | 0 | 0 | 0 | 0 | 0 | 0 | 0
IL Fac. Spec. - NOX Rate Summer v3.1, Unit 606 and retrofits | 505 | 1797 | Rate Constraint in lbs/MMBtu | FALSE | L | Annual | Allowances Withdrawn (1:1) | Thousand Tons | 0 | 0 | 0 | 0 | 0 | 0 | 0 | 0
IL Fac. Spec. - NOX Rate Summer v3.1, Unit 606 and retrofits | 505 | 1797 | Rate Constraint in lbs/MMBtu | FALSE | L | Annual | Allowances Withdrawn (n:1) | Thousand Tons | 0 | 0 | 0 | 0 | 0 | 0 | 0 | 0
IL Fac. Spec. - NOX Rate Summer v3.1, Unit 606 and retrofits | 505 | 1797 | Rate Constraint in lbs/MMBtu | FALSE | L | Annual | Net Emissions Allowance Position | Thousand Tons | 0 | 0 | 0 | 0 | 0 | 0 | 0 | 0.0011719
IL Fac. Spec. - NOX Rate Summer v3.1, Unit 606 and retrofits | 505 | 1797 | Rate Constraint in lbs/MMBtu | FALSE | L | Annual | Fuel Consumed | TBtu | 0 | 0 | 0 | 0 | 0 | 0 | 0 | 0.016529
IL Fac. Spec. - NOX Rate Summer v3.1, Unit 606 and retrofits | 505 | 1797 | Rate Constraint in lbs/MMBtu | FALSE | L | Annual | Rate | lb/MMBtu | 0 | 0 | 0 | 0 | 0 | 0 | 0 | 0.1418
IL Fac. Spec. - NOX Rate Summer v3.1, Unit 606 and retrofits | 505 | 1797 | Rate Constraint in lbs/MMBtu | FALSE | L | Annual | Generation | TWh | 0 | 0 | 0 | 0 | 0 | 0 | 0 | 0.0011835
IL Fac. Spec. - NOX Rate Summer v3.1, Unit 606 and retrofits | 505 | 1797 | Rate Constraint in lbs/MMBtu | FALSE | L | Annual | Qualifying Generation | TWh | 0 | 0 | 0 | 0 | 0 | 0 | 0 | 0.0011835
IL Fac. Spec. - NOX Rate Summer v3.1, Unit 606 and retrofits | 505 | 1797 | Rate Constraint in lbs/MMBtu | FALSE | L | Annual | Rate | lb/MWh | 0 | 0 | 0 | 0 | 0 | 0 | 0 | 1.9804
IL Fac. Spec. - NOX Rate Summer v3.1, Unit 606 and retrofits | 505 | 1797 | Rate Constraint in lbs/MMBtu | FALSE | L | Annual | Constraint Shadow Price | US2016$/Ton | 0 | 0 | 0 | 0 | 0 | 0 | 0 | 0
IL Fac. Spec. - NOX Rate Summer v3.1, Unit 607 and retrofits | 506 | 1797 | Rate Constraint in lbs/MMBtu | FALSE | L | Annual | Seasons Included | Seasons | Summer | Summer | Summer | Summer | Summer | Summer | Summer | Summer
IL Fac. Spec. - NOX Rate Summer v3.1, Unit 607 and retrofits | 506 | 1797 | Rate Constraint in lbs/MMBtu | FALSE | L | Annual | Standard NOX | lb/MMBtu | 0.25 | 0.25 | 0.25 | 0.25 | 0.25 | 0.25 | 0.25 | 0.25
IL Fac. Spec. - NOX Rate Summer v3.1, Unit 607 and retrofits | 506 | 1797 | Rate Constraint in lbs/MMBtu | FALSE | L | Annual | Emissions at Affected Plants NOX | Thousand Tons | 0 | 0 | 0 | 0 | 0 | 0 | 0 | 0.0011971
IL Fac. Spec. - NOX Rate Summer v3.1, Unit 607 and retrofits | 506 | 1797 | Rate Constraint in lbs/MMBtu | FALSE | L | Annual | Allowances Purchased NOX | Thousand Tons | 0 | 0 | 0 | 0 | 0 | 0 | 0 | 0
IL Fac. Spec. - NOX Rate Summer v3.1, Unit 607 and retrofits | 506 | 1797 | Rate Constraint in lbs/MMBtu | FALSE | L | Annual | Allowances Sold NOX | Thousand Tons | 0 | 0 | 0 | 0 | 0 | 0 | 0 | 0
IL Fac. Spec. - NOX Rate Summer v3.1, Unit 607 and retrofits | 506 | 1797 | Rate Constraint in lbs/MMBtu | FALSE | L | Annual | Allowances Banked | Thousand Tons | 0 | 0 | 0 | 0 | 0 | 0 | 0 | 0
IL Fac. Spec. - NOX Rate Summer v3.1, Unit 607 and retrofits | 506 | 1797 | Rate Constraint in lbs/MMBtu | FALSE | L | Annual | Allowances Withdrawn (1:1) | Thousand Tons | 0 | 0 | 0 | 0 | 0 | 0 | 0 | 0
IL Fac. Spec. - NOX Rate Summer v3.1, Unit 607 and retrofits | 506 | 1797 | Rate Constraint in lbs/MMBtu | FALSE | L | Annual | Allowances Withdrawn (n:1) | Thousand Tons | 0 | 0 | 0 | 0 | 0 | 0 | 0 | 0
IL Fac. Spec. - NOX Rate Summer v3.1, Unit 607 and retrofits | 506 | 1797 | Rate Constraint in lbs/MMBtu | FALSE | L | Annual | Net Emissions Allowance Position | Thousand Tons | 0 | 0 | 0 | 0 | 0 | 0 | 0 | 0.0011971
IL Fac. Spec. - NOX Rate Summer v3.1, Unit 607 and retrofits | 506 | 1797 | Rate Constraint in lbs/MMBtu | FALSE | L | Annual | Fuel Consumed | TBtu | 0 | 0 | 0 | 0 | 0 | 0 | 0 | 0.016529
IL Fac. Spec. - NOX Rate Summer v3.1, Unit 607 and retrofits | 506 | 1797 | Rate Constraint in lbs/MMBtu | FALSE | L | Annual | Rate | lb/MMBtu | 0 | 0 | 0 | 0 | 0 | 0 | 0 | 0.14485
IL Fac. Spec. - NOX Rate Summer v3.1, Unit 607 and retrofits | 506 | 1797 | Rate Constraint in lbs/MMBtu | FALSE | L | Annual | Generation | TWh | 0 | 0 | 0 | 0 | 0 | 0 | 0 | 0.0011835
IL Fac. Spec. - NOX Rate Summer v3.1, Unit 607 and retrofits | 506 | 1797 | Rate Constraint in lbs/MMBtu | FALSE | L | Annual | Qualifying Generation | TWh | 0 | 0 | 0 | 0 | 0 | 0 | 0 | 0.0011835
IL Fac. Spec. - NOX Rate Summer v3.1, Unit 607 and retrofits | 506 | 1797 | Rate Constraint in lbs/MMBtu | FALSE | L | Annual | Rate | lb/MWh | 0 | 0 | 0 | 0 | 0 | 0 | 0 | 2.023
IL Fac. Spec. - NOX Rate Summer v3.1, Unit 607 and retrofits | 506 | 1797 | Rate Constraint in lbs/MMBtu | FALSE | L | Annual | Constraint Shadow Price | US2016$/Ton | 0 | 0 | 0 | 0 | 0 | 0 | 0 | 0
IL Fac. Spec. - NOX Rate Summer v3.1, Unit 608 and retrofits | 507 | 1797 | Rate Constraint in lbs/MMBtu | FALSE | L | Annual | Seasons Included | Seasons | Summer | Summer | Summer | Summer | Summer | Summer | Summer | Summer
IL Fac. Spec. - NOX Rate Summer v3.1, Unit 608 and retrofits | 507 | 1797 | Rate Constraint in lbs/MMBtu | FALSE | L | Annual | Standard NOX | lb/MMBtu | 0.25 | 0.25 | 0.25 | 0.25 | 0.25 | 0.25 | 0.25 | 0.25
IL Fac. Spec. - NOX Rate Summer v3.1, Unit 608 and retrofits | 507 | 1797 | Rate Constraint in lbs/MMBtu | FALSE | L | Annual | Emissions at Affected Plants NOX | Thousand Tons | 0.011251 | 0.0166 | 0.02201 | 0.02201 | 0.02201 | 0.02201 | 0.02201 | 0.02201
IL Fac. Spec. - NOX Rate Summer v3.1, Unit 608 and retrofits | 507 | 1797 | Rate Constraint in lbs/MMBtu | FALSE | L | Annual | Allowances Purchased NOX | Thousand Tons | 0 | 0 | 0 | 0 | 0 | 0 | 0 | 0
IL Fac. Spec. - NOX Rate Summer v3.1, Unit 608 and retrofits | 507 | 1797 | Rate Constraint in lbs/MMBtu | FALSE | L | Annual | Allowances Sold NOX | Thousand Tons | 0 | 0 | 0 | 0 | 0 | 0 | 0 | 0
IL Fac. Spec. - NOX Rate Summer v3.1, Unit 608 and retrofits | 507 | 1797 | Rate Constraint in lbs/MMBtu | FALSE | L | Annual | Allowances Banked | Thousand Tons | 0 | 0 | 0 | 0 | 0 | 0 | 0 | 0
IL Fac. Spec. - NOX Rate Summer v3.1, Unit 608 and retrofits | 507 | 1797 | Rate Constraint in lbs/MMBtu | FALSE | L | Annual | Allowances Withdrawn (1:1) | Thousand Tons | 0 | 0 | 0 | 0 | 0 | 0 | 0 | 0
IL Fac. Spec. - NOX Rate Summer v3.1, Unit 608 and retrofits | 507 | 1797 | Rate Constraint in lbs/MMBtu | FALSE | L | Annual | Allowances Withdrawn (n:1) | Thousand Tons | 0 | 0 | 0 | 0 | 0 | 0 | 0 | 0
IL Fac. Spec. - NOX Rate Summer v3.1, Unit 608 and retrofits | 507 | 1797 | Rate Constraint in lbs/MMBtu | FALSE | L | Annual | Net Emissions Allowance Position | Thousand Tons | 0.011251 | 0.0166 | 0.02201 | 0.02201 | 0.02201 | 0.02201 | 0.02201 | 0.02201
IL Fac. Spec. - NOX Rate Summer v3.1, Unit 608 and retrofits | 507 | 1797 | Rate Constraint in lbs/MMBtu | FALSE | L | Annual | Fuel Consumed | TBtu | 0.283 | 0.41755 | 0.55364 | 0.55364 | 0.55364 | 0.55364 | 0.55364 | 0.55364
IL Fac. Spec. - NOX Rate Summer v3.1, Unit 608 and retrofits | 507 | 1797 | Rate Constraint in lbs/MMBtu | FALSE | L | Annual | Rate | lb/MMBtu | 0.07951 | 0.07951 | 0.07951 | 0.07951 | 0.07951 | 0.07951 | 0.07951 | 0.07951
IL Fac. Spec. - NOX Rate Summer v3.1, Unit 608 and retrofits | 507 | 1797 | Rate Constraint in lbs/MMBtu | FALSE | L | Annual | Generation | TWh | 0.026338 | 0.03886 | 0.051525 | 0.051525 | 0.051525 | 0.051525 | 0.051525 | 0.051525
IL Fac. Spec. - NOX Rate Summer v3.1, Unit 608 and retrofits | 507 | 1797 | Rate Constraint in lbs/MMBtu | FALSE | L | Annual | Qualifying Generation | TWh | 0.026338 | 0.03886 | 0.051525 | 0.051525 | 0.051525 | 0.051525 | 0.051525 | 0.051525
IL Fac. Spec. - NOX Rate Summer v3.1, Unit 608 and retrofits | 507 | 1797 | Rate Constraint in lbs/MMBtu | FALSE | L | Annual | Rate | lb/MWh | 0.85433 | 0.85433 | 0.85433 | 0.85433 | 0.85433 | 0.85433 | 0.85433 | 0.85433
IL Fac. Spec. - NOX Rate Summer v3.1, Unit 608 and retrofits | 507 | 1797 | Rate Constraint in lbs/MMBtu | FALSE | L | Annual | Constraint Shadow Price | US2016$/Ton | 0 | 0 | 0 | 0 | 0 | 0 | 0 | 0
IL Fac. Spec. - NOX Rate Summer v3.1, Unit 609 and retrofits | 508 | 1797 | Rate Constraint in lbs/MMBtu | FALSE | L | Annual | Seasons Included | Seasons | Summer | Summer | Summer | Summer | Summer | Summer | Summer | Summer
IL Fac. Spec. - NOX Rate Summer v3.1, Unit 609 and retrofits | 508 | 1797 | Rate Constraint in lbs/MMBtu | FALSE | L | Annual | Standard NOX | lb/MMBtu | 0.25 | 0.25 | 0.25 | 0.25 | 0.25 | 0.25 | 0.25 | 0.25
IL Fac. Spec. - NOX Rate Summer v3.1, Unit 609 and retrofits | 508 | 1797 | Rate Constraint in lbs/MMBtu | FALSE | L | Annual | Emissions at Affected Plants NOX | Thousand Tons | 0.011918 | 0.017583 | 0.023314 | 0.023314 | 0.023314 | 0.023314 | 0.023314 | 0.023314
IL Fac. Spec. - NOX Rate Summer v3.1, Unit 609 and retrofits | 508 | 1797 | Rate Constraint in lbs/MMBtu | FALSE | L | Annual | Allowances Purchased NOX | Thousand Tons | 0 | 0 | 0 | 0 | 0 | 0 | 0 | 0
IL Fac. Spec. - NOX Rate Summer v3.1, Unit 609 and retrofits | 508 | 1797 | Rate Constraint in lbs/MMBtu | FALSE | L | Annual | Allowances Sold NOX | Thousand Tons | 0 | 0 | 0 | 0 | 0 | 0 | 0 | 0
IL Fac. Spec. - NOX Rate Summer v3.1, Unit 609 and retrofits | 508 | 1797 | Rate Constraint in lbs/MMBtu | FALSE | L | Annual | Allowances Banked | Thousand Tons | 0 | 0 | 0 | 0 | 0 | 0 | 0 | 0
IL Fac. Spec. - NOX Rate Summer v3.1, Unit 609 and retrofits | 508 | 1797 | Rate Constraint in lbs/MMBtu | FALSE | L | Annual | Allowances Withdrawn (1:1) | Thousand Tons | 0 | 0 | 0 | 0 | 0 | 0 | 0 | 0
IL Fac. Spec. - NOX Rate Summer v3.1, Unit 609 and retrofits | 508 | 1797 | Rate Constraint in lbs/MMBtu | FALSE | L | Annual | Allowances Withdrawn (n:1) | Thousand Tons | 0 | 0 | 0 | 0 | 0 | 0 | 0 | 0
IL Fac. Spec. - NOX Rate Summer v3.1, Unit 609 and retrofits | 508 | 1797 | Rate Constraint in lbs/MMBtu | FALSE | L | Annual | Net Emissions Allowance Position | Thousand Tons | 0.011918 | 0.017583 | 0.023314 | 0.023314 | 0.023314 | 0.023314 | 0.023314 | 0.023314
IL Fac. Spec. - NOX Rate Summer v3.1, Unit 609 and retrofits | 508 | 1797 | Rate Constraint in lbs/MMBtu | FALSE | L | Annual | Fuel Consumed | TBtu | 0.29525 | 0.43561 | 0.57758 | 0.57758 | 0.57758 | 0.57758 | 0.57758 | 0.57758
IL Fac. Spec. - NOX Rate Summer v3.1, Unit 609 and retrofits | 508 | 1797 | Rate Constraint in lbs/MMBtu | FALSE | L | Annual | Rate | lb/MMBtu | 0.08073 | 0.08073 | 0.08073 | 0.08073 | 0.08073 | 0.08073 | 0.08073 | 0.08073
IL Fac. Spec. - NOX Rate Summer v3.1, Unit 609 and retrofits | 508 | 1797 | Rate Constraint in lbs/MMBtu | FALSE | L | Annual | Generation | TWh | 0.027477 | 0.040541 | 0.053754 | 0.053754 | 0.053754 | 0.053754 | 0.053754 | 0.053754
IL Fac. Spec. - NOX Rate Summer v3.1, Unit 609 and retrofits | 508 | 1797 | Rate Constraint in lbs/MMBtu | FALSE | L | Annual | Qualifying Generation | TWh | 0.027477 | 0.040541 | 0.053754 | 0.053754 | 0.053754 | 0.053754 | 0.053754 | 0.053754
IL Fac. Spec. - NOX Rate Summer v3.1, Unit 609 and retrofits | 508 | 1797 | Rate Constraint in lbs/MMBtu | FALSE | L | Annual | Rate | lb/MWh | 0.86744 | 0.86744 | 0.86744 | 0.86744 | 0.86744 | 0.86744 | 0.86744 | 0.86744
IL Fac. Spec. - NOX Rate Summer v3.1, Unit 609 and retrofits | 508 | 1797 | Rate Constraint in lbs/MMBtu | FALSE | L | Annual | Constraint Shadow Price | US2016$/Ton | 0 | 0 | 0 | 0 | 0 | 0 | 0 | 0
IL Fac. Spec. - NOX Rate Summer v3.1, Unit 610 and retrofits | 509 | 1797 | Rate Constraint in lbs/MMBtu | FALSE | L | Annual | Seasons Included | Seasons | Summer | Summer | Summer | Summer | Summer | Summer | Summer | Summer
IL Fac. Spec. - NOX Rate Summer v3.1, Unit 610 and retrofits | 509 | 1797 | Rate Constraint in lbs/MMBtu | FALSE | L | Annual | Standard NOX | lb/MMBtu | 0.25 | 0.25 | 0.25 | 0.25 | 0.25 | 0.25 | 0.25 | 0.25
IL Fac. Spec. - NOX Rate Summer v3.1, Unit 610 and retrofits | 509 | 1797 | Rate Constraint in lbs/MMBtu | FALSE | L | Annual | Emissions at Affected Plants NOX | Thousand Tons | 0 | 0 | 0 | 0 | 0 | 0 | 0 | 0
IL Fac. Spec. - NOX Rate Summer v3.1, Unit 610 and retrofits | 509 | 1797 | Rate Constraint in lbs/MMBtu | FALSE | L | Annual | Allowances Purchased NOX | Thousand Tons | 0 | 0 | 0 | 0 | 0 | 0 | 0 | 0
IL Fac. Spec. - NOX Rate Summer v3.1, Unit 610 and retrofits | 509 | 1797 | Rate Constraint in lbs/MMBtu | FALSE | L | Annual | Allowances Sold NOX | Thousand Tons | 0 | 0 | 0 | 0 | 0 | 0 | 0 | 0
IL Fac. Spec. - NOX Rate Summer v3.1, Unit 610 and retrofits | 509 | 1797 | Rate Constraint in lbs/MMBtu | FALSE | L | Annual | Allowances Banked | Thousand Tons | 0 | 0 | 0 | 0 | 0 | 0 | 0 | 0
IL Fac. Spec. - NOX Rate Summer v3.1, Unit 610 and retrofits | 509 | 1797 | Rate Constraint in lbs/MMBtu | FALSE | L | Annual | Allowances Withdrawn (1:1) | Thousand Tons | 0 | 0 | 0 | 0 | 0 | 0 | 0 | 0
IL Fac. Spec. - NOX Rate Summer v3.1, Unit 610 and retrofits | 509 | 1797 | Rate Constraint in lbs/MMBtu | FALSE | L | Annual | Allowances Withdrawn (n:1) | Thousand Tons | 0 | 0 | 0 | 0 | 0 | 0 | 0 | 0
IL Fac. Spec. - NOX Rate Summer v3.1, Unit 610 and retrofits | 509 | 1797 | Rate Constraint in lbs/MMBtu | FALSE | L | Annual | Net Emissions Allowance Position | Thousand Tons | 0 | 0 | 0 | 0 | 0 | 0 | 0 | 0
IL Fac. Spec. - NOX Rate Summer v3.1, Unit 610 and retrofits | 509 | 1797 | Rate Constraint in lbs/MMBtu | FALSE | L | Annual | Fuel Consumed | TBtu | 0 | 0 | 0 | 0 | 0 | 0 | 0 | 0
IL Fac. Spec. - NOX Rate Summer v3.1, Unit 610 and retrofits | 509 | 1797 | Rate Constraint in lbs/MMBtu | FALSE | L | Annual | Rate | lb/MMBtu | 0 | 0 | 0 | 0 | 0 | 0 | 0 | 0
IL Fac. Spec. - NOX Rate Summer v3.1, Unit 610 and retrofits | 509 | 1797 | Rate Constraint in lbs/MMBtu | FALSE | L | Annual | Generation | TWh | 0 | 0 | 0 | 0 | 0 | 0 | 0 | 0
IL Fac. Spec. - NOX Rate Summer v3.1, Unit 610 and retrofits | 509 | 1797 | Rate Constraint in lbs/MMBtu | FALSE | L | Annual | Qualifying Generation | TWh | 0 | 0 | 0 | 0 | 0 | 0 | 0 | 0
IL Fac. Spec. - NOX Rate Summer v3.1, Unit 610 and retrofits | 509 | 1797 | Rate Constraint in lbs/MMBtu | FALSE | L | Annual | Rate | lb/MWh | 0 | 0 | 0 | 0 | 0 | 0 | 0 | 0
IL Fac. Spec. - NOX Rate Summer v3.1, Unit 610 and retrofits | 509 | 1797 | Rate Constraint in lbs/MMBtu | FALSE | L | Annual | Constraint Shadow Price | US2016$/Ton | 0 | 0 | 0 | 0 | 0 | 0 | 0 | 0
IL Fac. Spec. - NOX Rate Summer v3.1, Unit 611 and retrofits | 510 | 1797 | Rate Constraint in lbs/MMBtu | FALSE | L | Annual | Seasons Included | Seasons | Summer | Summer | Summer | Summer | Summer | Summer | Summer | Summer
IL Fac. Spec. - NOX Rate Summer v3.1, Unit 611 and retrofits | 510 | 1797 | Rate Constraint in lbs/MMBtu | FALSE | L | Annual | Standard NOX | lb/MMBtu | 0.25 | 0.25 | 0.25 | 0.25 | 0.25 | 0.25 | 0.25 | 0.25
IL Fac. Spec. - NOX Rate Summer v3.1, Unit 611 and retrofits | 510 | 1797 | Rate Constraint in lbs/MMBtu | FALSE | L | Annual | Emissions at Affected Plants NOX | Thousand Tons | 0 | 0 | 0 | 0 | 0 | 0 | 0 | 0
IL Fac. Spec. - NOX Rate Summer v3.1, Unit 611 and retrofits | 510 | 1797 | Rate Constraint in lbs/MMBtu | FALSE | L | Annual | Allowances Purchased NOX | Thousand Tons | 0 | 0 | 0 | 0 | 0 | 0 | 0 | 0
IL Fac. Spec. - NOX Rate Summer v3.1, Unit 611 and retrofits | 510 | 1797 | Rate Constraint in lbs/MMBtu | FALSE | L | Annual | Allowances Sold NOX | Thousand Tons | 0 | 0 | 0 | 0 | 0 | 0 | 0 | 0
IL Fac. Spec. - NOX Rate Summer v3.1, Unit 611 and retrofits | 510 | 1797 | Rate Constraint in lbs/MMBtu | FALSE | L | Annual | Allowances Banked | Thousand Tons | 0 | 0 | 0 | 0 | 0 | 0 | 0 | 0
IL Fac. Spec. - NOX Rate Summer v3.1, Unit 611 and retrofits | 510 | 1797 | Rate Constraint in lbs/MMBtu | FALSE | L | Annual | Allowances Withdrawn (1:1) | Thousand Tons | 0 | 0 | 0 | 0 | 0 | 0 | 0 | 0
IL Fac. Spec. - NOX Rate Summer v3.1, Unit 611 and retrofits | 510 | 1797 | Rate Constraint in lbs/MMBtu | FALSE | L | Annual | Allowances Withdrawn (n:1) | Thousand Tons | 0 | 0 | 0 | 0 | 0 | 0 | 0 | 0
IL Fac. Spec. - NOX Rate Summer v3.1, Unit 611 and retrofits | 510 | 1797 | Rate Constraint in lbs/MMBtu | FALSE | L | Annual | Net Emissions Allowance Position | Thousand Tons | 0 | 0 | 0 | 0 | 0 | 0 | 0 | 0
IL Fac. Spec. - NOX Rate Summer v3.1, Unit 611 and retrofits | 510 | 1797 | Rate Constraint in lbs/MMBtu | FALSE | L | Annual | Fuel Consumed | TBtu | 0 | 0 | 0 | 0 | 0 | 0 | 0 | 0
IL Fac. Spec. - NOX Rate Summer v3.1, Unit 611 and retrofits | 510 | 1797 | Rate Constraint in lbs/MMBtu | FALSE | L | Annual | Rate | lb/MMBtu | 0 | 0 | 0 | 0 | 0 | 0 | 0 | 0
IL Fac. Spec. - NOX Rate Summer v3.1, Unit 611 and retrofits | 510 | 1797 | Rate Constraint in lbs/MMBtu | FALSE | L | Annual | Generation | TWh | 0 | 0 | 0 | 0 | 0 | 0 | 0 | 0
IL Fac. Spec. - NOX Rate Summer v3.1, Unit 611 and retrofits | 510 | 1797 | Rate Constraint in lbs/MMBtu | FALSE | L | Annual | Qualifying Generation | TWh | 0 | 0 | 0 | 0 | 0 | 0 | 0 | 0
IL Fac. Spec. - NOX Rate Summer v3.1, Unit 611 and retrofits | 510 | 1797 | Rate Constraint in lbs/MMBtu | FALSE | L | Annual | Rate | lb/MWh | 0 | 0 | 0 | 0 | 0 | 0 | 0 | 0
IL Fac. Spec. - NOX Rate Summer v3.1, Unit 611 and retrofits | 510 | 1797 | Rate Constraint in lbs/MMBtu | FALSE | L | Annual | Constraint Shadow Price | US2016$/Ton | 0 | 0 | 0 | 0 | 0 | 0 | 0 | 0
IL Fac. Spec. - NOX Rate Summer v3.1, Unit 612 and retrofits | 511 | 1797 | Rate Constraint in lbs/MMBtu | FALSE | L | Annual | Seasons Included | Seasons | Summer | Summer | Summer | Summer | Summer | Summer | Summer | Summer
IL Fac. Spec. - NOX Rate Summer v3.1, Unit 612 and retrofits | 511 | 1797 | Rate Constraint in lbs/MMBtu | FALSE | L | Annual | Standard NOX | lb/MMBtu | 0.25 | 0.25 | 0.25 | 0.25 | 0.25 | 0.25 | 0.25 | 0.25
IL Fac. Spec. - NOX Rate Summer v3.1, Unit 612 and retrofits | 511 | 1797 | Rate Constraint in lbs/MMBtu | FALSE | L | Annual | Emissions at Affected Plants NOX | Thousand Tons | 0 | 0 | 0 | 0 | 0 | 0 | 0 | 0
IL Fac. Spec. - NOX Rate Summer v3.1, Unit 612 and retrofits | 511 | 1797 | Rate Constraint in lbs/MMBtu | FALSE | L | Annual | Allowances Purchased NOX | Thousand Tons | 0 | 0 | 0 | 0 | 0 | 0 | 0 | 0
IL Fac. Spec. - NOX Rate Summer v3.1, Unit 612 and retrofits | 511 | 1797 | Rate Constraint in lbs/MMBtu | FALSE | L | Annual | Allowances Sold NOX | Thousand Tons | 0 | 0 | 0 | 0 | 0 | 0 | 0 | 0
IL Fac. Spec. - NOX Rate Summer v3.1, Unit 612 and retrofits | 511 | 1797 | Rate Constraint in lbs/MMBtu | FALSE | L | Annual | Allowances Banked | Thousand Tons | 0 | 0 | 0 | 0 | 0 | 0 | 0 | 0
IL Fac. Spec. - NOX Rate Summer v3.1, Unit 612 and retrofits | 511 | 1797 | Rate Constraint in lbs/MMBtu | FALSE | L | Annual | Allowances Withdrawn (1:1) | Thousand Tons | 0 | 0 | 0 | 0 | 0 | 0 | 0 | 0
IL Fac. Spec. - NOX Rate Summer v3.1, Unit 612 and retrofits | 511 | 1797 | Rate Constraint in lbs/MMBtu | FALSE | L | Annual | Allowances Withdrawn (n:1) | Thousand Tons | 0 | 0 | 0 | 0 | 0 | 0 | 0 | 0
IL Fac. Spec. - NOX Rate Summer v3.1, Unit 612 and retrofits | 511 | 1797 | Rate Constraint in lbs/MMBtu | FALSE | L | Annual | Net Emissions Allowance Position | Thousand Tons | 0 | 0 | 0 | 0 | 0 | 0 | 0 | 0
IL Fac. Spec. - NOX Rate Summer v3.1, Unit 612 and retrofits | 511 | 1797 | Rate Constraint in lbs/MMBtu | FALSE | L | Annual | Fuel Consumed | TBtu | 0 | 0 | 0 | 0 | 0 | 0 | 0 | 0
IL Fac. Spec. - NOX Rate Summer v3.1, Unit 612 and retrofits | 511 | 1797 | Rate Constraint in lbs/MMBtu | FALSE | L | Annual | Rate | lb/MMBtu | 0 | 0 | 0 | 0 | 0 | 0 | 0 | 0
IL Fac. Spec. - NOX Rate Summer v3.1, Unit 612 and retrofits | 511 | 1797 | Rate Constraint in lbs/MMBtu | FALSE | L | Annual | Generation | TWh | 0 | 0 | 0 | 0 | 0 | 0 | 0 | 0
IL Fac. Spec. - NOX Rate Summer v3.1, Unit 612 and retrofits | 511 | 1797 | Rate Constraint in lbs/MMBtu | FALSE | L | Annual | Qualifying Generation | TWh | 0 | 0 | 0 | 0 | 0 | 0 | 0 | 0
IL Fac. Spec. - NOX Rate Summer v3.1, Unit 612 and retrofits | 511 | 1797 | Rate Constraint in lbs/MMBtu | FALSE | L | Annual | Rate | lb/MWh | 0 | 0 | 0 | 0 | 0 | 0 | 0 | 0
IL Fac. Spec. - NOX Rate Summer v3.1, Unit 612 and retrofits | 511 | 1797 | Rate Constraint in lbs/MMBtu | FALSE | L | Annual | Constraint Shadow Price | US2016$/Ton | 0 | 0 | 0 | 0 | 0 | 0 | 0 | 0
IL Fac. Spec. - NOX Rate Summer v3.1, Unit 613 and retrofits | 512 | 1797 | Rate Constraint in lbs/MMBtu | FALSE | L | Annual | Seasons Included | Seasons | Summer | Summer | Summer | Summer | Summer | Summer | Summer | Summer
IL Fac. Spec. - NOX Rate Summer v3.1, Unit 613 and retrofits | 512 | 1797 | Rate Constraint in lbs/MMBtu | FALSE | L | Annual | Standard NOX | lb/MMBtu | 0.25 | 0.25 | 0.25 | 0.25 | 0.25 | 0.25 | 0.25 | 0.25
IL Fac. Spec. - NOX Rate Summer v3.1, Unit 613 and retrofits | 512 | 1797 | Rate Constraint in lbs/MMBtu | FALSE | L | Annual | Emissions at Affected Plants NOX | Thousand Tons | 0 | 0 | 0 | 0 | 0 | 0 | 0 | 0
IL Fac. Spec. - NOX Rate Summer v3.1, Unit 613 and retrofits | 512 | 1797 | Rate Constraint in lbs/MMBtu | FALSE | L | Annual | Allowances Purchased NOX | Thousand Tons | 0 | 0 | 0 | 0 | 0 | 0 | 0 | 0
IL Fac. Spec. - NOX Rate Summer v3.1, Unit 613 and retrofits | 512 | 1797 | Rate Constraint in lbs/MMBtu | FALSE | L | Annual | Allowances Sold NOX | Thousand Tons | 0 | 0 | 0 | 0 | 0 | 0 | 0 | 0
IL Fac. Spec. - NOX Rate Summer v3.1, Unit 613 and retrofits | 512 | 1797 | Rate Constraint in lbs/MMBtu | FALSE | L | Annual | Allowances Banked | Thousand Tons | 0 | 0 | 0 | 0 | 0 | 0 | 0 | 0
IL Fac. Spec. - NOX Rate Summer v3.1, Unit 613 and retrofits | 512 | 1797 | Rate Constraint in lbs/MMBtu | FALSE | L | Annual | Allowances Withdrawn (1:1) | Thousand Tons | 0 | 0 | 0 | 0 | 0 | 0 | 0 | 0
IL Fac. Spec. - NOX Rate Summer v3.1, Unit 613 and retrofits | 512 | 1797 | Rate Constraint in lbs/MMBtu | FALSE | L | Annual | Allowances Withdrawn (n:1) | Thousand Tons | 0 | 0 | 0 | 0 | 0 | 0 | 0 | 0
IL Fac. Spec. - NOX Rate Summer v3.1, Unit 613 and retrofits | 512 | 1797 | Rate Constraint in lbs/MMBtu | FALSE | L | Annual | Net Emissions Allowance Position | Thousand Tons | 0 | 0 | 0 | 0 | 0 | 0 | 0 | 0
IL Fac. Spec. - NOX Rate Summer v3.1, Unit 613 and retrofits | 512 | 1797 | Rate Constraint in lbs/MMBtu | FALSE | L | Annual | Fuel Consumed | TBtu | 0 | 0 | 0 | 0 | 0 | 0 | 0 | 0
IL Fac. Spec. - NOX Rate Summer v3.1, Unit 613 and retrofits | 512 | 1797 | Rate Constraint in lbs/MMBtu | FALSE | L | Annual | Rate | lb/MMBtu | 0 | 0 | 0 | 0 | 0 | 0 | 0 | 0
IL Fac. Spec. - NOX Rate Summer v3.1, Unit 613 and retrofits | 512 | 1797 | Rate Constraint in lbs/MMBtu | FALSE | L | Annual | Generation | TWh | 0 | 0 | 0 | 0 | 0 | 0 | 0 | 0
IL Fac. Spec. - NOX Rate Summer v3.1, Unit 613 and retrofits | 512 | 1797 | Rate Constraint in lbs/MMBtu | FALSE | L | Annual | Qualifying Generation | TWh | 0 | 0 | 0 | 0 | 0 | 0 | 0 | 0
IL Fac. Spec. - NOX Rate Summer v3.1, Unit 613 and retrofits | 512 | 1797 | Rate Constraint in lbs/MMBtu | FALSE | L | Annual | Rate | lb/MWh | 0 | 0 | 0 | 0 | 0 | 0 | 0 | 0
IL Fac. Spec. - NOX Rate Summer v3.1, Unit 613 and retrofits | 512 | 1797 | Rate Constraint in lbs/MMBtu | FALSE | L | Annual | Constraint Shadow Price | US2016$/Ton | 0 | 0 | 0 | 0 | 0 | 0 | 0 | 0
IL Fac. Spec. - NOX Rate Summer v3.1, Unit 614 and retrofits | 513 | 1797 | Rate Constraint in lbs/MMBtu | FALSE | L | Annual | Seasons Included | Seasons | Summer | Summer | Summer | Summer | Summer | Summer | Summer | Summer
IL Fac. Spec. - NOX Rate Summer v3.1, Unit 614 and retrofits | 513 | 1797 | Rate Constraint in lbs/MMBtu | FALSE | L | Annual | Standard NOX | lb/MMBtu | 0.25 | 0.25 | 0.25 | 0.25 | 0.25 | 0.25 | 0.25 | 0.25
IL Fac. Spec. - NOX Rate Summer v3.1, Unit 614 and retrofits | 513 | 1797 | Rate Constraint in lbs/MMBtu | FALSE | L | Annual | Emissions at Affected Plants NOX | Thousand Tons | 0 | 0 | 0 | 0 | 0 | 0 | 0 | 0
IL Fac. Spec. - NOX Rate Summer v3.1, Unit 614 and retrofits | 513 | 1797 | Rate Constraint in lbs/MMBtu | FALSE | L | Annual | Allowances Purchased NOX | Thousand Tons | 0 | 0 | 0 | 0 | 0 | 0 | 0 | 0
IL Fac. Spec. - NOX Rate Summer v3.1, Unit 614 and retrofits | 513 | 1797 | Rate Constraint in lbs/MMBtu | FALSE | L | Annual | Allowances Sold NOX | Thousand Tons | 0 | 0 | 0 | 0 | 0 | 0 | 0 | 0
IL Fac. Spec. - NOX Rate Summer v3.1, Unit 614 and retrofits | 513 | 1797 | Rate Constraint in lbs/MMBtu | FALSE | L | Annual | Allowances Banked | Thousand Tons | 0 | 0 | 0 | 0 | 0 | 0 | 0 | 0
IL Fac. Spec. - NOX Rate Summer v3.1, Unit 614 and retrofits | 513 | 1797 | Rate Constraint in lbs/MMBtu | FALSE | L | Annual | Allowances Withdrawn (1:1) | Thousand Tons | 0 | 0 | 0 | 0 | 0 | 0 | 0 | 0
IL Fac. Spec. - NOX Rate Summer v3.1, Unit 614 and retrofits | 513 | 1797 | Rate Constraint in lbs/MMBtu | FALSE | L | Annual | Allowances Withdrawn (n:1) | Thousand Tons | 0 | 0 | 0 | 0 | 0 | 0 | 0 | 0
IL Fac. Spec. - NOX Rate Summer v3.1, Unit 614 and retrofits | 513 | 1797 | Rate Constraint in lbs/MMBtu | FALSE | L | Annual | Net Emissions Allowance Position | Thousand Tons | 0 | 0 | 0 | 0 | 0 | 0 | 0 | 0
IL Fac. Spec. - NOX Rate Summer v3.1, Unit 614 and retrofits | 513 | 1797 | Rate Constraint in lbs/MMBtu | FALSE | L | Annual | Fuel Consumed | TBtu | 0 | 0 | 0 | 0 | 0 | 0 | 0 | 0
IL Fac. Spec. - NOX Rate Summer v3.1, Unit 614 and retrofits | 513 | 1797 | Rate Constraint in lbs/MMBtu | FALSE | L | Annual | Rate | lb/MMBtu | 0 | 0 | 0 | 0 | 0 | 0 | 0 | 0
IL Fac. Spec. - NOX Rate Summer v3.1, Unit 614 and retrofits | 513 | 1797 | Rate Constraint in lbs/MMBtu | FALSE | L | Annual | Generation | TWh | 0 | 0 | 0 | 0 | 0 | 0 | 0 | 0
IL Fac. Spec. - NOX Rate Summer v3.1, Unit 614 and retrofits | 513 | 1797 | Rate Constraint in lbs/MMBtu | FALSE | L | Annual | Qualifying Generation | TWh | 0 | 0 | 0 | 0 | 0 | 0 | 0 | 0
IL Fac. Spec. - NOX Rate Summer v3.1, Unit 614 and retrofits | 513 | 1797 | Rate Constraint in lbs/MMBtu | FALSE | L | Annual | Rate | lb/MWh | 0 | 0 | 0 | 0 | 0 | 0 | 0 | 0
IL Fac. Spec. - NOX Rate Summer v3.1, Unit 614 and retrofits | 513 | 1797 | Rate Constraint in lbs/MMBtu | FALSE | L | Annual | Constraint Shadow Price | US2016$/Ton | 0 | 0 | 0 | 0 | 0 | 0 | 0 | 0
IL Fac. Spec. - NOX Rate Summer v3.1, Unit 615 and retrofits | 514 | 1797 | Rate Constraint in lbs/MMBtu | FALSE | L | Annual | Seasons Included | Seasons | Summer | Summer | Summer | Summer | Summer | Summer | Summer | Summer
IL Fac. Spec. - NOX Rate Summer v3.1, Unit 615 and retrofits | 514 | 1797 | Rate Constraint in lbs/MMBtu | FALSE | L | Annual | Standard NOX | lb/MMBtu | 0.25 | 0.25 | 0.25 | 0.25 | 0.25 | 0.25 | 0.25 | 0.25
IL Fac. Spec. - NOX Rate Summer v3.1, Unit 615 and retrofits | 514 | 1797 | Rate Constraint in lbs/MMBtu | FALSE | L | Annual | Emissions at Affected Plants NOX | Thousand Tons | 0 | 0 | 0 | 0 | 0 | 0 | 0 | 0
IL Fac. Spec. - NOX Rate Summer v3.1, Unit 615 and retrofits | 514 | 1797 | Rate Constraint in lbs/MMBtu | FALSE | L | Annual | Allowances Purchased NOX | Thousand Tons | 0 | 0 | 0 | 0 | 0 | 0 | 0 | 0
IL Fac. Spec. - NOX Rate Summer v3.1, Unit 615 and retrofits | 514 | 1797 | Rate Constraint in lbs/MMBtu | FALSE | L | Annual | Allowances Sold NOX | Thousand Tons | 0 | 0 | 0 | 0 | 0 | 0 | 0 | 0
IL Fac. Spec. - NOX Rate Summer v3.1, Unit 615 and retrofits | 514 | 1797 | Rate Constraint in lbs/MMBtu | FALSE | L | Annual | Allowances Banked | Thousand Tons | 0 | 0 | 0 | 0 | 0 | 0 | 0 | 0
IL Fac. Spec. - NOX Rate Summer v3.1, Unit 615 and retrofits | 514 | 1797 | Rate Constraint in lbs/MMBtu | FALSE | L | Annual | Allowances Withdrawn (1:1) | Thousand Tons | 0 | 0 | 0 | 0 | 0 | 0 | 0 | 0
IL Fac. Spec. - NOX Rate Summer v3.1, Unit 615 and retrofits | 514 | 1797 | Rate Constraint in lbs/MMBtu | FALSE | L | Annual | Allowances Withdrawn (n:1) | Thousand Tons | 0 | 0 | 0 | 0 | 0 | 0 | 0 | 0
IL Fac. Spec. - NOX Rate Summer v3.1, Unit 615 and retrofits | 514 | 1797 | Rate Constraint in lbs/MMBtu | FALSE | L | Annual | Net Emissions Allowance Position | Thousand Tons | 0 | 0 | 0 | 0 | 0 | 0 | 0 | 0
IL Fac. Spec. - NOX Rate Summer v3.1, Unit 615 and retrofits | 514 | 1797 | Rate Constraint in lbs/MMBtu | FALSE | L | Annual | Fuel Consumed | TBtu | 0 | 0 | 0 | 0 | 0 | 0 | 0 | 0
IL Fac. Spec. - NOX Rate Summer v3.1, Unit 615 and retrofits | 514 | 1797 | Rate Constraint in lbs/MMBtu | FALSE | L | Annual | Rate | lb/MMBtu | 0 | 0 | 0 | 0 | 0 | 0 | 0 | 0
IL Fac. Spec. - NOX Rate Summer v3.1, Unit 615 and retrofits | 514 | 1797 | Rate Constraint in lbs/MMBtu | FALSE | L | Annual | Generation | TWh | 0 | 0 | 0 | 0 | 0 | 0 | 0 | 0
IL Fac. Spec. - NOX Rate Summer v3.1, Unit 615 and retrofits | 514 | 1797 | Rate Constraint in lbs/MMBtu | FALSE | L | Annual | Qualifying Generation | TWh | 0 | 0 | 0 | 0 | 0 | 0 | 0 | 0
IL Fac. Spec. - NOX Rate Summer v3.1, Unit 615 and retrofits | 514 | 1797 | Rate Constraint in lbs/MMBtu | FALSE | L | Annual | Rate | lb/MWh | 0 | 0 | 0 | 0 | 0 | 0 | 0 | 0
IL Fac. Spec. - NOX Rate Summer v3.1, Unit 615 and retrofits | 514 | 1797 | Rate Constraint in lbs/MMBtu | FALSE | L | Annual | Constraint Shadow Price | US2016$/Ton | 0 | 0 | 0 | 0 | 0 | 0 | 0 | 0
IL Fac. Spec. - NOX Rate Summer v3.1, Unit 616 and retrofits | 515 | 1797 | Rate Constraint in lbs/MMBtu | FALSE | L | Annual | Seasons Included | Seasons | Summer | Summer | Summer | Summer | Summer | Summer | Summer | Summer
IL Fac. Spec. - NOX Rate Summer v3.1, Unit 616 and retrofits | 515 | 1797 | Rate Constraint in lbs/MMBtu | FALSE | L | Annual | Standard NOX | lb/MMBtu | 0.25 | 0.25 | 0.25 | 0.25 | 0.25 | 0.25 | 0.25 | 0.25
IL Fac. Spec. - NOX Rate Summer v3.1, Unit 616 and retrofits | 515 | 1797 | Rate Constraint in lbs/MMBtu | FALSE | L | Annual | Emissions at Affected Plants NOX | Thousand Tons | 0 | 0 | 0 | 0 | 0 | 0 | 0 | 0
IL Fac. Spec. - NOX Rate Summer v3.1, Unit 616 and retrofits | 515 | 1797 | Rate Constraint in lbs/MMBtu | FALSE | L | Annual | Allowances Purchased NOX | Thousand Tons | 0 | 0 | 0 | 0 | 0 | 0 | 0 | 0
IL Fac. Spec. - NOX Rate Summer v3.1, Unit 616 and retrofits | 515 | 1797 | Rate Constraint in lbs/MMBtu | FALSE | L | Annual | Allowances Sold NOX | Thousand Tons | 0 | 0 | 0 | 0 | 0 | 0 | 0 | 0
IL Fac. Spec. - NOX Rate Summer v3.1, Unit 616 and retrofits | 515 | 1797 | Rate Constraint in lbs/MMBtu | FALSE | L | Annual | Allowances Banked | Thousand Tons | 0 | 0 | 0 | 0 | 0 | 0 | 0 | 0
IL Fac. Spec. - NOX Rate Summer v3.1, Unit 616 and retrofits | 515 | 1797 | Rate Constraint in lbs/MMBtu | FALSE | L | Annual | Allowances Withdrawn (1:1) | Thousand Tons | 0 | 0 | 0 | 0 | 0 | 0 | 0 | 0
IL Fac. Spec. - NOX Rate Summer v3.1, Unit 616 and retrofits | 515 | 1797 | Rate Constraint in lbs/MMBtu | FALSE | L | Annual | Allowances Withdrawn (n:1) | Thousand Tons | 0 | 0 | 0 | 0 | 0 | 0 | 0 | 0
IL Fac. Spec. - NOX Rate Summer v3.1, Unit 616 and retrofits | 515 | 1797 | Rate Constraint in lbs/MMBtu | FALSE | L | Annual | Net Emissions Allowance Position | Thousand Tons | 0 | 0 | 0 | 0 | 0 | 0 | 0 | 0
IL Fac. Spec. - NOX Rate Summer v3.1, Unit 616 and retrofits | 515 | 1797 | Rate Constraint in lbs/MMBtu | FALSE | L | Annual | Fuel Consumed | TBtu | 0 | 0 | 0 | 0 | 0 | 0 | 0 | 0
IL Fac. Spec. - NOX Rate Summer v3.1, Unit 616 and retrofits | 515 | 1797 | Rate Constraint in lbs/MMBtu | FALSE | L | Annual | Rate | lb/MMBtu | 0 | 0 | 0 | 0 | 0 | 0 | 0 | 0
IL Fac. Spec. - NOX Rate Summer v3.1, Unit 616 and retrofits | 515 | 1797 | Rate Constraint in lbs/MMBtu | FALSE | L | Annual | Generation | TWh | 0 | 0 | 0 | 0 | 0 | 0 | 0 | 0
IL Fac. Spec. - NOX Rate Summer v3.1, Unit 616 and retrofits | 515 | 1797 | Rate Constraint in lbs/MMBtu | FALSE | L | Annual | Qualifying Generation | TWh | 0 | 0 | 0 | 0 | 0 | 0 | 0 | 0
IL Fac. Spec. - NOX Rate Summer v3.1, Unit 616 and retrofits | 515 | 1797 | Rate Constraint in lbs/MMBtu | FALSE | L | Annual | Rate | lb/MWh | 0 | 0 | 0 | 0 | 0 | 0 | 0 | 0
IL Fac. Spec. - NOX Rate Summer v3.1, Unit 616 and retrofits | 515 | 1797 | Rate Constraint in lbs/MMBtu | FALSE | L | Annual | Constraint Shadow Price | US2016$/Ton | 0 | 0 | 0 | 0 | 0 | 0 | 0 | 0
IL Fac. Spec. - NOX Rate Summer v3.1, Unit 617 and retrofits | 516 | 1797 | Rate Constraint in lbs/MMBtu | FALSE | L | Annual | Seasons Included | Seasons | Summer | Summer | Summer | Summer | Summer | Summer | Summer | Summer
IL Fac. Spec. - NOX Rate Summer v3.1, Unit 617 and retrofits | 516 | 1797 | Rate Constraint in lbs/MMBtu | FALSE | L | Annual | Standard NOX | lb/MMBtu | 0.25 | 0.25 | 0.25 | 0.25 | 0.25 | 0.25 | 0.25 | 0.25
IL Fac. Spec. - NOX Rate Summer v3.1, Unit 617 and retrofits | 516 | 1797 | Rate Constraint in lbs/MMBtu | FALSE | L | Annual | Emissions at Affected Plants NOX | Thousand Tons | 0 | 0 | 0 | 0 | 0 | 0 | 0 | 0
IL Fac. Spec. - NOX Rate Summer v3.1, Unit 617 and retrofits | 516 | 1797 | Rate Constraint in lbs/MMBtu | FALSE | L | Annual | Allowances Purchased NOX | Thousand Tons | 0 | 0 | 0 | 0 | 0 | 0 | 0 | 0
IL Fac. Spec. - NOX Rate Summer v3.1, Unit 617 and retrofits | 516 | 1797 | Rate Constraint in lbs/MMBtu | FALSE | L | Annual | Allowances Sold NOX | Thousand Tons | 0 | 0 | 0 | 0 | 0 | 0 | 0 | 0
IL Fac. Spec. - NOX Rate Summer v3.1, Unit 617 and retrofits | 516 | 1797 | Rate Constraint in lbs/MMBtu | FALSE | L | Annual | Allowances Banked | Thousand Tons | 0 | 0 | 0 | 0 | 0 | 0 | 0 | 0
IL Fac. Spec. - NOX Rate Summer v3.1, Unit 617 and retrofits | 516 | 1797 | Rate Constraint in lbs/MMBtu | FALSE | L | Annual | Allowances Withdrawn (1:1) | Thousand Tons | 0 | 0 | 0 | 0 | 0 | 0 | 0 | 0
IL Fac. Spec. - NOX Rate Summer v3.1, Unit 617 and retrofits | 516 | 1797 | Rate Constraint in lbs/MMBtu | FALSE | L | Annual | Allowances Withdrawn (n:1) | Thousand Tons | 0 | 0 | 0 | 0 | 0 | 0 | 0 | 0
IL Fac. Spec. - NOX Rate Summer v3.1, Unit 617 and retrofits | 516 | 1797 | Rate Constraint in lbs/MMBtu | FALSE | L | Annual | Net Emissions Allowance Position | Thousand Tons | 0 | 0 | 0 | 0 | 0 | 0 | 0 | 0
IL Fac. Spec. - NOX Rate Summer v3.1, Unit 617 and retrofits | 516 | 1797 | Rate Constraint in lbs/MMBtu | FALSE | L | Annual | Fuel Consumed | TBtu | 0 | 0 | 0 | 0 | 0 | 0 | 0 | 0
IL Fac. Spec. - NOX Rate Summer v3.1, Unit 617 and retrofits | 516 | 1797 | Rate Constraint in lbs/MMBtu | FALSE | L | Annual | Rate | lb/MMBtu | 0 | 0 | 0 | 0 | 0 | 0 | 0 | 0
IL Fac. Spec. - NOX Rate Summer v3.1, Unit 617 and retrofits | 516 | 1797 | Rate Constraint in lbs/MMBtu | FALSE | L | Annual | Generation | TWh | 0 | 0 | 0 | 0 | 0 | 0 | 0 | 0
IL Fac. Spec. - NOX Rate Summer v3.1, Unit 617 and retrofits | 516 | 1797 | Rate Constraint in lbs/MMBtu | FALSE | L | Annual | Qualifying Generation | TWh | 0 | 0 | 0 | 0 | 0 | 0 | 0 | 0
IL Fac. Spec. - NOX Rate Summer v3.1, Unit 617 and retrofits | 516 | 1797 | Rate Constraint in lbs/MMBtu | FALSE | L | Annual | Rate | lb/MWh | 0 | 0 | 0 | 0 | 0 | 0 | 0 | 0
IL Fac. Spec. - NOX Rate Summer v3.1, Unit 617 and retrofits | 516 | 1797 | Rate Constraint in lbs/MMBtu | FALSE | L | Annual | Constraint Shadow Price | US2016$/Ton | 0 | 0 | 0 | 0 | 0 | 0 | 0 | 0
IL Fac. Spec. - NOX Rate Summer v3.1, Unit 622 and retrofits | 517 | 1797 | Rate Constraint in lbs/MMBtu | FALSE | L | Annual | Seasons Included | Seasons | Summer | Summer | Summer | Summer | Summer | Summer | Summer | Summer
IL Fac. Spec. - NOX Rate Summer v3.1, Unit 622 and retrofits | 517 | 1797 | Rate Constraint in lbs/MMBtu | FALSE | L | Annual | Standard NOX | lb/MMBtu | 0.25 | 0.25 | 0.25 | 0.25 | 0.25 | 0.25 | 0.25 | 0.25
IL Fac. Spec. - NOX Rate Summer v3.1, Unit 622 and retrofits | 517 | 1797 | Rate Constraint in lbs/MMBtu | FALSE | L | Annual | Emissions at Affected Plants NOX | Thousand Tons | 0.0010113 | 0.0010113 | 0.0010113 | 0.010057 | 0.010057 | 0.0010113 | 0.0044626 | 0.0051408
IL Fac. Spec. - NOX Rate Summer v3.1, Unit 622 and retrofits | 517 | 1797 | Rate Constraint in lbs/MMBtu | FALSE | L | Annual | Allowances Purchased NOX | Thousand Tons | 0 | 0 | 0 | 0 | 0 | 0 | 0 | 0
IL Fac. Spec. - NOX Rate Summer v3.1, Unit 622 and retrofits | 517 | 1797 | Rate Constraint in lbs/MMBtu | FALSE | L | Annual | Allowances Sold NOX | Thousand Tons | 0 | 0 | 0 | 0 | 0 | 0 | 0 | 0
IL Fac. Spec. - NOX Rate Summer v3.1, Unit 622 and retrofits | 517 | 1797 | Rate Constraint in lbs/MMBtu | FALSE | L | Annual | Allowances Banked | Thousand Tons | 0 | 0 | 0 | 0 | 0 | 0 | 0 | 0
IL Fac. Spec. - NOX Rate Summer v3.1, Unit 622 and retrofits | 517 | 1797 | Rate Constraint in lbs/MMBtu | FALSE | L | Annual | Allowances Withdrawn (1:1) | Thousand Tons | 0 | 0 | 0 | 0 | 0 | 0 | 0 | 0
IL Fac. Spec. - NOX Rate Summer v3.1, Unit 622 and retrofits | 517 | 1797 | Rate Constraint in lbs/MMBtu | FALSE | L | Annual | Allowances Withdrawn (n:1) | Thousand Tons | 0 | 0 | 0 | 0 | 0 | 0 | 0 | 0
IL Fac. Spec. - NOX Rate Summer v3.1, Unit 622 and retrofits | 517 | 1797 | Rate Constraint in lbs/MMBtu | FALSE | L | Annual | Net Emissions Allowance Position | Thousand Tons | 0.0010113 | 0.0010113 | 0.0010113 | 0.010057 | 0.010057 | 0.0010113 | 0.0044626 | 0.0051408
IL Fac. Spec. - NOX Rate Summer v3.1, Unit 622 and retrofits | 517 | 1797 | Rate Constraint in lbs/MMBtu | FALSE | L | Annual | Fuel Consumed | TBtu | 0.056942 | 0.056942 | 0.056942 | 0.56626 | 0.56626 | 0.056942 | 0.25127 | 0.28946
IL Fac. Spec. - NOX Rate Summer v3.1, Unit 622 and retrofits | 517 | 1797 | Rate Constraint in lbs/MMBtu | FALSE | L | Annual | Rate | lb/MMBtu | 0.03552 | 0.03552 | 0.03552 | 0.03552 | 0.03552 | 0.03552 | 0.03552 | 0.03552
IL Fac. Spec. - NOX Rate Summer v3.1, Unit 622 and retrofits | 517 | 1797 | Rate Constraint in lbs/MMBtu | FALSE | L | Annual | Generation | TWh | 0.0050099 | 0.0050099 | 0.0050099 | 0.049821 | 0.049821 | 0.0050099 | 0.022107 | 0.025467
IL Fac. Spec. - NOX Rate Summer v3.1, Unit 622 and retrofits | 517 | 1797 | Rate Constraint in lbs/MMBtu | FALSE | L | Annual | Qualifying Generation | TWh | 0.0050099 | 0.0050099 | 0.0050099 | 0.049821 | 0.049821 | 0.0050099 | 0.022107 | 0.025467
IL Fac. Spec. - NOX Rate Summer v3.1, Unit 622 and retrofits | 517 | 1797 | Rate Constraint in lbs/MMBtu | FALSE | L | Annual | Rate | lb/MWh | 0.40372 | 0.40372 | 0.40372 | 0.40372 | 0.40372 | 0.40372 | 0.40372 | 0.40372
IL Fac. Spec. - NOX Rate Summer v3.1, Unit 622 and retrofits | 517 | 1797 | Rate Constraint in lbs/MMBtu | FALSE | L | Annual | Constraint Shadow Price | US2016$/Ton | 0 | 0 | 0 | 0 | 0 | 0 | 0 | 0
IL Fac. Spec. - NOX Rate Summer v3.1, Unit 623 and retrofits | 518 | 1797 | Rate Constraint in lbs/MMBtu | FALSE | L | Annual | Seasons Included | Seasons | Summer | Summer | Summer | Summer | Summer | Summer | Summer | Summer
IL Fac. Spec. - NOX Rate Summer v3.1, Unit 623 and retrofits | 518 | 1797 | Rate Constraint in lbs/MMBtu | FALSE | L | Annual | Standard NOX | lb/MMBtu | 0.25 | 0.25 | 0.25 | 0.25 | 0.25 | 0.25 | 0.25 | 0.25
IL Fac. Spec. - NOX Rate Summer v3.1, Unit 623 and retrofits | 518 | 1797 | Rate Constraint in lbs/MMBtu | FALSE | L | Annual | Emissions at Affected Plants NOX | Thousand Tons | 0.00091791 | 0.00091791 | 0.00091791 | 0.0033587 | 0.0091281 | 0.00091791 | 0.00091791 | 0.004666
IL Fac. Spec. - NOX Rate Summer v3.1, Unit 623 and retrofits | 518 | 1797 | Rate Constraint in lbs/MMBtu | FALSE | L | Annual | Allowances Purchased NOX | Thousand Tons | 0 | 0 | 0 | 0 | 0 | 0 | 0 | 0
IL Fac. Spec. - NOX Rate Summer v3.1, Unit 623 and retrofits | 518 | 1797 | Rate Constraint in lbs/MMBtu | FALSE | L | Annual | Allowances Sold NOX | Thousand Tons | 0 | 0 | 0 | 0 | 0 | 0 | 0 | 0
IL Fac. Spec. - NOX Rate Summer v3.1, Unit 623 and retrofits | 518 | 1797 | Rate Constraint in lbs/MMBtu | FALSE | L | Annual | Allowances Banked | Thousand Tons | 0 | 0 | 0 | 0 | 0 | 0 | 0 | 0
IL Fac. Spec. - NOX Rate Summer v3.1, Unit 623 and retrofits | 518 | 1797 | Rate Constraint in lbs/MMBtu | FALSE | L | Annual | Allowances Withdrawn (1:1) | Thousand Tons | 0 | 0 | 0 | 0 | 0 | 0 | 0 | 0
IL Fac. Spec. - NOX Rate Summer v3.1, Unit 623 and retrofits | 518 | 1797 | Rate Constraint in lbs/MMBtu | FALSE | L | Annual | Allowances Withdrawn (n:1) | Thousand Tons | 0 | 0 | 0 | 0 | 0 | 0 | 0 | 0
IL Fac. Spec. - NOX Rate Summer v3.1, Unit 623 and retrofits | 518 | 1797 | Rate Constraint in lbs/MMBtu | FALSE | L | Annual | Net Emissions Allowance Position | Thousand Tons | 0.00091791 | 0.00091791 | 0.00091791 | 0.0033587 | 0.0091281 | 0.00091791 | 0.00091791 | 0.004666
IL Fac. Spec. - NOX Rate Summer v3.1, Unit 623 and retrofits | 518 | 1797 | Rate Constraint in lbs/MMBtu | FALSE | L | Annual | Fuel Consumed | TBtu | 0.056942 | 0.056942 | 0.056942 | 0.20836 | 0.56626 | 0.056942 | 0.056942 | 0.28946
IL Fac. Spec. - NOX Rate Summer v3.1, Unit 623 and retrofits | 518 | 1797 | Rate Constraint in lbs/MMBtu | FALSE | L | Annual | Rate | lb/MMBtu | 0.03224 | 0.03224 | 0.03224 | 0.03224 | 0.03224 | 0.03224 | 0.03224 | 0.03224
IL Fac. Spec. - NOX Rate Summer v3.1, Unit 623 and retrofits | 518 | 1797 | Rate Constraint in lbs/MMBtu | FALSE | L | Annual | Generation | TWh | 0.0050099 | 0.0050099 | 0.0050099 | 0.018332 | 0.049821 | 0.0050099 | 0.0050099 | 0.025467
IL Fac. Spec. - NOX Rate Summer v3.1, Unit 623 and retrofits | 518 | 1797 | Rate Constraint in lbs/MMBtu | FALSE | L | Annual | Qualifying Generation | TWh | 0.0050099 | 0.0050099 | 0.0050099 | 0.018332 | 0.049821 | 0.0050099 | 0.0050099 | 0.025467
IL Fac. Spec. - NOX Rate Summer v3.1, Unit 623 and retrofits | 518 | 1797 | Rate Constraint in lbs/MMBtu | FALSE | L | Annual | Rate | lb/MWh | 0.36644 | 0.36644 | 0.36644 | 0.36644 | 0.36644 | 0.36644 | 0.36644 | 0.36644
IL Fac. Spec. - NOX Rate Summer v3.1, Unit 623 and retrofits | 518 | 1797 | Rate Constraint in lbs/MMBtu | FALSE | L | Annual | Constraint Shadow Price | US2016$/Ton | 0 | 0 | 0 | 0 | 0 | 0 | 0 | 0
IL Fac. Spec. - NOX Rate Summer v3.1, Unit 624 and retrofits | 519 | 1797 | Rate Constraint in lbs/MMBtu | FALSE | L | Annual | Seasons Included | Seasons | Summer | Summer | Summer | Summer | Summer | Summer | Summer | Summer
IL Fac. Spec. - NOX Rate Summer v3.1, Unit 624 and retrofits | 519 | 1797 | Rate Constraint in lbs/MMBtu | FALSE | L | Annual | Standard NOX | lb/MMBtu | 0.25 | 0.25 | 0.25 | 0.25 | 0.25 | 0.25 | 0.25 | 0.25
IL Fac. Spec. - NOX Rate Summer v3.1, Unit 624 and retrofits | 519 | 1797 | Rate Constraint in lbs/MMBtu | FALSE | L | Annual | Emissions at Affected Plants NOX | Thousand Tons | 0.0010372 | 0.0010372 | 0.0010372 | 0.010314 | 0.010314 | 0.0033501 | 0.0052725 | 0.0052725
IL Fac. Spec. - NOX Rate Summer v3.1, Unit 624 and retrofits | 519 | 1797 | Rate Constraint in lbs/MMBtu | FALSE | L | Annual | Allowances Purchased NOX | Thousand Tons | 0 | 0 | 0 | 0 | 0 | 0 | 0 | 0
IL Fac. Spec. - NOX Rate Summer v3.1, Unit 624 and retrofits | 519 | 1797 | Rate Constraint in lbs/MMBtu | FALSE | L | Annual | Allowances Sold NOX | Thousand Tons | 0 | 0 | 0 | 0 | 0 | 0 | 0 | 0
IL Fac. Spec. - NOX Rate Summer v3.1, Unit 624 and retrofits | 519 | 1797 | Rate Constraint in lbs/MMBtu | FALSE | L | Annual | Allowances Banked | Thousand Tons | 0 | 0 | 0 | 0 | 0 | 0 | 0 | 0
IL Fac. Spec. - NOX Rate Summer v3.1, Unit 624 and retrofits | 519 | 1797 | Rate Constraint in lbs/MMBtu | FALSE | L | Annual | Allowances Withdrawn (1:1) | Thousand Tons | 0 | 0 | 0 | 0 | 0 | 0 | 0 | 0
IL Fac. Spec. - NOX Rate Summer v3.1, Unit 624 and retrofits | 519 | 1797 | Rate Constraint in lbs/MMBtu | FALSE | L | Annual | Allowances Withdrawn (n:1) | Thousand Tons | 0 | 0 | 0 | 0 | 0 | 0 | 0 | 0
IL Fac. Spec. - NOX Rate Summer v3.1, Unit 624 and retrofits | 519 | 1797 | Rate Constraint in lbs/MMBtu | FALSE | L | Annual | Net Emissions Allowance Position | Thousand Tons | 0.0010372 | 0.0010372 | 0.0010372 | 0.010314 | 0.010314 | 0.0033501 | 0.0052725 | 0.0052725
IL Fac. Spec. - NOX Rate Summer v3.1, Unit 624 and retrofits | 519 | 1797 | Rate Constraint in lbs/MMBtu | FALSE | L | Annual | Fuel Consumed | TBtu | 0.056942 | 0.056942 | 0.056942 | 0.56626 | 0.56626 | 0.18392 | 0.28946 | 0.28946
IL Fac. Spec. - NOX Rate Summer v3.1, Unit 624 and retrofits | 519 | 1797 | Rate Constraint in lbs/MMBtu | FALSE | L | Annual | Rate | lb/MMBtu | 0.03643 | 0.03643 | 0.03643 | 0.03643 | 0.03643 | 0.03643 | 0.03643 | 0.03643
IL Fac. Spec. - NOX Rate Summer v3.1, Unit 624 and retrofits | 519 | 1797 | Rate Constraint in lbs/MMBtu | FALSE | L | Annual | Generation | TWh | 0.0050099 | 0.0050099 | 0.0050099 | 0.049821 | 0.049821 | 0.016181 | 0.025467 | 0.025467
IL Fac. Spec. - NOX Rate Summer v3.1, Unit 624 and retrofits | 519 | 1797 | Rate Constraint in lbs/MMBtu | FALSE | L | Annual | Qualifying Generation | TWh | 0.0050099 | 0.0050099 | 0.0050099 | 0.049821 | 0.049821 | 0.016181 | 0.025467 | 0.025467
IL Fac. Spec. - NOX Rate Summer v3.1, Unit 624 and retrofits | 519 | 1797 | Rate Constraint in lbs/MMBtu | FALSE | L | Annual | Rate | lb/MWh | 0.41406 | 0.41406 | 0.41406 | 0.41406 | 0.41406 | 0.41406 | 0.41406 | 0.41406
IL Fac. Spec. - NOX Rate Summer v3.1, Unit 624 and retrofits | 519 | 1797 | Rate Constraint in lbs/MMBtu | FALSE | L | Annual | Constraint Shadow Price | US2016$/Ton | 0 | 0 | 0 | 0 | 0 | 0 | 0 | 0
IL Fac. Spec. - NOX Rate Summer v3.1, Unit 638 and retrofits | 520 | 1797 | Rate Constraint in lbs/MMBtu | FALSE | L | Annual | Seasons Included | Seasons | Summer | Summer | Summer | Summer | Summer | Summer | Summer | Summer
IL Fac. Spec. - NOX Rate Summer v3.1, Unit 638 and retrofits | 520 | 1797 | Rate Constraint in lbs/MMBtu | FALSE | L | Annual | Standard NOX | lb/MMBtu | 0.25 | 0.25 | 0.25 | 0.25 | 0.25 | 0.25 | 0.25 | 0.25
IL Fac. Spec. - NOX Rate Summer v3.1, Unit 638 and retrofits | 520 | 1797 | Rate Constraint in lbs/MMBtu | FALSE | L | Annual | Emissions at Affected Plants NOX | Thousand Tons | 0 | 0 | 0 | 0 | 0 | 0 | 0 | 0
IL Fac. Spec. - NOX Rate Summer v3.1, Unit 638 and retrofits | 520 | 1797 | Rate Constraint in lbs/MMBtu | FALSE | L | Annual | Allowances Purchased NOX | Thousand Tons | 0 | 0 | 0 | 0 | 0 | 0 | 0 | 0
IL Fac. Spec. - NOX Rate Summer v3.1, Unit 638 and retrofits | 520 | 1797 | Rate Constraint in lbs/MMBtu | FALSE | L | Annual | Allowances Sold NOX | Thousand Tons | 0 | 0 | 0 | 0 | 0 | 0 | 0 | 0
IL Fac. Spec. - NOX Rate Summer v3.1, Unit 638 and retrofits | 520 | 1797 | Rate Constraint in lbs/MMBtu | FALSE | L | Annual | Allowances Banked | Thousand Tons | 0 | 0 | 0 | 0 | 0 | 0 | 0 | 0
IL Fac. Spec. - NOX Rate Summer v3.1, Unit 638 and retrofits | 520 | 1797 | Rate Constraint in lbs/MMBtu | FALSE | L | Annual | Allowances Withdrawn (1:1) | Thousand Tons | 0 | 0 | 0 | 0 | 0 | 0 | 0 | 0
IL Fac. Spec. - NOX Rate Summer v3.1, Unit 638 and retrofits | 520 | 1797 | Rate Constraint in lbs/MMBtu | FALSE | L | Annual | Allowances Withdrawn (n:1) | Thousand Tons | 0 | 0 | 0 | 0 | 0 | 0 | 0 | 0
IL Fac. Spec. - NOX Rate Summer v3.1, Unit 638 and retrofits | 520 | 1797 | Rate Constraint in lbs/MMBtu | FALSE | L | Annual | Net Emissions Allowance Position | Thousand Tons | 0 | 0 | 0 | 0 | 0 | 0 | 0 | 0
IL Fac. Spec. - NOX Rate Summer v3.1, Unit 638 and retrofits | 520 | 1797 | Rate Constraint in lbs/MMBtu | FALSE | L | Annual | Fuel Consumed | TBtu | 0 | 0 | 0 | 0 | 0 | 0 | 0 | 0
IL Fac. Spec. - NOX Rate Summer v3.1, Unit 638 and retrofits | 520 | 1797 | Rate Constraint in lbs/MMBtu | FALSE | L | Annual | Rate | lb/MMBtu | 0 | 0 | 0 | 0 | 0 | 0 | 0 | 0
IL Fac. Spec. - NOX Rate Summer v3.1, Unit 638 and retrofits | 520 | 1797 | Rate Constraint in lbs/MMBtu | FALSE | L | Annual | Generation | TWh | 0 | 0 | 0 | 0 | 0 | 0 | 0 | 0
IL Fac. Spec. - NOX Rate Summer v3.1, Unit 638 and retrofits | 520 | 1797 | Rate Constraint in lbs/MMBtu | FALSE | L | Annual | Qualifying Generation | TWh | 0 | 0 | 0 | 0 | 0 | 0 | 0 | 0
IL Fac. Spec. - NOX Rate Summer v3.1, Unit 638 and retrofits | 520 | 1797 | Rate Constraint in lbs/MMBtu | FALSE | L | Annual | Rate | lb/MWh | 0 | 0 | 0 | 0 | 0 | 0 | 0 | 0
IL Fac. Spec. - NOX Rate Summer v3.1, Unit 638 and retrofits | 520 | 1797 | Rate Constraint in lbs/MMBtu | FALSE | L | Annual | Constraint Shadow Price | US2016$/Ton | 0 | 0 | 0 | 0 | 0 | 0 | 0 | 0
IL Fac. Spec. - NOX Rate Summer v3.1, Unit 639 and retrofits | 521 | 1797 | Rate Constraint in lbs/MMBtu | FALSE | L | Annual | Seasons Included | Seasons | Summer | Summer | Summer | Summer | Summer | Summer | Summer | Summer
IL Fac. Spec. - NOX Rate Summer v3.1, Unit 639 and retrofits | 521 | 1797 | Rate Constraint in lbs/MMBtu | FALSE | L | Annual | Standard NOX | lb/MMBtu | 0.25 | 0.25 | 0.25 | 0.25 | 0.25 | 0.25 | 0.25 | 0.25
IL Fac. Spec. - NOX Rate Summer v3.1, Unit 639 and retrofits | 521 | 1797 | Rate Constraint in lbs/MMBtu | FALSE | L | Annual | Emissions at Affected Plants NOX | Thousand Tons | 0 | 0 | 0 | 0 | 0 | 0 | 0 | 0
IL Fac. Spec. - NOX Rate Summer v3.1, Unit 639 and retrofits | 521 | 1797 | Rate Constraint in lbs/MMBtu | FALSE | L | Annual | Allowances Purchased NOX | Thousand Tons | 0 | 0 | 0 | 0 | 0 | 0 | 0 | 0
IL Fac. Spec. - NOX Rate Summer v3.1, Unit 639 and retrofits | 521 | 1797 | Rate Constraint in lbs/MMBtu | FALSE | L | Annual | Allowances Sold NOX | Thousand Tons | 0 | 0 | 0 | 0 | 0 | 0 | 0 | 0
IL Fac. Spec. - NOX Rate Summer v3.1, Unit 639 and retrofits | 521 | 1797 | Rate Constraint in lbs/MMBtu | FALSE | L | Annual | Allowances Banked | Thousand Tons | 0 | 0 | 0 | 0 | 0 | 0 | 0 | 0
IL Fac. Spec. - NOX Rate Summer v3.1, Unit 639 and retrofits | 521 | 1797 | Rate Constraint in lbs/MMBtu | FALSE | L | Annual | Allowances Withdrawn (1:1) | Thousand Tons | 0 | 0 | 0 | 0 | 0 | 0 | 0 | 0
IL Fac. Spec. - NOX Rate Summer v3.1, Unit 639 and retrofits | 521 | 1797 | Rate Constraint in lbs/MMBtu | FALSE | L | Annual | Allowances Withdrawn (n:1) | Thousand Tons | 0 | 0 | 0 | 0 | 0 | 0 | 0 | 0
IL Fac. Spec. - NOX Rate Summer v3.1, Unit 639 and retrofits | 521 | 1797 | Rate Constraint in lbs/MMBtu | FALSE | L | Annual | Net Emissions Allowance Position | Thousand Tons | 0 | 0 | 0 | 0 | 0 | 0 | 0 | 0
IL Fac. Spec. - NOX Rate Summer v3.1, Unit 639 and retrofits | 521 | 1797 | Rate Constraint in lbs/MMBtu | FALSE | L | Annual | Fuel Consumed | TBtu | 0 | 0 | 0 | 0 | 0 | 0 | 0 | 0
IL Fac. Spec. - NOX Rate Summer v3.1, Unit 639 and retrofits | 521 | 1797 | Rate Constraint in lbs/MMBtu | FALSE | L | Annual | Rate | lb/MMBtu | 0 | 0 | 0 | 0 | 0 | 0 | 0 | 0
IL Fac. Spec. - NOX Rate Summer v3.1, Unit 639 and retrofits | 521 | 1797 | Rate Constraint in lbs/MMBtu | FALSE | L | Annual | Generation | TWh | 0 | 0 | 0 | 0 | 0 | 0 | 0 | 0
IL Fac. Spec. - NOX Rate Summer v3.1, Unit 639 and retrofits | 521 | 1797 | Rate Constraint in lbs/MMBtu | FALSE | L | Annual | Qualifying Generation | TWh | 0 | 0 | 0 | 0 | 0 | 0 | 0 | 0
IL Fac. Spec. - NOX Rate Summer v3.1, Unit 639 and retrofits | 521 | 1797 | Rate Constraint in lbs/MMBtu | FALSE | L | Annual | Rate | lb/MWh | 0 | 0 | 0 | 0 | 0 | 0 | 0 | 0
IL Fac. Spec. - NOX Rate Summer v3.1, Unit 639 and retrofits | 521 | 1797 | Rate Constraint in lbs/MMBtu | FALSE | L | Annual | Constraint Shadow Price | US2016$/Ton | 0 | 0 | 0 | 0 | 0 | 0 | 0 | 0
IL Fac. Spec. - NOX Rate Summer v3.1, Unit 640 and retrofits | 522 | 1797 | Rate Constraint in lbs/MMBtu | FALSE | L | Annual | Seasons Included | Seasons | Summer | Summer | Summer | Summer | Summer | Summer | Summer | Summer
IL Fac. Spec. - NOX Rate Summer v3.1, Unit 640 and retrofits | 522 | 1797 | Rate Constraint in lbs/MMBtu | FALSE | L | Annual | Standard NOX | lb/MMBtu | 0.25 | 0.25 | 0.25 | 0.25 | 0.25 | 0.25 | 0.25 | 0.25
IL Fac. Spec. - NOX Rate Summer v3.1, Unit 640 and retrofits | 522 | 1797 | Rate Constraint in lbs/MMBtu | FALSE | L | Annual | Emissions at Affected Plants NOX | Thousand Tons | 0 | 0 | 0 | 0 | 0 | 0 | 0 | 0
IL Fac. Spec. - NOX Rate Summer v3.1, Unit 640 and retrofits | 522 | 1797 | Rate Constraint in lbs/MMBtu | FALSE | L | Annual | Allowances Purchased NOX | Thousand Tons | 0 | 0 | 0 | 0 | 0 | 0 | 0 | 0
IL Fac. Spec. - NOX Rate Summer v3.1, Unit 640 and retrofits | 522 | 1797 | Rate Constraint in lbs/MMBtu | FALSE | L | Annual | Allowances Sold NOX | Thousand Tons | 0 | 0 | 0 | 0 | 0 | 0 | 0 | 0
IL Fac. Spec. - NOX Rate Summer v3.1, Unit 640 and retrofits | 522 | 1797 | Rate Constraint in lbs/MMBtu | FALSE | L | Annual | Allowances Banked | Thousand Tons | 0 | 0 | 0 | 0 | 0 | 0 | 0 | 0
IL Fac. Spec. - NOX Rate Summer v3.1, Unit 640 and retrofits | 522 | 1797 | Rate Constraint in lbs/MMBtu | FALSE | L | Annual | Allowances Withdrawn (1:1) | Thousand Tons | 0 | 0 | 0 | 0 | 0 | 0 | 0 | 0
IL Fac. Spec. - NOX Rate Summer v3.1, Unit 640 and retrofits | 522 | 1797 | Rate Constraint in lbs/MMBtu | FALSE | L | Annual | Allowances Withdrawn (n:1) | Thousand Tons | 0 | 0 | 0 | 0 | 0 | 0 | 0 | 0
IL Fac. Spec. - NOX Rate Summer v3.1, Unit 640 and retrofits | 522 | 1797 | Rate Constraint in lbs/MMBtu | FALSE | L | Annual | Net Emissions Allowance Position | Thousand Tons | 0 | 0 | 0 | 0 | 0 | 0 | 0 | 0
IL Fac. Spec. - NOX Rate Summer v3.1, Unit 640 and retrofits | 522 | 1797 | Rate Constraint in lbs/MMBtu | FALSE | L | Annual | Fuel Consumed | TBtu | 0 | 0 | 0 | 0 | 0 | 0 | 0 | 0
IL Fac. Spec. - NOX Rate Summer v3.1, Unit 640 and retrofits | 522 | 1797 | Rate Constraint in lbs/MMBtu | FALSE | L | Annual | Rate | lb/MMBtu | 0 | 0 | 0 | 0 | 0 | 0 | 0 | 0
IL Fac. Spec. - NOX Rate Summer v3.1, Unit 640 and retrofits | 522 | 1797 | Rate Constraint in lbs/MMBtu | FALSE | L | Annual | Generation | TWh | 0 | 0 | 0 | 0 | 0 | 0 | 0 | 0
IL Fac. Spec. - NOX Rate Summer v3.1, Unit 640 and retrofits | 522 | 1797 | Rate Constraint in lbs/MMBtu | FALSE | L | Annual | Qualifying Generation | TWh | 0 | 0 | 0 | 0 | 0 | 0 | 0 | 0
IL Fac. Spec. - NOX Rate Summer v3.1, Unit 640 and retrofits | 522 | 1797 | Rate Constraint in lbs/MMBtu | FALSE | L | Annual | Rate | lb/MWh | 0 | 0 | 0 | 0 | 0 | 0 | 0 | 0
IL Fac. Spec. - NOX Rate Summer v3.1, Unit 640 and retrofits | 522 | 1797 | Rate Constraint in lbs/MMBtu | FALSE | L | Annual | Constraint Shadow Price | US2016$/Ton | 0 | 0 | 0 | 0 | 0 | 0 | 0 | 0
IL Fac. Spec. - NOX Rate Summer v3.1, Unit 784 and retrofits | 523 | 1797 | Rate Constraint in lbs/MMBtu | FALSE | L | Annual | Seasons Included | Seasons | Summer | Summer | Summer | Summer | Summer | Summer | Summer | Summer
IL Fac. Spec. - NOX Rate Summer v3.1, Unit 784 and retrofits | 523 | 1797 | Rate Constraint in lbs/MMBtu | FALSE | L | Annual | Standard NOX | lb/MMBtu | 0.25 | 0.25 | 0.25 | 0.25 | 0.25 | 0.25 | 0.25 | 0.25
IL Fac. Spec. - NOX Rate Summer v3.1, Unit 784 and retrofits | 523 | 1797 | Rate Constraint in lbs/MMBtu | FALSE | L | Annual | Emissions at Affected Plants NOX | Thousand Tons | 0 | 0 | 0.0027322 | 0 | 0.0027322 | 0.0027322 | 0.0027322 | 0
IL Fac. Spec. - NOX Rate Summer v3.1, Unit 784 and retrofits | 523 | 1797 | Rate Constraint in lbs/MMBtu | FALSE | L | Annual | Allowances Purchased NOX | Thousand Tons | 0 | 0 | 0 | 0 | 0 | 0 | 0 | 0
IL Fac. Spec. - NOX Rate Summer v3.1, Unit 784 and retrofits | 523 | 1797 | Rate Constraint in lbs/MMBtu | FALSE | L | Annual | Allowances Sold NOX | Thousand Tons | 0 | 0 | 0 | 0 | 0 | 0 | 0 | 0
IL Fac. Spec. - NOX Rate Summer v3.1, Unit 784 and retrofits | 523 | 1797 | Rate Constraint in lbs/MMBtu | FALSE | L | Annual | Allowances Banked | Thousand Tons | 0 | 0 | 0 | 0 | 0 | 0 | 0 | 0
IL Fac. Spec. - NOX Rate Summer v3.1, Unit 784 and retrofits | 523 | 1797 | Rate Constraint in lbs/MMBtu | FALSE | L | Annual | Allowances Withdrawn (1:1) | Thousand Tons | 0 | 0 | 0 | 0 | 0 | 0 | 0 | 0
IL Fac. Spec. - NOX Rate Summer v3.1, Unit 784 and retrofits | 523 | 1797 | Rate Constraint in lbs/MMBtu | FALSE | L | Annual | Allowances Withdrawn (n:1) | Thousand Tons | 0 | 0 | 0 | 0 | 0 | 0 | 0 | 0
IL Fac. Spec. - NOX Rate Summer v3.1, Unit 784 and retrofits | 523 | 1797 | Rate Constraint in lbs/MMBtu | FALSE | L | Annual | Net Emissions Allowance Position | Thousand Tons | 0 | 0 | 0.0027322 | 0 | 0.0027322 | 0.0027322 | 0.0027322 | 0
IL Fac. Spec. - NOX Rate Summer v3.1, Unit 784 and retrofits | 523 | 1797 | Rate Constraint in lbs/MMBtu | FALSE | L | Annual | Fuel Consumed | TBtu | 0 | 0 | 0.07155 | 0 | 0.07155 | 0.07155 | 0.07155 | 0
IL Fac. Spec. - NOX Rate Summer v3.1, Unit 784 and retrofits | 523 | 1797 | Rate Constraint in lbs/MMBtu | FALSE | L | Annual | Rate | lb/MMBtu | 0 | 0 | 0.07637 | 0 | 0.07637 | 0.07637 | 0.07637 | 0
IL Fac. Spec. - NOX Rate Summer v3.1, Unit 784 and retrofits | 523 | 1797 | Rate Constraint in lbs/MMBtu | FALSE | L | Annual | Generation | TWh | 0 | 0 | 0.0053193 | 0 | 0.0053193 | 0.0053193 | 0.0053193 | 0
IL Fac. Spec. - NOX Rate Summer v3.1, Unit 784 and retrofits | 523 | 1797 | Rate Constraint in lbs/MMBtu | FALSE | L | Annual | Qualifying Generation | TWh | 0 | 0 | 0.0053193 | 0 | 0.0053193 | 0.0053193 | 0.0053193 | 0
IL Fac. Spec. - NOX Rate Summer v3.1, Unit 784 and retrofits | 523 | 1797 | Rate Constraint in lbs/MMBtu | FALSE | L | Annual | Rate | lb/MWh | 0 | 0 | 1.0273 | 0 | 1.0273 | 1.0273 | 1.0273 | 0
IL Fac. Spec. - NOX Rate Summer v3.1, Unit 784 and retrofits | 523 | 1797 | Rate Constraint in lbs/MMBtu | FALSE | L | Annual | Constraint Shadow Price | US2016$/Ton | 0 | 0 | 0 | 0 | 0 | 0 | 0 | 0
IL Fac. Spec. - NOX Rate Summer v3.1, Unit 785 and retrofits | 524 | 1797 | Rate Constraint in lbs/MMBtu | FALSE | L | Annual | Seasons Included | Seasons | Summer | Summer | Summer | Summer | Summer | Summer | Summer | Summer
IL Fac. Spec. - NOX Rate Summer v3.1, Unit 785 and retrofits | 524 | 1797 | Rate Constraint in lbs/MMBtu | FALSE | L | Annual | Standard NOX | lb/MMBtu | 0.25 | 0.25 | 0.25 | 0.25 | 0.25 | 0.25 | 0.25 | 0.25
IL Fac. Spec. - NOX Rate Summer v3.1, Unit 785 and retrofits | 524 | 1797 | Rate Constraint in lbs/MMBtu | FALSE | L | Annual | Emissions at Affected Plants NOX | Thousand Tons | 0 | 0 | 0.0024873 | 0 | 0.0024873 | 0.0016983 | 0.0024873 | 0
IL Fac. Spec. - NOX Rate Summer v3.1, Unit 785 and retrofits | 524 | 1797 | Rate Constraint in lbs/MMBtu | FALSE | L | Annual | Allowances Purchased NOX | Thousand Tons | 0 | 0 | 0 | 0 | 0 | 0 | 0 | 0
IL Fac. Spec. - NOX Rate Summer v3.1, Unit 785 and retrofits | 524 | 1797 | Rate Constraint in lbs/MMBtu | FALSE | L | Annual | Allowances Sold NOX | Thousand Tons | 0 | 0 | 0 | 0 | 0 | 0 | 0 | 0
IL Fac. Spec. - NOX Rate Summer v3.1, Unit 785 and retrofits | 524 | 1797 | Rate Constraint in lbs/MMBtu | FALSE | L | Annual | Allowances Banked | Thousand Tons | 0 | 0 | 0 | 0 | 0 | 0 | 0 | 0
IL Fac. Spec. - NOX Rate Summer v3.1, Unit 785 and retrofits | 524 | 1797 | Rate Constraint in lbs/MMBtu | FALSE | L | Annual | Allowances Withdrawn (1:1) | Thousand Tons | 0 | 0 | 0 | 0 | 0 | 0 | 0 | 0
IL Fac. Spec. - NOX Rate Summer v3.1, Unit 785 and retrofits | 524 | 1797 | Rate Constraint in lbs/MMBtu | FALSE | L | Annual | Allowances Withdrawn (n:1) | Thousand Tons | 0 | 0 | 0 | 0 | 0 | 0 | 0 | 0
IL Fac. Spec. - NOX Rate Summer v3.1, Unit 785 and retrofits | 524 | 1797 | Rate Constraint in lbs/MMBtu | FALSE | L | Annual | Net Emissions Allowance Position | Thousand Tons | 0 | 0 | 0.0024873 | 0 | 0.0024873 | 0.0016983 | 0.0024873 | 0
IL Fac. Spec. - NOX Rate Summer v3.1, Unit 785 and retrofits | 524 | 1797 | Rate Constraint in lbs/MMBtu | FALSE | L | Annual | Fuel Consumed | TBtu | 0 | 0 | 0.071556 | 0 | 0.071556 | 0.048859 | 0.071556 | 0
IL Fac. Spec. - NOX Rate Summer v3.1, Unit 785 and retrofits | 524 | 1797 | Rate Constraint in lbs/MMBtu | FALSE | L | Annual | Rate | lb/MMBtu | 0 | 0 | 0.06952 | 0 | 0.06952 | 0.06952 | 0.06952 | 0
IL Fac. Spec. - NOX Rate Summer v3.1, Unit 785 and retrofits | 524 | 1797 | Rate Constraint in lbs/MMBtu | FALSE | L | Annual | Generation | TWh | 0 | 0 | 0.0053193 | 0 | 0.0053193 | 0.0036321 | 0.0053193 | 0
IL Fac. Spec. - NOX Rate Summer v3.1, Unit 785 and retrofits | 524 | 1797 | Rate Constraint in lbs/MMBtu | FALSE | L | Annual | Qualifying Generation | TWh | 0 | 0 | 0.0053193 | 0 | 0.0053193 | 0.0036321 | 0.0053193 | 0
IL Fac. Spec. - NOX Rate Summer v3.1, Unit 785 and retrofits | 524 | 1797 | Rate Constraint in lbs/MMBtu | FALSE | L | Annual | Rate | lb/MWh | 0 | 0 | 0.93518 | 0 | 0.93518 | 0.93518 | 0.93518 | 0
IL Fac. Spec. - NOX Rate Summer v3.1, Unit 785 and retrofits | 524 | 1797 | Rate Constraint in lbs/MMBtu | FALSE | L | Annual | Constraint Shadow Price | US2016$/Ton | 0 | 0 | 0 | 0 | 0 | 0 | 0 | 0
IL Fac. Spec. - NOX Rate Summer v3.1, Unit 787 and retrofits | 525 | 1797 | Rate Constraint in lbs/MMBtu | FALSE | L | Annual | Seasons Included | Seasons | Summer | Summer | Summer | Summer | Summer | Summer | Summer | Summer
IL Fac. Spec. - NOX Rate Summer v3.1, Unit 787 and retrofits | 525 | 1797 | Rate Constraint in lbs/MMBtu | FALSE | L | Annual | Standard NOX | lb/MMBtu | 0.25 | 0.25 | 0.25 | 0.25 | 0.25 | 0.25 | 0.25 | 0.25
IL Fac. Spec. - NOX Rate Summer v3.1, Unit 787 and retrofits | 525 | 1797 | Rate Constraint in lbs/MMBtu | FALSE | L | Annual | Emissions at Affected Plants NOX | Thousand Tons | 0.0037206 | 0.0037206 | 0.0073802 | 0.0073802 | 0.0073802 | 0.0073802 | 0.0073802 | 0.0073802
IL Fac. Spec. - NOX Rate Summer v3.1, Unit 787 and retrofits | 525 | 1797 | Rate Constraint in lbs/MMBtu | FALSE | L | Annual | Allowances Purchased NOX | Thousand Tons | 0 | 0 | 0 | 0 | 0 | 0 | 0 | 0
IL Fac. Spec. - NOX Rate Summer v3.1, Unit 787 and retrofits | 525 | 1797 | Rate Constraint in lbs/MMBtu | FALSE | L | Annual | Allowances Sold NOX | Thousand Tons | 0 | 0 | 0 | 0 | 0 | 0 | 0 | 0
IL Fac. Spec. - NOX Rate Summer v3.1, Unit 787 and retrofits | 525 | 1797 | Rate Constraint in lbs/MMBtu | FALSE | L | Annual | Allowances Banked | Thousand Tons | 0 | 0 | 0 | 0 | 0 | 0 | 0 | 0
IL Fac. Spec. - NOX Rate Summer v3.1, Unit 787 and retrofits | 525 | 1797 | Rate Constraint in lbs/MMBtu | FALSE | L | Annual | Allowances Withdrawn (1:1) | Thousand Tons | 0 | 0 | 0 | 0 | 0 | 0 | 0 | 0
IL Fac. Spec. - NOX Rate Summer v3.1, Unit 787 and retrofits | 525 | 1797 | Rate Constraint in lbs/MMBtu | FALSE | L | Annual | Allowances Withdrawn (n:1) | Thousand Tons | 0 | 0 | 0 | 0 | 0 | 0 | 0 | 0
IL Fac. Spec. - NOX Rate Summer v3.1, Unit 787 and retrofits | 525 | 1797 | Rate Constraint in lbs/MMBtu | FALSE | L | Annual | Net Emissions Allowance Position | Thousand Tons | 0.0037206 | 0.0037206 | 0.0073802 | 0.0073802 | 0.0073802 | 0.0073802 | 0.0073802 | 0.0073802
IL Fac. Spec. - NOX Rate Summer v3.1, Unit 787 and retrofits | 525 | 1797 | Rate Constraint in lbs/MMBtu | FALSE | L | Annual | Fuel Consumed | TBtu | 0.078255 | 0.078255 | 0.15523 | 0.15523 | 0.15523 | 0.15523 | 0.15523 | 0.15523
IL Fac. Spec. - NOX Rate Summer v3.1, Unit 787 and retrofits | 525 | 1797 | Rate Constraint in lbs/MMBtu | FALSE | L | Annual | Rate | lb/MMBtu | 0.09509 | 0.09509 | 0.09509 | 0.09509 | 0.09509 | 0.09509 | 0.09509 | 0.09509
IL Fac. Spec. - NOX Rate Summer v3.1, Unit 787 and retrofits | 525 | 1797 | Rate Constraint in lbs/MMBtu | FALSE | L | Annual | Generation | TWh | 0.0071544 | 0.0071544 | 0.014191 | 0.014191 | 0.014191 | 0.014191 | 0.014191 | 0.014191
IL Fac. Spec. - NOX Rate Summer v3.1, Unit 787 and retrofits | 525 | 1797 | Rate Constraint in lbs/MMBtu | FALSE | L | Annual | Qualifying Generation | TWh | 0.0071544 | 0.0071544 | 0.014191 | 0.014191 | 0.014191 | 0.014191 | 0.014191 | 0.014191
IL Fac. Spec. - NOX Rate Summer v3.1, Unit 787 and retrofits | 525 | 1797 | Rate Constraint in lbs/MMBtu | FALSE | L | Annual | Rate | lb/MWh | 1.0401 | 1.0401 | 1.0401 | 1.0401 | 1.0401 | 1.0401 | 1.0401 | 1.0401
IL Fac. Spec. - NOX Rate Summer v3.1, Unit 787 and retrofits | 525 | 1797 | Rate Constraint in lbs/MMBtu | FALSE | L | Annual | Constraint Shadow Price | US2016$/Ton | 0 | 0 | 0 | 0 | 0 | 0 | 0 | 0
IL Fac. Spec. - NOX Rate Summer v3.1, Unit 788 and retrofits | 526 | 1797 | Rate Constraint in lbs/MMBtu | FALSE | L | Annual | Seasons Included | Seasons | Summer | Summer | Summer | Summer | Summer | Summer | Summer | Summer
IL Fac. Spec. - NOX Rate Summer v3.1, Unit 788 and retrofits | 526 | 1797 | Rate Constraint in lbs/MMBtu | FALSE | L | Annual | Standard NOX | lb/MMBtu | 0.25 | 0.25 | 0.25 | 0.25 | 0.25 | 0.25 | 0.25 | 0.25
IL Fac. Spec. - NOX Rate Summer v3.1, Unit 788 and retrofits | 526 | 1797 | Rate Constraint in lbs/MMBtu | FALSE | L | Annual | Emissions at Affected Plants NOX | Thousand Tons | 0.0037347 | 0.0037347 | 0.0074082 | 0.0074082 | 0.0074082 | 0.0074082 | 0.0074082 | 0.0074082
IL Fac. Spec. - NOX Rate Summer v3.1, Unit 788 and retrofits | 526 | 1797 | Rate Constraint in lbs/MMBtu | FALSE | L | Annual | Allowances Purchased NOX | Thousand Tons | 0 | 0 | 0 | 0 | 0 | 0 | 0 | 0
IL Fac. Spec. - NOX Rate Summer v3.1, Unit 788 and retrofits | 526 | 1797 | Rate Constraint in lbs/MMBtu | FALSE | L | Annual | Allowances Sold NOX | Thousand Tons | 0 | 0 | 0 | 0 | 0 | 0 | 0 | 0
IL Fac. Spec. - NOX Rate Summer v3.1, Unit 788 and retrofits | 526 | 1797 | Rate Constraint in lbs/MMBtu | FALSE | L | Annual | Allowances Banked | Thousand Tons | 0 | 0 | 0 | 0 | 0 | 0 | 0 | 0
IL Fac. Spec. - NOX Rate Summer v3.1, Unit 788 and retrofits | 526 | 1797 | Rate Constraint in lbs/MMBtu | FALSE | L | Annual | Allowances Withdrawn (1:1) | Thousand Tons | 0 | 0 | 0 | 0 | 0 | 0 | 0 | 0
IL Fac. Spec. - NOX Rate Summer v3.1, Unit 788 and retrofits | 526 | 1797 | Rate Constraint in lbs/MMBtu | FALSE | L | Annual | Allowances Withdrawn (n:1) | Thousand Tons | 0 | 0 | 0 | 0 | 0 | 0 | 0 | 0
IL Fac. Spec. - NOX Rate Summer v3.1, Unit 788 and retrofits | 526 | 1797 | Rate Constraint in lbs/MMBtu | FALSE | L | Annual | Net Emissions Allowance Position | Thousand Tons | 0.0037347 | 0.0037347 | 0.0074082 | 0.0074082 | 0.0074082 | 0.0074082 | 0.0074082 | 0.0074082
IL Fac. Spec. - NOX Rate Summer v3.1, Unit 788 and retrofits | 526 | 1797 | Rate Constraint in lbs/MMBtu | FALSE | L | Annual | Fuel Consumed | TBtu | 0.078255 | 0.078255 | 0.15523 | 0.15523 | 0.15523 | 0.15523 | 0.15523 | 0.15523
IL Fac. Spec. - NOX Rate Summer v3.1, Unit 788 and retrofits | 526 | 1797 | Rate Constraint in lbs/MMBtu | FALSE | L | Annual | Rate | lb/MMBtu | 0.09545 | 0.09545 | 0.09545 | 0.09545 | 0.09545 | 0.09545 | 0.09545 | 0.09545
IL Fac. Spec. - NOX Rate Summer v3.1, Unit 788 and retrofits | 526 | 1797 | Rate Constraint in lbs/MMBtu | FALSE | L | Annual | Generation | TWh | 0.0071544 | 0.0071544 | 0.014191 | 0.014191 | 0.014191 | 0.014191 | 0.014191 | 0.014191
IL Fac. Spec. - NOX Rate Summer v3.1, Unit 788 and retrofits | 526 | 1797 | Rate Constraint in lbs/MMBtu | FALSE | L | Annual | Qualifying Generation | TWh | 0.0071544 | 0.0071544 | 0.014191 | 0.014191 | 0.014191 | 0.014191 | 0.014191 | 0.014191
IL Fac. Spec. - NOX Rate Summer v3.1, Unit 788 and retrofits | 526 | 1797 | Rate Constraint in lbs/MMBtu | FALSE | L | Annual | Rate | lb/MWh | 1.044 | 1.044 | 1.044 | 1.044 | 1.044 | 1.044 | 1.044 | 1.044
IL Fac. Spec. - NOX Rate Summer v3.1, Unit 788 and retrofits | 526 | 1797 | Rate Constraint in lbs/MMBtu | FALSE | L | Annual | Constraint Shadow Price | US2016$/Ton | 0 | 0 | 0 | 0 | 0 | 0 | 0 | 0
IL Fac. Spec. - NOX Rate Summer v3.1, Unit 789 and retrofits | 527 | 1797 | Rate Constraint in lbs/MMBtu | FALSE | L | Annual | Seasons Included | Seasons | Summer | Summer | Summer | Summer | Summer | Summer | Summer | Summer
IL Fac. Spec. - NOX Rate Summer v3.1, Unit 789 and retrofits | 527 | 1797 | Rate Constraint in lbs/MMBtu | FALSE | L | Annual | Standard NOX | lb/MMBtu | 0.25 | 0.25 | 0.25 | 0.25 | 0.25 | 0.25 | 0.25 | 0.25
IL Fac. Spec. - NOX Rate Summer v3.1, Unit 789 and retrofits | 527 | 1797 | Rate Constraint in lbs/MMBtu | FALSE | L | Annual | Emissions at Affected Plants NOX | Thousand Tons | 0.0038333 | 0.0038333 | 0.0076038 | 0.0076038 | 0.0076038 | 0.0076038 | 0.0076038 | 0.0076038
IL Fac. Spec. - NOX Rate Summer v3.1, Unit 789 and retrofits | 527 | 1797 | Rate Constraint in lbs/MMBtu | FALSE | L | Annual | Allowances Purchased NOX | Thousand Tons | 0 | 0 | 0 | 0 | 0 | 0 | 0 | 0
IL Fac. Spec. - NOX Rate Summer v3.1, Unit 789 and retrofits | 527 | 1797 | Rate Constraint in lbs/MMBtu | FALSE | L | Annual | Allowances Sold NOX | Thousand Tons | 0 | 0 | 0 | 0 | 0 | 0 | 0 | 0
IL Fac. Spec. - NOX Rate Summer v3.1, Unit 789 and retrofits | 527 | 1797 | Rate Constraint in lbs/MMBtu | FALSE | L | Annual | Allowances Banked | Thousand Tons | 0 | 0 | 0 | 0 | 0 | 0 | 0 | 0
IL Fac. Spec. - NOX Rate Summer v3.1, Unit 789 and retrofits | 527 | 1797 | Rate Constraint in lbs/MMBtu | FALSE | L | Annual | Allowances Withdrawn (1:1) | Thousand Tons | 0 | 0 | 0 | 0 | 0 | 0 | 0 | 0
IL Fac. Spec. - NOX Rate Summer v3.1, Unit 789 and retrofits | 527 | 1797 | Rate Constraint in lbs/MMBtu | FALSE | L | Annual | Allowances Withdrawn (n:1) | Thousand Tons | 0 | 0 | 0 | 0 | 0 | 0 | 0 | 0
IL Fac. Spec. - NOX Rate Summer v3.1, Unit 789 and retrofits | 527 | 1797 | Rate Constraint in lbs/MMBtu | FALSE | L | Annual | Net Emissions Allowance Position | Thousand Tons | 0.0038333 | 0.0038333 | 0.0076038 | 0.0076038 | 0.0076038 | 0.0076038 | 0.0076038 | 0.0076038
IL Fac. Spec. - NOX Rate Summer v3.1, Unit 789 and retrofits | 527 | 1797 | Rate Constraint in lbs/MMBtu | FALSE | L | Annual | Fuel Consumed | TBtu | 0.078255 | 0.078255 | 0.15523 | 0.15523 | 0.15523 | 0.15523 | 0.15523 | 0.15523
IL Fac. Spec. - NOX Rate Summer v3.1, Unit 789 and retrofits | 527 | 1797 | Rate Constraint in lbs/MMBtu | FALSE | L | Annual | Rate | lb/MMBtu | 0.09797 | 0.09797 | 0.09797 | 0.09797 | 0.09797 | 0.09797 | 0.09797 | 0.09797
IL Fac. Spec. - NOX Rate Summer v3.1, Unit 789 and retrofits | 527 | 1797 | Rate Constraint in lbs/MMBtu | FALSE | L | Annual | Generation | TWh | 0.0071544 | 0.0071544 | 0.014191 | 0.014191 | 0.014191 | 0.014191 | 0.014191 | 0.014191
IL Fac. Spec. - NOX Rate Summer v3.1, Unit 789 and retrofits | 527 | 1797 | Rate Constraint in lbs/MMBtu | FALSE | L | Annual | Qualifying Generation | TWh | 0.0071544 | 0.0071544 | 0.014191 | 0.014191 | 0.014191 | 0.014191 | 0.014191 | 0.014191
IL Fac. Spec. - NOX Rate Summer v3.1, Unit 789 and retrofits | 527 | 1797 | Rate Constraint in lbs/MMBtu | FALSE | L | Annual | Rate | lb/MWh | 1.0716 | 1.0716 | 1.0716 | 1.0716 | 1.0716 | 1.0716 | 1.0716 | 1.0716
IL Fac. Spec. - NOX Rate Summer v3.1, Unit 789 and retrofits | 527 | 1797 | Rate Constraint in lbs/MMBtu | FALSE | L | Annual | Constraint Shadow Price | US2016$/Ton | 0 | 0 | 0 | 0 | 0 | 0 | 0 | 0
IL Fac. Spec. - NOX Rate Summer v3.1, Unit 790 and retrofits | 528 | 1797 | Rate Constraint in lbs/MMBtu | FALSE | L | Annual | Seasons Included | Seasons | Summer | Summer | Summer | Summer | Summer | Summer | Summer | Summer
IL Fac. Spec. - NOX Rate Summer v3.1, Unit 790 and retrofits | 528 | 1797 | Rate Constraint in lbs/MMBtu | FALSE | L | Annual | Standard NOX | lb/MMBtu | 0.25 | 0.25 | 0.25 | 0.25 | 0.25 | 0.25 | 0.25 | 0.25
IL Fac. Spec. - NOX Rate Summer v3.1, Unit 790 and retrofits | 528 | 1797 | Rate Constraint in lbs/MMBtu | FALSE | L | Annual | Emissions at Affected Plants NOX | Thousand Tons | 0.0036478 | 0.0036478 | 0.0072359 | 0.0072359 | 0.0072359 | 0.0072359 | 0.0072359 | 0.0072359
IL Fac. Spec. - NOX Rate Summer v3.1, Unit 790 and retrofits | 528 | 1797 | Rate Constraint in lbs/MMBtu | FALSE | L | Annual | Allowances Purchased NOX | Thousand Tons | 0 | 0 | 0 | 0 | 0 | 0 | 0 | 0
IL Fac. Spec. - NOX Rate Summer v3.1, Unit 790 and retrofits | 528 | 1797 | Rate Constraint in lbs/MMBtu | FALSE | L | Annual | Allowances Sold NOX | Thousand Tons | 0 | 0 | 0 | 0 | 0 | 0 | 0 | 0
IL Fac. Spec. - NOX Rate Summer v3.1, Unit 790 and retrofits | 528 | 1797 | Rate Constraint in lbs/MMBtu | FALSE | L | Annual | Allowances Banked | Thousand Tons | 0 | 0 | 0 | 0 | 0 | 0 | 0 | 0
IL Fac. Spec. - NOX Rate Summer v3.1, Unit 790 and retrofits | 528 | 1797 | Rate Constraint in lbs/MMBtu | FALSE | L | Annual | Allowances Withdrawn (1:1) | Thousand Tons | 0 | 0 | 0 | 0 | 0 | 0 | 0 | 0
IL Fac. Spec. - NOX Rate Summer v3.1, Unit 790 and retrofits | 528 | 1797 | Rate Constraint in lbs/MMBtu | FALSE | L | Annual | Allowances Withdrawn (n:1) | Thousand Tons | 0 | 0 | 0 | 0 | 0 | 0 | 0 | 0
IL Fac. Spec. - NOX Rate Summer v3.1, Unit 790 and retrofits | 528 | 1797 | Rate Constraint in lbs/MMBtu | FALSE | L | Annual | Net Emissions Allowance Position | Thousand Tons | 0.0036478 | 0.0036478 | 0.0072359 | 0.0072359 | 0.0072359 | 0.0072359 | 0.0072359 | 0.0072359
IL Fac. Spec. - NOX Rate Summer v3.1, Unit 790 and retrofits | 528 | 1797 | Rate Constraint in lbs/MMBtu | FALSE | L | Annual | Fuel Consumed | TBtu | 0.078255 | 0.078255 | 0.15523 | 0.15523 | 0.15523 | 0.15523 | 0.15523 | 0.15523
IL Fac. Spec. - NOX Rate Summer v3.1, Unit 790 and retrofits | 528 | 1797 | Rate Constraint in lbs/MMBtu | FALSE | L | Annual | Rate | lb/MMBtu | 0.09323 | 0.09323 | 0.09323 | 0.09323 | 0.09323 | 0.09323 | 0.09323 | 0.09323
IL Fac. Spec. - NOX Rate Summer v3.1, Unit 790 and retrofits | 528 | 1797 | Rate Constraint in lbs/MMBtu | FALSE | L | Annual | Generation | TWh | 0.0071544 | 0.0071544 | 0.014191 | 0.014191 | 0.014191 | 0.014191 | 0.014191 | 0.014191
IL Fac. Spec. - NOX Rate Summer v3.1, Unit 790 and retrofits | 528 | 1797 | Rate Constraint in lbs/MMBtu | FALSE | L | Annual | Qualifying Generation | TWh | 0.0071544 | 0.0071544 | 0.014191 | 0.014191 | 0.014191 | 0.014191 | 0.014191 | 0.014191
IL Fac. Spec. - NOX Rate Summer v3.1, Unit 790 and retrofits | 528 | 1797 | Rate Constraint in lbs/MMBtu | FALSE | L | Annual | Rate | lb/MWh | 1.0197 | 1.0197 | 1.0197 | 1.0197 | 1.0197 | 1.0197 | 1.0197 | 1.0197
IL Fac. Spec. - NOX Rate Summer v3.1, Unit 790 and retrofits | 528 | 1797 | Rate Constraint in lbs/MMBtu | FALSE | L | Annual | Constraint Shadow Price | US2016$/Ton | 0 | 0 | 0 | 0 | 0 | 0 | 0 | 0
IL Fac. Spec. - NOX Rate Summer v3.1, Unit 791 and retrofits | 529 | 1797 | Rate Constraint in lbs/MMBtu | FALSE | L | Annual | Seasons Included | Seasons | Summer | Summer | Summer | Summer | Summer | Summer | Summer | Summer
IL Fac. Spec. - NOX Rate Summer v3.1, Unit 791 and retrofits | 529 | 1797 | Rate Constraint in lbs/MMBtu | FALSE | L | Annual | Standard NOX | lb/MMBtu | 0.25 | 0.25 | 0.25 | 0.25 | 0.25 | 0.25 | 0.25 | 0.25
IL Fac. Spec. - NOX Rate Summer v3.1, Unit 791 and retrofits | 529 | 1797 | Rate Constraint in lbs/MMBtu | FALSE | L | Annual | Emissions at Affected Plants NOX | Thousand Tons | 0.00085124 | 0.00085124 | 0.0016885 | 0.0016885 | 0.0016885 | 0.0016885 | 0.0016885 | 0.0016885
IL Fac. Spec. - NOX Rate Summer v3.1, Unit 791 and retrofits | 529 | 1797 | Rate Constraint in lbs/MMBtu | FALSE | L | Annual | Allowances Purchased NOX | Thousand Tons | 0 | 0 | 0 | 0 | 0 | 0 | 0 | 0
IL Fac. Spec. - NOX Rate Summer v3.1, Unit 791 and retrofits | 529 | 1797 | Rate Constraint in lbs/MMBtu | FALSE | L | Annual | Allowances Sold NOX | Thousand Tons | 0 | 0 | 0 | 0 | 0 | 0 | 0 | 0
IL Fac. Spec. - NOX Rate Summer v3.1, Unit 791 and retrofits | 529 | 1797 | Rate Constraint in lbs/MMBtu | FALSE | L | Annual | Allowances Banked | Thousand Tons | 0 | 0 | 0 | 0 | 0 | 0 | 0 | 0
IL Fac. Spec. - NOX Rate Summer v3.1, Unit 791 and retrofits | 529 | 1797 | Rate Constraint in lbs/MMBtu | FALSE | L | Annual | Allowances Withdrawn (1:1) | Thousand Tons | 0 | 0 | 0 | 0 | 0 | 0 | 0 | 0
IL Fac. Spec. - NOX Rate Summer v3.1, Unit 791 and retrofits | 529 | 1797 | Rate Constraint in lbs/MMBtu | FALSE | L | Annual | Allowances Withdrawn (n:1) | Thousand Tons | 0 | 0 | 0 | 0 | 0 | 0 | 0 | 0
IL Fac. Spec. - NOX Rate Summer v3.1, Unit 791 and retrofits | 529 | 1797 | Rate Constraint in lbs/MMBtu | FALSE | L | Annual | Net Emissions Allowance Position | Thousand Tons | 0.00085124 | 0.00085124 | 0.0016885 | 0.0016885 | 0.0016885 | 0.0016885 | 0.0016885 | 0.0016885
IL Fac. Spec. - NOX Rate Summer v3.1, Unit 791 and retrofits | 529 | 1797 | Rate Constraint in lbs/MMBtu | FALSE | L | Annual | Fuel Consumed | TBtu | 0.062248 | 0.062248 | 0.12348 | 0.12348 | 0.12348 | 0.12348 | 0.12348 | 0.12348
IL Fac. Spec. - NOX Rate Summer v3.1, Unit 791 and retrofits | 529 | 1797 | Rate Constraint in lbs/MMBtu | FALSE | L | Annual | Rate | lb/MMBtu | 0.02735 | 0.02735 | 0.02735 | 0.02735 | 0.02735 | 0.02735 | 0.02735 | 0.02735
IL Fac. Spec. - NOX Rate Summer v3.1, Unit 791 and retrofits | 529 | 1797 | Rate Constraint in lbs/MMBtu | FALSE | L | Annual | Generation | TWh | 0.005691 | 0.005691 | 0.011289 | 0.011289 | 0.011289 | 0.011289 | 0.011289 | 0.011289
IL Fac. Spec. - NOX Rate Summer v3.1, Unit 791 and retrofits | 529 | 1797 | Rate Constraint in lbs/MMBtu | FALSE | L | Annual | Qualifying Generation | TWh | 0.005691 | 0.005691 | 0.011289 | 0.011289 | 0.011289 | 0.011289 | 0.011289 | 0.011289
IL Fac. Spec. - NOX Rate Summer v3.1, Unit 791 and retrofits | 529 | 1797 | Rate Constraint in lbs/MMBtu | FALSE | L | Annual | Rate | lb/MWh | 0.29915 | 0.29915 | 0.29915 | 0.29915 | 0.29915 | 0.29915 | 0.29915 | 0.29915
IL Fac. Spec. - NOX Rate Summer v3.1, Unit 791 and retrofits | 529 | 1797 | Rate Constraint in lbs/MMBtu | FALSE | L | Annual | Constraint Shadow Price | US2016$/Ton | 0 | 0 | 0 | 0 | 0 | 0 | 0 | 0
IL Fac. Spec. - NOX Rate Summer v3.1, Unit 792 and retrofits | 530 | 1797 | Rate Constraint in lbs/MMBtu | FALSE | L | Annual | Seasons Included | Seasons | Summer | Summer | Summer | Summer | Summer | Summer | Summer | Summer
IL Fac. Spec. - NOX Rate Summer v3.1, Unit 792 and retrofits | 530 | 1797 | Rate Constraint in lbs/MMBtu | FALSE | L | Annual | Standard NOX | lb/MMBtu | 0.25 | 0.25 | 0.25 | 0.25 | 0.25 | 0.25 | 0.25 | 0.25
IL Fac. Spec. - NOX Rate Summer v3.1, Unit 792 and retrofits | 530 | 1797 | Rate Constraint in lbs/MMBtu | FALSE | L | Annual | Emissions at Affected Plants NOX | Thousand Tons | 0.0011609 | 0.0011609 | 0.0023028 | 0.0023028 | 0.0023028 | 0.0023028 | 0.0023028 | 0.0023028
IL Fac. Spec. - NOX Rate Summer v3.1, Unit 792 and retrofits | 530 | 1797 | Rate Constraint in lbs/MMBtu | FALSE | L | Annual | Allowances Purchased NOX | Thousand Tons | 0 | 0 | 0 | 0 | 0 | 0 | 0 | 0
IL Fac. Spec. - NOX Rate Summer v3.1, Unit 792 and retrofits | 530 | 1797 | Rate Constraint in lbs/MMBtu | FALSE | L | Annual | Allowances Sold NOX | Thousand Tons | 0 | 0 | 0 | 0 | 0 | 0 | 0 | 0
IL Fac. Spec. - NOX Rate Summer v3.1, Unit 792 and retrofits | 530 | 1797 | Rate Constraint in lbs/MMBtu | FALSE | L | Annual | Allowances Banked | Thousand Tons | 0 | 0 | 0 | 0 | 0 | 0 | 0 | 0
IL Fac. Spec. - NOX Rate Summer v3.1, Unit 792 and retrofits | 530 | 1797 | Rate Constraint in lbs/MMBtu | FALSE | L | Annual | Allowances Withdrawn (1:1) | Thousand Tons | 0 | 0 | 0 | 0 | 0 | 0 | 0 | 0
IL Fac. Spec. - NOX Rate Summer v3.1, Unit 792 and retrofits | 530 | 1797 | Rate Constraint in lbs/MMBtu | FALSE | L | Annual | Allowances Withdrawn (n:1) | Thousand Tons | 0 | 0 | 0 | 0 | 0 | 0 | 0 | 0
IL Fac. Spec. - NOX Rate Summer v3.1, Unit 792 and retrofits | 530 | 1797 | Rate Constraint in lbs/MMBtu | FALSE | L | Annual | Net Emissions Allowance Position | Thousand Tons | 0.0011609 | 0.0011609 | 0.0023028 | 0.0023028 | 0.0023028 | 0.0023028 | 0.0023028 | 0.0023028
IL Fac. Spec. - NOX Rate Summer v3.1, Unit 792 and retrofits | 530 | 1797 | Rate Constraint in lbs/MMBtu | FALSE | L | Annual | Fuel Consumed | TBtu | 0.062248 | 0.062248 | 0.12348 | 0.12348 | 0.12348 | 0.12348 | 0.12348 | 0.12348
IL Fac. Spec. - NOX Rate Summer v3.1, Unit 792 and retrofits | 530 | 1797 | Rate Constraint in lbs/MMBtu | FALSE | L | Annual | Rate | lb/MMBtu | 0.0373 | 0.0373 | 0.0373 | 0.0373 | 0.0373 | 0.0373 | 0.0373 | 0.0373
IL Fac. Spec. - NOX Rate Summer v3.1, Unit 792 and retrofits | 530 | 1797 | Rate Constraint in lbs/MMBtu | FALSE | L | Annual | Generation | TWh | 0.005691 | 0.005691 | 0.011289 | 0.011289 | 0.011289 | 0.011289 | 0.011289 | 0.011289
IL Fac. Spec. - NOX Rate Summer v3.1, Unit 792 and retrofits | 530 | 1797 | Rate Constraint in lbs/MMBtu | FALSE | L | Annual | Qualifying Generation | TWh | 0.005691 | 0.005691 | 0.011289 | 0.011289 | 0.011289 | 0.011289 | 0.011289 | 0.011289
IL Fac. Spec. - NOX Rate Summer v3.1, Unit 792 and retrofits | 530 | 1797 | Rate Constraint in lbs/MMBtu | FALSE | L | Annual | Rate | lb/MWh | 0.40799 | 0.40799 | 0.40799 | 0.40799 | 0.40799 | 0.40799 | 0.40799 | 0.40799
IL Fac. Spec. - NOX Rate Summer v3.1, Unit 792 and retrofits | 530 | 1797 | Rate Constraint in lbs/MMBtu | FALSE | L | Annual | Constraint Shadow Price | US2016$/Ton | 0 | 0 | 0 | 0 | 0 | 0 | 0 | 0
IL Fac. Spec. - NOX Rate Summer v3.1, Unit 793 and retrofits | 531 | 1797 | Rate Constraint in lbs/MMBtu | FALSE | L | Annual | Seasons Included | Seasons | Summer | Summer | Summer | Summer | Summer | Summer | Summer | Summer
IL Fac. Spec. - NOX Rate Summer v3.1, Unit 793 and retrofits | 531 | 1797 | Rate Constraint in lbs/MMBtu | FALSE | L | Annual | Standard NOX | lb/MMBtu | 0.25 | 0.25 | 0.25 | 0.25 | 0.25 | 0.25 | 0.25 | 0.25
IL Fac. Spec. - NOX Rate Summer v3.1, Unit 793 and retrofits | 531 | 1797 | Rate Constraint in lbs/MMBtu | FALSE | L | Annual | Emissions at Affected Plants NOX | Thousand Tons | 0.00099659 | 0.00099659 | 0.0019768 | 0.0019768 | 0.0019768 | 0.0019768 | 0.0019768 | 0.0019768
IL Fac. Spec. - NOX Rate Summer v3.1, Unit 793 and retrofits | 531 | 1797 | Rate Constraint in lbs/MMBtu | FALSE | L | Annual | Allowances Purchased NOX | Thousand Tons | 0 | 0 | 0 | 0 | 0 | 0 | 0 | 0
IL Fac. Spec. - NOX Rate Summer v3.1, Unit 793 and retrofits | 531 | 1797 | Rate Constraint in lbs/MMBtu | FALSE | L | Annual | Allowances Sold NOX | Thousand Tons | 0 | 0 | 0 | 0 | 0 | 0 | 0 | 0
IL Fac. Spec. - NOX Rate Summer v3.1, Unit 793 and retrofits | 531 | 1797 | Rate Constraint in lbs/MMBtu | FALSE | L | Annual | Allowances Banked | Thousand Tons | 0 | 0 | 0 | 0 | 0 | 0 | 0 | 0
IL Fac. Spec. - NOX Rate Summer v3.1, Unit 793 and retrofits | 531 | 1797 | Rate Constraint in lbs/MMBtu | FALSE | L | Annual | Allowances Withdrawn (1:1) | Thousand Tons | 0 | 0 | 0 | 0 | 0 | 0 | 0 | 0
IL Fac. Spec. - NOX Rate Summer v3.1, Unit 793 and retrofits | 531 | 1797 | Rate Constraint in lbs/MMBtu | FALSE | L | Annual | Allowances Withdrawn (n:1) | Thousand Tons | 0 | 0 | 0 | 0 | 0 | 0 | 0 | 0
IL Fac. Spec. - NOX Rate Summer v3.1, Unit 793 and retrofits | 531 | 1797 | Rate Constraint in lbs/MMBtu | FALSE | L | Annual | Net Emissions Allowance Position | Thousand Tons | 0.00099659 | 0.00099659 | 0.0019768 | 0.0019768 | 0.0019768 | 0.0019768 | 0.0019768 | 0.0019768
IL Fac. Spec. - NOX Rate Summer v3.1, Unit 793 and retrofits | 531 | 1797 | Rate Constraint in lbs/MMBtu | FALSE | L | Annual | Fuel Consumed | TBtu | 0.062248 | 0.062248 | 0.12348 | 0.12348 | 0.12348 | 0.12348 | 0.12348 | 0.12348
IL Fac. Spec. - NOX Rate Summer v3.1, Unit 793 and retrofits | 531 | 1797 | Rate Constraint in lbs/MMBtu | FALSE | L | Annual | Rate | lb/MMBtu | 0.03202 | 0.03202 | 0.03202 | 0.03202 | 0.03202 | 0.03202 | 0.03202 | 0.03202
IL Fac. Spec. - NOX Rate Summer v3.1, Unit 793 and retrofits | 531 | 1797 | Rate Constraint in lbs/MMBtu | FALSE | L | Annual | Generation | TWh | 0.005691 | 0.005691 | 0.011289 | 0.011289 | 0.011289 | 0.011289 | 0.011289 | 0.011289
IL Fac. Spec. - NOX Rate Summer v3.1, Unit 793 and retrofits | 531 | 1797 | Rate Constraint in lbs/MMBtu | FALSE | L | Annual | Qualifying Generation | TWh | 0.005691 | 0.005691 | 0.011289 | 0.011289 | 0.011289 | 0.011289 | 0.011289 | 0.011289
IL Fac. Spec. - NOX Rate Summer v3.1, Unit 793 and retrofits | 531 | 1797 | Rate Constraint in lbs/MMBtu | FALSE | L | Annual | Rate | lb/MWh | 0.35023 | 0.35023 | 0.35023 | 0.35023 | 0.35023 | 0.35023 | 0.35023 | 0.35023
IL Fac. Spec. - NOX Rate Summer v3.1, Unit 793 and retrofits | 531 | 1797 | Rate Constraint in lbs/MMBtu | FALSE | L | Annual | Constraint Shadow Price | US2016$/Ton | 0 | 0 | 0 | 0 | 0 | 0 | 0 | 0
IL Fac. Spec. - NOX Rate Summer v3.1, Unit 794 and retrofits | 532 | 1797 | Rate Constraint in lbs/MMBtu | FALSE | L | Annual | Seasons Included | Seasons | Summer | Summer | Summer | Summer | Summer | Summer | Summer | Summer
IL Fac. Spec. - NOX Rate Summer v3.1, Unit 794 and retrofits | 532 | 1797 | Rate Constraint in lbs/MMBtu | FALSE | L | Annual | Standard NOX | lb/MMBtu | 0.25 | 0.25 | 0.25 | 0.25 | 0.25 | 0.25 | 0.25 | 0.25
IL Fac. Spec. - NOX Rate Summer v3.1, Unit 794 and retrofits | 532 | 1797 | Rate Constraint in lbs/MMBtu | FALSE | L | Annual | Emissions at Affected Plants NOX | Thousand Tons | 0.00076752 | 0.00076752 | 0.0015225 | 0.0015225 | 0.0015225 | 0.0015225 | 0.0015225 | 0.0015225
IL Fac. Spec. - NOX Rate Summer v3.1, Unit 794 and retrofits | 532 | 1797 | Rate Constraint in lbs/MMBtu | FALSE | L | Annual | Allowances Purchased NOX | Thousand Tons | 0 | 0 | 0 | 0 | 0 | 0 | 0 | 0
IL Fac. Spec. - NOX Rate Summer v3.1, Unit 794 and retrofits | 532 | 1797 | Rate Constraint in lbs/MMBtu | FALSE | L | Annual | Allowances Sold NOX | Thousand Tons | 0 | 0 | 0 | 0 | 0 | 0 | 0 | 0
IL Fac. Spec. - NOX Rate Summer v3.1, Unit 794 and retrofits | 532 | 1797 | Rate Constraint in lbs/MMBtu | FALSE | L | Annual | Allowances Banked | Thousand Tons | 0 | 0 | 0 | 0 | 0 | 0 | 0 | 0
IL Fac. Spec. - NOX Rate Summer v3.1, Unit 794 and retrofits | 532 | 1797 | Rate Constraint in lbs/MMBtu | FALSE | L | Annual | Allowances Withdrawn (1:1) | Thousand Tons | 0 | 0 | 0 | 0 | 0 | 0 | 0 | 0
IL Fac. Spec. - NOX Rate Summer v3.1, Unit 794 and retrofits | 532 | 1797 | Rate Constraint in lbs/MMBtu | FALSE | L | Annual | Allowances Withdrawn (n:1) | Thousand Tons | 0 | 0 | 0 | 0 | 0 | 0 | 0 | 0
IL Fac. Spec. - NOX Rate Summer v3.1, Unit 794 and retrofits | 532 | 1797 | Rate Constraint in lbs/MMBtu | FALSE | L | Annual | Net Emissions Allowance Position | Thousand Tons | 0.00076752 | 0.00076752 | 0.0015225 | 0.0015225 | 0.0015225 | 0.0015225 | 0.0015225 | 0.0015225
IL Fac. Spec. - NOX Rate Summer v3.1, Unit 794 and retrofits | 532 | 1797 | Rate Constraint in lbs/MMBtu | FALSE | L | Annual | Fuel Consumed | TBtu | 0.062248 | 0.062248 | 0.12348 | 0.12348 | 0.12348 | 0.12348 | 0.12348 | 0.12348
IL Fac. Spec. - NOX Rate Summer v3.1, Unit 794 and retrofits | 532 | 1797 | Rate Constraint in lbs/MMBtu | FALSE | L | Annual | Rate | lb/MMBtu | 0.02466 | 0.02466 | 0.02466 | 0.02466 | 0.02466 | 0.02466 | 0.02466 | 0.02466
IL Fac. Spec. - NOX Rate Summer v3.1, Unit 794 and retrofits | 532 | 1797 | Rate Constraint in lbs/MMBtu | FALSE | L | Annual | Generation | TWh | 0.005691 | 0.005691 | 0.011289 | 0.011289 | 0.011289 | 0.011289 | 0.011289 | 0.011289
IL Fac. Spec. - NOX Rate Summer v3.1, Unit 794 and retrofits | 532 | 1797 | Rate Constraint in lbs/MMBtu | FALSE | L | Annual | Qualifying Generation | TWh | 0.005691 | 0.005691 | 0.011289 | 0.011289 | 0.011289 | 0.011289 | 0.011289 | 0.011289
IL Fac. Spec. - NOX Rate Summer v3.1, Unit 794 and retrofits | 532 | 1797 | Rate Constraint in lbs/MMBtu | FALSE | L | Annual | Rate | lb/MWh | 0.26973 | 0.26973 | 0.26973 | 0.26973 | 0.26973 | 0.26973 | 0.26973 | 0.26973
IL Fac. Spec. - NOX Rate Summer v3.1, Unit 794 and retrofits | 532 | 1797 | Rate Constraint in lbs/MMBtu | FALSE | L | Annual | Constraint Shadow Price | US2016$/Ton | 0 | 0 | 0 | 0 | 0 | 0 | 0 | 0
IL Fac. Spec. - NOX Rate Summer v3.1, Unit 795 and retrofits | 533 | 1797 | Rate Constraint in lbs/MMBtu | FALSE | L | Annual | Seasons Included | Seasons | Summer | Summer | Summer | Summer | Summer | Summer | Summer | Summer
IL Fac. Spec. - NOX Rate Summer v3.1, Unit 795 and retrofits | 533 | 1797 | Rate Constraint in lbs/MMBtu | FALSE | L | Annual | Standard NOX | lb/MMBtu | 0.25 | 0.25 | 0.25 | 0.25 | 0.25 | 0.25 | 0.25 | 0.25
IL Fac. Spec. - NOX Rate Summer v3.1, Unit 795 and retrofits | 533 | 1797 | Rate Constraint in lbs/MMBtu | FALSE | L | Annual | Emissions at Affected Plants NOX | Thousand Tons | 0 | 0 | 0.00092874 | 0.00092874 | 0.0020477 | 0.0013418 | 0.00092874 | 0
IL Fac. Spec. - NOX Rate Summer v3.1, Unit 795 and retrofits | 533 | 1797 | Rate Constraint in lbs/MMBtu | FALSE | L | Annual | Allowances Purchased NOX | Thousand Tons | 0 | 0 | 0 | 0 | 0 | 0 | 0 | 0
IL Fac. Spec. - NOX Rate Summer v3.1, Unit 795 and retrofits | 533 | 1797 | Rate Constraint in lbs/MMBtu | FALSE | L | Annual | Allowances Sold NOX | Thousand Tons | 0 | 0 | 0 | 0 | 0 | 0 | 0 | 0
IL Fac. Spec. - NOX Rate Summer v3.1, Unit 795 and retrofits | 533 | 1797 | Rate Constraint in lbs/MMBtu | FALSE | L | Annual | Allowances Banked | Thousand Tons | 0 | 0 | 0 | 0 | 0 | 0 | 0 | 0
IL Fac. Spec. - NOX Rate Summer v3.1, Unit 795 and retrofits | 533 | 1797 | Rate Constraint in lbs/MMBtu | FALSE | L | Annual | Allowances Withdrawn (1:1) | Thousand Tons | 0 | 0 | 0 | 0 | 0 | 0 | 0 | 0
IL Fac. Spec. - NOX Rate Summer v3.1, Unit 795 and retrofits | 533 | 1797 | Rate Constraint in lbs/MMBtu | FALSE | L | Annual | Allowances Withdrawn (n:1) | Thousand Tons | 0 | 0 | 0 | 0 | 0 | 0 | 0 | 0
IL Fac. Spec. - NOX Rate Summer v3.1, Unit 795 and retrofits | 533 | 1797 | Rate Constraint in lbs/MMBtu | FALSE | L | Annual | Net Emissions Allowance Position | Thousand Tons | 0 | 0 | 0.00092874 | 0.00092874 | 0.0020477 | 0.0013418 | 0.00092874 | 0
IL Fac. Spec. - NOX Rate Summer v3.1, Unit 795 and retrofits | 533 | 1797 | Rate Constraint in lbs/MMBtu | FALSE | L | Annual | Fuel Consumed | TBtu | 0 | 0 | 0.071773 | 0.071773 | 0.15825 | 0.10369 | 0.071773 | 0
IL Fac. Spec. - NOX Rate Summer v3.1, Unit 795 and retrofits | 533 | 1797 | Rate Constraint in lbs/MMBtu | FALSE | L | Annual | Rate | lb/MMBtu | 0 | 0 | 0.02588 | 0.02588 | 0.02588 | 0.02588 | 0.02588 | 0
IL Fac. Spec. - NOX Rate Summer v3.1, Unit 795 and retrofits | 533 | 1797 | Rate Constraint in lbs/MMBtu | FALSE | L | Annual | Generation | TWh | 0 | 0 | 0.0054713 | 0.0054713 | 0.012063 | 0.0079047 | 0.0054713 | 0
IL Fac. Spec. - NOX Rate Summer v3.1, Unit 795 and retrofits | 533 | 1797 | Rate Constraint in lbs/MMBtu | FALSE | L | Annual | Qualifying Generation | TWh | 0 | 0 | 0.0054713 | 0.0054713 | 0.012063 | 0.0079047 | 0.0054713 | 0
IL Fac. Spec. - NOX Rate Summer v3.1, Unit 795 and retrofits | 533 | 1797 | Rate Constraint in lbs/MMBtu | FALSE | L | Annual | Rate | lb/MWh | 0 | 0 | 0.33949 | 0.33949 | 0.33949 | 0.33949 | 0.33949 | 0
IL Fac. Spec. - NOX Rate Summer v3.1, Unit 795 and retrofits | 533 | 1797 | Rate Constraint in lbs/MMBtu | FALSE | L | Annual | Constraint Shadow Price | US2016$/Ton | 0 | 0 | 0 | 0 | 0 | 0 | 0 | 0
IL Fac. Spec. - NOX Rate Summer v3.1, Unit 796 and retrofits | 534 | 1797 | Rate Constraint in lbs/MMBtu | FALSE | L | Annual | Seasons Included | Seasons | Summer | Summer | Summer | Summer | Summer | Summer | Summer | Summer
IL Fac. Spec. - NOX Rate Summer v3.1, Unit 796 and retrofits | 534 | 1797 | Rate Constraint in lbs/MMBtu | FALSE | L | Annual | Standard NOX | lb/MMBtu | 0.25 | 0.25 | 0.25 | 0.25 | 0.25 | 0.25 | 0.25 | 0.25
IL Fac. Spec. - NOX Rate Summer v3.1, Unit 796 and retrofits | 534 | 1797 | Rate Constraint in lbs/MMBtu | FALSE | L | Annual | Emissions at Affected Plants NOX | Thousand Tons | 0 | 0 | 0.00080063 | 0 | 0.0017652 | 0.00080063 | 0.00080063 | 0
IL Fac. Spec. - NOX Rate Summer v3.1, Unit 796 and retrofits | 534 | 1797 | Rate Constraint in lbs/MMBtu | FALSE | L | Annual | Allowances Purchased NOX | Thousand Tons | 0 | 0 | 0 | 0 | 0 | 0 | 0 | 0
IL Fac. Spec. - NOX Rate Summer v3.1, Unit 796 and retrofits | 534 | 1797 | Rate Constraint in lbs/MMBtu | FALSE | L | Annual | Allowances Sold NOX | Thousand Tons | 0 | 0 | 0 | 0 | 0 | 0 | 0 | 0
IL Fac. Spec. - NOX Rate Summer v3.1, Unit 796 and retrofits | 534 | 1797 | Rate Constraint in lbs/MMBtu | FALSE | L | Annual | Allowances Banked | Thousand Tons | 0 | 0 | 0 | 0 | 0 | 0 | 0 | 0
IL Fac. Spec. - NOX Rate Summer v3.1, Unit 796 and retrofits | 534 | 1797 | Rate Constraint in lbs/MMBtu | FALSE | L | Annual | Allowances Withdrawn (1:1) | Thousand Tons | 0 | 0 | 0 | 0 | 0 | 0 | 0 | 0
IL Fac. Spec. - NOX Rate Summer v3.1, Unit 796 and retrofits | 534 | 1797 | Rate Constraint in lbs/MMBtu | FALSE | L | Annual | Allowances Withdrawn (n:1) | Thousand Tons | 0 | 0 | 0 | 0 | 0 | 0 | 0 | 0
IL Fac. Spec. - NOX Rate Summer v3.1, Unit 796 and retrofits | 534 | 1797 | Rate Constraint in lbs/MMBtu | FALSE | L | Annual | Net Emissions Allowance Position | Thousand Tons | 0 | 0 | 0.00080063 | 0 | 0.0017652 | 0.00080063 | 0.00080063 | 0
IL Fac. Spec. - NOX Rate Summer v3.1, Unit 796 and retrofits | 534 | 1797 | Rate Constraint in lbs/MMBtu | FALSE | L | Annual | Fuel Consumed | TBtu | 0 | 0 | 0.071773 | 0 | 0.15825 | 0.071773 | 0.071773 | 0
IL Fac. Spec. - NOX Rate Summer v3.1, Unit 796 and retrofits | 534 | 1797 | Rate Constraint in lbs/MMBtu | FALSE | L | Annual | Rate | lb/MMBtu | 0 | 0 | 0.02231 | 0 | 0.02231 | 0.02231 | 0.02231 | 0
IL Fac. Spec. - NOX Rate Summer v3.1, Unit 796 and retrofits | 534 | 1797 | Rate Constraint in lbs/MMBtu | FALSE | L | Annual | Generation | TWh | 0 | 0 | 0.0054713 | 0 | 0.012063 | 0.0054713 | 0.0054713 | 0
IL Fac. Spec. - NOX Rate Summer v3.1, Unit 796 and retrofits | 534 | 1797 | Rate Constraint in lbs/MMBtu | FALSE | L | Annual | Qualifying Generation | TWh | 0 | 0 | 0.0054713 | 0 | 0.012063 | 0.0054713 | 0.0054713 | 0
IL Fac. Spec. - NOX Rate Summer v3.1, Unit 796 and retrofits | 534 | 1797 | Rate Constraint in lbs/MMBtu | FALSE | L | Annual | Rate | lb/MWh | 0 | 0 | 0.29266 | 0 | 0.29266 | 0.29266 | 0.29266 | 0
IL Fac. Spec. - NOX Rate Summer v3.1, Unit 796 and retrofits | 534 | 1797 | Rate Constraint in lbs/MMBtu | FALSE | L | Annual | Constraint Shadow Price | US2016$/Ton | 0 | 0 | 0 | 0 | 0 | 0 | 0 | 0
IL Fac. Spec. - NOX Rate Summer v3.1, Unit 797 and retrofits | 535 | 1797 | Rate Constraint in lbs/MMBtu | FALSE | L | Annual | Seasons Included | Seasons | Summer | Summer | Summer | Summer | Summer | Summer | Summer | Summer
IL Fac. Spec. - NOX Rate Summer v3.1, Unit 797 and retrofits | 535 | 1797 | Rate Constraint in lbs/MMBtu | FALSE | L | Annual | Standard NOX | lb/MMBtu | 0.25 | 0.25 | 0.25 | 0.25 | 0.25 | 0.25 | 0.25 | 0.25
IL Fac. Spec. - NOX Rate Summer v3.1, Unit 797 and retrofits | 535 | 1797 | Rate Constraint in lbs/MMBtu | FALSE | L | Annual | Emissions at Affected Plants NOX | Thousand Tons | 0 | 0 | 0.00071809 | 0.00071809 | 0.00071809 | 0.00071809 | 0.00071809 | 0
IL Fac. Spec. - NOX Rate Summer v3.1, Unit 797 and retrofits | 535 | 1797 | Rate Constraint in lbs/MMBtu | FALSE | L | Annual | Allowances Purchased NOX | Thousand Tons | 0 | 0 | 0 | 0 | 0 | 0 | 0 | 0
IL Fac. Spec. - NOX Rate Summer v3.1, Unit 797 and retrofits | 535 | 1797 | Rate Constraint in lbs/MMBtu | FALSE | L | Annual | Allowances Sold NOX | Thousand Tons | 0 | 0 | 0 | 0 | 0 | 0 | 0 | 0
IL Fac. Spec. - NOX Rate Summer v3.1, Unit 797 and retrofits | 535 | 1797 | Rate Constraint in lbs/MMBtu | FALSE | L | Annual | Allowances Banked | Thousand Tons | 0 | 0 | 0 | 0 | 0 | 0 | 0 | 0
IL Fac. Spec. - NOX Rate Summer v3.1, Unit 797 and retrofits | 535 | 1797 | Rate Constraint in lbs/MMBtu | FALSE | L | Annual | Allowances Withdrawn (1:1) | Thousand Tons | 0 | 0 | 0 | 0 | 0 | 0 | 0 | 0
IL Fac. Spec. - NOX Rate Summer v3.1, Unit 797 and retrofits | 535 | 1797 | Rate Constraint in lbs/MMBtu | FALSE | L | Annual | Allowances Withdrawn (n:1) | Thousand Tons | 0 | 0 | 0 | 0 | 0 | 0 | 0 | 0
IL Fac. Spec. - NOX Rate Summer v3.1, Unit 797 and retrofits | 535 | 1797 | Rate Constraint in lbs/MMBtu | FALSE | L | Annual | Net Emissions Allowance Position | Thousand Tons | 0 | 0 | 0.00071809 | 0.00071809 | 0.00071809 | 0.00071809 | 0.00071809 | 0
IL Fac. Spec. - NOX Rate Summer v3.1, Unit 797 and retrofits | 535 | 1797 | Rate Constraint in lbs/MMBtu | FALSE | L | Annual | Fuel Consumed | TBtu | 0 | 0 | 0.071773 | 0.071773 | 0.071773 | 0.071773 | 0.071773 | 0
IL Fac. Spec. - NOX Rate Summer v3.1, Unit 797 and retrofits | 535 | 1797 | Rate Constraint in lbs/MMBtu | FALSE | L | Annual | Rate | lb/MMBtu | 0 | 0 | 0.02001 | 0.02001 | 0.02001 | 0.02001 | 0.02001 | 0
IL Fac. Spec. - NOX Rate Summer v3.1, Unit 797 and retrofits | 535 | 1797 | Rate Constraint in lbs/MMBtu | FALSE | L | Annual | Generation | TWh | 0 | 0 | 0.0054713 | 0.0054713 | 0.0054713 | 0.0054713 | 0.0054713 | 0
IL Fac. Spec. - NOX Rate Summer v3.1, Unit 797 and retrofits | 535 | 1797 | Rate Constraint in lbs/MMBtu | FALSE | L | Annual | Qualifying Generation | TWh | 0 | 0 | 0.0054713 | 0.0054713 | 0.0054713 | 0.0054713 | 0.0054713 | 0
IL Fac. Spec. - NOX Rate Summer v3.1, Unit 797 and retrofits | 535 | 1797 | Rate Constraint in lbs/MMBtu | FALSE | L | Annual | Rate | lb/MWh | 0 | 0 | 0.26249 | 0.26249 | 0.26249 | 0.26249 | 0.26249 | 0
IL Fac. Spec. - NOX Rate Summer v3.1, Unit 797 and retrofits | 535 | 1797 | Rate Constraint in lbs/MMBtu | FALSE | L | Annual | Constraint Shadow Price | US2016$/Ton | 0 | 0 | 0 | 0 | 0 | 0 | 0 | 0
IL Fac. Spec. - NOX Rate Summer v3.1, Unit 798 and retrofits | 536 | 1797 | Rate Constraint in lbs/MMBtu | FALSE | L | Annual | Seasons Included | Seasons | Summer | Summer | Summer | Summer | Summer | Summer | Summer | Summer
IL Fac. Spec. - NOX Rate Summer v3.1, Unit 798 and retrofits | 536 | 1797 | Rate Constraint in lbs/MMBtu | FALSE | L | Annual | Standard NOX | lb/MMBtu | 0.25 | 0.25 | 0.25 | 0.25 | 0.25 | 0.25 | 0.25 | 0.25
IL Fac. Spec. - NOX Rate Summer v3.1, Unit 798 and retrofits | 536 | 1797 | Rate Constraint in lbs/MMBtu | FALSE | L | Annual | Emissions at Affected Plants NOX | Thousand Tons | 0 | 0 | 0.00084046 | 0 | 0.0018531 | 0.00084046 | 0.00084046 | 0
IL Fac. Spec. - NOX Rate Summer v3.1, Unit 798 and retrofits | 536 | 1797 | Rate Constraint in lbs/MMBtu | FALSE | L | Annual | Allowances Purchased NOX | Thousand Tons | 0 | 0 | 0 | 0 | 0 | 0 | 0 | 0
IL Fac. Spec. - NOX Rate Summer v3.1, Unit 798 and retrofits | 536 | 1797 | Rate Constraint in lbs/MMBtu | FALSE | L | Annual | Allowances Sold NOX | Thousand Tons | 0 | 0 | 0 | 0 | 0 | 0 | 0 | 0
IL Fac. Spec. - NOX Rate Summer v3.1, Unit 798 and retrofits | 536 | 1797 | Rate Constraint in lbs/MMBtu | FALSE | L | Annual | Allowances Banked | Thousand Tons | 0 | 0 | 0 | 0 | 0 | 0 | 0 | 0
IL Fac. Spec. - NOX Rate Summer v3.1, Unit 798 and retrofits | 536 | 1797 | Rate Constraint in lbs/MMBtu | FALSE | L | Annual | Allowances Withdrawn (1:1) | Thousand Tons | 0 | 0 | 0 | 0 | 0 | 0 | 0 | 0
IL Fac. Spec. - NOX Rate Summer v3.1, Unit 798 and retrofits | 536 | 1797 | Rate Constraint in lbs/MMBtu | FALSE | L | Annual | Allowances Withdrawn (n:1) | Thousand Tons | 0 | 0 | 0 | 0 | 0 | 0 | 0 | 0
IL Fac. Spec. - NOX Rate Summer v3.1, Unit 798 and retrofits | 536 | 1797 | Rate Constraint in lbs/MMBtu | FALSE | L | Annual | Net Emissions Allowance Position | Thousand Tons | 0 | 0 | 0.00084046 | 0 | 0.0018531 | 0.00084046 | 0.00084046 | 0
IL Fac. Spec. - NOX Rate Summer v3.1, Unit 798 and retrofits | 536 | 1797 | Rate Constraint in lbs/MMBtu | FALSE | L | Annual | Fuel Consumed | TBtu | 0 | 0 | 0.071773 | 0 | 0.15825 | 0.071773 | 0.071773 | 0
IL Fac. Spec. - NOX Rate Summer v3.1, Unit 798 and retrofits | 536 | 1797 | Rate Constraint in lbs/MMBtu | FALSE | L | Annual | Rate | lb/MMBtu | 0 | 0 | 0.02342 | 0 | 0.02342 | 0.02342 | 0.02342 | 0
IL Fac. Spec. - NOX Rate Summer v3.1, Unit 798 and retrofits | 536 | 1797 | Rate Constraint in lbs/MMBtu | FALSE | L | Annual | Generation | TWh | 0 | 0 | 0.0054713 | 0 | 0.012063 | 0.0054713 | 0.0054713 | 0
IL Fac. Spec. - NOX Rate Summer v3.1, Unit 798 and retrofits | 536 | 1797 | Rate Constraint in lbs/MMBtu | FALSE | L | Annual | Qualifying Generation | TWh | 0 | 0 | 0.0054713 | 0 | 0.012063 | 0.0054713 | 0.0054713 | 0
IL Fac. Spec. - NOX Rate Summer v3.1, Unit 798 and retrofits | 536 | 1797 | Rate Constraint in lbs/MMBtu | FALSE | L | Annual | Rate | lb/MWh | 0 | 0 | 0.30722 | 0 | 0.30722 | 0.30722 | 0.30722 | 0
IL Fac. Spec. - NOX Rate Summer v3.1, Unit 798 and retrofits | 536 | 1797 | Rate Constraint in lbs/MMBtu | FALSE | L | Annual | Constraint Shadow Price | US2016$/Ton | 0 | 0 | 0 | 0 | 0 | 0 | 0 | 0
IL Fac. Spec. - NOX Rate Summer v3.1, Unit 799 and retrofits | 537 | 1797 | Rate Constraint in lbs/MMBtu | FALSE | L | Annual | Seasons Included | Seasons | Summer | Summer | Summer | Summer | Summer | Summer | Summer | Summer
IL Fac. Spec. - NOX Rate Summer v3.1, Unit 799 and retrofits | 537 | 1797 | Rate Constraint in lbs/MMBtu | FALSE | L | Annual | Standard NOX | lb/MMBtu | 0.25 | 0.25 | 0.25 | 0.25 | 0.25 | 0.25 | 0.25 | 0.25
IL Fac. Spec. - NOX Rate Summer v3.1, Unit 799 and retrofits | 537 | 1797 | Rate Constraint in lbs/MMBtu | FALSE | L | Annual | Emissions at Affected Plants NOX | Thousand Tons | 0 | 0 | 0.00082 | 0 | 0.0011914 | 0.00082 | 0.00082 | 0
IL Fac. Spec. - NOX Rate Summer v3.1, Unit 799 and retrofits | 537 | 1797 | Rate Constraint in lbs/MMBtu | FALSE | L | Annual | Allowances Purchased NOX | Thousand Tons | 0 | 0 | 0 | 0 | 0 | 0 | 0 | 0
IL Fac. Spec. - NOX Rate Summer v3.1, Unit 799 and retrofits | 537 | 1797 | Rate Constraint in lbs/MMBtu | FALSE | L | Annual | Allowances Sold NOX | Thousand Tons | 0 | 0 | 0 | 0 | 0 | 0 | 0 | 0
IL Fac. Spec. - NOX Rate Summer v3.1, Unit 799 and retrofits | 537 | 1797 | Rate Constraint in lbs/MMBtu | FALSE | L | Annual | Allowances Banked | Thousand Tons | 0 | 0 | 0 | 0 | 0 | 0 | 0 | 0
IL Fac. Spec. - NOX Rate Summer v3.1, Unit 799 and retrofits | 537 | 1797 | Rate Constraint in lbs/MMBtu | FALSE | L | Annual | Allowances Withdrawn (1:1) | Thousand Tons | 0 | 0 | 0 | 0 | 0 | 0 | 0 | 0
IL Fac. Spec. - NOX Rate Summer v3.1, Unit 799 and retrofits | 537 | 1797 | Rate Constraint in lbs/MMBtu | FALSE | L | Annual | Allowances Withdrawn (n:1) | Thousand Tons | 0 | 0 | 0 | 0 | 0 | 0 | 0 | 0
IL Fac. Spec. - NOX Rate Summer v3.1, Unit 799 and retrofits | 537 | 1797 | Rate Constraint in lbs/MMBtu | FALSE | L | Annual | Net Emissions Allowance Position | Thousand Tons | 0 | 0 | 0.00082 | 0 | 0.0011914 | 0.00082 | 0.00082 | 0
IL Fac. Spec. - NOX Rate Summer v3.1, Unit 799 and retrofits | 537 | 1797 | Rate Constraint in lbs/MMBtu | FALSE | L | Annual | Fuel Consumed | TBtu | 0 | 0 | 0.071773 | 0 | 0.10428 | 0.071773 | 0.071773 | 0
IL Fac. Spec. - NOX Rate Summer v3.1, Unit 799 and retrofits | 537 | 1797 | Rate Constraint in lbs/MMBtu | FALSE | L | Annual | Rate | lb/MMBtu | 0 | 0 | 0.02285 | 0 | 0.02285 | 0.02285 | 0.02285 | 0
IL Fac. Spec. - NOX Rate Summer v3.1, Unit 799 and retrofits | 537 | 1797 | Rate Constraint in lbs/MMBtu | FALSE | L | Annual | Generation | TWh | 0 | 0 | 0.0054713 | 0 | 0.0079492 | 0.0054713 | 0.0054713 | 0
IL Fac. Spec. - NOX Rate Summer v3.1, Unit 799 and retrofits | 537 | 1797 | Rate Constraint in lbs/MMBtu | FALSE | L | Annual | Qualifying Generation | TWh | 0 | 0 | 0.0054713 | 0 | 0.0079492 | 0.0054713 | 0.0054713 | 0
IL Fac. Spec. - NOX Rate Summer v3.1, Unit 799 and retrofits | 537 | 1797 | Rate Constraint in lbs/MMBtu | FALSE | L | Annual | Rate | lb/MWh | 0 | 0 | 0.29975 | 0 | 0.29975 | 0.29975 | 0.29975 | 0
IL Fac. Spec. - NOX Rate Summer v3.1, Unit 799 and retrofits | 537 | 1797 | Rate Constraint in lbs/MMBtu | FALSE | L | Annual | Constraint Shadow Price | US2016$/Ton | 0 | 0 | 0 | 0 | 0 | 0 | 0 | 0
IL Fac. Spec. - NOX Rate Summer v3.1, Unit 800 and retrofits | 538 | 1797 | Rate Constraint in lbs/MMBtu | FALSE | L | Annual | Seasons Included | Seasons | Summer | Summer | Summer | Summer | Summer | Summer | Summer | Summer
IL Fac. Spec. - NOX Rate Summer v3.1, Unit 800 and retrofits | 538 | 1797 | Rate Constraint in lbs/MMBtu | FALSE | L | Annual | Standard NOX | lb/MMBtu | 0.25 | 0.25 | 0.25 | 0.25 | 0.25 | 0.25 | 0.25 | 0.25
IL Fac. Spec. - NOX Rate Summer v3.1, Unit 800 and retrofits | 538 | 1797 | Rate Constraint in lbs/MMBtu | FALSE | L | Annual | Emissions at Affected Plants NOX | Thousand Tons | 0 | 0 | 0.00076869 | 0.0001872 | 0.0016948 | 0.00076869 | 0.00076869 | 0
IL Fac. Spec. - NOX Rate Summer v3.1, Unit 800 and retrofits | 538 | 1797 | Rate Constraint in lbs/MMBtu | FALSE | L | Annual | Allowances Purchased NOX | Thousand Tons | 0 | 0 | 0 | 0 | 0 | 0 | 0 | 0
IL Fac. Spec. - NOX Rate Summer v3.1, Unit 800 and retrofits | 538 | 1797 | Rate Constraint in lbs/MMBtu | FALSE | L | Annual | Allowances Sold NOX | Thousand Tons | 0 | 0 | 0 | 0 | 0 | 0 | 0 | 0
IL Fac. Spec. - NOX Rate Summer v3.1, Unit 800 and retrofits | 538 | 1797 | Rate Constraint in lbs/MMBtu | FALSE | L | Annual | Allowances Banked | Thousand Tons | 0 | 0 | 0 | 0 | 0 | 0 | 0 | 0
IL Fac. Spec. - NOX Rate Summer v3.1, Unit 800 and retrofits | 538 | 1797 | Rate Constraint in lbs/MMBtu | FALSE | L | Annual | Allowances Withdrawn (1:1) | Thousand Tons | 0 | 0 | 0 | 0 | 0 | 0 | 0 | 0
IL Fac. Spec. - NOX Rate Summer v3.1, Unit 800 and retrofits | 538 | 1797 | Rate Constraint in lbs/MMBtu | FALSE | L | Annual | Allowances Withdrawn (n:1) | Thousand Tons | 0 | 0 | 0 | 0 | 0 | 0 | 0 | 0
IL Fac. Spec. - NOX Rate Summer v3.1, Unit 800 and retrofits | 538 | 1797 | Rate Constraint in lbs/MMBtu | FALSE | L | Annual | Net Emissions Allowance Position | Thousand Tons | 0 | 0 | 0.00076869 | 0.0001872 | 0.0016948 | 0.00076869 | 0.00076869 | 0
IL Fac. Spec. - NOX Rate Summer v3.1, Unit 800 and retrofits | 538 | 1797 | Rate Constraint in lbs/MMBtu | FALSE | L | Annual | Fuel Consumed | TBtu | 0 | 0 | 0.071773 | 0.017479 | 0.15825 | 0.071773 | 0.071773 | 0
IL Fac. Spec. - NOX Rate Summer v3.1, Unit 800 and retrofits | 538 | 1797 | Rate Constraint in lbs/MMBtu | FALSE | L | Annual | Rate | lb/MMBtu | 0 | 0 | 0.02142 | 0.02142 | 0.02142 | 0.02142 | 0.02142 | 0
IL Fac. Spec. - NOX Rate Summer v3.1, Unit 800 and retrofits | 538 | 1797 | Rate Constraint in lbs/MMBtu | FALSE | L | Annual | Generation | TWh | 0 | 0 | 0.0054713 | 0.0013324 | 0.012063 | 0.0054713 | 0.0054713 | 0
IL Fac. Spec. - NOX Rate Summer v3.1, Unit 800 and retrofits | 538 | 1797 | Rate Constraint in lbs/MMBtu | FALSE | L | Annual | Qualifying Generation | TWh | 0 | 0 | 0.0054713 | 0.0013324 | 0.012063 | 0.0054713 | 0.0054713 | 0
IL Fac. Spec. - NOX Rate Summer v3.1, Unit 800 and retrofits | 538 | 1797 | Rate Constraint in lbs/MMBtu | FALSE | L | Annual | Rate | lb/MWh | 0 | 0 | 0.28099 | 0.28099 | 0.28099 | 0.28099 | 0.28099 | 0
IL Fac. Spec. - NOX Rate Summer v3.1, Unit 800 and retrofits | 538 | 1797 | Rate Constraint in lbs/MMBtu | FALSE | L | Annual | Constraint Shadow Price | US2016$/Ton | 0 | 0 | 0 | 0 | 0 | 0 | 0 | 0
IL Fac. Spec. - NOX Rate Summer v3.1, Unit 801 and retrofits | 539 | 1797 | Rate Constraint in lbs/MMBtu | FALSE | L | Annual | Seasons Included | Seasons | Summer | Summer | Summer | Summer | Summer | Summer | Summer | Summer
IL Fac. Spec. - NOX Rate Summer v3.1, Unit 801 and retrofits | 539 | 1797 | Rate Constraint in lbs/MMBtu | FALSE | L | Annual | Standard NOX | lb/MMBtu | 0.25 | 0.25 | 0.25 | 0.25 | 0.25 | 0.25 | 0.25 | 0.25
IL Fac. Spec. - NOX Rate Summer v3.1, Unit 801 and retrofits | 539 | 1797 | Rate Constraint in lbs/MMBtu | FALSE | L | Annual | Emissions at Affected Plants NOX | Thousand Tons | 0 | 0 | 0 | 0 | 0 | 0 | 0 | 0
IL Fac. Spec. - NOX Rate Summer v3.1, Unit 801 and retrofits | 539 | 1797 | Rate Constraint in lbs/MMBtu | FALSE | L | Annual | Allowances Purchased NOX | Thousand Tons | 0 | 0 | 0 | 0 | 0 | 0 | 0 | 0
IL Fac. Spec. - NOX Rate Summer v3.1, Unit 801 and retrofits | 539 | 1797 | Rate Constraint in lbs/MMBtu | FALSE | L | Annual | Allowances Sold NOX | Thousand Tons | 0 | 0 | 0 | 0 | 0 | 0 | 0 | 0
IL Fac. Spec. - NOX Rate Summer v3.1, Unit 801 and retrofits | 539 | 1797 | Rate Constraint in lbs/MMBtu | FALSE | L | Annual | Allowances Banked | Thousand Tons | 0 | 0 | 0 | 0 | 0 | 0 | 0 | 0
IL Fac. Spec. - NOX Rate Summer v3.1, Unit 801 and retrofits | 539 | 1797 | Rate Constraint in lbs/MMBtu | FALSE | L | Annual | Allowances Withdrawn (1:1) | Thousand Tons | 0 | 0 | 0 | 0 | 0 | 0 | 0 | 0
IL Fac. Spec. - NOX Rate Summer v3.1, Unit 801 and retrofits | 539 | 1797 | Rate Constraint in lbs/MMBtu | FALSE | L | Annual | Allowances Withdrawn (n:1) | Thousand Tons | 0 | 0 | 0 | 0 | 0 | 0 | 0 | 0
IL Fac. Spec. - NOX Rate Summer v3.1, Unit 801 and retrofits | 539 | 1797 | Rate Constraint in lbs/MMBtu | FALSE | L | Annual | Net Emissions Allowance Position | Thousand Tons | 0 | 0 | 0 | 0 | 0 | 0 | 0 | 0
IL Fac. Spec. - NOX Rate Summer v3.1, Unit 801 and retrofits | 539 | 1797 | Rate Constraint in lbs/MMBtu | FALSE | L | Annual | Fuel Consumed | TBtu | 0 | 0 | 0 | 0 | 0 | 0 | 0 | 0
IL Fac. Spec. - NOX Rate Summer v3.1, Unit 801 and retrofits | 539 | 1797 | Rate Constraint in lbs/MMBtu | FALSE | L | Annual | Rate | lb/MMBtu | 0 | 0 | 0 | 0 | 0 | 0 | 0 | 0
IL Fac. Spec. - NOX Rate Summer v3.1, Unit 801 and retrofits | 539 | 1797 | Rate Constraint in lbs/MMBtu | FALSE | L | Annual | Generation | TWh | 0 | 0 | 0 | 0 | 0 | 0 | 0 | 0
IL Fac. Spec. - NOX Rate Summer v3.1, Unit 801 and retrofits | 539 | 1797 | Rate Constraint in lbs/MMBtu | FALSE | L | Annual | Qualifying Generation | TWh | 0 | 0 | 0 | 0 | 0 | 0 | 0 | 0
IL Fac. Spec. - NOX Rate Summer v3.1, Unit 801 and retrofits | 539 | 1797 | Rate Constraint in lbs/MMBtu | FALSE | L | Annual | Rate | lb/MWh | 0 | 0 | 0 | 0 | 0 | 0 | 0 | 0
IL Fac. Spec. - NOX Rate Summer v3.1, Unit 801 and retrofits | 539 | 1797 | Rate Constraint in lbs/MMBtu | FALSE | L | Annual | Constraint Shadow Price | US2016$/Ton | 0 | 0 | 0 | 0 | 0 | 0 | 0 | 0
IL Fac. Spec. - NOX Rate Summer v3.1, Unit 802 and retrofits | 540 | 1797 | Rate Constraint in lbs/MMBtu | FALSE | L | Annual | Seasons Included | Seasons | Summer | Summer | Summer | Summer | Summer | Summer | Summer | Summer
IL Fac. Spec. - NOX Rate Summer v3.1, Unit 802 and retrofits | 540 | 1797 | Rate Constraint in lbs/MMBtu | FALSE | L | Annual | Standard NOX | lb/MMBtu | 0.25 | 0.25 | 0.25 | 0.25 | 0.25 | 0.25 | 0.25 | 0.25
IL Fac. Spec. - NOX Rate Summer v3.1, Unit 802 and retrofits | 540 | 1797 | Rate Constraint in lbs/MMBtu | FALSE | L | Annual | Emissions at Affected Plants NOX | Thousand Tons | 0 | 0 | 0 | 0 | 0 | 0 | 0 | 0
IL Fac. Spec. - NOX Rate Summer v3.1, Unit 802 and retrofits | 540 | 1797 | Rate Constraint in lbs/MMBtu | FALSE | L | Annual | Allowances Purchased NOX | Thousand Tons | 0 | 0 | 0 | 0 | 0 | 0 | 0 | 0
IL Fac. Spec. - NOX Rate Summer v3.1, Unit 802 and retrofits | 540 | 1797 | Rate Constraint in lbs/MMBtu | FALSE | L | Annual | Allowances Sold NOX | Thousand Tons | 0 | 0 | 0 | 0 | 0 | 0 | 0 | 0
IL Fac. Spec. - NOX Rate Summer v3.1, Unit 802 and retrofits | 540 | 1797 | Rate Constraint in lbs/MMBtu | FALSE | L | Annual | Allowances Banked | Thousand Tons | 0 | 0 | 0 | 0 | 0 | 0 | 0 | 0
IL Fac. Spec. - NOX Rate Summer v3.1, Unit 802 and retrofits | 540 | 1797 | Rate Constraint in lbs/MMBtu | FALSE | L | Annual | Allowances Withdrawn (1:1) | Thousand Tons | 0 | 0 | 0 | 0 | 0 | 0 | 0 | 0
IL Fac. Spec. - NOX Rate Summer v3.1, Unit 802 and retrofits | 540 | 1797 | Rate Constraint in lbs/MMBtu | FALSE | L | Annual | Allowances Withdrawn (n:1) | Thousand Tons | 0 | 0 | 0 | 0 | 0 | 0 | 0 | 0
IL Fac. Spec. - NOX Rate Summer v3.1, Unit 802 and retrofits | 540 | 1797 | Rate Constraint in lbs/MMBtu | FALSE | L | Annual | Net Emissions Allowance Position | Thousand Tons | 0 | 0 | 0 | 0 | 0 | 0 | 0 | 0
IL Fac. Spec. - NOX Rate Summer v3.1, Unit 802 and retrofits | 540 | 1797 | Rate Constraint in lbs/MMBtu | FALSE | L | Annual | Fuel Consumed | TBtu | 0 | 0 | 0 | 0 | 0 | 0 | 0 | 0
IL Fac. Spec. - NOX Rate Summer v3.1, Unit 802 and retrofits | 540 | 1797 | Rate Constraint in lbs/MMBtu | FALSE | L | Annual | Rate | lb/MMBtu | 0 | 0 | 0 | 0 | 0 | 0 | 0 | 0
IL Fac. Spec. - NOX Rate Summer v3.1, Unit 802 and retrofits | 540 | 1797 | Rate Constraint in lbs/MMBtu | FALSE | L | Annual | Generation | TWh | 0 | 0 | 0 | 0 | 0 | 0 | 0 | 0
IL Fac. Spec. - NOX Rate Summer v3.1, Unit 802 and retrofits | 540 | 1797 | Rate Constraint in lbs/MMBtu | FALSE | L | Annual | Qualifying Generation | TWh | 0 | 0 | 0 | 0 | 0 | 0 | 0 | 0
IL Fac. Spec. - NOX Rate Summer v3.1, Unit 802 and retrofits | 540 | 1797 | Rate Constraint in lbs/MMBtu | FALSE | L | Annual | Rate | lb/MWh | 0 | 0 | 0 | 0 | 0 | 0 | 0 | 0
IL Fac. Spec. - NOX Rate Summer v3.1, Unit 802 and retrofits | 540 | 1797 | Rate Constraint in lbs/MMBtu | FALSE | L | Annual | Constraint Shadow Price | US2016$/Ton | 0 | 0 | 0 | 0 | 0 | 0 | 0 | 0
IL Fac. Spec. - NOX Rate Summer v3.1, Unit 803 and retrofits | 541 | 1797 | Rate Constraint in lbs/MMBtu | FALSE | L | Annual | Seasons Included | Seasons | Summer | Summer | Summer | Summer | Summer | Summer | Summer | Summer
IL Fac. Spec. - NOX Rate Summer v3.1, Unit 803 and retrofits | 541 | 1797 | Rate Constraint in lbs/MMBtu | FALSE | L | Annual | Standard NOX | lb/MMBtu | 0.25 | 0.25 | 0.25 | 0.25 | 0.25 | 0.25 | 0.25 | 0.25
IL Fac. Spec. - NOX Rate Summer v3.1, Unit 803 and retrofits | 541 | 1797 | Rate Constraint in lbs/MMBtu | FALSE | L | Annual | Emissions at Affected Plants NOX | Thousand Tons | 0 | 0 | 0 | 0 | 0 | 0 | 0 | 0
IL Fac. Spec. - NOX Rate Summer v3.1, Unit 803 and retrofits | 541 | 1797 | Rate Constraint in lbs/MMBtu | FALSE | L | Annual | Allowances Purchased NOX | Thousand Tons | 0 | 0 | 0 | 0 | 0 | 0 | 0 | 0
IL Fac. Spec. - NOX Rate Summer v3.1, Unit 803 and retrofits | 541 | 1797 | Rate Constraint in lbs/MMBtu | FALSE | L | Annual | Allowances Sold NOX | Thousand Tons | 0 | 0 | 0 | 0 | 0 | 0 | 0 | 0
IL Fac. Spec. - NOX Rate Summer v3.1, Unit 803 and retrofits | 541 | 1797 | Rate Constraint in lbs/MMBtu | FALSE | L | Annual | Allowances Banked | Thousand Tons | 0 | 0 | 0 | 0 | 0 | 0 | 0 | 0
IL Fac. Spec. - NOX Rate Summer v3.1, Unit 803 and retrofits | 541 | 1797 | Rate Constraint in lbs/MMBtu | FALSE | L | Annual | Allowances Withdrawn (1:1) | Thousand Tons | 0 | 0 | 0 | 0 | 0 | 0 | 0 | 0
IL Fac. Spec. - NOX Rate Summer v3.1, Unit 803 and retrofits | 541 | 1797 | Rate Constraint in lbs/MMBtu | FALSE | L | Annual | Allowances Withdrawn (n:1) | Thousand Tons | 0 | 0 | 0 | 0 | 0 | 0 | 0 | 0
IL Fac. Spec. - NOX Rate Summer v3.1, Unit 803 and retrofits | 541 | 1797 | Rate Constraint in lbs/MMBtu | FALSE | L | Annual | Net Emissions Allowance Position | Thousand Tons | 0 | 0 | 0 | 0 | 0 | 0 | 0 | 0
IL Fac. Spec. - NOX Rate Summer v3.1, Unit 803 and retrofits | 541 | 1797 | Rate Constraint in lbs/MMBtu | FALSE | L | Annual | Fuel Consumed | TBtu | 0 | 0 | 0 | 0 | 0 | 0 | 0 | 0
IL Fac. Spec. - NOX Rate Summer v3.1, Unit 803 and retrofits | 541 | 1797 | Rate Constraint in lbs/MMBtu | FALSE | L | Annual | Rate | lb/MMBtu | 0 | 0 | 0 | 0 | 0 | 0 | 0 | 0
IL Fac. Spec. - NOX Rate Summer v3.1, Unit 803 and retrofits | 541 | 1797 | Rate Constraint in lbs/MMBtu | FALSE | L | Annual | Generation | TWh | 0 | 0 | 0 | 0 | 0 | 0 | 0 | 0
IL Fac. Spec. - NOX Rate Summer v3.1, Unit 803 and retrofits | 541 | 1797 | Rate Constraint in lbs/MMBtu | FALSE | L | Annual | Qualifying Generation | TWh | 0 | 0 | 0 | 0 | 0 | 0 | 0 | 0
IL Fac. Spec. - NOX Rate Summer v3.1, Unit 803 and retrofits | 541 | 1797 | Rate Constraint in lbs/MMBtu | FALSE | L | Annual | Rate | lb/MWh | 0 | 0 | 0 | 0 | 0 | 0 | 0 | 0
IL Fac. Spec. - NOX Rate Summer v3.1, Unit 803 and retrofits | 541 | 1797 | Rate Constraint in lbs/MMBtu | FALSE | L | Annual | Constraint Shadow Price | US2016$/Ton | 0 | 0 | 0 | 0 | 0 | 0 | 0 | 0
IL Fac. Spec. - NOX Rate Summer v3.1, Unit 804 and retrofits | 542 | 1797 | Rate Constraint in lbs/MMBtu | FALSE | L | Annual | Seasons Included | Seasons | Summer | Summer | Summer | Summer | Summer | Summer | Summer | Summer
IL Fac. Spec. - NOX Rate Summer v3.1, Unit 804 and retrofits | 542 | 1797 | Rate Constraint in lbs/MMBtu | FALSE | L | Annual | Standard NOX | lb/MMBtu | 0.25 | 0.25 | 0.25 | 0.25 | 0.25 | 0.25 | 0.25 | 0.25
IL Fac. Spec. - NOX Rate Summer v3.1, Unit 804 and retrofits | 542 | 1797 | Rate Constraint in lbs/MMBtu | FALSE | L | Annual | Emissions at Affected Plants NOX | Thousand Tons | 0 | 0 | 0 | 0 | 0 | 0 | 0 | 0
IL Fac. Spec. - NOX Rate Summer v3.1, Unit 804 and retrofits | 542 | 1797 | Rate Constraint in lbs/MMBtu | FALSE | L | Annual | Allowances Purchased NOX | Thousand Tons | 0 | 0 | 0 | 0 | 0 | 0 | 0 | 0
IL Fac. Spec. - NOX Rate Summer v3.1, Unit 804 and retrofits | 542 | 1797 | Rate Constraint in lbs/MMBtu | FALSE | L | Annual | Allowances Sold NOX | Thousand Tons | 0 | 0 | 0 | 0 | 0 | 0 | 0 | 0
IL Fac. Spec. - NOX Rate Summer v3.1, Unit 804 and retrofits | 542 | 1797 | Rate Constraint in lbs/MMBtu | FALSE | L | Annual | Allowances Banked | Thousand Tons | 0 | 0 | 0 | 0 | 0 | 0 | 0 | 0
IL Fac. Spec. - NOX Rate Summer v3.1, Unit 804 and retrofits | 542 | 1797 | Rate Constraint in lbs/MMBtu | FALSE | L | Annual | Allowances Withdrawn (1:1) | Thousand Tons | 0 | 0 | 0 | 0 | 0 | 0 | 0 | 0
IL Fac. Spec. - NOX Rate Summer v3.1, Unit 804 and retrofits | 542 | 1797 | Rate Constraint in lbs/MMBtu | FALSE | L | Annual | Allowances Withdrawn (n:1) | Thousand Tons | 0 | 0 | 0 | 0 | 0 | 0 | 0 | 0
IL Fac. Spec. - NOX Rate Summer v3.1, Unit 804 and retrofits | 542 | 1797 | Rate Constraint in lbs/MMBtu | FALSE | L | Annual | Net Emissions Allowance Position | Thousand Tons | 0 | 0 | 0 | 0 | 0 | 0 | 0 | 0
IL Fac. Spec. - NOX Rate Summer v3.1, Unit 804 and retrofits | 542 | 1797 | Rate Constraint in lbs/MMBtu | FALSE | L | Annual | Fuel Consumed | TBtu | 0 | 0 | 0 | 0 | 0 | 0 | 0 | 0
IL Fac. Spec. - NOX Rate Summer v3.1, Unit 804 and retrofits | 542 | 1797 | Rate Constraint in lbs/MMBtu | FALSE | L | Annual | Rate | lb/MMBtu | 0 | 0 | 0 | 0 | 0 | 0 | 0 | 0
IL Fac. Spec. - NOX Rate Summer v3.1, Unit 804 and retrofits | 542 | 1797 | Rate Constraint in lbs/MMBtu | FALSE | L | Annual | Generation | TWh | 0 | 0 | 0 | 0 | 0 | 0 | 0 | 0
IL Fac. Spec. - NOX Rate Summer v3.1, Unit 804 and retrofits | 542 | 1797 | Rate Constraint in lbs/MMBtu | FALSE | L | Annual | Qualifying Generation | TWh | 0 | 0 | 0 | 0 | 0 | 0 | 0 | 0
IL Fac. Spec. - NOX Rate Summer v3.1, Unit 804 and retrofits | 542 | 1797 | Rate Constraint in lbs/MMBtu | FALSE | L | Annual | Rate | lb/MWh | 0 | 0 | 0 | 0 | 0 | 0 | 0 | 0
IL Fac. Spec. - NOX Rate Summer v3.1, Unit 804 and retrofits | 542 | 1797 | Rate Constraint in lbs/MMBtu | FALSE | L | Annual | Constraint Shadow Price | US2016$/Ton | 0 | 0 | 0 | 0 | 0 | 0 | 0 | 0
IL Fac. Spec. - NOX Rate Summer v3.1, Unit 805 and retrofits | 543 | 1797 | Rate Constraint in lbs/MMBtu | FALSE | L | Annual | Seasons Included | Seasons | Summer | Summer | Summer | Summer | Summer | Summer | Summer | Summer
IL Fac. Spec. - NOX Rate Summer v3.1, Unit 805 and retrofits | 543 | 1797 | Rate Constraint in lbs/MMBtu | FALSE | L | Annual | Standard NOX | lb/MMBtu | 0.25 | 0.25 | 0.25 | 0.25 | 0.25 | 0.25 | 0.25 | 0.25
IL Fac. Spec. - NOX Rate Summer v3.1, Unit 805 and retrofits | 543 | 1797 | Rate Constraint in lbs/MMBtu | FALSE | L | Annual | Emissions at Affected Plants NOX | Thousand Tons | 0.0027393 | 0.0054336 | 0.0054336 | 0.0054336 | 0.0054336 | 0.0054336 | 0.0054336 | 0.0054336
IL Fac. Spec. - NOX Rate Summer v3.1, Unit 805 and retrofits | 543 | 1797 | Rate Constraint in lbs/MMBtu | FALSE | L | Annual | Allowances Purchased NOX | Thousand Tons | 0 | 0 | 0 | 0 | 0 | 0 | 0 | 0
IL Fac. Spec. - NOX Rate Summer v3.1, Unit 805 and retrofits | 543 | 1797 | Rate Constraint in lbs/MMBtu | FALSE | L | Annual | Allowances Sold NOX | Thousand Tons | 0 | 0 | 0 | 0 | 0 | 0 | 0 | 0
IL Fac. Spec. - NOX Rate Summer v3.1, Unit 805 and retrofits | 543 | 1797 | Rate Constraint in lbs/MMBtu | FALSE | L | Annual | Allowances Banked | Thousand Tons | 0 | 0 | 0 | 0 | 0 | 0 | 0 | 0
IL Fac. Spec. - NOX Rate Summer v3.1, Unit 805 and retrofits | 543 | 1797 | Rate Constraint in lbs/MMBtu | FALSE | L | Annual | Allowances Withdrawn (1:1) | Thousand Tons | 0 | 0 | 0 | 0 | 0 | 0 | 0 | 0
IL Fac. Spec. - NOX Rate Summer v3.1, Unit 805 and retrofits | 543 | 1797 | Rate Constraint in lbs/MMBtu | FALSE | L | Annual | Allowances Withdrawn (n:1) | Thousand Tons | 0 | 0 | 0 | 0 | 0 | 0 | 0 | 0
IL Fac. Spec. - NOX Rate Summer v3.1, Unit 805 and retrofits | 543 | 1797 | Rate Constraint in lbs/MMBtu | FALSE | L | Annual | Net Emissions Allowance Position | Thousand Tons | 0.0027393 | 0.0054336 | 0.0054336 | 0.0054336 | 0.0054336 | 0.0054336 | 0.0054336 | 0.0054336
IL Fac. Spec. - NOX Rate Summer v3.1, Unit 805 and retrofits | 543 | 1797 | Rate Constraint in lbs/MMBtu | FALSE | L | Annual | Fuel Consumed | TBtu | 0.07338 | 0.14556 | 0.14556 | 0.14556 | 0.14556 | 0.14556 | 0.14556 | 0.14556
IL Fac. Spec. - NOX Rate Summer v3.1, Unit 805 and retrofits | 543 | 1797 | Rate Constraint in lbs/MMBtu | FALSE | L | Annual | Rate | lb/MMBtu | 0.07466 | 0.07466 | 0.07466 | 0.07466 | 0.07466 | 0.07466 | 0.07466 | 0.07466
IL Fac. Spec. - NOX Rate Summer v3.1, Unit 805 and retrofits | 543 | 1797 | Rate Constraint in lbs/MMBtu | FALSE | L | Annual | Generation | TWh | 0.0068292 | 0.013546 | 0.013546 | 0.013546 | 0.013546 | 0.013546 | 0.013546 | 0.013546
IL Fac. Spec. - NOX Rate Summer v3.1, Unit 805 and retrofits | 543 | 1797 | Rate Constraint in lbs/MMBtu | FALSE | L | Annual | Qualifying Generation | TWh | 0.0068292 | 0.013546 | 0.013546 | 0.013546 | 0.013546 | 0.013546 | 0.013546 | 0.013546
IL Fac. Spec. - NOX Rate Summer v3.1, Unit 805 and retrofits | 543 | 1797 | Rate Constraint in lbs/MMBtu | FALSE | L | Annual | Rate | lb/MWh | 0.80222 | 0.80222 | 0.80222 | 0.80222 | 0.80222 | 0.80222 | 0.80222 | 0.80222
IL Fac. Spec. - NOX Rate Summer v3.1, Unit 805 and retrofits | 543 | 1797 | Rate Constraint in lbs/MMBtu | FALSE | L | Annual | Constraint Shadow Price | US2016$/Ton | 0 | 0 | 0 | 0 | 0 | 0 | 0 | 0
IL Fac. Spec. - NOX Rate Summer v3.1, Unit 806 and retrofits | 544 | 1797 | Rate Constraint in lbs/MMBtu | FALSE | L | Annual | Seasons Included | Seasons | Summer | Summer | Summer | Summer | Summer | Summer | Summer | Summer
IL Fac. Spec. - NOX Rate Summer v3.1, Unit 806 and retrofits | 544 | 1797 | Rate Constraint in lbs/MMBtu | FALSE | L | Annual | Standard NOX | lb/MMBtu | 0.25 | 0.25 | 0.25 | 0.25 | 0.25 | 0.25 | 0.25 | 0.25
IL Fac. Spec. - NOX Rate Summer v3.1, Unit 806 and retrofits | 544 | 1797 | Rate Constraint in lbs/MMBtu | FALSE | L | Annual | Emissions at Affected Plants NOX | Thousand Tons | 0.0027213 | 0.005398 | 0.005398 | 0.005398 | 0.005398 | 0.005398 | 0.005398 | 0.005398
IL Fac. Spec. - NOX Rate Summer v3.1, Unit 806 and retrofits | 544 | 1797 | Rate Constraint in lbs/MMBtu | FALSE | L | Annual | Allowances Purchased NOX | Thousand Tons | 0 | 0 | 0 | 0 | 0 | 0 | 0 | 0
IL Fac. Spec. - NOX Rate Summer v3.1, Unit 806 and retrofits | 544 | 1797 | Rate Constraint in lbs/MMBtu | FALSE | L | Annual | Allowances Sold NOX | Thousand Tons | 0 | 0 | 0 | 0 | 0 | 0 | 0 | 0
IL Fac. Spec. - NOX Rate Summer v3.1, Unit 806 and retrofits | 544 | 1797 | Rate Constraint in lbs/MMBtu | FALSE | L | Annual | Allowances Banked | Thousand Tons | 0 | 0 | 0 | 0 | 0 | 0 | 0 | 0
IL Fac. Spec. - NOX Rate Summer v3.1, Unit 806 and retrofits | 544 | 1797 | Rate Constraint in lbs/MMBtu | FALSE | L | Annual | Allowances Withdrawn (1:1) | Thousand Tons | 0 | 0 | 0 | 0 | 0 | 0 | 0 | 0
IL Fac. Spec. - NOX Rate Summer v3.1, Unit 806 and retrofits | 544 | 1797 | Rate Constraint in lbs/MMBtu | FALSE | L | Annual | Allowances Withdrawn (n:1) | Thousand Tons | 0 | 0 | 0 | 0 | 0 | 0 | 0 | 0
IL Fac. Spec. - NOX Rate Summer v3.1, Unit 806 and retrofits | 544 | 1797 | Rate Constraint in lbs/MMBtu | FALSE | L | Annual | Net Emissions Allowance Position | Thousand Tons | 0.0027213 | 0.005398 | 0.005398 | 0.005398 | 0.005398 | 0.005398 | 0.005398 | 0.005398
IL Fac. Spec. - NOX Rate Summer v3.1, Unit 806 and retrofits | 544 | 1797 | Rate Constraint in lbs/MMBtu | FALSE | L | Annual | Fuel Consumed | TBtu | 0.07338 | 0.14556 | 0.14556 | 0.14556 | 0.14556 | 0.14556 | 0.14556 | 0.14556
IL Fac. Spec. - NOX Rate Summer v3.1, Unit 806 and retrofits | 544 | 1797 | Rate Constraint in lbs/MMBtu | FALSE | L | Annual | Rate | lb/MMBtu | 0.07417 | 0.07417 | 0.07417 | 0.07417 | 0.07417 | 0.07417 | 0.07417 | 0.07417
IL Fac. Spec. - NOX Rate Summer v3.1, Unit 806 and retrofits | 544 | 1797 | Rate Constraint in lbs/MMBtu | FALSE | L | Annual | Generation | TWh | 0.0068292 | 0.013546 | 0.013546 | 0.013546 | 0.013546 | 0.013546 | 0.013546 | 0.013546
IL Fac. Spec. - NOX Rate Summer v3.1, Unit 806 and retrofits | 544 | 1797 | Rate Constraint in lbs/MMBtu | FALSE | L | Annual | Qualifying Generation | TWh | 0.0068292 | 0.013546 | 0.013546 | 0.013546 | 0.013546 | 0.013546 | 0.013546 | 0.013546
IL Fac. Spec. - NOX Rate Summer v3.1, Unit 806 and retrofits | 544 | 1797 | Rate Constraint in lbs/MMBtu | FALSE | L | Annual | Rate | lb/MWh | 0.79696 | 0.79696 | 0.79696 | 0.79696 | 0.79696 | 0.79696 | 0.79696 | 0.79696
IL Fac. Spec. - NOX Rate Summer v3.1, Unit 806 and retrofits | 544 | 1797 | Rate Constraint in lbs/MMBtu | FALSE | L | Annual | Constraint Shadow Price | US2016$/Ton | 0 | 0 | 0 | 0 | 0 | 0 | 0 | 0
IL Fac. Spec. - NOX Rate Summer v3.1, Unit 807 and retrofits | 545 | 1797 | Rate Constraint in lbs/MMBtu | FALSE | L | Annual | Seasons Included | Seasons | Summer | Summer | Summer | Summer | Summer | Summer | Summer | Summer
IL Fac. Spec. - NOX Rate Summer v3.1, Unit 807 and retrofits | 545 | 1797 | Rate Constraint in lbs/MMBtu | FALSE | L | Annual | Standard NOX | lb/MMBtu | 0.25 | 0.25 | 0.25 | 0.25 | 0.25 | 0.25 | 0.25 | 0.25
IL Fac. Spec. - NOX Rate Summer v3.1, Unit 807 and retrofits | 545 | 1797 | Rate Constraint in lbs/MMBtu | FALSE | L | Annual | Emissions at Affected Plants NOX | Thousand Tons | 0.0027272 | 0.0054096 | 0.0054096 | 0.0054096 | 0.0054096 | 0.0054096 | 0.0054096 | 0.0054096
IL Fac. Spec. - NOX Rate Summer v3.1, Unit 807 and retrofits | 545 | 1797 | Rate Constraint in lbs/MMBtu | FALSE | L | Annual | Allowances Purchased NOX | Thousand Tons | 0 | 0 | 0 | 0 | 0 | 0 | 0 | 0
IL Fac. Spec. - NOX Rate Summer v3.1, Unit 807 and retrofits | 545 | 1797 | Rate Constraint in lbs/MMBtu | FALSE | L | Annual | Allowances Sold NOX | Thousand Tons | 0 | 0 | 0 | 0 | 0 | 0 | 0 | 0
IL Fac. Spec. - NOX Rate Summer v3.1, Unit 807 and retrofits | 545 | 1797 | Rate Constraint in lbs/MMBtu | FALSE | L | Annual | Allowances Banked | Thousand Tons | 0 | 0 | 0 | 0 | 0 | 0 | 0 | 0
IL Fac. Spec. - NOX Rate Summer v3.1, Unit 807 and retrofits | 545 | 1797 | Rate Constraint in lbs/MMBtu | FALSE | L | Annual | Allowances Withdrawn (1:1) | Thousand Tons | 0 | 0 | 0 | 0 | 0 | 0 | 0 | 0
IL Fac. Spec. - NOX Rate Summer v3.1, Unit 807 and retrofits | 545 | 1797 | Rate Constraint in lbs/MMBtu | FALSE | L | Annual | Allowances Withdrawn (n:1) | Thousand Tons | 0 | 0 | 0 | 0 | 0 | 0 | 0 | 0
IL Fac. Spec. - NOX Rate Summer v3.1, Unit 807 and retrofits | 545 | 1797 | Rate Constraint in lbs/MMBtu | FALSE | L | Annual | Net Emissions Allowance Position | Thousand Tons | 0.0027272 | 0.0054096 | 0.0054096 | 0.0054096 | 0.0054096 | 0.0054096 | 0.0054096 | 0.0054096
IL Fac. Spec. - NOX Rate Summer v3.1, Unit 807 and retrofits | 545 | 1797 | Rate Constraint in lbs/MMBtu | FALSE | L | Annual | Fuel Consumed | TBtu | 0.07338 | 0.14556 | 0.14556 | 0.14556 | 0.14556 | 0.14556 | 0.14556 | 0.14556
IL Fac. Spec. - NOX Rate Summer v3.1, Unit 807 and retrofits | 545 | 1797 | Rate Constraint in lbs/MMBtu | FALSE | L | Annual | Rate | lb/MMBtu | 0.07433 | 0.07433 | 0.07433 | 0.07433 | 0.07433 | 0.07433 | 0.07433 | 0.07433
IL Fac. Spec. - NOX Rate Summer v3.1, Unit 807 and retrofits | 545 | 1797 | Rate Constraint in lbs/MMBtu | FALSE | L | Annual | Generation | TWh | 0.0068292 | 0.013546 | 0.013546 | 0.013546 | 0.013546 | 0.013546 | 0.013546 | 0.013546
IL Fac. Spec. - NOX Rate Summer v3.1, Unit 807 and retrofits | 545 | 1797 | Rate Constraint in lbs/MMBtu | FALSE | L | Annual | Qualifying Generation | TWh | 0.0068292 | 0.013546 | 0.013546 | 0.013546 | 0.013546 | 0.013546 | 0.013546 | 0.013546
IL Fac. Spec. - NOX Rate Summer v3.1, Unit 807 and retrofits | 545 | 1797 | Rate Constraint in lbs/MMBtu | FALSE | L | Annual | Rate | lb/MWh | 0.79868 | 0.79868 | 0.79868 | 0.79868 | 0.79868 | 0.79868 | 0.79868 | 0.79868
IL Fac. Spec. - NOX Rate Summer v3.1, Unit 807 and retrofits | 545 | 1797 | Rate Constraint in lbs/MMBtu | FALSE | L | Annual | Constraint Shadow Price | US2016$/Ton | 0 | 0 | 0 | 0 | 0 | 0 | 0 | 0
IL Fac. Spec. - NOX Rate Summer v3.1, Unit 808 and retrofits | 546 | 1797 | Rate Constraint in lbs/MMBtu | FALSE | L | Annual | Seasons Included | Seasons | Summer | Summer | Summer | Summer | Summer | Summer | Summer | Summer
IL Fac. Spec. - NOX Rate Summer v3.1, Unit 808 and retrofits | 546 | 1797 | Rate Constraint in lbs/MMBtu | FALSE | L | Annual | Standard NOX | lb/MMBtu | 0.25 | 0.25 | 0.25 | 0.25 | 0.25 | 0.25 | 0.25 | 0.25
IL Fac. Spec. - NOX Rate Summer v3.1, Unit 808 and retrofits | 546 | 1797 | Rate Constraint in lbs/MMBtu | FALSE | L | Annual | Emissions at Affected Plants NOX | Thousand Tons | 0.0023966 | 0.0047539 | 0.0047539 | 0.0047539 | 0.0047539 | 0.0047539 | 0.0047539 | 0.0047539
IL Fac. Spec. - NOX Rate Summer v3.1, Unit 808 and retrofits | 546 | 1797 | Rate Constraint in lbs/MMBtu | FALSE | L | Annual | Allowances Purchased NOX | Thousand Tons | 0 | 0 | 0 | 0 | 0 | 0 | 0 | 0
IL Fac. Spec. - NOX Rate Summer v3.1, Unit 808 and retrofits | 546 | 1797 | Rate Constraint in lbs/MMBtu | FALSE | L | Annual | Allowances Sold NOX | Thousand Tons | 0 | 0 | 0 | 0 | 0 | 0 | 0 | 0
IL Fac. Spec. - NOX Rate Summer v3.1, Unit 808 and retrofits | 546 | 1797 | Rate Constraint in lbs/MMBtu | FALSE | L | Annual | Allowances Banked | Thousand Tons | 0 | 0 | 0 | 0 | 0 | 0 | 0 | 0
IL Fac. Spec. - NOX Rate Summer v3.1, Unit 808 and retrofits | 546 | 1797 | Rate Constraint in lbs/MMBtu | FALSE | L | Annual | Allowances Withdrawn (1:1) | Thousand Tons | 0 | 0 | 0 | 0 | 0 | 0 | 0 | 0
IL Fac. Spec. - NOX Rate Summer v3.1, Unit 808 and retrofits | 546 | 1797 | Rate Constraint in lbs/MMBtu | FALSE | L | Annual | Allowances Withdrawn (n:1) | Thousand Tons | 0 | 0 | 0 | 0 | 0 | 0 | 0 | 0
IL Fac. Spec. - NOX Rate Summer v3.1, Unit 808 and retrofits | 546 | 1797 | Rate Constraint in lbs/MMBtu | FALSE | L | Annual | Net Emissions Allowance Position | Thousand Tons | 0.0023966 | 0.0047539 | 0.0047539 | 0.0047539 | 0.0047539 | 0.0047539 | 0.0047539 | 0.0047539
IL Fac. Spec. - NOX Rate Summer v3.1, Unit 808 and retrofits | 546 | 1797 | Rate Constraint in lbs/MMBtu | FALSE | L | Annual | Fuel Consumed | TBtu | 0.07338 | 0.14556 | 0.14556 | 0.14556 | 0.14556 | 0.14556 | 0.14556 | 0.14556
IL Fac. Spec. - NOX Rate Summer v3.1, Unit 808 and retrofits | 546 | 1797 | Rate Constraint in lbs/MMBtu | FALSE | L | Annual | Rate | lb/MMBtu | 0.06532 | 0.06532 | 0.06532 | 0.06532 | 0.06532 | 0.06532 | 0.06532 | 0.06532
IL Fac. Spec. - NOX Rate Summer v3.1, Unit 808 and retrofits | 546 | 1797 | Rate Constraint in lbs/MMBtu | FALSE | L | Annual | Generation | TWh | 0.0068292 | 0.013546 | 0.013546 | 0.013546 | 0.013546 | 0.013546 | 0.013546 | 0.013546
IL Fac. Spec. - NOX Rate Summer v3.1, Unit 808 and retrofits | 546 | 1797 | Rate Constraint in lbs/MMBtu | FALSE | L | Annual | Qualifying Generation | TWh | 0.0068292 | 0.013546 | 0.013546 | 0.013546 | 0.013546 | 0.013546 | 0.013546 | 0.013546
IL Fac. Spec. - NOX Rate Summer v3.1, Unit 808 and retrofits | 546 | 1797 | Rate Constraint in lbs/MMBtu | FALSE | L | Annual | Rate | lb/MWh | 0.70186 | 0.70186 | 0.70186 | 0.70186 | 0.70186 | 0.70186 | 0.70186 | 0.70186
IL Fac. Spec. - NOX Rate Summer v3.1, Unit 808 and retrofits | 546 | 1797 | Rate Constraint in lbs/MMBtu | FALSE | L | Annual | Constraint Shadow Price | US2016$/Ton | 0 | 0 | 0 | 0 | 0 | 0 | 0 | 0
IL Fac. Spec. - NOX Rate Summer v3.1, Unit 809 and retrofits | 547 | 1797 | Rate Constraint in lbs/MMBtu | FALSE | L | Annual | Seasons Included | Seasons | Summer | Summer | Summer | Summer | Summer | Summer | Summer | Summer
IL Fac. Spec. - NOX Rate Summer v3.1, Unit 809 and retrofits | 547 | 1797 | Rate Constraint in lbs/MMBtu | FALSE | L | Annual | Standard NOX | lb/MMBtu | 0.25 | 0.25 | 0.25 | 0.25 | 0.25 | 0.25 | 0.25 | 0.25
IL Fac. Spec. - NOX Rate Summer v3.1, Unit 809 and retrofits | 547 | 1797 | Rate Constraint in lbs/MMBtu | FALSE | L | Annual | Emissions at Affected Plants NOX | Thousand Tons | 0.0023881 | 0.0023881 | 0.0047371 | 0.0047371 | 0.0047371 | 0.0047371 | 0.0047371 | 0.0047371
IL Fac. Spec. - NOX Rate Summer v3.1, Unit 809 and retrofits | 547 | 1797 | Rate Constraint in lbs/MMBtu | FALSE | L | Annual | Allowances Purchased NOX | Thousand Tons | 0 | 0 | 0 | 0 | 0 | 0 | 0 | 0
IL Fac. Spec. - NOX Rate Summer v3.1, Unit 809 and retrofits | 547 | 1797 | Rate Constraint in lbs/MMBtu | FALSE | L | Annual | Allowances Sold NOX | Thousand Tons | 0 | 0 | 0 | 0 | 0 | 0 | 0 | 0
IL Fac. Spec. - NOX Rate Summer v3.1, Unit 809 and retrofits | 547 | 1797 | Rate Constraint in lbs/MMBtu | FALSE | L | Annual | Allowances Banked | Thousand Tons | 0 | 0 | 0 | 0 | 0 | 0 | 0 | 0
IL Fac. Spec. - NOX Rate Summer v3.1, Unit 809 and retrofits | 547 | 1797 | Rate Constraint in lbs/MMBtu | FALSE | L | Annual | Allowances Withdrawn (1:1) | Thousand Tons | 0 | 0 | 0 | 0 | 0 | 0 | 0 | 0
IL Fac. Spec. - NOX Rate Summer v3.1, Unit 809 and retrofits | 547 | 1797 | Rate Constraint in lbs/MMBtu | FALSE | L | Annual | Allowances Withdrawn (n:1) | Thousand Tons | 0 | 0 | 0 | 0 | 0 | 0 | 0 | 0
IL Fac. Spec. - NOX Rate Summer v3.1, Unit 809 and retrofits | 547 | 1797 | Rate Constraint in lbs/MMBtu | FALSE | L | Annual | Net Emissions Allowance Position | Thousand Tons | 0.0023881 | 0.0023881 | 0.0047371 | 0.0047371 | 0.0047371 | 0.0047371 | 0.0047371 | 0.0047371
IL Fac. Spec. - NOX Rate Summer v3.1, Unit 809 and retrofits | 547 | 1797 | Rate Constraint in lbs/MMBtu | FALSE | L | Annual | Fuel Consumed | TBtu | 0.07338 | 0.07338 | 0.14556 | 0.14556 | 0.14556 | 0.14556 | 0.14556 | 0.14556
IL Fac. Spec. - NOX Rate Summer v3.1, Unit 809 and retrofits | 547 | 1797 | Rate Constraint in lbs/MMBtu | FALSE | L | Annual | Rate | lb/MMBtu | 0.06509 | 0.06509 | 0.06509 | 0.06509 | 0.06509 | 0.06509 | 0.06509 | 0.06509
IL Fac. Spec. - NOX Rate Summer v3.1, Unit 809 and retrofits | 547 | 1797 | Rate Constraint in lbs/MMBtu | FALSE | L | Annual | Generation | TWh | 0.0068292 | 0.0068292 | 0.013546 | 0.013546 | 0.013546 | 0.013546 | 0.013546 | 0.013546
IL Fac. Spec. - NOX Rate Summer v3.1, Unit 809 and retrofits | 547 | 1797 | Rate Constraint in lbs/MMBtu | FALSE | L | Annual | Qualifying Generation | TWh | 0.0068292 | 0.0068292 | 0.013546 | 0.013546 | 0.013546 | 0.013546 | 0.013546 | 0.013546
IL Fac. Spec. - NOX Rate Summer v3.1, Unit 809 and retrofits | 547 | 1797 | Rate Constraint in lbs/MMBtu | FALSE | L | Annual | Rate | lb/MWh | 0.69939 | 0.69939 | 0.69939 | 0.69939 | 0.69939 | 0.69939 | 0.69939 | 0.69939
IL Fac. Spec. - NOX Rate Summer v3.1, Unit 809 and retrofits | 547 | 1797 | Rate Constraint in lbs/MMBtu | FALSE | L | Annual | Constraint Shadow Price | US2016$/Ton | 0 | 0 | 0 | 0 | 0 | 0 | 0 | 0
IL Fac. Spec. - NOX Rate Summer v3.1, Unit 810 and retrofits | 548 | 1797 | Rate Constraint in lbs/MMBtu | FALSE | L | Annual | Seasons Included | Seasons | Summer | Summer | Summer | Summer | Summer | Summer | Summer | Summer
IL Fac. Spec. - NOX Rate Summer v3.1, Unit 810 and retrofits | 548 | 1797 | Rate Constraint in lbs/MMBtu | FALSE | L | Annual | Standard NOX | lb/MMBtu | 0.25 | 0.25 | 0.25 | 0.25 | 0.25 | 0.25 | 0.25 | 0.25
IL Fac. Spec. - NOX Rate Summer v3.1, Unit 810 and retrofits | 548 | 1797 | Rate Constraint in lbs/MMBtu | FALSE | L | Annual | Emissions at Affected Plants NOX | Thousand Tons | 0.002394 | 0.0047488 | 0.0047488 | 0.0047488 | 0.0047488 | 0.0047488 | 0.0047488 | 0.0047488
IL Fac. Spec. - NOX Rate Summer v3.1, Unit 810 and retrofits | 548 | 1797 | Rate Constraint in lbs/MMBtu | FALSE | L | Annual | Allowances Purchased NOX | Thousand Tons | 0 | 0 | 0 | 0 | 0 | 0 | 0 | 0
IL Fac. Spec. - NOX Rate Summer v3.1, Unit 810 and retrofits | 548 | 1797 | Rate Constraint in lbs/MMBtu | FALSE | L | Annual | Allowances Sold NOX | Thousand Tons | 0 | 0 | 0 | 0 | 0 | 0 | 0 | 0
IL Fac. Spec. - NOX Rate Summer v3.1, Unit 810 and retrofits | 548 | 1797 | Rate Constraint in lbs/MMBtu | FALSE | L | Annual | Allowances Banked | Thousand Tons | 0 | 0 | 0 | 0 | 0 | 0 | 0 | 0
IL Fac. Spec. - NOX Rate Summer v3.1, Unit 810 and retrofits | 548 | 1797 | Rate Constraint in lbs/MMBtu | FALSE | L | Annual | Allowances Withdrawn (1:1) | Thousand Tons | 0 | 0 | 0 | 0 | 0 | 0 | 0 | 0
IL Fac. Spec. - NOX Rate Summer v3.1, Unit 810 and retrofits | 548 | 1797 | Rate Constraint in lbs/MMBtu | FALSE | L | Annual | Allowances Withdrawn (n:1) | Thousand Tons | 0 | 0 | 0 | 0 | 0 | 0 | 0 | 0
IL Fac. Spec. - NOX Rate Summer v3.1, Unit 810 and retrofits | 548 | 1797 | Rate Constraint in lbs/MMBtu | FALSE | L | Annual | Net Emissions Allowance Position | Thousand Tons | 0.002394 | 0.0047488 | 0.0047488 | 0.0047488 | 0.0047488 | 0.0047488 | 0.0047488 | 0.0047488
IL Fac. Spec. - NOX Rate Summer v3.1, Unit 810 and retrofits | 548 | 1797 | Rate Constraint in lbs/MMBtu | FALSE | L | Annual | Fuel Consumed | TBtu | 0.07338 | 0.14556 | 0.14556 | 0.14556 | 0.14556 | 0.14556 | 0.14556 | 0.14556
IL Fac. Spec. - NOX Rate Summer v3.1, Unit 810 and retrofits | 548 | 1797 | Rate Constraint in lbs/MMBtu | FALSE | L | Annual | Rate | lb/MMBtu | 0.06525 | 0.06525 | 0.06525 | 0.06525 | 0.06525 | 0.06525 | 0.06525 | 0.06525
IL Fac. Spec. - NOX Rate Summer v3.1, Unit 810 and retrofits | 548 | 1797 | Rate Constraint in lbs/MMBtu | FALSE | L | Annual | Generation | TWh | 0.0068292 | 0.013546 | 0.013546 | 0.013546 | 0.013546 | 0.013546 | 0.013546 | 0.013546
IL Fac. Spec. - NOX Rate Summer v3.1, Unit 810 and retrofits | 548 | 1797 | Rate Constraint in lbs/MMBtu | FALSE | L | Annual | Qualifying Generation | TWh | 0.0068292 | 0.013546 | 0.013546 | 0.013546 | 0.013546 | 0.013546 | 0.013546 | 0.013546
IL Fac. Spec. - NOX Rate Summer v3.1, Unit 810 and retrofits | 548 | 1797 | Rate Constraint in lbs/MMBtu | FALSE | L | Annual | Rate | lb/MWh | 0.70111 | 0.70111 | 0.70111 | 0.70111 | 0.70111 | 0.70111 | 0.70111 | 0.70111
IL Fac. Spec. - NOX Rate Summer v3.1, Unit 810 and retrofits | 548 | 1797 | Rate Constraint in lbs/MMBtu | FALSE | L | Annual | Constraint Shadow Price | US2016$/Ton | 0 | 0 | 0 | 0 | 0 | 0 | 0 | 0
IL Fac. Spec. - NOX Rate Summer v3.1, Unit 811 and retrofits | 549 | 1797 | Rate Constraint in lbs/MMBtu | FALSE | L | Annual | Seasons Included | Seasons | Summer | Summer | Summer | Summer | Summer | Summer | Summer | Summer
IL Fac. Spec. - NOX Rate Summer v3.1, Unit 811 and retrofits | 549 | 1797 | Rate Constraint in lbs/MMBtu | FALSE | L | Annual | Standard NOX | lb/MMBtu | 0.25 | 0.25 | 0.25 | 0.25 | 0.25 | 0.25 | 0.25 | 0.25
IL Fac. Spec. - NOX Rate Summer v3.1, Unit 811 and retrofits | 549 | 1797 | Rate Constraint in lbs/MMBtu | FALSE | L | Annual | Emissions at Affected Plants NOX | Thousand Tons | 0.0023892 | 0.0047393 | 0.0047393 | 0.0047393 | 0.0047393 | 0.0047393 | 0.0047393 | 0.0047393
IL Fac. Spec. - NOX Rate Summer v3.1, Unit 811 and retrofits | 549 | 1797 | Rate Constraint in lbs/MMBtu | FALSE | L | Annual | Allowances Purchased NOX | Thousand Tons | 0 | 0 | 0 | 0 | 0 | 0 | 0 | 0
IL Fac. Spec. - NOX Rate Summer v3.1, Unit 811 and retrofits | 549 | 1797 | Rate Constraint in lbs/MMBtu | FALSE | L | Annual | Allowances Sold NOX | Thousand Tons | 0 | 0 | 0 | 0 | 0 | 0 | 0 | 0
IL Fac. Spec. - NOX Rate Summer v3.1, Unit 811 and retrofits | 549 | 1797 | Rate Constraint in lbs/MMBtu | FALSE | L | Annual | Allowances Banked | Thousand Tons | 0 | 0 | 0 | 0 | 0 | 0 | 0 | 0
IL Fac. Spec. - NOX Rate Summer v3.1, Unit 811 and retrofits | 549 | 1797 | Rate Constraint in lbs/MMBtu | FALSE | L | Annual | Allowances Withdrawn (1:1) | Thousand Tons | 0 | 0 | 0 | 0 | 0 | 0 | 0 | 0
IL Fac. Spec. - NOX Rate Summer v3.1, Unit 811 and retrofits | 549 | 1797 | Rate Constraint in lbs/MMBtu | FALSE | L | Annual | Allowances Withdrawn (n:1) | Thousand Tons | 0 | 0 | 0 | 0 | 0 | 0 | 0 | 0
IL Fac. Spec. - NOX Rate Summer v3.1, Unit 811 and retrofits | 549 | 1797 | Rate Constraint in lbs/MMBtu | FALSE | L | Annual | Net Emissions Allowance Position | Thousand Tons | 0.0023892 | 0.0047393 | 0.0047393 | 0.0047393 | 0.0047393 | 0.0047393 | 0.0047393 | 0.0047393
IL Fac. Spec. - NOX Rate Summer v3.1, Unit 811 and retrofits | 549 | 1797 | Rate Constraint in lbs/MMBtu | FALSE | L | Annual | Fuel Consumed | TBtu | 0.07338 | 0.14556 | 0.14556 | 0.14556 | 0.14556 | 0.14556 | 0.14556 | 0.14556
IL Fac. Spec. - NOX Rate Summer v3.1, Unit 811 and retrofits | 549 | 1797 | Rate Constraint in lbs/MMBtu | FALSE | L | Annual | Rate | lb/MMBtu | 0.06512 | 0.06512 | 0.06512 | 0.06512 | 0.06512 | 0.06512 | 0.06512 | 0.06512
IL Fac. Spec. - NOX Rate Summer v3.1, Unit 811 and retrofits | 549 | 1797 | Rate Constraint in lbs/MMBtu | FALSE | L | Annual | Generation | TWh | 0.0068292 | 0.013546 | 0.013546 | 0.013546 | 0.013546 | 0.013546 | 0.013546 | 0.013546
IL Fac. Spec. - NOX Rate Summer v3.1, Unit 811 and retrofits | 549 | 1797 | Rate Constraint in lbs/MMBtu | FALSE | L | Annual | Qualifying Generation | TWh | 0.0068292 | 0.013546 | 0.013546 | 0.013546 | 0.013546 | 0.013546 | 0.013546 | 0.013546
IL Fac. Spec. - NOX Rate Summer v3.1, Unit 811 and retrofits | 549 | 1797 | Rate Constraint in lbs/MMBtu | FALSE | L | Annual | Rate | lb/MWh | 0.69971 | 0.69971 | 0.69971 | 0.69971 | 0.69971 | 0.69971 | 0.69971 | 0.69971
IL Fac. Spec. - NOX Rate Summer v3.1, Unit 811 and retrofits | 549 | 1797 | Rate Constraint in lbs/MMBtu | FALSE | L | Annual | Constraint Shadow Price | US2016$/Ton | 0 | 0 | 0 | 0 | 0 | 0 | 0 | 0
IL Fac. Spec. - NOX Rate Summer v3.1, Unit 812 and retrofits | 550 | 1797 | Rate Constraint in lbs/MMBtu | FALSE | L | Annual | Seasons Included | Seasons | Summer | Summer | Summer | Summer | Summer | Summer | Summer | Summer
IL Fac. Spec. - NOX Rate Summer v3.1, Unit 812 and retrofits | 550 | 1797 | Rate Constraint in lbs/MMBtu | FALSE | L | Annual | Standard NOX | lb/MMBtu | 0.25 | 0.25 | 0.25 | 0.25 | 0.25 | 0.25 | 0.25 | 0.25
IL Fac. Spec. - NOX Rate Summer v3.1, Unit 812 and retrofits | 550 | 1797 | Rate Constraint in lbs/MMBtu | FALSE | L | Annual | Emissions at Affected Plants NOX | Thousand Tons | 0.00239 | 0.0047408 | 0.0047408 | 0.0047408 | 0.0047408 | 0.0047408 | 0.0047408 | 0.0047408
IL Fac. Spec. - NOX Rate Summer v3.1, Unit 812 and retrofits | 550 | 1797 | Rate Constraint in lbs/MMBtu | FALSE | L | Annual | Allowances Purchased NOX | Thousand Tons | 0 | 0 | 0 | 0 | 0 | 0 | 0 | 0
IL Fac. Spec. - NOX Rate Summer v3.1, Unit 812 and retrofits | 550 | 1797 | Rate Constraint in lbs/MMBtu | FALSE | L | Annual | Allowances Sold NOX | Thousand Tons | 0 | 0 | 0 | 0 | 0 | 0 | 0 | 0
IL Fac. Spec. - NOX Rate Summer v3.1, Unit 812 and retrofits | 550 | 1797 | Rate Constraint in lbs/MMBtu | FALSE | L | Annual | Allowances Banked | Thousand Tons | 0 | 0 | 0 | 0 | 0 | 0 | 0 | 0
IL Fac. Spec. - NOX Rate Summer v3.1, Unit 812 and retrofits | 550 | 1797 | Rate Constraint in lbs/MMBtu | FALSE | L | Annual | Allowances Withdrawn (1:1) | Thousand Tons | 0 | 0 | 0 | 0 | 0 | 0 | 0 | 0
IL Fac. Spec. - NOX Rate Summer v3.1, Unit 812 and retrofits | 550 | 1797 | Rate Constraint in lbs/MMBtu | FALSE | L | Annual | Allowances Withdrawn (n:1) | Thousand Tons | 0 | 0 | 0 | 0 | 0 | 0 | 0 | 0
IL Fac. Spec. - NOX Rate Summer v3.1, Unit 812 and retrofits | 550 | 1797 | Rate Constraint in lbs/MMBtu | FALSE | L | Annual | Net Emissions Allowance Position | Thousand Tons | 0.00239 | 0.0047408 | 0.0047408 | 0.0047408 | 0.0047408 | 0.0047408 | 0.0047408 | 0.0047408
IL Fac. Spec. - NOX Rate Summer v3.1, Unit 812 and retrofits | 550 | 1797 | Rate Constraint in lbs/MMBtu | FALSE | L | Annual | Fuel Consumed | TBtu | 0.07338 | 0.14556 | 0.14556 | 0.14556 | 0.14556 | 0.14556 | 0.14556 | 0.14556
IL Fac. Spec. - NOX Rate Summer v3.1, Unit 812 and retrofits | 550 | 1797 | Rate Constraint in lbs/MMBtu | FALSE | L | Annual | Rate | lb/MMBtu | 0.06514 | 0.06514 | 0.06514 | 0.06514 | 0.06514 | 0.06514 | 0.06514 | 0.06514
IL Fac. Spec. - NOX Rate Summer v3.1, Unit 812 and retrofits | 550 | 1797 | Rate Constraint in lbs/MMBtu | FALSE | L | Annual | Generation | TWh | 0.0068292 | 0.013546 | 0.013546 | 0.013546 | 0.013546 | 0.013546 | 0.013546 | 0.013546
IL Fac. Spec. - NOX Rate Summer v3.1, Unit 812 and retrofits | 550 | 1797 | Rate Constraint in lbs/MMBtu | FALSE | L | Annual | Qualifying Generation | TWh | 0.0068292 | 0.013546 | 0.013546 | 0.013546 | 0.013546 | 0.013546 | 0.013546 | 0.013546
IL Fac. Spec. - NOX Rate Summer v3.1, Unit 812 and retrofits | 550 | 1797 | Rate Constraint in lbs/MMBtu | FALSE | L | Annual | Rate | lb/MWh | 0.69993 | 0.69993 | 0.69993 | 0.69993 | 0.69993 | 0.69993 | 0.69993 | 0.69993
IL Fac. Spec. - NOX Rate Summer v3.1, Unit 812 and retrofits | 550 | 1797 | Rate Constraint in lbs/MMBtu | FALSE | L | Annual | Constraint Shadow Price | US2016$/Ton | 0 | 0 | 0 | 0 | 0 | 0 | 0 | 0
IL Fac. Spec. - NOX Rate Summer v3.1, Unit 813 and retrofits | 551 | 1797 | Rate Constraint in lbs/MMBtu | FALSE | L | Annual | Seasons Included | Seasons | Summer | Summer | Summer | Summer | Summer | Summer | Summer | Summer
IL Fac. Spec. - NOX Rate Summer v3.1, Unit 813 and retrofits | 551 | 1797 | Rate Constraint in lbs/MMBtu | FALSE | L | Annual | Standard NOX | lb/MMBtu | 0.25 | 0.25 | 0.25 | 0.25 | 0.25 | 0.25 | 0.25 | 0.25
IL Fac. Spec. - NOX Rate Summer v3.1, Unit 813 and retrofits | 551 | 1797 | Rate Constraint in lbs/MMBtu | FALSE | L | Annual | Emissions at Affected Plants NOX | Thousand Tons | 0.0037216 | 0.0037216 | 0.0073822 | 0.0073822 | 0.0073822 | 0.0073822 | 0.0073822 | 0.0037216
IL Fac. Spec. - NOX Rate Summer v3.1, Unit 813 and retrofits | 551 | 1797 | Rate Constraint in lbs/MMBtu | FALSE | L | Annual | Allowances Purchased NOX | Thousand Tons | 0 | 0 | 0 | 0 | 0 | 0 | 0 | 0
IL Fac. Spec. - NOX Rate Summer v3.1, Unit 813 and retrofits | 551 | 1797 | Rate Constraint in lbs/MMBtu | FALSE | L | Annual | Allowances Sold NOX | Thousand Tons | 0 | 0 | 0 | 0 | 0 | 0 | 0 | 0
IL Fac. Spec. - NOX Rate Summer v3.1, Unit 813 and retrofits | 551 | 1797 | Rate Constraint in lbs/MMBtu | FALSE | L | Annual | Allowances Banked | Thousand Tons | 0 | 0 | 0 | 0 | 0 | 0 | 0 | 0
IL Fac. Spec. - NOX Rate Summer v3.1, Unit 813 and retrofits | 551 | 1797 | Rate Constraint in lbs/MMBtu | FALSE | L | Annual | Allowances Withdrawn (1:1) | Thousand Tons | 0 | 0 | 0 | 0 | 0 | 0 | 0 | 0
IL Fac. Spec. - NOX Rate Summer v3.1, Unit 813 and retrofits | 551 | 1797 | Rate Constraint in lbs/MMBtu | FALSE | L | Annual | Allowances Withdrawn (n:1) | Thousand Tons | 0 | 0 | 0 | 0 | 0 | 0 | 0 | 0
IL Fac. Spec. - NOX Rate Summer v3.1, Unit 813 and retrofits | 551 | 1797 | Rate Constraint in lbs/MMBtu | FALSE | L | Annual | Net Emissions Allowance Position | Thousand Tons | 0.0037216 | 0.0037216 | 0.0073822 | 0.0073822 | 0.0073822 | 0.0073822 | 0.0073822 | 0.0037216
IL Fac. Spec. - NOX Rate Summer v3.1, Unit 813 and retrofits | 551 | 1797 | Rate Constraint in lbs/MMBtu | FALSE | L | Annual | Fuel Consumed | TBtu | 0.083463 | 0.083463 | 0.16556 | 0.16556 | 0.16556 | 0.16556 | 0.16556 | 0.083463
IL Fac. Spec. - NOX Rate Summer v3.1, Unit 813 and retrofits | 551 | 1797 | Rate Constraint in lbs/MMBtu | FALSE | L | Annual | Rate | lb/MMBtu | 0.08918 | 0.08918 | 0.08918 | 0.08918 | 0.08918 | 0.08918 | 0.08918 | 0.08918
IL Fac. Spec. - NOX Rate Summer v3.1, Unit 813 and retrofits | 551 | 1797 | Rate Constraint in lbs/MMBtu | FALSE | L | Annual | Generation | TWh | 0.0071544 | 0.0071544 | 0.014191 | 0.014191 | 0.014191 | 0.014191 | 0.014191 | 0.0071544
IL Fac. Spec. - NOX Rate Summer v3.1, Unit 813 and retrofits | 551 | 1797 | Rate Constraint in lbs/MMBtu | FALSE | L | Annual | Qualifying Generation | TWh | 0.0071544 | 0.0071544 | 0.014191 | 0.014191 | 0.014191 | 0.014191 | 0.014191 | 0.0071544
IL Fac. Spec. - NOX Rate Summer v3.1, Unit 813 and retrofits | 551 | 1797 | Rate Constraint in lbs/MMBtu | FALSE | L | Annual | Rate | lb/MWh | 1.0404 | 1.0404 | 1.0404 | 1.0404 | 1.0404 | 1.0404 | 1.0404 | 1.0404
IL Fac. Spec. - NOX Rate Summer v3.1, Unit 813 and retrofits | 551 | 1797 | Rate Constraint in lbs/MMBtu | FALSE | L | Annual | Constraint Shadow Price | US2016$/Ton | 0 | 0 | 0 | 0 | 0 | 0 | 0 | 0
IL Fac. Spec. - NOX Rate Summer v3.1, Unit 814 and retrofits | 552 | 1797 | Rate Constraint in lbs/MMBtu | FALSE | L | Annual | Seasons Included | Seasons | Summer | Summer | Summer | Summer | Summer | Summer | Summer | Summer
IL Fac. Spec. - NOX Rate Summer v3.1, Unit 814 and retrofits | 552 | 1797 | Rate Constraint in lbs/MMBtu | FALSE | L | Annual | Standard NOX | lb/MMBtu | 0.25 | 0.25 | 0.25 | 0.25 | 0.25 | 0.25 | 0.25 | 0.25
IL Fac. Spec. - NOX Rate Summer v3.1, Unit 814 and retrofits | 552 | 1797 | Rate Constraint in lbs/MMBtu | FALSE | L | Annual | Emissions at Affected Plants NOX | Thousand Tons | 0.0037512 | 0.0037512 | 0.0074408 | 0.0074408 | 0.0074408 | 0.0074408 | 0.0074408 | 0.0037512
IL Fac. Spec. - NOX Rate Summer v3.1, Unit 814 and retrofits | 552 | 1797 | Rate Constraint in lbs/MMBtu | FALSE | L | Annual | Allowances Purchased NOX | Thousand Tons | 0 | 0 | 0 | 0 | 0 | 0 | 0 | 0
IL Fac. Spec. - NOX Rate Summer v3.1, Unit 814 and retrofits | 552 | 1797 | Rate Constraint in lbs/MMBtu | FALSE | L | Annual | Allowances Sold NOX | Thousand Tons | 0 | 0 | 0 | 0 | 0 | 0 | 0 | 0
IL Fac. Spec. - NOX Rate Summer v3.1, Unit 814 and retrofits | 552 | 1797 | Rate Constraint in lbs/MMBtu | FALSE | L | Annual | Allowances Banked | Thousand Tons | 0 | 0 | 0 | 0 | 0 | 0 | 0 | 0
IL Fac. Spec. - NOX Rate Summer v3.1, Unit 814 and retrofits | 552 | 1797 | Rate Constraint in lbs/MMBtu | FALSE | L | Annual | Allowances Withdrawn (1:1) | Thousand Tons | 0 | 0 | 0 | 0 | 0 | 0 | 0 | 0
IL Fac. Spec. - NOX Rate Summer v3.1, Unit 814 and retrofits | 552 | 1797 | Rate Constraint in lbs/MMBtu | FALSE | L | Annual | Allowances Withdrawn (n:1) | Thousand Tons | 0 | 0 | 0 | 0 | 0 | 0 | 0 | 0
IL Fac. Spec. - NOX Rate Summer v3.1, Unit 814 and retrofits | 552 | 1797 | Rate Constraint in lbs/MMBtu | FALSE | L | Annual | Net Emissions Allowance Position | Thousand Tons | 0.0037512 | 0.0037512 | 0.0074408 | 0.0074408 | 0.0074408 | 0.0074408 | 0.0074408 | 0.0037512
IL Fac. Spec. - NOX Rate Summer v3.1, Unit 814 and retrofits | 552 | 1797 | Rate Constraint in lbs/MMBtu | FALSE | L | Annual | Fuel Consumed | TBtu | 0.08347 | 0.08347 | 0.16557 | 0.16557 | 0.16557 | 0.16557 | 0.16557 | 0.08347
IL Fac. Spec. - NOX Rate Summer v3.1, Unit 814 and retrofits | 552 | 1797 | Rate Constraint in lbs/MMBtu | FALSE | L | Annual | Rate | lb/MMBtu | 0.08988 | 0.08988 | 0.08988 | 0.08988 | 0.08988 | 0.08988 | 0.08988 | 0.08988
IL Fac. Spec. - NOX Rate Summer v3.1, Unit 814 and retrofits | 552 | 1797 | Rate Constraint in lbs/MMBtu | FALSE | L | Annual | Generation | TWh | 0.0071544 | 0.0071544 | 0.014191 | 0.014191 | 0.014191 | 0.014191 | 0.014191 | 0.0071544
IL Fac. Spec. - NOX Rate Summer v3.1, Unit 814 and retrofits | 552 | 1797 | Rate Constraint in lbs/MMBtu | FALSE | L | Annual | Qualifying Generation | TWh | 0.0071544 | 0.0071544 | 0.014191 | 0.014191 | 0.014191 | 0.014191 | 0.014191 | 0.0071544
IL Fac. Spec. - NOX Rate Summer v3.1, Unit 814 and retrofits | 552 | 1797 | Rate Constraint in lbs/MMBtu | FALSE | L | Annual | Rate | lb/MWh | 1.0486 | 1.0486 | 1.0486 | 1.0486 | 1.0486 | 1.0486 | 1.0486 | 1.0486
IL Fac. Spec. - NOX Rate Summer v3.1, Unit 814 and retrofits | 552 | 1797 | Rate Constraint in lbs/MMBtu | FALSE | L | Annual | Constraint Shadow Price | US2016$/Ton | 0 | 0 | 0 | 0 | 0 | 0 | 0 | 0
IL Fac. Spec. - NOX Rate Summer v3.1, Unit 815 and retrofits | 553 | 1797 | Rate Constraint in lbs/MMBtu | FALSE | L | Annual | Seasons Included | Seasons | Summer | Summer | Summer | Summer | Summer | Summer | Summer | Summer
IL Fac. Spec. - NOX Rate Summer v3.1, Unit 815 and retrofits | 553 | 1797 | Rate Constraint in lbs/MMBtu | FALSE | L | Annual | Standard NOX | lb/MMBtu | 0.25 | 0.25 | 0.25 | 0.25 | 0.25 | 0.25 | 0.25 | 0.25
IL Fac. Spec. - NOX Rate Summer v3.1, Unit 815 and retrofits | 553 | 1797 | Rate Constraint in lbs/MMBtu | FALSE | L | Annual | Emissions at Affected Plants NOX | Thousand Tons | 0.0039895 | 0.0039895 | 0.0079135 | 0.0079135 | 0.0079135 | 0.0079135 | 0.0079135 | 0.0039895
IL Fac. Spec. - NOX Rate Summer v3.1, Unit 815 and retrofits | 553 | 1797 | Rate Constraint in lbs/MMBtu | FALSE | L | Annual | Allowances Purchased NOX | Thousand Tons | 0 | 0 | 0 | 0 | 0 | 0 | 0 | 0
IL Fac. Spec. - NOX Rate Summer v3.1, Unit 815 and retrofits | 553 | 1797 | Rate Constraint in lbs/MMBtu | FALSE | L | Annual | Allowances Sold NOX | Thousand Tons | 0 | 0 | 0 | 0 | 0 | 0 | 0 | 0
IL Fac. Spec. - NOX Rate Summer v3.1, Unit 815 and retrofits | 553 | 1797 | Rate Constraint in lbs/MMBtu | FALSE | L | Annual | Allowances Banked | Thousand Tons | 0 | 0 | 0 | 0 | 0 | 0 | 0 | 0
IL Fac. Spec. - NOX Rate Summer v3.1, Unit 815 and retrofits | 553 | 1797 | Rate Constraint in lbs/MMBtu | FALSE | L | Annual | Allowances Withdrawn (1:1) | Thousand Tons | 0 | 0 | 0 | 0 | 0 | 0 | 0 | 0
IL Fac. Spec. - NOX Rate Summer v3.1, Unit 815 and retrofits | 553 | 1797 | Rate Constraint in lbs/MMBtu | FALSE | L | Annual | Allowances Withdrawn (n:1) | Thousand Tons | 0 | 0 | 0 | 0 | 0 | 0 | 0 | 0
IL Fac. Spec. - NOX Rate Summer v3.1, Unit 815 and retrofits | 553 | 1797 | Rate Constraint in lbs/MMBtu | FALSE | L | Annual | Net Emissions Allowance Position | Thousand Tons | 0.0039895 | 0.0039895 | 0.0079135 | 0.0079135 | 0.0079135 | 0.0079135 | 0.0079135 | 0.0039895
IL Fac. Spec. - NOX Rate Summer v3.1, Unit 815 and retrofits | 553 | 1797 | Rate Constraint in lbs/MMBtu | FALSE | L | Annual | Fuel Consumed | TBtu | 0.08347 | 0.08347 | 0.16557 | 0.16557 | 0.16557 | 0.16557 | 0.16557 | 0.08347
IL Fac. Spec. - NOX Rate Summer v3.1, Unit 815 and retrofits | 553 | 1797 | Rate Constraint in lbs/MMBtu | FALSE | L | Annual | Rate | lb/MMBtu | 0.09559 | 0.09559 | 0.09559 | 0.09559 | 0.09559 | 0.09559 | 0.09559 | 0.09559
IL Fac. Spec. - NOX Rate Summer v3.1, Unit 815 and retrofits | 553 | 1797 | Rate Constraint in lbs/MMBtu | FALSE | L | Annual | Generation | TWh | 0.0071544 | 0.0071544 | 0.014191 | 0.014191 | 0.014191 | 0.014191 | 0.014191 | 0.0071544
IL Fac. Spec. - NOX Rate Summer v3.1, Unit 815 and retrofits | 553 | 1797 | Rate Constraint in lbs/MMBtu | FALSE | L | Annual | Qualifying Generation | TWh | 0.0071544 | 0.0071544 | 0.014191 | 0.014191 | 0.014191 | 0.014191 | 0.014191 | 0.0071544
IL Fac. Spec. - NOX Rate Summer v3.1, Unit 815 and retrofits | 553 | 1797 | Rate Constraint in lbs/MMBtu | FALSE | L | Annual | Rate | lb/MWh | 1.1152 | 1.1152 | 1.1152 | 1.1152 | 1.1152 | 1.1152 | 1.1152 | 1.1152
IL Fac. Spec. - NOX Rate Summer v3.1, Unit 815 and retrofits | 553 | 1797 | Rate Constraint in lbs/MMBtu | FALSE | L | Annual | Constraint Shadow Price | US2016$/Ton | 0 | 0 | 0 | 0 | 0 | 0 | 0 | 0
IL Fac. Spec. - NOX Rate Summer v3.1, Unit 816 and retrofits | 554 | 1797 | Rate Constraint in lbs/MMBtu | FALSE | L | Annual | Seasons Included | Seasons | Summer | Summer | Summer | Summer | Summer | Summer | Summer | Summer
IL Fac. Spec. - NOX Rate Summer v3.1, Unit 816 and retrofits | 554 | 1797 | Rate Constraint in lbs/MMBtu | FALSE | L | Annual | Standard NOX | lb/MMBtu | 0.25 | 0.25 | 0.25 | 0.25 | 0.25 | 0.25 | 0.25 | 0.25
IL Fac. Spec. - NOX Rate Summer v3.1, Unit 816 and retrofits | 554 | 1797 | Rate Constraint in lbs/MMBtu | FALSE | L | Annual | Emissions at Affected Plants NOX | Thousand Tons | 0.0038158 | 0.0038158 | 0.0075691 | 0.0075691 | 0.0075691 | 0.0075691 | 0.0075691 | 0.0038158
IL Fac. Spec. - NOX Rate Summer v3.1, Unit 816 and retrofits | 554 | 1797 | Rate Constraint in lbs/MMBtu | FALSE | L | Annual | Allowances Purchased NOX | Thousand Tons | 0 | 0 | 0 | 0 | 0 | 0 | 0 | 0
IL Fac. Spec. - NOX Rate Summer v3.1, Unit 816 and retrofits | 554 | 1797 | Rate Constraint in lbs/MMBtu | FALSE | L | Annual | Allowances Sold NOX | Thousand Tons | 0 | 0 | 0 | 0 | 0 | 0 | 0 | 0
IL Fac. Spec. - NOX Rate Summer v3.1, Unit 816 and retrofits | 554 | 1797 | Rate Constraint in lbs/MMBtu | FALSE | L | Annual | Allowances Banked | Thousand Tons | 0 | 0 | 0 | 0 | 0 | 0 | 0 | 0
IL Fac. Spec. - NOX Rate Summer v3.1, Unit 816 and retrofits | 554 | 1797 | Rate Constraint in lbs/MMBtu | FALSE | L | Annual | Allowances Withdrawn (1:1) | Thousand Tons | 0 | 0 | 0 | 0 | 0 | 0 | 0 | 0
IL Fac. Spec. - NOX Rate Summer v3.1, Unit 816 and retrofits | 554 | 1797 | Rate Constraint in lbs/MMBtu | FALSE | L | Annual | Allowances Withdrawn (n:1) | Thousand Tons | 0 | 0 | 0 | 0 | 0 | 0 | 0 | 0
IL Fac. Spec. - NOX Rate Summer v3.1, Unit 816 and retrofits | 554 | 1797 | Rate Constraint in lbs/MMBtu | FALSE | L | Annual | Net Emissions Allowance Position | Thousand Tons | 0.0038158 | 0.0038158 | 0.0075691 | 0.0075691 | 0.0075691 | 0.0075691 | 0.0075691 | 0.0038158
IL Fac. Spec. - NOX Rate Summer v3.1, Unit 816 and retrofits | 554 | 1797 | Rate Constraint in lbs/MMBtu | FALSE | L | Annual | Fuel Consumed | TBtu | 0.08347 | 0.08347 | 0.16557 | 0.16557 | 0.16557 | 0.16557 | 0.16557 | 0.08347
IL Fac. Spec. - NOX Rate Summer v3.1, Unit 816 and retrofits | 554 | 1797 | Rate Constraint in lbs/MMBtu | FALSE | L | Annual | Rate | lb/MMBtu | 0.09143 | 0.09143 | 0.09143 | 0.09143 | 0.09143 | 0.09143 | 0.09143 | 0.09143
IL Fac. Spec. - NOX Rate Summer v3.1, Unit 816 and retrofits | 554 | 1797 | Rate Constraint in lbs/MMBtu | FALSE | L | Annual | Generation | TWh | 0.0071544 | 0.0071544 | 0.014191 | 0.014191 | 0.014191 | 0.014191 | 0.014191 | 0.0071544
IL Fac. Spec. - NOX Rate Summer v3.1, Unit 816 and retrofits | 554 | 1797 | Rate Constraint in lbs/MMBtu | FALSE | L | Annual | Qualifying Generation | TWh | 0.0071544 | 0.0071544 | 0.014191 | 0.014191 | 0.014191 | 0.014191 | 0.014191 | 0.0071544
IL Fac. Spec. - NOX Rate Summer v3.1, Unit 816 and retrofits | 554 | 1797 | Rate Constraint in lbs/MMBtu | FALSE | L | Annual | Rate | lb/MWh | 1.0667 | 1.0667 | 1.0667 | 1.0667 | 1.0667 | 1.0667 | 1.0667 | 1.0667
IL Fac. Spec. - NOX Rate Summer v3.1, Unit 816 and retrofits | 554 | 1797 | Rate Constraint in lbs/MMBtu | FALSE | L | Annual | Constraint Shadow Price | US2016$/Ton | 0 | 0 | 0 | 0 | 0 | 0 | 0 | 0
IL Fac. Spec. - NOX Rate Summer v3.1, Unit 817 and retrofits | 555 | 1797 | Rate Constraint in lbs/MMBtu | FALSE | L | Annual | Seasons Included | Seasons | Summer | Summer | Summer | Summer | Summer | Summer | Summer | Summer
IL Fac. Spec. - NOX Rate Summer v3.1, Unit 817 and retrofits | 555 | 1797 | Rate Constraint in lbs/MMBtu | FALSE | L | Annual | Standard NOX | lb/MMBtu | 0.25 | 0.25 | 0.25 | 0.25 | 0.25 | 0.25 | 0.25 | 0.25
IL Fac. Spec. - NOX Rate Summer v3.1, Unit 817 and retrofits | 555 | 1797 | Rate Constraint in lbs/MMBtu | FALSE | L | Annual | Emissions at Affected Plants NOX | Thousand Tons | 0.0036079 | 0.0071567 | 0.0071567 | 0.0071567 | 0.0071567 | 0.0071567 | 0.0071567 | 0.0071567
IL Fac. Spec. - NOX Rate Summer v3.1, Unit 817 and retrofits | 555 | 1797 | Rate Constraint in lbs/MMBtu | FALSE | L | Annual | Allowances Purchased NOX | Thousand Tons | 0 | 0 | 0 | 0 | 0 | 0 | 0 | 0
IL Fac. Spec. - NOX Rate Summer v3.1, Unit 817 and retrofits | 555 | 1797 | Rate Constraint in lbs/MMBtu | FALSE | L | Annual | Allowances Sold NOX | Thousand Tons | 0 | 0 | 0 | 0 | 0 | 0 | 0 | 0
IL Fac. Spec. - NOX Rate Summer v3.1, Unit 817 and retrofits | 555 | 1797 | Rate Constraint in lbs/MMBtu | FALSE | L | Annual | Allowances Banked | Thousand Tons | 0 | 0 | 0 | 0 | 0 | 0 | 0 | 0
IL Fac. Spec. - NOX Rate Summer v3.1, Unit 817 and retrofits | 555 | 1797 | Rate Constraint in lbs/MMBtu | FALSE | L | Annual | Allowances Withdrawn (1:1) | Thousand Tons | 0 | 0 | 0 | 0 | 0 | 0 | 0 | 0
IL Fac. Spec. - NOX Rate Summer v3.1, Unit 817 and retrofits | 555 | 1797 | Rate Constraint in lbs/MMBtu | FALSE | L | Annual | Allowances Withdrawn (n:1) | Thousand Tons | 0 | 0 | 0 | 0 | 0 | 0 | 0 | 0
IL Fac. Spec. - NOX Rate Summer v3.1, Unit 817 and retrofits | 555 | 1797 | Rate Constraint in lbs/MMBtu | FALSE | L | Annual | Net Emissions Allowance Position | Thousand Tons | 0.0036079 | 0.0071567 | 0.0071567 | 0.0071567 | 0.0071567 | 0.0071567 | 0.0071567 | 0.0071567
IL Fac. Spec. - NOX Rate Summer v3.1, Unit 817 and retrofits | 555 | 1797 | Rate Constraint in lbs/MMBtu | FALSE | L | Annual | Fuel Consumed | TBtu | 0.078621 | 0.15595 | 0.15595 | 0.15595 | 0.15595 | 0.15595 | 0.15595 | 0.15595
IL Fac. Spec. - NOX Rate Summer v3.1, Unit 817 and retrofits | 555 | 1797 | Rate Constraint in lbs/MMBtu | FALSE | L | Annual | Rate | lb/MMBtu | 0.09178 | 0.09178 | 0.09178 | 0.09178 | 0.09178 | 0.09178 | 0.09178 | 0.09178
IL Fac. Spec. - NOX Rate Summer v3.1, Unit 817 and retrofits | 555 | 1797 | Rate Constraint in lbs/MMBtu | FALSE | L | Annual | Generation | TWh | 0.007317 | 0.014514 | 0.014514 | 0.014514 | 0.014514 | 0.014514 | 0.014514 | 0.014514
IL Fac. Spec. - NOX Rate Summer v3.1, Unit 817 and retrofits | 555 | 1797 | Rate Constraint in lbs/MMBtu | FALSE | L | Annual | Qualifying Generation | TWh | 0.007317 | 0.014514 | 0.014514 | 0.014514 | 0.014514 | 0.014514 | 0.014514 | 0.014514
IL Fac. Spec. - NOX Rate Summer v3.1, Unit 817 and retrofits | 555 | 1797 | Rate Constraint in lbs/MMBtu | FALSE | L | Annual | Rate | lb/MWh | 0.98618 | 0.98618 | 0.98618 | 0.98618 | 0.98618 | 0.98618 | 0.98618 | 0.98618
IL Fac. Spec. - NOX Rate Summer v3.1, Unit 817 and retrofits | 555 | 1797 | Rate Constraint in lbs/MMBtu | FALSE | L | Annual | Constraint Shadow Price | US2016$/Ton | 0 | 0 | 0 | 0 | 0 | 0 | 0 | 0
IL Fac. Spec. - NOX Rate Summer v3.1, Unit 853 and retrofits | 556 | 1797 | Rate Constraint in lbs/MMBtu | FALSE | L | Annual | Seasons Included | Seasons | Summer | Summer | Summer | Summer | Summer | Summer | Summer | Summer
IL Fac. Spec. - NOX Rate Summer v3.1, Unit 853 and retrofits | 556 | 1797 | Rate Constraint in lbs/MMBtu | FALSE | L | Annual | Standard NOX | lb/MMBtu | 0.25 | 0.25 | 0.25 | 0.25 | 0.25 | 0.25 | 0.25 | 0.25
IL Fac. Spec. - NOX Rate Summer v3.1, Unit 853 and retrofits | 556 | 1797 | Rate Constraint in lbs/MMBtu | FALSE | L | Annual | Emissions at Affected Plants NOX | Thousand Tons | 0.0017508 | 0.0040366 | 0.0040366 | 0.0040366 | 0.0089 | 0.0089 | 0.0089 | 0.0048275
IL Fac. Spec. - NOX Rate Summer v3.1, Unit 853 and retrofits | 556 | 1797 | Rate Constraint in lbs/MMBtu | FALSE | L | Annual | Allowances Purchased NOX | Thousand Tons | 0 | 0 | 0 | 0 | 0 | 0 | 0 | 0
IL Fac. Spec. - NOX Rate Summer v3.1, Unit 853 and retrofits | 556 | 1797 | Rate Constraint in lbs/MMBtu | FALSE | L | Annual | Allowances Sold NOX | Thousand Tons | 0 | 0 | 0 | 0 | 0 | 0 | 0 | 0
IL Fac. Spec. - NOX Rate Summer v3.1, Unit 853 and retrofits | 556 | 1797 | Rate Constraint in lbs/MMBtu | FALSE | L | Annual | Allowances Banked | Thousand Tons | 0 | 0 | 0 | 0 | 0 | 0 | 0 | 0
IL Fac. Spec. - NOX Rate Summer v3.1, Unit 853 and retrofits | 556 | 1797 | Rate Constraint in lbs/MMBtu | FALSE | L | Annual | Allowances Withdrawn (1:1) | Thousand Tons | 0 | 0 | 0 | 0 | 0 | 0 | 0 | 0
IL Fac. Spec. - NOX Rate Summer v3.1, Unit 853 and retrofits | 556 | 1797 | Rate Constraint in lbs/MMBtu | FALSE | L | Annual | Allowances Withdrawn (n:1) | Thousand Tons | 0 | 0 | 0 | 0 | 0 | 0 | 0 | 0
IL Fac. Spec. - NOX Rate Summer v3.1, Unit 853 and retrofits | 556 | 1797 | Rate Constraint in lbs/MMBtu | FALSE | L | Annual | Net Emissions Allowance Position | Thousand Tons | 0.0017508 | 0.0040366 | 0.0040366 | 0.0040366 | 0.0089 | 0.0089 | 0.0089 | 0.0048275
IL Fac. Spec. - NOX Rate Summer v3.1, Unit 853 and retrofits | 556 | 1797 | Rate Constraint in lbs/MMBtu | FALSE | L | Annual | Fuel Consumed | TBtu | 0.047506 | 0.10953 | 0.10953 | 0.10953 | 0.24149 | 0.24149 | 0.24149 | 0.13099
IL Fac. Spec. - NOX Rate Summer v3.1, Unit 853 and retrofits | 556 | 1797 | Rate Constraint in lbs/MMBtu | FALSE | L | Annual | Rate | lb/MMBtu | 0.07371 | 0.07371 | 0.07371 | 0.07371 | 0.07371 | 0.07371 | 0.07371 | 0.07371
IL Fac. Spec. - NOX Rate Summer v3.1, Unit 853 and retrofits | 556 | 1797 | Rate Constraint in lbs/MMBtu | FALSE | L | Annual | Generation | TWh | 0.0036915 | 0.0085109 | 0.0085109 | 0.0085109 | 0.018765 | 0.018765 | 0.018765 | 0.010178
IL Fac. Spec. - NOX Rate Summer v3.1, Unit 853 and retrofits | 556 | 1797 | Rate Constraint in lbs/MMBtu | FALSE | L | Annual | Qualifying Generation | TWh | 0.0036915 | 0.0085109 | 0.0085109 | 0.0085109 | 0.018765 | 0.018765 | 0.018765 | 0.010178
IL Fac. Spec. - NOX Rate Summer v3.1, Unit 853 and retrofits | 556 | 1797 | Rate Constraint in lbs/MMBtu | FALSE | L | Annual | Rate | lb/MWh | 0.94857 | 0.94857 | 0.94857 | 0.94857 | 0.94857 | 0.94857 | 0.94857 | 0.94857
IL Fac. Spec. - NOX Rate Summer v3.1, Unit 853 and retrofits | 556 | 1797 | Rate Constraint in lbs/MMBtu | FALSE | L | Annual | Constraint Shadow Price | US2016$/Ton | 0 | 0 | 0 | 0 | 0 | 0 | 0 | 0
IL Fac. Spec. - NOX Rate Summer v3.1, Unit 854 and retrofits | 557 | 1797 | Rate Constraint in lbs/MMBtu | FALSE | L | Annual | Seasons Included | Seasons | Summer | Summer | Summer | Summer | Summer | Summer | Summer | Summer
IL Fac. Spec. - NOX Rate Summer v3.1, Unit 854 and retrofits | 557 | 1797 | Rate Constraint in lbs/MMBtu | FALSE | L | Annual | Standard NOX | lb/MMBtu | 0.25 | 0.25 | 0.25 | 0.25 | 0.25 | 0.25 | 0.25 | 0.25
IL Fac. Spec. - NOX Rate Summer v3.1, Unit 854 and retrofits | 557 | 1797 | Rate Constraint in lbs/MMBtu | FALSE | L | Annual | Emissions at Affected Plants NOX | Thousand Tons | 0 | 0 | 0 | 0 | 0 | 0 | 0 | 0
IL Fac. Spec. - NOX Rate Summer v3.1, Unit 854 and retrofits | 557 | 1797 | Rate Constraint in lbs/MMBtu | FALSE | L | Annual | Allowances Purchased NOX | Thousand Tons | 0 | 0 | 0 | 0 | 0 | 0 | 0 | 0
IL Fac. Spec. - NOX Rate Summer v3.1, Unit 854 and retrofits | 557 | 1797 | Rate Constraint in lbs/MMBtu | FALSE | L | Annual | Allowances Sold NOX | Thousand Tons | 0 | 0 | 0 | 0 | 0 | 0 | 0 | 0
IL Fac. Spec. - NOX Rate Summer v3.1, Unit 854 and retrofits | 557 | 1797 | Rate Constraint in lbs/MMBtu | FALSE | L | Annual | Allowances Banked | Thousand Tons | 0 | 0 | 0 | 0 | 0 | 0 | 0 | 0
IL Fac. Spec. - NOX Rate Summer v3.1, Unit 854 and retrofits | 557 | 1797 | Rate Constraint in lbs/MMBtu | FALSE | L | Annual | Allowances Withdrawn (1:1) | Thousand Tons | 0 | 0 | 0 | 0 | 0 | 0 | 0 | 0
IL Fac. Spec. - NOX Rate Summer v3.1, Unit 854 and retrofits | 557 | 1797 | Rate Constraint in lbs/MMBtu | FALSE | L | Annual | Allowances Withdrawn (n:1) | Thousand Tons | 0 | 0 | 0 | 0 | 0 | 0 | 0 | 0
IL Fac. Spec. - NOX Rate Summer v3.1, Unit 854 and retrofits | 557 | 1797 | Rate Constraint in lbs/MMBtu | FALSE | L | Annual | Net Emissions Allowance Position | Thousand Tons | 0 | 0 | 0 | 0 | 0 | 0 | 0 | 0
IL Fac. Spec. - NOX Rate Summer v3.1, Unit 854 and retrofits | 557 | 1797 | Rate Constraint in lbs/MMBtu | FALSE | L | Annual | Fuel Consumed | TBtu | 0 | 0 | 0 | 0 | 0 | 0 | 0 | 0
IL Fac. Spec. - NOX Rate Summer v3.1, Unit 854 and retrofits | 557 | 1797 | Rate Constraint in lbs/MMBtu | FALSE | L | Annual | Rate | lb/MMBtu | 0 | 0 | 0 | 0 | 0 | 0 | 0 | 0
IL Fac. Spec. - NOX Rate Summer v3.1, Unit 854 and retrofits | 557 | 1797 | Rate Constraint in lbs/MMBtu | FALSE | L | Annual | Generation | TWh | 0 | 0 | 0 | 0 | 0 | 0 | 0 | 0
IL Fac. Spec. - NOX Rate Summer v3.1, Unit 854 and retrofits | 557 | 1797 | Rate Constraint in lbs/MMBtu | FALSE | L | Annual | Qualifying Generation | TWh | 0 | 0 | 0 | 0 | 0 | 0 | 0 | 0
IL Fac. Spec. - NOX Rate Summer v3.1, Unit 854 and retrofits | 557 | 1797 | Rate Constraint in lbs/MMBtu | FALSE | L | Annual | Rate | lb/MWh | 0 | 0 | 0 | 0 | 0 | 0 | 0 | 0
IL Fac. Spec. - NOX Rate Summer v3.1, Unit 854 and retrofits | 557 | 1797 | Rate Constraint in lbs/MMBtu | FALSE | L | Annual | Constraint Shadow Price | US2016$/Ton | 0 | 0 | 0 | 0 | 0 | 0 | 0 | 0
IL Fac. Spec. - NOX Rate Summer v3.1, Unit 855 and retrofits | 558 | 1797 | Rate Constraint in lbs/MMBtu | FALSE | L | Annual | Seasons Included | Seasons | Summer | Summer | Summer | Summer | Summer | Summer | Summer | Summer
IL Fac. Spec. - NOX Rate Summer v3.1, Unit 855 and retrofits | 558 | 1797 | Rate Constraint in lbs/MMBtu | FALSE | L | Annual | Standard NOX | lb/MMBtu | 0.25 | 0.25 | 0.25 | 0.25 | 0.25 | 0.25 | 0.25 | 0.25
IL Fac. Spec. - NOX Rate Summer v3.1, Unit 855 and retrofits | 558 | 1797 | Rate Constraint in lbs/MMBtu | FALSE | L | Annual | Emissions at Affected Plants NOX | Thousand Tons | 0 | 0 | 0 | 0 | 0 | 0 | 0 | 0
IL Fac. Spec. - NOX Rate Summer v3.1, Unit 855 and retrofits | 558 | 1797 | Rate Constraint in lbs/MMBtu | FALSE | L | Annual | Allowances Purchased NOX | Thousand Tons | 0 | 0 | 0 | 0 | 0 | 0 | 0 | 0
IL Fac. Spec. - NOX Rate Summer v3.1, Unit 855 and retrofits | 558 | 1797 | Rate Constraint in lbs/MMBtu | FALSE | L | Annual | Allowances Sold NOX | Thousand Tons | 0 | 0 | 0 | 0 | 0 | 0 | 0 | 0
IL Fac. Spec. - NOX Rate Summer v3.1, Unit 855 and retrofits | 558 | 1797 | Rate Constraint in lbs/MMBtu | FALSE | L | Annual | Allowances Banked | Thousand Tons | 0 | 0 | 0 | 0 | 0 | 0 | 0 | 0
IL Fac. Spec. - NOX Rate Summer v3.1, Unit 855 and retrofits | 558 | 1797 | Rate Constraint in lbs/MMBtu | FALSE | L | Annual | Allowances Withdrawn (1:1) | Thousand Tons | 0 | 0 | 0 | 0 | 0 | 0 | 0 | 0
IL Fac. Spec. - NOX Rate Summer v3.1, Unit 855 and retrofits | 558 | 1797 | Rate Constraint in lbs/MMBtu | FALSE | L | Annual | Allowances Withdrawn (n:1) | Thousand Tons | 0 | 0 | 0 | 0 | 0 | 0 | 0 | 0
IL Fac. Spec. - NOX Rate Summer v3.1, Unit 855 and retrofits | 558 | 1797 | Rate Constraint in lbs/MMBtu | FALSE | L | Annual | Net Emissions Allowance Position | Thousand Tons | 0 | 0 | 0 | 0 | 0 | 0 | 0 | 0
IL Fac. Spec. - NOX Rate Summer v3.1, Unit 855 and retrofits | 558 | 1797 | Rate Constraint in lbs/MMBtu | FALSE | L | Annual | Fuel Consumed | TBtu | 0 | 0 | 0 | 0 | 0 | 0 | 0 | 0
IL Fac. Spec. - NOX Rate Summer v3.1, Unit 855 and retrofits | 558 | 1797 | Rate Constraint in lbs/MMBtu | FALSE | L | Annual | Rate | lb/MMBtu | 0 | 0 | 0 | 0 | 0 | 0 | 0 | 0
IL Fac. Spec. - NOX Rate Summer v3.1, Unit 855 and retrofits | 558 | 1797 | Rate Constraint in lbs/MMBtu | FALSE | L | Annual | Generation | TWh | 0 | 0 | 0 | 0 | 0 | 0 | 0 | 0
IL Fac. Spec. - NOX Rate Summer v3.1, Unit 855 and retrofits | 558 | 1797 | Rate Constraint in lbs/MMBtu | FALSE | L | Annual | Qualifying Generation | TWh | 0 | 0 | 0 | 0 | 0 | 0 | 0 | 0
IL Fac. Spec. - NOX Rate Summer v3.1, Unit 855 and retrofits | 558 | 1797 | Rate Constraint in lbs/MMBtu | FALSE | L | Annual | Rate | lb/MWh | 0 | 0 | 0 | 0 | 0 | 0 | 0 | 0
IL Fac. Spec. - NOX Rate Summer v3.1, Unit 855 and retrofits | 558 | 1797 | Rate Constraint in lbs/MMBtu | FALSE | L | Annual | Constraint Shadow Price | US2016$/Ton | 0 | 0 | 0 | 0 | 0 | 0 | 0 | 0
IL Fac. Spec. - NOX Rate Summer v3.1, Unit 857 and retrofits | 559 | 1797 | Rate Constraint in lbs/MMBtu | FALSE | L | Annual | Seasons Included | Seasons | Summer | Summer | Summer | Summer | Summer | Summer | Summer | Summer
IL Fac. Spec. - NOX Rate Summer v3.1, Unit 857 and retrofits | 559 | 1797 | Rate Constraint in lbs/MMBtu | FALSE | L | Annual | Standard NOX | lb/MMBtu | 0.25 | 0.25 | 0.25 | 0.25 | 0.25 | 0.25 | 0.25 | 0.25
IL Fac. Spec. - NOX Rate Summer v3.1, Unit 857 and retrofits | 559 | 1797 | Rate Constraint in lbs/MMBtu | FALSE | L | Annual | Emissions at Affected Plants NOX | Thousand Tons | 0.00040359 | 0.00058353 | 0.00080056 | 0.00080056 | 0.00080056 | 0.00080056 | 0.00080056 | 0.00080056
IL Fac. Spec. - NOX Rate Summer v3.1, Unit 857 and retrofits | 559 | 1797 | Rate Constraint in lbs/MMBtu | FALSE | L | Annual | Allowances Purchased NOX | Thousand Tons | 0 | 0 | 0 | 0 | 0 | 0 | 0 | 0
IL Fac. Spec. - NOX Rate Summer v3.1, Unit 857 and retrofits | 559 | 1797 | Rate Constraint in lbs/MMBtu | FALSE | L | Annual | Allowances Sold NOX | Thousand Tons | 0 | 0 | 0 | 0 | 0 | 0 | 0 | 0
IL Fac. Spec. - NOX Rate Summer v3.1, Unit 857 and retrofits | 559 | 1797 | Rate Constraint in lbs/MMBtu | FALSE | L | Annual | Allowances Banked | Thousand Tons | 0 | 0 | 0 | 0 | 0 | 0 | 0 | 0
IL Fac. Spec. - NOX Rate Summer v3.1, Unit 857 and retrofits | 559 | 1797 | Rate Constraint in lbs/MMBtu | FALSE | L | Annual | Allowances Withdrawn (1:1) | Thousand Tons | 0 | 0 | 0 | 0 | 0 | 0 | 0 | 0
IL Fac. Spec. - NOX Rate Summer v3.1, Unit 857 and retrofits | 559 | 1797 | Rate Constraint in lbs/MMBtu | FALSE | L | Annual | Allowances Withdrawn (n:1) | Thousand Tons | 0 | 0 | 0 | 0 | 0 | 0 | 0 | 0
IL Fac. Spec. - NOX Rate Summer v3.1, Unit 857 and retrofits | 559 | 1797 | Rate Constraint in lbs/MMBtu | FALSE | L | Annual | Net Emissions Allowance Position | Thousand Tons | 0.00040359 | 0.00058353 | 0.00080056 | 0.00080056 | 0.00080056 | 0.00080056 | 0.00080056 | 0.00080056
IL Fac. Spec. - NOX Rate Summer v3.1, Unit 857 and retrofits | 559 | 1797 | Rate Constraint in lbs/MMBtu | FALSE | L | Annual | Fuel Consumed | TBtu | 0.07338 | 0.1061 | 0.14556 | 0.14556 | 0.14556 | 0.14556 | 0.14556 | 0.14556
IL Fac. Spec. - NOX Rate Summer v3.1, Unit 857 and retrofits | 559 | 1797 | Rate Constraint in lbs/MMBtu | FALSE | L | Annual | Rate | lb/MMBtu | 0.011 | 0.011 | 0.011 | 0.011 | 0.011 | 0.011 | 0.011 | 0.011
IL Fac. Spec. - NOX Rate Summer v3.1, Unit 857 and retrofits | 559 | 1797 | Rate Constraint in lbs/MMBtu | FALSE | L | Annual | Generation | TWh | 0.0068292 | 0.0098741 | 0.013546 | 0.013546 | 0.013546 | 0.013546 | 0.013546 | 0.013546
IL Fac. Spec. - NOX Rate Summer v3.1, Unit 857 and retrofits | 559 | 1797 | Rate Constraint in lbs/MMBtu | FALSE | L | Annual | Qualifying Generation | TWh | 0.0068292 | 0.0098741 | 0.013546 | 0.013546 | 0.013546 | 0.013546 | 0.013546 | 0.013546
IL Fac. Spec. - NOX Rate Summer v3.1, Unit 857 and retrofits | 559 | 1797 | Rate Constraint in lbs/MMBtu | FALSE | L | Annual | Rate | lb/MWh | 0.11819 | 0.11819 | 0.11819 | 0.11819 | 0.11819 | 0.11819 | 0.11819 | 0.11819
IL Fac. Spec. - NOX Rate Summer v3.1, Unit 857 and retrofits | 559 | 1797 | Rate Constraint in lbs/MMBtu | FALSE | L | Annual | Constraint Shadow Price | US2016$/Ton | 0 | 0 | 0 | 0 | 0 | 0 | 0 | 0
IL Fac. Spec. - NOX Rate Summer v3.1, Unit 865 and retrofits | 560 | 1797 | Rate Constraint in lbs/MMBtu | FALSE | L | Annual | Seasons Included | Seasons | Summer | Summer | Summer | Summer | Summer | Summer | Summer | Summer
IL Fac. Spec. - NOX Rate Summer v3.1, Unit 865 and retrofits | 560 | 1797 | Rate Constraint in lbs/MMBtu | FALSE | L | Annual | Standard NOX | lb/MMBtu | 0.25 | 0.25 | 0.25 | 0.25 | 0.25 | 0.25 | 0.25 | 0.25
IL Fac. Spec. - NOX Rate Summer v3.1, Unit 865 and retrofits | 560 | 1797 | Rate Constraint in lbs/MMBtu | FALSE | L | Annual | Emissions at Affected Plants NOX | Thousand Tons | 0.001581 | 0.0080367 | 0.0080367 | 0.015942 | 0.015942 | 0.0080367 | 0.0080367 | 0.0080367
IL Fac. Spec. - NOX Rate Summer v3.1, Unit 865 and retrofits | 560 | 1797 | Rate Constraint in lbs/MMBtu | FALSE | L | Annual | Allowances Purchased NOX | Thousand Tons | 0 | 0 | 0 | 0 | 0 | 0 | 0 | 0
IL Fac. Spec. - NOX Rate Summer v3.1, Unit 865 and retrofits | 560 | 1797 | Rate Constraint in lbs/MMBtu | FALSE | L | Annual | Allowances Sold NOX | Thousand Tons | 0 | 0 | 0 | 0 | 0 | 0 | 0 | 0
IL Fac. Spec. - NOX Rate Summer v3.1, Unit 865 and retrofits | 560 | 1797 | Rate Constraint in lbs/MMBtu | FALSE | L | Annual | Allowances Banked | Thousand Tons | 0 | 0 | 0 | 0 | 0 | 0 | 0 | 0
IL Fac. Spec. - NOX Rate Summer v3.1, Unit 865 and retrofits | 560 | 1797 | Rate Constraint in lbs/MMBtu | FALSE | L | Annual | Allowances Withdrawn (1:1) | Thousand Tons | 0 | 0 | 0 | 0 | 0 | 0 | 0 | 0
IL Fac. Spec. - NOX Rate Summer v3.1, Unit 865 and retrofits | 560 | 1797 | Rate Constraint in lbs/MMBtu | FALSE | L | Annual | Allowances Withdrawn (n:1) | Thousand Tons | 0 | 0 | 0 | 0 | 0 | 0 | 0 | 0
IL Fac. Spec. - NOX Rate Summer v3.1, Unit 865 and retrofits | 560 | 1797 | Rate Constraint in lbs/MMBtu | FALSE | L | Annual | Net Emissions Allowance Position | Thousand Tons | 0.001581 | 0.0080367 | 0.0080367 | 0.015942 | 0.015942 | 0.0080367 | 0.0080367 | 0.0080367
IL Fac. Spec. - NOX Rate Summer v3.1, Unit 865 and retrofits | 560 | 1797 | Rate Constraint in lbs/MMBtu | FALSE | L | Annual | Fuel Consumed | TBtu | 0.045055 | 0.22903 | 0.22903 | 0.45431 | 0.45431 | 0.22903 | 0.22903 | 0.22903
IL Fac. Spec. - NOX Rate Summer v3.1, Unit 865 and retrofits | 560 | 1797 | Rate Constraint in lbs/MMBtu | FALSE | L | Annual | Rate | lb/MMBtu | 0.07018 | 0.07018 | 0.07018 | 0.07018 | 0.07018 | 0.07018 | 0.07018 | 0.07018
IL Fac. Spec. - NOX Rate Summer v3.1, Unit 865 and retrofits | 560 | 1797 | Rate Constraint in lbs/MMBtu | FALSE | L | Annual | Generation | TWh | 0.0037574 | 0.0191 | 0.0191 | 0.037887 | 0.037887 | 0.0191 | 0.0191 | 0.0191
IL Fac. Spec. - NOX Rate Summer v3.1, Unit 865 and retrofits | 560 | 1797 | Rate Constraint in lbs/MMBtu | FALSE | L | Annual | Qualifying Generation | TWh | 0.0037574 | 0.0191 | 0.0191 | 0.037887 | 0.037887 | 0.0191 | 0.0191 | 0.0191
IL Fac. Spec. - NOX Rate Summer v3.1, Unit 865 and retrofits | 560 | 1797 | Rate Constraint in lbs/MMBtu | FALSE | L | Annual | Rate | lb/MWh | 0.84153 | 0.84153 | 0.84153 | 0.84153 | 0.84153 | 0.84153 | 0.84153 | 0.84153
IL Fac. Spec. - NOX Rate Summer v3.1, Unit 865 and retrofits | 560 | 1797 | Rate Constraint in lbs/MMBtu | FALSE | L | Annual | Constraint Shadow Price | US2016$/Ton | 0 | 0 | 0 | 0 | 0 | 0 | 0 | 0
IL Fac. Spec. - NOX Rate Summer v3.1, Unit 866 and retrofits | 561 | 1797 | Rate Constraint in lbs/MMBtu | FALSE | L | Annual | Seasons Included | Seasons | Summer | Summer | Summer | Summer | Summer | Summer | Summer | Summer
IL Fac. Spec. - NOX Rate Summer v3.1, Unit 866 and retrofits | 561 | 1797 | Rate Constraint in lbs/MMBtu | FALSE | L | Annual | Standard NOX | lb/MMBtu | 0.25 | 0.25 | 0.25 | 0.25 | 0.25 | 0.25 | 0.25 | 0.25
IL Fac. Spec. - NOX Rate Summer v3.1, Unit 866 and retrofits | 561 | 1797 | Rate Constraint in lbs/MMBtu | FALSE | L | Annual | Emissions at Affected Plants NOX | Thousand Tons | 0.0015908 | 0.0080866 | 0.0080866 | 0.016041 | 0.016041 | 0.0080866 | 0.0080866 | 0.0080866
IL Fac. Spec. - NOX Rate Summer v3.1, Unit 866 and retrofits | 561 | 1797 | Rate Constraint in lbs/MMBtu | FALSE | L | Annual | Allowances Purchased NOX | Thousand Tons | 0 | 0 | 0 | 0 | 0 | 0 | 0 | 0
IL Fac. Spec. - NOX Rate Summer v3.1, Unit 866 and retrofits | 561 | 1797 | Rate Constraint in lbs/MMBtu | FALSE | L | Annual | Allowances Sold NOX | Thousand Tons | 0 | 0 | 0 | 0 | 0 | 0 | 0 | 0
IL Fac. Spec. - NOX Rate Summer v3.1, Unit 866 and retrofits | 561 | 1797 | Rate Constraint in lbs/MMBtu | FALSE | L | Annual | Allowances Banked | Thousand Tons | 0 | 0 | 0 | 0 | 0 | 0 | 0 | 0
IL Fac. Spec. - NOX Rate Summer v3.1, Unit 866 and retrofits | 561 | 1797 | Rate Constraint in lbs/MMBtu | FALSE | L | Annual | Allowances Withdrawn (1:1) | Thousand Tons | 0 | 0 | 0 | 0 | 0 | 0 | 0 | 0
IL Fac. Spec. - NOX Rate Summer v3.1, Unit 866 and retrofits | 561 | 1797 | Rate Constraint in lbs/MMBtu | FALSE | L | Annual | Allowances Withdrawn (n:1) | Thousand Tons | 0 | 0 | 0 | 0 | 0 | 0 | 0 | 0
IL Fac. Spec. - NOX Rate Summer v3.1, Unit 866 and retrofits | 561 | 1797 | Rate Constraint in lbs/MMBtu | FALSE | L | Annual | Net Emissions Allowance Position | Thousand Tons | 0.0015908 | 0.0080866 | 0.0080866 | 0.016041 | 0.016041 | 0.0080866 | 0.0080866 | 0.0080866
IL Fac. Spec. - NOX Rate Summer v3.1, Unit 866 and retrofits | 561 | 1797 | Rate Constraint in lbs/MMBtu | FALSE | L | Annual | Fuel Consumed | TBtu | 0.045059 | 0.22905 | 0.22905 | 0.45434 | 0.45434 | 0.22905 | 0.22905 | 0.22905
IL Fac. Spec. - NOX Rate Summer v3.1, Unit 866 and retrofits | 561 | 1797 | Rate Constraint in lbs/MMBtu | FALSE | L | Annual | Rate | lb/MMBtu | 0.07061 | 0.07061 | 0.07061 | 0.07061 | 0.07061 | 0.07061 | 0.07061 | 0.07061
IL Fac. Spec. - NOX Rate Summer v3.1, Unit 866 and retrofits | 561 | 1797 | Rate Constraint in lbs/MMBtu | FALSE | L | Annual | Generation | TWh | 0.0037574 | 0.0191 | 0.0191 | 0.037887 | 0.037887 | 0.0191 | 0.0191 | 0.0191
IL Fac. Spec. - NOX Rate Summer v3.1, Unit 866 and retrofits | 561 | 1797 | Rate Constraint in lbs/MMBtu | FALSE | L | Annual | Qualifying Generation | TWh | 0.0037574 | 0.0191 | 0.0191 | 0.037887 | 0.037887 | 0.0191 | 0.0191 | 0.0191
IL Fac. Spec. - NOX Rate Summer v3.1, Unit 866 and retrofits | 561 | 1797 | Rate Constraint in lbs/MMBtu | FALSE | L | Annual | Rate | lb/MWh | 0.84676 | 0.84676 | 0.84676 | 0.84676 | 0.84676 | 0.84676 | 0.84676 | 0.84676
IL Fac. Spec. - NOX Rate Summer v3.1, Unit 866 and retrofits | 561 | 1797 | Rate Constraint in lbs/MMBtu | FALSE | L | Annual | Constraint Shadow Price | US2016$/Ton | 0 | 0 | 0 | 0 | 0 | 0 | 0 | 0
IL Fac. Spec. - NOX Rate Summer v3.1, Unit 867 and retrofits | 562 | 1797 | Rate Constraint in lbs/MMBtu | FALSE | L | Annual | Seasons Included | Seasons | Summer | Summer | Summer | Summer | Summer | Summer | Summer | Summer
IL Fac. Spec. - NOX Rate Summer v3.1, Unit 867 and retrofits | 562 | 1797 | Rate Constraint in lbs/MMBtu | FALSE | L | Annual | Standard NOX | lb/MMBtu | 0.25 | 0.25 | 0.25 | 0.25 | 0.25 | 0.25 | 0.25 | 0.25
IL Fac. Spec. - NOX Rate Summer v3.1, Unit 867 and retrofits | 562 | 1797 | Rate Constraint in lbs/MMBtu | FALSE | L | Annual | Emissions at Affected Plants NOX | Thousand Tons | 0.001627 | 0.001627 | 0.0037511 | 0.0037511 | 0.0082705 | 0.0082705 | 0.005644 | 0
IL Fac. Spec. - NOX Rate Summer v3.1, Unit 867 and retrofits | 562 | 1797 | Rate Constraint in lbs/MMBtu | FALSE | L | Annual | Allowances Purchased NOX | Thousand Tons | 0 | 0 | 0 | 0 | 0 | 0 | 0 | 0
IL Fac. Spec. - NOX Rate Summer v3.1, Unit 867 and retrofits | 562 | 1797 | Rate Constraint in lbs/MMBtu | FALSE | L | Annual | Allowances Sold NOX | Thousand Tons | 0 | 0 | 0 | 0 | 0 | 0 | 0 | 0
IL Fac. Spec. - NOX Rate Summer v3.1, Unit 867 and retrofits | 562 | 1797 | Rate Constraint in lbs/MMBtu | FALSE | L | Annual | Allowances Banked | Thousand Tons | 0 | 0 | 0 | 0 | 0 | 0 | 0 | 0
IL Fac. Spec. - NOX Rate Summer v3.1, Unit 867 and retrofits | 562 | 1797 | Rate Constraint in lbs/MMBtu | FALSE | L | Annual | Allowances Withdrawn (1:1) | Thousand Tons | 0 | 0 | 0 | 0 | 0 | 0 | 0 | 0
IL Fac. Spec. - NOX Rate Summer v3.1, Unit 867 and retrofits | 562 | 1797 | Rate Constraint in lbs/MMBtu | FALSE | L | Annual | Allowances Withdrawn (n:1) | Thousand Tons | 0 | 0 | 0 | 0 | 0 | 0 | 0 | 0
IL Fac. Spec. - NOX Rate Summer v3.1, Unit 867 and retrofits | 562 | 1797 | Rate Constraint in lbs/MMBtu | FALSE | L | Annual | Net Emissions Allowance Position | Thousand Tons | 0.001627 | 0.001627 | 0.0037511 | 0.0037511 | 0.0082705 | 0.0082705 | 0.005644 | 0
IL Fac. Spec. - NOX Rate Summer v3.1, Unit 867 and retrofits | 562 | 1797 | Rate Constraint in lbs/MMBtu | FALSE | L | Annual | Fuel Consumed | TBtu | 0.044685 | 0.044685 | 0.10302 | 0.10302 | 0.22715 | 0.22715 | 0.15501 | 0
IL Fac. Spec. - NOX Rate Summer v3.1, Unit 867 and retrofits | 562 | 1797 | Rate Constraint in lbs/MMBtu | FALSE | L | Annual | Rate | lb/MMBtu | 0.07282 | 0.07282 | 0.07282 | 0.07282 | 0.07282 | 0.07282 | 0.07282 | 0
IL Fac. Spec. - NOX Rate Summer v3.1, Unit 867 and retrofits | 562 | 1797 | Rate Constraint in lbs/MMBtu | FALSE | L | Annual | Generation | TWh | 0.0034278 | 0.0034278 | 0.007903 | 0.007903 | 0.017425 | 0.017425 | 0.011891 | 0
IL Fac. Spec. - NOX Rate Summer v3.1, Unit 867 and retrofits | 562 | 1797 | Rate Constraint in lbs/MMBtu | FALSE | L | Annual | Qualifying Generation | TWh | 0.0034278 | 0.0034278 | 0.007903 | 0.007903 | 0.017425 | 0.017425 | 0.011891 | 0
IL Fac. Spec. - NOX Rate Summer v3.1, Unit 867 and retrofits | 562 | 1797 | Rate Constraint in lbs/MMBtu | FALSE | L | Annual | Rate | lb/MWh | 0.94928 | 0.94928 | 0.94928 | 0.94928 | 0.94928 | 0.94928 | 0.94928 | 0
IL Fac. Spec. - NOX Rate Summer v3.1, Unit 867 and retrofits | 562 | 1797 | Rate Constraint in lbs/MMBtu | FALSE | L | Annual | Constraint Shadow Price | US2016$/Ton | 0 | 0 | 0 | 0 | 0 | 0 | 0 | 0
IL Fac. Spec. - NOX Rate Summer v3.1, Unit 868 and retrofits | 563 | 1797 | Rate Constraint in lbs/MMBtu | FALSE | L | Annual | Seasons Included | Seasons | Summer | Summer | Summer | Summer | Summer | Summer | Summer | Summer
IL Fac. Spec. - NOX Rate Summer v3.1, Unit 868 and retrofits | 563 | 1797 | Rate Constraint in lbs/MMBtu | FALSE | L | Annual | Standard NOX | lb/MMBtu | 0.25 | 0.25 | 0.25 | 0.25 | 0.25 | 0.25 | 0.25 | 0.25
IL Fac. Spec. - NOX Rate Summer v3.1, Unit 868 and retrofits | 563 | 1797 | Rate Constraint in lbs/MMBtu | FALSE | L | Annual | Emissions at Affected Plants NOX | Thousand Tons | 0.0014972 | 0.0014972 | 0.0034518 | 0.0034518 | 0.0076106 | 0.0076106 | 0.0076106 | 0
IL Fac. Spec. - NOX Rate Summer v3.1, Unit 868 and retrofits | 563 | 1797 | Rate Constraint in lbs/MMBtu | FALSE | L | Annual | Allowances Purchased NOX | Thousand Tons | 0 | 0 | 0 | 0 | 0 | 0 | 0 | 0
IL Fac. Spec. - NOX Rate Summer v3.1, Unit 868 and retrofits | 563 | 1797 | Rate Constraint in lbs/MMBtu | FALSE | L | Annual | Allowances Sold NOX | Thousand Tons | 0 | 0 | 0 | 0 | 0 | 0 | 0 | 0
IL Fac. Spec. - NOX Rate Summer v3.1, Unit 868 and retrofits | 563 | 1797 | Rate Constraint in lbs/MMBtu | FALSE | L | Annual | Allowances Banked | Thousand Tons | 0 | 0 | 0 | 0 | 0 | 0 | 0 | 0
IL Fac. Spec. - NOX Rate Summer v3.1, Unit 868 and retrofits | 563 | 1797 | Rate Constraint in lbs/MMBtu | FALSE | L | Annual | Allowances Withdrawn (1:1) | Thousand Tons | 0 | 0 | 0 | 0 | 0 | 0 | 0 | 0
IL Fac. Spec. - NOX Rate Summer v3.1, Unit 868 and retrofits | 563 | 1797 | Rate Constraint in lbs/MMBtu | FALSE | L | Annual | Allowances Withdrawn (n:1) | Thousand Tons | 0 | 0 | 0 | 0 | 0 | 0 | 0 | 0
IL Fac. Spec. - NOX Rate Summer v3.1, Unit 868 and retrofits | 563 | 1797 | Rate Constraint in lbs/MMBtu | FALSE | L | Annual | Net Emissions Allowance Position | Thousand Tons | 0.0014972 | 0.0014972 | 0.0034518 | 0.0034518 | 0.0076106 | 0.0076106 | 0.0076106 | 0
IL Fac. Spec. - NOX Rate Summer v3.1, Unit 868 and retrofits | 563 | 1797 | Rate Constraint in lbs/MMBtu | FALSE | L | Annual | Fuel Consumed | TBtu | 0.044255 | 0.044255 | 0.10203 | 0.10203 | 0.22496 | 0.22496 | 0.22496 | 0
IL Fac. Spec. - NOX Rate Summer v3.1, Unit 868 and retrofits | 563 | 1797 | Rate Constraint in lbs/MMBtu | FALSE | L | Annual | Rate | lb/MMBtu | 0.06766 | 0.06766 | 0.06766 | 0.06766 | 0.06766 | 0.06766 | 0.06766 | 0
IL Fac. Spec. - NOX Rate Summer v3.1, Unit 868 and retrofits | 563 | 1797 | Rate Constraint in lbs/MMBtu | FALSE | L | Annual | Generation | TWh | 0.0033949 | 0.0033949 | 0.007827 | 0.007827 | 0.017257 | 0.017257 | 0.017257 | 0
IL Fac. Spec. - NOX Rate Summer v3.1, Unit 868 and retrofits | 563 | 1797 | Rate Constraint in lbs/MMBtu | FALSE | L | Annual | Qualifying Generation | TWh | 0.0033949 | 0.0033949 | 0.007827 | 0.007827 | 0.017257 | 0.017257 | 0.017257 | 0
IL Fac. Spec. - NOX Rate Summer v3.1, Unit 868 and retrofits | 563 | 1797 | Rate Constraint in lbs/MMBtu | FALSE | L | Annual | Rate | lb/MWh | 0.88202 | 0.88202 | 0.88202 | 0.88202 | 0.88202 | 0.88202 | 0.88202 | 0
IL Fac. Spec. - NOX Rate Summer v3.1, Unit 868 and retrofits | 563 | 1797 | Rate Constraint in lbs/MMBtu | FALSE | L | Annual | Constraint Shadow Price | US2016$/Ton | 0 | 0 | 0 | 0 | 0 | 0 | 0 | 0
IL Fac. Spec. - NOX Rate Summer v3.1, Unit 1631 and retrofits | 564 | 1797 | Rate Constraint in lbs/MMBtu | FALSE | L | Annual | Seasons Included | Seasons | Summer | Summer | Summer | Summer | Summer | Summer | Summer | Summer
IL Fac. Spec. - NOX Rate Summer v3.1, Unit 1631 and retrofits | 564 | 1797 | Rate Constraint in lbs/MMBtu | FALSE | L | Annual | Standard NOX | lb/MMBtu | 0.25 | 0.25 | 0.25 | 0.25 | 0.25 | 0.25 | 0.25 | 0.25
IL Fac. Spec. - NOX Rate Summer v3.1, Unit 1631 and retrofits | 564 | 1797 | Rate Constraint in lbs/MMBtu | FALSE | L | Annual | Emissions at Affected Plants NOX | Thousand Tons | 0.00098794 | 0 | 0.00098794 | 0.00098794 | 0.00098794 | 0.00098794 | 0.00098794 | 0
IL Fac. Spec. - NOX Rate Summer v3.1, Unit 1631 and retrofits | 564 | 1797 | Rate Constraint in lbs/MMBtu | FALSE | L | Annual | Allowances Purchased NOX | Thousand Tons | 0 | 0 | 0 | 0 | 0 | 0 | 0 | 0
IL Fac. Spec. - NOX Rate Summer v3.1, Unit 1631 and retrofits | 564 | 1797 | Rate Constraint in lbs/MMBtu | FALSE | L | Annual | Allowances Sold NOX | Thousand Tons | 0 | 0 | 0 | 0 | 0 | 0 | 0 | 0
IL Fac. Spec. - NOX Rate Summer v3.1, Unit 1631 and retrofits | 564 | 1797 | Rate Constraint in lbs/MMBtu | FALSE | L | Annual | Allowances Banked | Thousand Tons | 0 | 0 | 0 | 0 | 0 | 0 | 0 | 0
IL Fac. Spec. - NOX Rate Summer v3.1, Unit 1631 and retrofits | 564 | 1797 | Rate Constraint in lbs/MMBtu | FALSE | L | Annual | Allowances Withdrawn (1:1) | Thousand Tons | 0 | 0 | 0 | 0 | 0 | 0 | 0 | 0
IL Fac. Spec. - NOX Rate Summer v3.1, Unit 1631 and retrofits | 564 | 1797 | Rate Constraint in lbs/MMBtu | FALSE | L | Annual | Allowances Withdrawn (n:1) | Thousand Tons | 0 | 0 | 0 | 0 | 0 | 0 | 0 | 0
IL Fac. Spec. - NOX Rate Summer v3.1, Unit 1631 and retrofits | 564 | 1797 | Rate Constraint in lbs/MMBtu | FALSE | L | Annual | Net Emissions Allowance Position | Thousand Tons | 0.00098794 | 0 | 0.00098794 | 0.00098794 | 0.00098794 | 0.00098794 | 0.00098794 | 0
IL Fac. Spec. - NOX Rate Summer v3.1, Unit 1631 and retrofits | 564 | 1797 | Rate Constraint in lbs/MMBtu | FALSE | L | Annual | Fuel Consumed | TBtu | 0.017001 | 0 | 0.017001 | 0.017001 | 0.017001 | 0.017001 | 0.017001 | 0
IL Fac. Spec. - NOX Rate Summer v3.1, Unit 1631 and retrofits | 564 | 1797 | Rate Constraint in lbs/MMBtu | FALSE | L | Annual | Rate | lb/MMBtu | 0.11622 | 0 | 0.11622 | 0.11622 | 0.11622 | 0.11622 | 0.11622 | 0
IL Fac. Spec. - NOX Rate Summer v3.1, Unit 1631 and retrofits | 564 | 1797 | Rate Constraint in lbs/MMBtu | FALSE | L | Annual | Generation | TWh | 0.0012493 | 0 | 0.0012493 | 0.0012493 | 0.0012493 | 0.0012493 | 0.0012493 | 0
IL Fac. Spec. - NOX Rate Summer v3.1, Unit 1631 and retrofits | 564 | 1797 | Rate Constraint in lbs/MMBtu | FALSE | L | Annual | Qualifying Generation | TWh | 0.0012493 | 0 | 0.0012493 | 0.0012493 | 0.0012493 | 0.0012493 | 0.0012493 | 0
IL Fac. Spec. - NOX Rate Summer v3.1, Unit 1631 and retrofits | 564 | 1797 | Rate Constraint in lbs/MMBtu | FALSE | L | Annual | Rate | lb/MWh | 1.5816 | 0 | 1.5816 | 1.5816 | 1.5816 | 1.5816 | 1.5816 | 0
IL Fac. Spec. - NOX Rate Summer v3.1, Unit 1631 and retrofits | 564 | 1797 | Rate Constraint in lbs/MMBtu | FALSE | L | Annual | Constraint Shadow Price | US2016$/Ton | 0 | 0 | 0 | 0 | 0 | 0 | 0 | 0
IL Fac. Spec. - NOX Rate Summer v3.1, Unit 1632 and retrofits | 565 | 1797 | Rate Constraint in lbs/MMBtu | FALSE | L | Annual | Seasons Included | Seasons | Summer | Summer | Summer | Summer | Summer | Summer | Summer | Summer
IL Fac. Spec. - NOX Rate Summer v3.1, Unit 1632 and retrofits | 565 | 1797 | Rate Constraint in lbs/MMBtu | FALSE | L | Annual | Standard NOX | lb/MMBtu | 0.25 | 0.25 | 0.25 | 0.25 | 0.25 | 0.25 | 0.25 | 0.25
IL Fac. Spec. - NOX Rate Summer v3.1, Unit 1632 and retrofits | 565 | 1797 | Rate Constraint in lbs/MMBtu | FALSE | L | Annual | Emissions at Affected Plants NOX | Thousand Tons | 0.0016523 | 0 | 0.0016523 | 0.0016523 | 0.0016523 | 0.0016523 | 0.0016523 | 0
IL Fac. Spec. - NOX Rate Summer v3.1, Unit 1632 and retrofits | 565 | 1797 | Rate Constraint in lbs/MMBtu | FALSE | L | Annual | Allowances Purchased NOX | Thousand Tons | 0 | 0 | 0 | 0 | 0 | 0 | 0 | 0
IL Fac. Spec. - NOX Rate Summer v3.1, Unit 1632 and retrofits | 565 | 1797 | Rate Constraint in lbs/MMBtu | FALSE | L | Annual | Allowances Sold NOX | Thousand Tons | 0 | 0 | 0 | 0 | 0 | 0 | 0 | 0
IL Fac. Spec. - NOX Rate Summer v3.1, Unit 1632 and retrofits | 565 | 1797 | Rate Constraint in lbs/MMBtu | FALSE | L | Annual | Allowances Banked | Thousand Tons | 0 | 0 | 0 | 0 | 0 | 0 | 0 | 0
IL Fac. Spec. - NOX Rate Summer v3.1, Unit 1632 and retrofits | 565 | 1797 | Rate Constraint in lbs/MMBtu | FALSE | L | Annual | Allowances Withdrawn (1:1) | Thousand Tons | 0 | 0 | 0 | 0 | 0 | 0 | 0 | 0
IL Fac. Spec. - NOX Rate Summer v3.1, Unit 1632 and retrofits | 565 | 1797 | Rate Constraint in lbs/MMBtu | FALSE | L | Annual | Allowances Withdrawn (n:1) | Thousand Tons | 0 | 0 | 0 | 0 | 0 | 0 | 0 | 0
IL Fac. Spec. - NOX Rate Summer v3.1, Unit 1632 and retrofits | 565 | 1797 | Rate Constraint in lbs/MMBtu | FALSE | L | Annual | Net Emissions Allowance Position | Thousand Tons | 0.0016523 | 0 | 0.0016523 | 0.0016523 | 0.0016523 | 0.0016523 | 0.0016523 | 0
IL Fac. Spec. - NOX Rate Summer v3.1, Unit 1632 and retrofits | 565 | 1797 | Rate Constraint in lbs/MMBtu | FALSE | L | Annual | Fuel Consumed | TBtu | 0.017001 | 0 | 0.017001 | 0.017001 | 0.017001 | 0.017001 | 0.017001 | 0
IL Fac. Spec. - NOX Rate Summer v3.1, Unit 1632 and retrofits | 565 | 1797 | Rate Constraint in lbs/MMBtu | FALSE | L | Annual | Rate | lb/MMBtu | 0.19437 | 0 | 0.19437 | 0.19437 | 0.19437 | 0.19437 | 0.19437 | 0
IL Fac. Spec. - NOX Rate Summer v3.1, Unit 1632 and retrofits | 565 | 1797 | Rate Constraint in lbs/MMBtu | FALSE | L | Annual | Generation | TWh | 0.0012493 | 0 | 0.0012493 | 0.0012493 | 0.0012493 | 0.0012493 | 0.0012493 | 0
IL Fac. Spec. - NOX Rate Summer v3.1, Unit 1632 and retrofits | 565 | 1797 | Rate Constraint in lbs/MMBtu | FALSE | L | Annual | Qualifying Generation | TWh | 0.0012493 | 0 | 0.0012493 | 0.0012493 | 0.0012493 | 0.0012493 | 0.0012493 | 0
IL Fac. Spec. - NOX Rate Summer v3.1, Unit 1632 and retrofits | 565 | 1797 | Rate Constraint in lbs/MMBtu | FALSE | L | Annual | Rate | lb/MWh | 2.6452 | 0 | 2.6452 | 2.6452 | 2.6452 | 2.6452 | 2.6452 | 0
IL Fac. Spec. - NOX Rate Summer v3.1, Unit 1632 and retrofits | 565 | 1797 | Rate Constraint in lbs/MMBtu | FALSE | L | Annual | Constraint Shadow Price | US2016$/Ton | 0 | 0 | 0 | 0 | 0 | 0 | 0 | 0
IL Fac. Spec. - NOX Rate Summer v3.1, Unit 1633 and retrofits | 566 | 1797 | Rate Constraint in lbs/MMBtu | FALSE | L | Annual | Seasons Included | Seasons | Summer | Summer | Summer | Summer | Summer | Summer | Summer | Summer
IL Fac. Spec. - NOX Rate Summer v3.1, Unit 1633 and retrofits | 566 | 1797 | Rate Constraint in lbs/MMBtu | FALSE | L | Annual | Standard NOX | lb/MMBtu | 0.25 | 0.25 | 0.25 | 0.25 | 0.25 | 0.25 | 0.25 | 0.25
IL Fac. Spec. - NOX Rate Summer v3.1, Unit 1633 and retrofits | 566 | 1797 | Rate Constraint in lbs/MMBtu | FALSE | L | Annual | Emissions at Affected Plants NOX | Thousand Tons | 0.0020508 | 0.0018025 | 0.0020508 | 0.0020508 | 0.0020508 | 0.0020508 | 0.0020508 | 0
IL Fac. Spec. - NOX Rate Summer v3.1, Unit 1633 and retrofits | 566 | 1797 | Rate Constraint in lbs/MMBtu | FALSE | L | Annual | Allowances Purchased NOX | Thousand Tons | 0 | 0 | 0 | 0 | 0 | 0 | 0 | 0
IL Fac. Spec. - NOX Rate Summer v3.1, Unit 1633 and retrofits | 566 | 1797 | Rate Constraint in lbs/MMBtu | FALSE | L | Annual | Allowances Sold NOX | Thousand Tons | 0 | 0 | 0 | 0 | 0 | 0 | 0 | 0
IL Fac. Spec. - NOX Rate Summer v3.1, Unit 1633 and retrofits | 566 | 1797 | Rate Constraint in lbs/MMBtu | FALSE | L | Annual | Allowances Banked | Thousand Tons | 0 | 0 | 0 | 0 | 0 | 0 | 0 | 0
IL Fac. Spec. - NOX Rate Summer v3.1, Unit 1633 and retrofits | 566 | 1797 | Rate Constraint in lbs/MMBtu | FALSE | L | Annual | Allowances Withdrawn (1:1) | Thousand Tons | 0 | 0 | 0 | 0 | 0 | 0 | 0 | 0
IL Fac. Spec. - NOX Rate Summer v3.1, Unit 1633 and retrofits | 566 | 1797 | Rate Constraint in lbs/MMBtu | FALSE | L | Annual | Allowances Withdrawn (n:1) | Thousand Tons | 0 | 0 | 0 | 0 | 0 | 0 | 0 | 0
IL Fac. Spec. - NOX Rate Summer v3.1, Unit 1633 and retrofits | 566 | 1797 | Rate Constraint in lbs/MMBtu | FALSE | L | Annual | Net Emissions Allowance Position | Thousand Tons | 0.0020508 | 0.0018025 | 0.0020508 | 0.0020508 | 0.0020508 | 0.0020508 | 0.0020508 | 0
IL Fac. Spec. - NOX Rate Summer v3.1, Unit 1633 and retrofits | 566 | 1797 | Rate Constraint in lbs/MMBtu | FALSE | L | Annual | Fuel Consumed | TBtu | 0.026039 | 0.022886 | 0.026039 | 0.026039 | 0.026039 | 0.026039 | 0.026039 | 0
IL Fac. Spec. - NOX Rate Summer v3.1, Unit 1633 and retrofits | 566 | 1797 | Rate Constraint in lbs/MMBtu | FALSE | L | Annual | Rate | lb/MMBtu | 0.15752 | 0.15752 | 0.15752 | 0.15752 | 0.15752 | 0.15752 | 0.15752 | 0
IL Fac. Spec. - NOX Rate Summer v3.1, Unit 1633 and retrofits | 566 | 1797 | Rate Constraint in lbs/MMBtu | FALSE | L | Annual | Generation | TWh | 0.0019135 | 0.0016818 | 0.0019135 | 0.0019135 | 0.0019135 | 0.0019135 | 0.0019135 | 0
IL Fac. Spec. - NOX Rate Summer v3.1, Unit 1633 and retrofits | 566 | 1797 | Rate Constraint in lbs/MMBtu | FALSE | L | Annual | Qualifying Generation | TWh | 0.0019135 | 0.0016818 | 0.0019135 | 0.0019135 | 0.0019135 | 0.0019135 | 0.0019135 | 0
IL Fac. Spec. - NOX Rate Summer v3.1, Unit 1633 and retrofits | 566 | 1797 | Rate Constraint in lbs/MMBtu | FALSE | L | Annual | Rate | lb/MWh | 2.1435 | 2.1435 | 2.1435 | 2.1435 | 2.1435 | 2.1435 | 2.1435 | 0
IL Fac. Spec. - NOX Rate Summer v3.1, Unit 1633 and retrofits | 566 | 1797 | Rate Constraint in lbs/MMBtu | FALSE | L | Annual | Constraint Shadow Price | US2016$/Ton | 0 | 0 | 0 | 0 | 0 | 0 | 0 | 0
IL Fac. Spec. - NOX Rate Summer v3.1, Unit 1634 and retrofits | 567 | 1797 | Rate Constraint in lbs/MMBtu | FALSE | L | Annual | Seasons Included | Seasons | Summer | Summer | Summer | Summer | Summer | Summer | Summer | Summer
IL Fac. Spec. - NOX Rate Summer v3.1, Unit 1634 and retrofits | 567 | 1797 | Rate Constraint in lbs/MMBtu | FALSE | L | Annual | Standard NOX | lb/MMBtu | 0.25 | 0.25 | 0.25 | 0.25 | 0.25 | 0.25 | 0.25 | 0.25
IL Fac. Spec. - NOX Rate Summer v3.1, Unit 1634 and retrofits | 567 | 1797 | Rate Constraint in lbs/MMBtu | FALSE | L | Annual | Emissions at Affected Plants NOX | Thousand Tons | 0.00056148 | 0 | 0.0015483 | 0.0015483 | 0.0015483 | 0.0015483 | 0.0015483 | 0
IL Fac. Spec. - NOX Rate Summer v3.1, Unit 1634 and retrofits | 567 | 1797 | Rate Constraint in lbs/MMBtu | FALSE | L | Annual | Allowances Purchased NOX | Thousand Tons | 0 | 0 | 0 | 0 | 0 | 0 | 0 | 0
IL Fac. Spec. - NOX Rate Summer v3.1, Unit 1634 and retrofits | 567 | 1797 | Rate Constraint in lbs/MMBtu | FALSE | L | Annual | Allowances Sold NOX | Thousand Tons | 0 | 0 | 0 | 0 | 0 | 0 | 0 | 0
IL Fac. Spec. - NOX Rate Summer v3.1, Unit 1634 and retrofits | 567 | 1797 | Rate Constraint in lbs/MMBtu | FALSE | L | Annual | Allowances Banked | Thousand Tons | 0 | 0 | 0 | 0 | 0 | 0 | 0 | 0
IL Fac. Spec. - NOX Rate Summer v3.1, Unit 1634 and retrofits | 567 | 1797 | Rate Constraint in lbs/MMBtu | FALSE | L | Annual | Allowances Withdrawn (1:1) | Thousand Tons | 0 | 0 | 0 | 0 | 0 | 0 | 0 | 0
IL Fac. Spec. - NOX Rate Summer v3.1, Unit 1634 and retrofits | 567 | 1797 | Rate Constraint in lbs/MMBtu | FALSE | L | Annual | Allowances Withdrawn (n:1) | Thousand Tons | 0 | 0 | 0 | 0 | 0 | 0 | 0 | 0
IL Fac. Spec. - NOX Rate Summer v3.1, Unit 1634 and retrofits | 567 | 1797 | Rate Constraint in lbs/MMBtu | FALSE | L | Annual | Net Emissions Allowance Position | Thousand Tons | 0.00056148 | 0 | 0.0015483 | 0.0015483 | 0.0015483 | 0.0015483 | 0.0015483 | 0
IL Fac. Spec. - NOX Rate Summer v3.1, Unit 1634 and retrofits | 567 | 1797 | Rate Constraint in lbs/MMBtu | FALSE | L | Annual | Fuel Consumed | TBtu | 0.0094437 | 0 | 0.026041 | 0.026041 | 0.026041 | 0.026041 | 0.026041 | 0
IL Fac. Spec. - NOX Rate Summer v3.1, Unit 1634 and retrofits | 567 | 1797 | Rate Constraint in lbs/MMBtu | FALSE | L | Annual | Rate | lb/MMBtu | 0.11891 | 0 | 0.11891 | 0.11891 | 0.11891 | 0.11891 | 0.11891 | 0
IL Fac. Spec. - NOX Rate Summer v3.1, Unit 1634 and retrofits | 567 | 1797 | Rate Constraint in lbs/MMBtu | FALSE | L | Annual | Generation | TWh | 0.00069393 | 0 | 0.0019135 | 0.0019135 | 0.0019135 | 0.0019135 | 0.0019135 | 0
IL Fac. Spec. - NOX Rate Summer v3.1, Unit 1634 and retrofits | 567 | 1797 | Rate Constraint in lbs/MMBtu | FALSE | L | Annual | Qualifying Generation | TWh | 0.00069393 | 0 | 0.0019135 | 0.0019135 | 0.0019135 | 0.0019135 | 0.0019135 | 0
IL Fac. Spec. - NOX Rate Summer v3.1, Unit 1634 and retrofits | 567 | 1797 | Rate Constraint in lbs/MMBtu | FALSE | L | Annual | Rate | lb/MWh | 1.6182 | 0 | 1.6182 | 1.6182 | 1.6182 | 1.6182 | 1.6182 | 0
IL Fac. Spec. - NOX Rate Summer v3.1, Unit 1634 and retrofits | 567 | 1797 | Rate Constraint in lbs/MMBtu | FALSE | L | Annual | Constraint Shadow Price | US2016$/Ton | 0 | 0 | 0 | 0 | 0 | 0 | 0 | 0
IL Fac. Spec. - NOX Rate Summer v3.1, Unit 1635 and retrofits | 568 | 1797 | Rate Constraint in lbs/MMBtu | FALSE | L | Annual | Seasons Included | Seasons | Summer | Summer | Summer | Summer | Summer | Summer | Summer | Summer
IL Fac. Spec. - NOX Rate Summer v3.1, Unit 1635 and retrofits | 568 | 1797 | Rate Constraint in lbs/MMBtu | FALSE | L | Annual | Standard NOX | lb/MMBtu | 0.25 | 0.25 | 0.25 | 0.25 | 0.25 | 0.25 | 0.25 | 0.25
IL Fac. Spec. - NOX Rate Summer v3.1, Unit 1635 and retrofits | 568 | 1797 | Rate Constraint in lbs/MMBtu | FALSE | L | Annual | Emissions at Affected Plants NOX | Thousand Tons | 0.0017153 | 0 | 0.0017153 | 0.0017153 | 0.0017153 | 0.0017153 | 0.0017153 | 0
IL Fac. Spec. - NOX Rate Summer v3.1, Unit 1635 and retrofits | 568 | 1797 | Rate Constraint in lbs/MMBtu | FALSE | L | Annual | Allowances Purchased NOX | Thousand Tons | 0 | 0 | 0 | 0 | 0 | 0 | 0 | 0
IL Fac. Spec. - NOX Rate Summer v3.1, Unit 1635 and retrofits | 568 | 1797 | Rate Constraint in lbs/MMBtu | FALSE | L | Annual | Allowances Sold NOX | Thousand Tons | 0 | 0 | 0 | 0 | 0 | 0 | 0 | 0
IL Fac. Spec. - NOX Rate Summer v3.1, Unit 1635 and retrofits | 568 | 1797 | Rate Constraint in lbs/MMBtu | FALSE | L | Annual | Allowances Banked | Thousand Tons | 0 | 0 | 0 | 0 | 0 | 0 | 0 | 0
IL Fac. Spec. - NOX Rate Summer v3.1, Unit 1635 and retrofits | 568 | 1797 | Rate Constraint in lbs/MMBtu | FALSE | L | Annual | Allowances Withdrawn (1:1) | Thousand Tons | 0 | 0 | 0 | 0 | 0 | 0 | 0 | 0
IL Fac. Spec. - NOX Rate Summer v3.1, Unit 1635 and retrofits | 568 | 1797 | Rate Constraint in lbs/MMBtu | FALSE | L | Annual | Allowances Withdrawn (n:1) | Thousand Tons | 0 | 0 | 0 | 0 | 0 | 0 | 0 | 0
IL Fac. Spec. - NOX Rate Summer v3.1, Unit 1635 and retrofits | 568 | 1797 | Rate Constraint in lbs/MMBtu | FALSE | L | Annual | Net Emissions Allowance Position | Thousand Tons | 0.0017153 | 0 | 0.0017153 | 0.0017153 | 0.0017153 | 0.0017153 | 0.0017153 | 0
IL Fac. Spec. - NOX Rate Summer v3.1, Unit 1635 and retrofits | 568 | 1797 | Rate Constraint in lbs/MMBtu | FALSE | L | Annual | Fuel Consumed | TBtu | 0.026041 | 0 | 0.026041 | 0.026041 | 0.026041 | 0.026041 | 0.026041 | 0
IL Fac. Spec. - NOX Rate Summer v3.1, Unit 1635 and retrofits | 568 | 1797 | Rate Constraint in lbs/MMBtu | FALSE | L | Annual | Rate | lb/MMBtu | 0.13174 | 0 | 0.13174 | 0.13174 | 0.13174 | 0.13174 | 0.13174 | 0
IL Fac. Spec. - NOX Rate Summer v3.1, Unit 1635 and retrofits | 568 | 1797 | Rate Constraint in lbs/MMBtu | FALSE | L | Annual | Generation | TWh | 0.0019135 | 0 | 0.0019135 | 0.0019135 | 0.0019135 | 0.0019135 | 0.0019135 | 0
IL Fac. Spec. - NOX Rate Summer v3.1, Unit 1635 and retrofits | 568 | 1797 | Rate Constraint in lbs/MMBtu | FALSE | L | Annual | Qualifying Generation | TWh | 0.0019135 | 0 | 0.0019135 | 0.0019135 | 0.0019135 | 0.0019135 | 0.0019135 | 0
IL Fac. Spec. - NOX Rate Summer v3.1, Unit 1635 and retrofits | 568 | 1797 | Rate Constraint in lbs/MMBtu | FALSE | L | Annual | Rate | lb/MWh | 1.7928 | 0 | 1.7928 | 1.7928 | 1.7928 | 1.7928 | 1.7928 | 0
IL Fac. Spec. - NOX Rate Summer v3.1, Unit 1635 and retrofits | 568 | 1797 | Rate Constraint in lbs/MMBtu | FALSE | L | Annual | Constraint Shadow Price | US2016$/Ton | 0 | 0 | 0 | 0 | 0 | 0 | 0 | 0
IL Fac. Spec. - NOX Rate Summer v3.1, Unit 1950 and retrofits | 569 | 1797 | Rate Constraint in lbs/MMBtu | FALSE | L | Annual | Seasons Included | Seasons | Summer | Summer | Summer | Summer | Summer | Summer | Summer | Summer
IL Fac. Spec. - NOX Rate Summer v3.1, Unit 1950 and retrofits | 569 | 1797 | Rate Constraint in lbs/MMBtu | FALSE | L | Annual | Standard NOX | lb/MMBtu | 0.25 | 0.25 | 0.25 | 0.25 | 0.25 | 0.25 | 0.25 | 0.25
IL Fac. Spec. - NOX Rate Summer v3.1, Unit 1950 and retrofits | 569 | 1797 | Rate Constraint in lbs/MMBtu | FALSE | L | Annual | Emissions at Affected Plants NOX | Thousand Tons | 0.00075784 | 0.0038523 | 0.0038523 | 0.0038523 | 0.0085046 | 0.0038523 | 0.0038523 | 0.0038523
IL Fac. Spec. - NOX Rate Summer v3.1, Unit 1950 and retrofits | 569 | 1797 | Rate Constraint in lbs/MMBtu | FALSE | L | Annual | Allowances Purchased NOX | Thousand Tons | 0 | 0 | 0 | 0 | 0 | 0 | 0 | 0
IL Fac. Spec. - NOX Rate Summer v3.1, Unit 1950 and retrofits | 569 | 1797 | Rate Constraint in lbs/MMBtu | FALSE | L | Annual | Allowances Sold NOX | Thousand Tons | 0 | 0 | 0 | 0 | 0 | 0 | 0 | 0
IL Fac. Spec. - NOX Rate Summer v3.1, Unit 1950 and retrofits | 569 | 1797 | Rate Constraint in lbs/MMBtu | FALSE | L | Annual | Allowances Banked | Thousand Tons | 0 | 0 | 0 | 0 | 0 | 0 | 0 | 0
IL Fac. Spec. - NOX Rate Summer v3.1, Unit 1950 and retrofits | 569 | 1797 | Rate Constraint in lbs/MMBtu | FALSE | L | Annual | Allowances Withdrawn (1:1) | Thousand Tons | 0 | 0 | 0 | 0 | 0 | 0 | 0 | 0
IL Fac. Spec. - NOX Rate Summer v3.1, Unit 1950 and retrofits | 569 | 1797 | Rate Constraint in lbs/MMBtu | FALSE | L | Annual | Allowances Withdrawn (n:1) | Thousand Tons | 0 | 0 | 0 | 0 | 0 | 0 | 0 | 0
IL Fac. Spec. - NOX Rate Summer v3.1, Unit 1950 and retrofits | 569 | 1797 | Rate Constraint in lbs/MMBtu | FALSE | L | Annual | Net Emissions Allowance Position | Thousand Tons | 0.00075784 | 0.0038523 | 0.0038523 | 0.0038523 | 0.0085046 | 0.0038523 | 0.0038523 | 0.0038523
IL Fac. Spec. - NOX Rate Summer v3.1, Unit 1950 and retrofits | 569 | 1797 | Rate Constraint in lbs/MMBtu | FALSE | L | Annual | Fuel Consumed | TBtu | 0.017281 | 0.087843 | 0.087843 | 0.087843 | 0.19393 | 0.087843 | 0.087843 | 0.087843
IL Fac. Spec. - NOX Rate Summer v3.1, Unit 1950 and retrofits | 569 | 1797 | Rate Constraint in lbs/MMBtu | FALSE | L | Annual | Rate | lb/MMBtu | 0.08771 | 0.08771 | 0.08771 | 0.08771 | 0.08771 | 0.08771 | 0.08771 | 0.08771
IL Fac. Spec. - NOX Rate Summer v3.1, Unit 1950 and retrofits | 569 | 1797 | Rate Constraint in lbs/MMBtu | FALSE | L | Annual | Generation | TWh | 0.0015354 | 0.0078048 | 0.0078048 | 0.0078048 | 0.01723 | 0.0078048 | 0.0078048 | 0.0078048
IL Fac. Spec. - NOX Rate Summer v3.1, Unit 1950 and retrofits | 569 | 1797 | Rate Constraint in lbs/MMBtu | FALSE | L | Annual | Qualifying Generation | TWh | 0.0015354 | 0.0078048 | 0.0078048 | 0.0078048 | 0.01723 | 0.0078048 | 0.0078048 | 0.0078048
IL Fac. Spec. - NOX Rate Summer v3.1, Unit 1950 and retrofits | 569 | 1797 | Rate Constraint in lbs/MMBtu | FALSE | L | Annual | Rate | lb/MWh | 0.98718 | 0.98718 | 0.98718 | 0.98718 | 0.98718 | 0.98718 | 0.98718 | 0.98718
IL Fac. Spec. - NOX Rate Summer v3.1, Unit 1950 and retrofits | 569 | 1797 | Rate Constraint in lbs/MMBtu | FALSE | L | Annual | Constraint Shadow Price | US2016$/Ton | 0 | 0 | 0 | 0 | 0 | 0 | 0 | 0
IL Fac. Spec. - NOX Rate Summer v3.1, Unit 1951 and retrofits | 570 | 1797 | Rate Constraint in lbs/MMBtu | FALSE | L | Annual | Seasons Included | Seasons | Summer | Summer | Summer | Summer | Summer | Summer | Summer | Summer
IL Fac. Spec. - NOX Rate Summer v3.1, Unit 1951 and retrofits | 570 | 1797 | Rate Constraint in lbs/MMBtu | FALSE | L | Annual | Standard NOX | lb/MMBtu | 0.25 | 0.25 | 0.25 | 0.25 | 0.25 | 0.25 | 0.25 | 0.25
IL Fac. Spec. - NOX Rate Summer v3.1, Unit 1951 and retrofits | 570 | 1797 | Rate Constraint in lbs/MMBtu | FALSE | L | Annual | Emissions at Affected Plants NOX | Thousand Tons | 0.003278 | 0.0066829 | 0.0066829 | 0.0066829 | 0.014078 | 0.0066829 | 0.0066829 | 0.0066829
IL Fac. Spec. - NOX Rate Summer v3.1, Unit 1951 and retrofits | 570 | 1797 | Rate Constraint in lbs/MMBtu | FALSE | L | Annual | Allowances Purchased NOX | Thousand Tons | 0 | 0 | 0 | 0 | 0 | 0 | 0 | 0
IL Fac. Spec. - NOX Rate Summer v3.1, Unit 1951 and retrofits | 570 | 1797 | Rate Constraint in lbs/MMBtu | FALSE | L | Annual | Allowances Sold NOX | Thousand Tons | 0 | 0 | 0 | 0 | 0 | 0 | 0 | 0
IL Fac. Spec. - NOX Rate Summer v3.1, Unit 1951 and retrofits | 570 | 1797 | Rate Constraint in lbs/MMBtu | FALSE | L | Annual | Allowances Banked | Thousand Tons | 0 | 0 | 0 | 0 | 0 | 0 | 0 | 0
IL Fac. Spec. - NOX Rate Summer v3.1, Unit 1951 and retrofits | 570 | 1797 | Rate Constraint in lbs/MMBtu | FALSE | L | Annual | Allowances Withdrawn (1:1) | Thousand Tons | 0 | 0 | 0 | 0 | 0 | 0 | 0 | 0
IL Fac. Spec. - NOX Rate Summer v3.1, Unit 1951 and retrofits | 570 | 1797 | Rate Constraint in lbs/MMBtu | FALSE | L | Annual | Allowances Withdrawn (n:1) | Thousand Tons | 0 | 0 | 0 | 0 | 0 | 0 | 0 | 0
IL Fac. Spec. - NOX Rate Summer v3.1, Unit 1951 and retrofits | 570 | 1797 | Rate Constraint in lbs/MMBtu | FALSE | L | Annual | Net Emissions Allowance Position | Thousand Tons | 0.003278 | 0.0066829 | 0.0066829 | 0.0066829 | 0.014078 | 0.0066829 | 0.0066829 | 0.0066829
IL Fac. Spec. - NOX Rate Summer v3.1, Unit 1951 and retrofits | 570 | 1797 | Rate Constraint in lbs/MMBtu | FALSE | L | Annual | Fuel Consumed | TBtu | 0.15539 | 0.3168 | 0.3168 | 0.3168 | 0.66738 | 0.3168 | 0.3168 | 0.3168
IL Fac. Spec. - NOX Rate Summer v3.1, Unit 1951 and retrofits | 570 | 1797 | Rate Constraint in lbs/MMBtu | FALSE | L | Annual | Rate | lb/MMBtu | 0.04219 | 0.04219 | 0.04219 | 0.04219 | 0.04219 | 0.04219 | 0.04219 | 0.04219
IL Fac. Spec. - NOX Rate Summer v3.1, Unit 1951 and retrofits | 570 | 1797 | Rate Constraint in lbs/MMBtu | FALSE | L | Annual | Generation | TWh | 0.013807 | 0.028148 | 0.028148 | 0.028148 | 0.059296 | 0.028148 | 0.028148 | 0.028148
IL Fac. Spec. - NOX Rate Summer v3.1, Unit 1951 and retrofits | 570 | 1797 | Rate Constraint in lbs/MMBtu | FALSE | L | Annual | Qualifying Generation | TWh | 0.013807 | 0.028148 | 0.028148 | 0.028148 | 0.059296 | 0.028148 | 0.028148 | 0.028148
IL Fac. Spec. - NOX Rate Summer v3.1, Unit 1951 and retrofits | 570 | 1797 | Rate Constraint in lbs/MMBtu | FALSE | L | Annual | Rate | lb/MWh | 0.47485 | 0.47485 | 0.47485 | 0.47485 | 0.47485 | 0.47485 | 0.47485 | 0.47485
IL Fac. Spec. - NOX Rate Summer v3.1, Unit 1951 and retrofits | 570 | 1797 | Rate Constraint in lbs/MMBtu | FALSE | L | Annual | Constraint Shadow Price | US2016$/Ton | 0 | 0 | 0 | 0 | 0 | 0 | 0 | 0
IL Fac. Spec. - NOX Rate Summer v3.1, Unit 1952 and retrofits | 571 | 1797 | Rate Constraint in lbs/MMBtu | FALSE | L | Annual | Seasons Included | Seasons | Summer | Summer | Summer | Summer | Summer | Summer | Summer | Summer
IL Fac. Spec. - NOX Rate Summer v3.1, Unit 1952 and retrofits | 571 | 1797 | Rate Constraint in lbs/MMBtu | FALSE | L | Annual | Standard NOX | lb/MMBtu | 0.25 | 0.25 | 0.25 | 0.25 | 0.25 | 0.25 | 0.25 | 0.25
IL Fac. Spec. - NOX Rate Summer v3.1, Unit 1952 and retrofits | 571 | 1797 | Rate Constraint in lbs/MMBtu | FALSE | L | Annual | Emissions at Affected Plants NOX | Thousand Tons | 0.0013461 | 0.0068429 | 0.0068429 | 0.0068429 | 0.0068429 | 0.0068429 | 0.0068429 | 0.0068429
IL Fac. Spec. - NOX Rate Summer v3.1, Unit 1952 and retrofits | 571 | 1797 | Rate Constraint in lbs/MMBtu | FALSE | L | Annual | Allowances Purchased NOX | Thousand Tons | 0 | 0 | 0 | 0 | 0 | 0 | 0 | 0
IL Fac. Spec. - NOX Rate Summer v3.1, Unit 1952 and retrofits | 571 | 1797 | Rate Constraint in lbs/MMBtu | FALSE | L | Annual | Allowances Sold NOX | Thousand Tons | 0 | 0 | 0 | 0 | 0 | 0 | 0 | 0
IL Fac. Spec. - NOX Rate Summer v3.1, Unit 1952 and retrofits | 571 | 1797 | Rate Constraint in lbs/MMBtu | FALSE | L | Annual | Allowances Banked | Thousand Tons | 0 | 0 | 0 | 0 | 0 | 0 | 0 | 0
IL Fac. Spec. - NOX Rate Summer v3.1, Unit 1952 and retrofits | 571 | 1797 | Rate Constraint in lbs/MMBtu | FALSE | L | Annual | Allowances Withdrawn (1:1) | Thousand Tons | 0 | 0 | 0 | 0 | 0 | 0 | 0 | 0
IL Fac. Spec. - NOX Rate Summer v3.1, Unit 1952 and retrofits | 571 | 1797 | Rate Constraint in lbs/MMBtu | FALSE | L | Annual | Allowances Withdrawn (n:1) | Thousand Tons | 0 | 0 | 0 | 0 | 0 | 0 | 0 | 0
IL Fac. Spec. - NOX Rate Summer v3.1, Unit 1952 and retrofits | 571 | 1797 | Rate Constraint in lbs/MMBtu | FALSE | L | Annual | Net Emissions Allowance Position | Thousand Tons | 0.0013461 | 0.0068429 | 0.0068429 | 0.0068429 | 0.0068429 | 0.0068429 | 0.0068429 | 0.0068429
IL Fac. Spec. - NOX Rate Summer v3.1, Unit 1952 and retrofits | 571 | 1797 | Rate Constraint in lbs/MMBtu | FALSE | L | Annual | Fuel Consumed | TBtu | 0.062322 | 0.3168 | 0.3168 | 0.3168 | 0.3168 | 0.3168 | 0.3168 | 0.3168
IL Fac. Spec. - NOX Rate Summer v3.1, Unit 1952 and retrofits | 571 | 1797 | Rate Constraint in lbs/MMBtu | FALSE | L | Annual | Rate | lb/MMBtu | 0.0432 | 0.0432 | 0.0432 | 0.0432 | 0.0432 | 0.0432 | 0.0432 | 0.0432
IL Fac. Spec. - NOX Rate Summer v3.1, Unit 1952 and retrofits | 571 | 1797 | Rate Constraint in lbs/MMBtu | FALSE | L | Annual | Generation | TWh | 0.0055372 | 0.028148 | 0.028148 | 0.028148 | 0.028148 | 0.028148 | 0.028148 | 0.028148
IL Fac. Spec. - NOX Rate Summer v3.1, Unit 1952 and retrofits | 571 | 1797 | Rate Constraint in lbs/MMBtu | FALSE | L | Annual | Qualifying Generation | TWh | 0.0055372 | 0.028148 | 0.028148 | 0.028148 | 0.028148 | 0.028148 | 0.028148 | 0.028148
IL Fac. Spec. - NOX Rate Summer v3.1, Unit 1952 and retrofits | 571 | 1797 | Rate Constraint in lbs/MMBtu | FALSE | L | Annual | Rate | lb/MWh | 0.48622 | 0.48622 | 0.48622 | 0.48622 | 0.48622 | 0.48622 | 0.48622 | 0.48622
IL Fac. Spec. - NOX Rate Summer v3.1, Unit 1952 and retrofits | 571 | 1797 | Rate Constraint in lbs/MMBtu | FALSE | L | Annual | Constraint Shadow Price | US2016$/Ton | 0 | 0 | 0 | 0 | 0 | 0 | 0 | 0
IL Fac. Spec. - NOX Rate Summer v3.1, Unit 1953 and retrofits | 572 | 1797 | Rate Constraint in lbs/MMBtu | FALSE | L | Annual | Seasons Included | Seasons | Summer | Summer | Summer | Summer | Summer | Summer | Summer | Summer
IL Fac. Spec. - NOX Rate Summer v3.1, Unit 1953 and retrofits | 572 | 1797 | Rate Constraint in lbs/MMBtu | FALSE | L | Annual | Standard NOX | lb/MMBtu | 0.25 | 0.25 | 0.25 | 0.25 | 0.25 | 0.25 | 0.25 | 0.25
IL Fac. Spec. - NOX Rate Summer v3.1, Unit 1953 and retrofits | 572 | 1797 | Rate Constraint in lbs/MMBtu | FALSE | L | Annual | Emissions at Affected Plants NOX | Thousand Tons | 0.0056962 | 0.0056962 | 0.0056962 | 0.0056962 | 0.0056962 | 0.0056962 | 0.0056962 | 0.0056962
IL Fac. Spec. - NOX Rate Summer v3.1, Unit 1953 and retrofits | 572 | 1797 | Rate Constraint in lbs/MMBtu | FALSE | L | Annual | Allowances Purchased NOX | Thousand Tons | 0 | 0 | 0 | 0 | 0 | 0 | 0 | 0
IL Fac. Spec. - NOX Rate Summer v3.1, Unit 1953 and retrofits | 572 | 1797 | Rate Constraint in lbs/MMBtu | FALSE | L | Annual | Allowances Sold NOX | Thousand Tons | 0 | 0 | 0 | 0 | 0 | 0 | 0 | 0
IL Fac. Spec. - NOX Rate Summer v3.1, Unit 1953 and retrofits | 572 | 1797 | Rate Constraint in lbs/MMBtu | FALSE | L | Annual | Allowances Banked | Thousand Tons | 0 | 0 | 0 | 0 | 0 | 0 | 0 | 0
IL Fac. Spec. - NOX Rate Summer v3.1, Unit 1953 and retrofits | 572 | 1797 | Rate Constraint in lbs/MMBtu | FALSE | L | Annual | Allowances Withdrawn (1:1) | Thousand Tons | 0 | 0 | 0 | 0 | 0 | 0 | 0 | 0
IL Fac. Spec. - NOX Rate Summer v3.1, Unit 1953 and retrofits | 572 | 1797 | Rate Constraint in lbs/MMBtu | FALSE | L | Annual | Allowances Withdrawn (n:1) | Thousand Tons | 0 | 0 | 0 | 0 | 0 | 0 | 0 | 0
IL Fac. Spec. - NOX Rate Summer v3.1, Unit 1953 and retrofits | 572 | 1797 | Rate Constraint in lbs/MMBtu | FALSE | L | Annual | Net Emissions Allowance Position | Thousand Tons | 0.0056962 | 0.0056962 | 0.0056962 | 0.0056962 | 0.0056962 | 0.0056962 | 0.0056962 | 0.0056962
IL Fac. Spec. - NOX Rate Summer v3.1, Unit 1953 and retrofits | 572 | 1797 | Rate Constraint in lbs/MMBtu | FALSE | L | Annual | Fuel Consumed | TBtu | 0.19612 | 0.19612 | 0.19612 | 0.19612 | 0.19612 | 0.19612 | 0.19612 | 0.19612
IL Fac. Spec. - NOX Rate Summer v3.1, Unit 1953 and retrofits | 572 | 1797 | Rate Constraint in lbs/MMBtu | FALSE | L | Annual | Rate | lb/MMBtu | 0.05809 | 0.05809 | 0.05809 | 0.05809 | 0.05809 | 0.05809 | 0.05809 | 0.05809
IL Fac. Spec. - NOX Rate Summer v3.1, Unit 1953 and retrofits | 572 | 1797 | Rate Constraint in lbs/MMBtu | FALSE | L | Annual | Generation | TWh | 0.017425 | 0.017425 | 0.017425 | 0.017425 | 0.017425 | 0.017425 | 0.017425 | 0.017425
IL Fac. Spec. - NOX Rate Summer v3.1, Unit 1953 and retrofits | 572 | 1797 | Rate Constraint in lbs/MMBtu | FALSE | L | Annual | Qualifying Generation | TWh | 0.017425 | 0.017425 | 0.017425 | 0.017425 | 0.017425 | 0.017425 | 0.017425 | 0.017425
IL Fac. Spec. - NOX Rate Summer v3.1, Unit 1953 and retrofits | 572 | 1797 | Rate Constraint in lbs/MMBtu | FALSE | L | Annual | Rate | lb/MWh | 0.6538 | 0.6538 | 0.6538 | 0.6538 | 0.6538 | 0.6538 | 0.6538 | 0.6538
IL Fac. Spec. - NOX Rate Summer v3.1, Unit 1953 and retrofits | 572 | 1797 | Rate Constraint in lbs/MMBtu | FALSE | L | Annual | Constraint Shadow Price | US2016$/Ton | 0 | 0 | 0 | 0 | 0 | 0 | 0 | 0
IL Fac. Spec. - NOX Rate Summer v3.1, Unit 2853 and retrofits | 573 | 1797 | Rate Constraint in lbs/MMBtu | FALSE | L | Annual | Seasons Included | Seasons | Summer | Summer | Summer | Summer | Summer | Summer | Summer | Summer
IL Fac. Spec. - NOX Rate Summer v3.1, Unit 2853 and retrofits | 573 | 1797 | Rate Constraint in lbs/MMBtu | FALSE | L | Annual | Standard NOX | lb/MMBtu | 0.25 | 0.25 | 0.25 | 0.25 | 0.25 | 0.25 | 0.25 | 0.25
IL Fac. Spec. - NOX Rate Summer v3.1, Unit 2853 and retrofits | 573 | 1797 | Rate Constraint in lbs/MMBtu | FALSE | L | Annual | Emissions at Affected Plants NOX | Thousand Tons | 0.013581 | 0.011486 | 0.011486 | 0.0048044 | 0.0048044 | 0.0048044 | 0.0048044 | 0.0048044
IL Fac. Spec. - NOX Rate Summer v3.1, Unit 2853 and retrofits | 573 | 1797 | Rate Constraint in lbs/MMBtu | FALSE | L | Annual | Allowances Purchased NOX | Thousand Tons | 0 | 0 | 0 | 0 | 0 | 0 | 0 | 0
IL Fac. Spec. - NOX Rate Summer v3.1, Unit 2853 and retrofits | 573 | 1797 | Rate Constraint in lbs/MMBtu | FALSE | L | Annual | Allowances Sold NOX | Thousand Tons | 0 | 0 | 0 | 0 | 0 | 0 | 0 | 0
IL Fac. Spec. - NOX Rate Summer v3.1, Unit 2853 and retrofits | 573 | 1797 | Rate Constraint in lbs/MMBtu | FALSE | L | Annual | Allowances Banked | Thousand Tons | 0 | 0 | 0 | 0 | 0 | 0 | 0 | 0
IL Fac. Spec. - NOX Rate Summer v3.1, Unit 2853 and retrofits | 573 | 1797 | Rate Constraint in lbs/MMBtu | FALSE | L | Annual | Allowances Withdrawn (1:1) | Thousand Tons | 0 | 0 | 0 | 0 | 0 | 0 | 0 | 0
IL Fac. Spec. - NOX Rate Summer v3.1, Unit 2853 and retrofits | 573 | 1797 | Rate Constraint in lbs/MMBtu | FALSE | L | Annual | Allowances Withdrawn (n:1) | Thousand Tons | 0 | 0 | 0 | 0 | 0 | 0 | 0 | 0
IL Fac. Spec. - NOX Rate Summer v3.1, Unit 2853 and retrofits | 573 | 1797 | Rate Constraint in lbs/MMBtu | FALSE | L | Annual | Net Emissions Allowance Position | Thousand Tons | 0.013581 | 0.011486 | 0.011486 | 0.0048044 | 0.0048044 | 0.0048044 | 0.0048044 | 0.0048044
IL Fac. Spec. - NOX Rate Summer v3.1, Unit 2853 and retrofits | 573 | 1797 | Rate Constraint in lbs/MMBtu | FALSE | L | Annual | Fuel Consumed | TBtu | 2.3096 | 1.9534 | 1.9534 | 0.81708 | 0.81708 | 0.81708 | 0.81708 | 0.81708
IL Fac. Spec. - NOX Rate Summer v3.1, Unit 2853 and retrofits | 573 | 1797 | Rate Constraint in lbs/MMBtu | FALSE | L | Annual | Rate | lb/MMBtu | 0.01176 | 0.01176 | 0.01176 | 0.01176 | 0.01176 | 0.01176 | 0.01176 | 0.01176
IL Fac. Spec. - NOX Rate Summer v3.1, Unit 2853 and retrofits | 573 | 1797 | Rate Constraint in lbs/MMBtu | FALSE | L | Annual | Generation | TWh | 0.28806 | 0.24363 | 0.24363 | 0.10191 | 0.10191 | 0.10191 | 0.10191 | 0.10191
IL Fac. Spec. - NOX Rate Summer v3.1, Unit 2853 and retrofits | 573 | 1797 | Rate Constraint in lbs/MMBtu | FALSE | L | Annual | Qualifying Generation | TWh | 0.28806 | 0.24363 | 0.24363 | 0.10191 | 0.10191 | 0.10191 | 0.10191 | 0.10191
IL Fac. Spec. - NOX Rate Summer v3.1, Unit 2853 and retrofits | 573 | 1797 | Rate Constraint in lbs/MMBtu | FALSE | L | Annual | Rate | lb/MWh | 0.094292 | 0.094292 | 0.094292 | 0.094292 | 0.094292 | 0.094292 | 0.094292 | 0.094292
IL Fac. Spec. - NOX Rate Summer v3.1, Unit 2853 and retrofits | 573 | 1797 | Rate Constraint in lbs/MMBtu | FALSE | L | Annual | Constraint Shadow Price | US2016$/Ton | 0 | 0 | 0 | 0 | 0 | 0 | 0 | 0
IL Fac. Spec. - NOX Rate Summer v3.1, Unit 2854 and retrofits | 574 | 1797 | Rate Constraint in lbs/MMBtu | FALSE | L | Annual | Seasons Included | Seasons | Summer | Summer | Summer | Summer | Summer | Summer | Summer | Summer
IL Fac. Spec. - NOX Rate Summer v3.1, Unit 2854 and retrofits | 574 | 1797 | Rate Constraint in lbs/MMBtu | FALSE | L | Annual | Standard NOX | lb/MMBtu | 0.25 | 0.25 | 0.25 | 0.25 | 0.25 | 0.25 | 0.25 | 0.25
IL Fac. Spec. - NOX Rate Summer v3.1, Unit 2854 and retrofits | 574 | 1797 | Rate Constraint in lbs/MMBtu | FALSE | L | Annual | Emissions at Affected Plants NOX | Thousand Tons | 0.021194 | 0.021194 | 0.020322 | 0.020322 | 0.020322 | 0.020322 | 0.020322 | 0.020322
IL Fac. Spec. - NOX Rate Summer v3.1, Unit 2854 and retrofits | 574 | 1797 | Rate Constraint in lbs/MMBtu | FALSE | L | Annual | Allowances Purchased NOX | Thousand Tons | 0 | 0 | 0 | 0 | 0 | 0 | 0 | 0
IL Fac. Spec. - NOX Rate Summer v3.1, Unit 2854 and retrofits | 574 | 1797 | Rate Constraint in lbs/MMBtu | FALSE | L | Annual | Allowances Sold NOX | Thousand Tons | 0 | 0 | 0 | 0 | 0 | 0 | 0 | 0
IL Fac. Spec. - NOX Rate Summer v3.1, Unit 2854 and retrofits | 574 | 1797 | Rate Constraint in lbs/MMBtu | FALSE | L | Annual | Allowances Banked | Thousand Tons | 0 | 0 | 0 | 0 | 0 | 0 | 0 | 0
IL Fac. Spec. - NOX Rate Summer v3.1, Unit 2854 and retrofits | 574 | 1797 | Rate Constraint in lbs/MMBtu | FALSE | L | Annual | Allowances Withdrawn (1:1) | Thousand Tons | 0 | 0 | 0 | 0 | 0 | 0 | 0 | 0
IL Fac. Spec. - NOX Rate Summer v3.1, Unit 2854 and retrofits | 574 | 1797 | Rate Constraint in lbs/MMBtu | FALSE | L | Annual | Allowances Withdrawn (n:1) | Thousand Tons | 0 | 0 | 0 | 0 | 0 | 0 | 0 | 0
IL Fac. Spec. - NOX Rate Summer v3.1, Unit 2854 and retrofits | 574 | 1797 | Rate Constraint in lbs/MMBtu | FALSE | L | Annual | Net Emissions Allowance Position | Thousand Tons | 0.021194 | 0.021194 | 0.020322 | 0.020322 | 0.020322 | 0.020322 | 0.020322 | 0.020322
IL Fac. Spec. - NOX Rate Summer v3.1, Unit 2854 and retrofits | 574 | 1797 | Rate Constraint in lbs/MMBtu | FALSE | L | Annual | Fuel Consumed | TBtu | 2.3813 | 2.3813 | 2.2833 | 2.2833 | 2.2833 | 2.2833 | 2.2833 | 2.2833
IL Fac. Spec. - NOX Rate Summer v3.1, Unit 2854 and retrofits | 574 | 1797 | Rate Constraint in lbs/MMBtu | FALSE | L | Annual | Rate | lb/MMBtu | 0.0178 | 0.0178 | 0.0178 | 0.0178 | 0.0178 | 0.0178 | 0.0178 | 0.0178
IL Fac. Spec. - NOX Rate Summer v3.1, Unit 2854 and retrofits | 574 | 1797 | Rate Constraint in lbs/MMBtu | FALSE | L | Annual | Generation | TWh | 0.33777 | 0.33777 | 0.32387 | 0.32387 | 0.32387 | 0.32387 | 0.32387 | 0.32387
IL Fac. Spec. - NOX Rate Summer v3.1, Unit 2854 and retrofits | 574 | 1797 | Rate Constraint in lbs/MMBtu | FALSE | L | Annual | Qualifying Generation | TWh | 0.33777 | 0.33777 | 0.32387 | 0.32387 | 0.32387 | 0.32387 | 0.32387 | 0.32387
IL Fac. Spec. - NOX Rate Summer v3.1, Unit 2854 and retrofits | 574 | 1797 | Rate Constraint in lbs/MMBtu | FALSE | L | Annual | Rate | lb/MWh | 0.12549 | 0.12549 | 0.12549 | 0.12549 | 0.12549 | 0.12549 | 0.12549 | 0.12549
IL Fac. Spec. - NOX Rate Summer v3.1, Unit 2854 and retrofits | 574 | 1797 | Rate Constraint in lbs/MMBtu | FALSE | L | Annual | Constraint Shadow Price | US2016$/Ton | 0 | 0 | 0 | 0 | 0 | 0 | 0 | 0
IL Fac. Spec. - NOX Rate Summer v3.1, Unit 2855 and retrofits | 575 | 1797 | Rate Constraint in lbs/MMBtu | FALSE | L | Annual | Seasons Included | Seasons | Summer | Summer | Summer | Summer | Summer | Summer | Summer | Summer
IL Fac. Spec. - NOX Rate Summer v3.1, Unit 2855 and retrofits | 575 | 1797 | Rate Constraint in lbs/MMBtu | FALSE | L | Annual | Standard NOX | lb/MMBtu | 0.25 | 0.25 | 0.25 | 0.25 | 0.25 | 0.25 | 0.25 | 0.25
IL Fac. Spec. - NOX Rate Summer v3.1, Unit 2855 and retrofits | 575 | 1797 | Rate Constraint in lbs/MMBtu | FALSE | L | Annual | Emissions at Affected Plants NOX | Thousand Tons | 0.021194 | 0.021194 | 0.020322 | 0.020322 | 0.020322 | 0.020322 | 0.019726 | 0.020322
IL Fac. Spec. - NOX Rate Summer v3.1, Unit 2855 and retrofits | 575 | 1797 | Rate Constraint in lbs/MMBtu | FALSE | L | Annual | Allowances Purchased NOX | Thousand Tons | 0 | 0 | 0 | 0 | 0 | 0 | 0 | 0
IL Fac. Spec. - NOX Rate Summer v3.1, Unit 2855 and retrofits | 575 | 1797 | Rate Constraint in lbs/MMBtu | FALSE | L | Annual | Allowances Sold NOX | Thousand Tons | 0 | 0 | 0 | 0 | 0 | 0 | 0 | 0
IL Fac. Spec. - NOX Rate Summer v3.1, Unit 2855 and retrofits | 575 | 1797 | Rate Constraint in lbs/MMBtu | FALSE | L | Annual | Allowances Banked | Thousand Tons | 0 | 0 | 0 | 0 | 0 | 0 | 0 | 0
IL Fac. Spec. - NOX Rate Summer v3.1, Unit 2855 and retrofits | 575 | 1797 | Rate Constraint in lbs/MMBtu | FALSE | L | Annual | Allowances Withdrawn (1:1) | Thousand Tons | 0 | 0 | 0 | 0 | 0 | 0 | 0 | 0
IL Fac. Spec. - NOX Rate Summer v3.1, Unit 2855 and retrofits | 575 | 1797 | Rate Constraint in lbs/MMBtu | FALSE | L | Annual | Allowances Withdrawn (n:1) | Thousand Tons | 0 | 0 | 0 | 0 | 0 | 0 | 0 | 0
IL Fac. Spec. - NOX Rate Summer v3.1, Unit 2855 and retrofits | 575 | 1797 | Rate Constraint in lbs/MMBtu | FALSE | L | Annual | Net Emissions Allowance Position | Thousand Tons | 0.021194 | 0.021194 | 0.020322 | 0.020322 | 0.020322 | 0.020322 | 0.019726 | 0.020322
IL Fac. Spec. - NOX Rate Summer v3.1, Unit 2855 and retrofits | 575 | 1797 | Rate Constraint in lbs/MMBtu | FALSE | L | Annual | Fuel Consumed | TBtu | 2.3813 | 2.3813 | 2.2833 | 2.2833 | 2.2833 | 2.2833 | 2.2164 | 2.2833
IL Fac. Spec. - NOX Rate Summer v3.1, Unit 2855 and retrofits | 575 | 1797 | Rate Constraint in lbs/MMBtu | FALSE | L | Annual | Rate | lb/MMBtu | 0.0178 | 0.0178 | 0.0178 | 0.0178 | 0.0178 | 0.0178 | 0.0178 | 0.0178
IL Fac. Spec. - NOX Rate Summer v3.1, Unit 2855 and retrofits | 575 | 1797 | Rate Constraint in lbs/MMBtu | FALSE | L | Annual | Generation | TWh | 0.33777 | 0.33777 | 0.32387 | 0.32387 | 0.32387 | 0.32387 | 0.31438 | 0.32387
IL Fac. Spec. - NOX Rate Summer v3.1, Unit 2855 and retrofits | 575 | 1797 | Rate Constraint in lbs/MMBtu | FALSE | L | Annual | Qualifying Generation | TWh | 0.33777 | 0.33777 | 0.32387 | 0.32387 | 0.32387 | 0.32387 | 0.31438 | 0.32387
IL Fac. Spec. - NOX Rate Summer v3.1, Unit 2855 and retrofits | 575 | 1797 | Rate Constraint in lbs/MMBtu | FALSE | L | Annual | Rate | lb/MWh | 0.12549 | 0.12549 | 0.12549 | 0.12549 | 0.12549 | 0.12549 | 0.12549 | 0.12549
IL Fac. Spec. - NOX Rate Summer v3.1, Unit 2855 and retrofits | 575 | 1797 | Rate Constraint in lbs/MMBtu | FALSE | L | Annual | Constraint Shadow Price | US2016$/Ton | 0 | 0 | 0 | 0 | 0 | 0 | 0 | 0
IL Fac. Spec. - NOX Rate Summer v3.1, Unit 2856 and retrofits | 576 | 1797 | Rate Constraint in lbs/MMBtu | FALSE | L | Annual | Seasons Included | Seasons | Summer | Summer | Summer | Summer | Summer | Summer | Summer | Summer
IL Fac. Spec. - NOX Rate Summer v3.1, Unit 2856 and retrofits | 576 | 1797 | Rate Constraint in lbs/MMBtu | FALSE | L | Annual | Standard NOX | lb/MMBtu | 0.25 | 0.25 | 0.25 | 0.25 | 0.25 | 0.25 | 0.25 | 0.25
IL Fac. Spec. - NOX Rate Summer v3.1, Unit 2856 and retrofits | 576 | 1797 | Rate Constraint in lbs/MMBtu | FALSE | L | Annual | Emissions at Affected Plants NOX | Thousand Tons | 0.024852 | 0.025462 | 0.024414 | 0.024414 | 0.024414 | 0.024414 | 0.014425 | 0.024414
IL Fac. Spec. - NOX Rate Summer v3.1, Unit 2856 and retrofits | 576 | 1797 | Rate Constraint in lbs/MMBtu | FALSE | L | Annual | Allowances Purchased NOX | Thousand Tons | 0 | 0 | 0 | 0 | 0 | 0 | 0 | 0
IL Fac. Spec. - NOX Rate Summer v3.1, Unit 2856 and retrofits | 576 | 1797 | Rate Constraint in lbs/MMBtu | FALSE | L | Annual | Allowances Sold NOX | Thousand Tons | 0 | 0 | 0 | 0 | 0 | 0 | 0 | 0
IL Fac. Spec. - NOX Rate Summer v3.1, Unit 2856 and retrofits | 576 | 1797 | Rate Constraint in lbs/MMBtu | FALSE | L | Annual | Allowances Banked | Thousand Tons | 0 | 0 | 0 | 0 | 0 | 0 | 0 | 0
IL Fac. Spec. - NOX Rate Summer v3.1, Unit 2856 and retrofits | 576 | 1797 | Rate Constraint in lbs/MMBtu | FALSE | L | Annual | Allowances Withdrawn (1:1) | Thousand Tons | 0 | 0 | 0 | 0 | 0 | 0 | 0 | 0
IL Fac. Spec. - NOX Rate Summer v3.1, Unit 2856 and retrofits | 576 | 1797 | Rate Constraint in lbs/MMBtu | FALSE | L | Annual | Allowances Withdrawn (n:1) | Thousand Tons | 0 | 0 | 0 | 0 | 0 | 0 | 0 | 0
IL Fac. Spec. - NOX Rate Summer v3.1, Unit 2856 and retrofits | 576 | 1797 | Rate Constraint in lbs/MMBtu | FALSE | L | Annual | Net Emissions Allowance Position | Thousand Tons | 0.024852 | 0.025462 | 0.024414 | 0.024414 | 0.024414 | 0.024414 | 0.014425 | 0.024414
IL Fac. Spec. - NOX Rate Summer v3.1, Unit 2856 and retrofits | 576 | 1797 | Rate Constraint in lbs/MMBtu | FALSE | L | Annual | Fuel Consumed | TBtu | 2.7924 | 2.8609 | 2.7432 | 2.7432 | 2.7432 | 2.7432 | 1.6208 | 2.7432
IL Fac. Spec. - NOX Rate Summer v3.1, Unit 2856 and retrofits | 576 | 1797 | Rate Constraint in lbs/MMBtu | FALSE | L | Annual | Rate | lb/MMBtu | 0.0178 | 0.0178 | 0.0178 | 0.0178 | 0.0178 | 0.0178 | 0.0178 | 0.0178
IL Fac. Spec. - NOX Rate Summer v3.1, Unit 2856 and retrofits | 576 | 1797 | Rate Constraint in lbs/MMBtu | FALSE | L | Annual | Generation | TWh | 0.39608 | 0.4058 | 0.3891 | 0.3891 | 0.3891 | 0.3891 | 0.2299 | 0.3891
IL Fac. Spec. - NOX Rate Summer v3.1, Unit 2856 and retrofits | 576 | 1797 | Rate Constraint in lbs/MMBtu | FALSE | L | Annual | Qualifying Generation | TWh | 0.39608 | 0.4058 | 0.3891 | 0.3891 | 0.3891 | 0.3891 | 0.2299 | 0.3891
IL Fac. Spec. - NOX Rate Summer v3.1, Unit 2856 and retrofits | 576 | 1797 | Rate Constraint in lbs/MMBtu | FALSE | L | Annual | Rate | lb/MWh | 0.12549 | 0.12549 | 0.12549 | 0.12549 | 0.12549 | 0.12549 | 0.12549 | 0.12549
IL Fac. Spec. - NOX Rate Summer v3.1, Unit 2856 and retrofits | 576 | 1797 | Rate Constraint in lbs/MMBtu | FALSE | L | Annual | Constraint Shadow Price | US2016$/Ton | 0 | 0 | 0 | 0 | 0 | 0 | 0 | 0
IL Fac. Spec. - NOX Rate Summer v3.1, Unit 2857 and retrofits | 577 | 1797 | Rate Constraint in lbs/MMBtu | FALSE | L | Annual | Seasons Included | Seasons | Summer | Summer | Summer | Summer | Summer | Summer | Summer | Summer
IL Fac. Spec. - NOX Rate Summer v3.1, Unit 2857 and retrofits | 577 | 1797 | Rate Constraint in lbs/MMBtu | FALSE | L | Annual | Standard NOX | lb/MMBtu | 0.25 | 0.25 | 0.25 | 0.25 | 0.25 | 0.25 | 0.25 | 0.25
IL Fac. Spec. - NOX Rate Summer v3.1, Unit 2857 and retrofits | 577 | 1797 | Rate Constraint in lbs/MMBtu | FALSE | L | Annual | Emissions at Affected Plants NOX | Thousand Tons | 0.025462 | 0.025462 | 0.024414 | 0.024414 | 0.024414 | 0.024414 | 0.024414 | 0.024414
IL Fac. Spec. - NOX Rate Summer v3.1, Unit 2857 and retrofits | 577 | 1797 | Rate Constraint in lbs/MMBtu | FALSE | L | Annual | Allowances Purchased NOX | Thousand Tons | 0 | 0 | 0 | 0 | 0 | 0 | 0 | 0
IL Fac. Spec. - NOX Rate Summer v3.1, Unit 2857 and retrofits | 577 | 1797 | Rate Constraint in lbs/MMBtu | FALSE | L | Annual | Allowances Sold NOX | Thousand Tons | 0 | 0 | 0 | 0 | 0 | 0 | 0 | 0
IL Fac. Spec. - NOX Rate Summer v3.1, Unit 2857 and retrofits | 577 | 1797 | Rate Constraint in lbs/MMBtu | FALSE | L | Annual | Allowances Banked | Thousand Tons | 0 | 0 | 0 | 0 | 0 | 0 | 0 | 0
IL Fac. Spec. - NOX Rate Summer v3.1, Unit 2857 and retrofits | 577 | 1797 | Rate Constraint in lbs/MMBtu | FALSE | L | Annual | Allowances Withdrawn (1:1) | Thousand Tons | 0 | 0 | 0 | 0 | 0 | 0 | 0 | 0
IL Fac. Spec. - NOX Rate Summer v3.1, Unit 2857 and retrofits | 577 | 1797 | Rate Constraint in lbs/MMBtu | FALSE | L | Annual | Allowances Withdrawn (n:1) | Thousand Tons | 0 | 0 | 0 | 0 | 0 | 0 | 0 | 0
IL Fac. Spec. - NOX Rate Summer v3.1, Unit 2857 and retrofits | 577 | 1797 | Rate Constraint in lbs/MMBtu | FALSE | L | Annual | Net Emissions Allowance Position | Thousand Tons | 0.025462 | 0.025462 | 0.024414 | 0.024414 | 0.024414 | 0.024414 | 0.024414 | 0.024414
IL Fac. Spec. - NOX Rate Summer v3.1, Unit 2857 and retrofits | 577 | 1797 | Rate Constraint in lbs/MMBtu | FALSE | L | Annual | Fuel Consumed | TBtu | 2.8609 | 2.8609 | 2.7432 | 2.7432 | 2.7432 | 2.7432 | 2.7432 | 2.7432
IL Fac. Spec. - NOX Rate Summer v3.1, Unit 2857 and retrofits | 577 | 1797 | Rate Constraint in lbs/MMBtu | FALSE | L | Annual | Rate | lb/MMBtu | 0.0178 | 0.0178 | 0.0178 | 0.0178 | 0.0178 | 0.0178 | 0.0178 | 0.0178
IL Fac. Spec. - NOX Rate Summer v3.1, Unit 2857 and retrofits | 577 | 1797 | Rate Constraint in lbs/MMBtu | FALSE | L | Annual | Generation | TWh | 0.4058 | 0.4058 | 0.3891 | 0.3891 | 0.3891 | 0.3891 | 0.3891 | 0.3891
IL Fac. Spec. - NOX Rate Summer v3.1, Unit 2857 and retrofits | 577 | 1797 | Rate Constraint in lbs/MMBtu | FALSE | L | Annual | Qualifying Generation | TWh | 0.4058 | 0.4058 | 0.3891 | 0.3891 | 0.3891 | 0.3891 | 0.3891 | 0.3891
IL Fac. Spec. - NOX Rate Summer v3.1, Unit 2857 and retrofits | 577 | 1797 | Rate Constraint in lbs/MMBtu | FALSE | L | Annual | Rate | lb/MWh | 0.12549 | 0.12549 | 0.12549 | 0.12549 | 0.12549 | 0.12549 | 0.12549 | 0.12549
IL Fac. Spec. - NOX Rate Summer v3.1, Unit 2857 and retrofits | 577 | 1797 | Rate Constraint in lbs/MMBtu | FALSE | L | Annual | Constraint Shadow Price | US2016$/Ton | 0 | 0 | 0 | 0 | 0 | 0 | 0 | 0
IL Fac. Spec. - NOX Rate Summer v3.1, Unit 2858 and retrofits | 578 | 1797 | Rate Constraint in lbs/MMBtu | FALSE | L | Annual | Seasons Included | Seasons | Summer | Summer | Summer | Summer | Summer | Summer | Summer | Summer
IL Fac. Spec. - NOX Rate Summer v3.1, Unit 2858 and retrofits | 578 | 1797 | Rate Constraint in lbs/MMBtu | FALSE | L | Annual | Standard NOX | lb/MMBtu | 0.25 | 0.25 | 0.25 | 0.25 | 0.25 | 0.25 | 0.25 | 0.25
IL Fac. Spec. - NOX Rate Summer v3.1, Unit 2858 and retrofits | 578 | 1797 | Rate Constraint in lbs/MMBtu | FALSE | L | Annual | Emissions at Affected Plants NOX | Thousand Tons | 0.011486 | 0.011486 | 0.011202 | 0.0048044 | 0.0048044 | 0.0048044 | 0.0048044 | 0.0048044
IL Fac. Spec. - NOX Rate Summer v3.1, Unit 2858 and retrofits | 578 | 1797 | Rate Constraint in lbs/MMBtu | FALSE | L | Annual | Allowances Purchased NOX | Thousand Tons | 0 | 0 | 0 | 0 | 0 | 0 | 0 | 0
IL Fac. Spec. - NOX Rate Summer v3.1, Unit 2858 and retrofits | 578 | 1797 | Rate Constraint in lbs/MMBtu | FALSE | L | Annual | Allowances Sold NOX | Thousand Tons | 0 | 0 | 0 | 0 | 0 | 0 | 0 | 0
IL Fac. Spec. - NOX Rate Summer v3.1, Unit 2858 and retrofits | 578 | 1797 | Rate Constraint in lbs/MMBtu | FALSE | L | Annual | Allowances Banked | Thousand Tons | 0 | 0 | 0 | 0 | 0 | 0 | 0 | 0
IL Fac. Spec. - NOX Rate Summer v3.1, Unit 2858 and retrofits | 578 | 1797 | Rate Constraint in lbs/MMBtu | FALSE | L | Annual | Allowances Withdrawn (1:1) | Thousand Tons | 0 | 0 | 0 | 0 | 0 | 0 | 0 | 0
IL Fac. Spec. - NOX Rate Summer v3.1, Unit 2858 and retrofits | 578 | 1797 | Rate Constraint in lbs/MMBtu | FALSE | L | Annual | Allowances Withdrawn (n:1) | Thousand Tons | 0 | 0 | 0 | 0 | 0 | 0 | 0 | 0
IL Fac. Spec. - NOX Rate Summer v3.1, Unit 2858 and retrofits | 578 | 1797 | Rate Constraint in lbs/MMBtu | FALSE | L | Annual | Net Emissions Allowance Position | Thousand Tons | 0.011486 | 0.011486 | 0.011202 | 0.0048044 | 0.0048044 | 0.0048044 | 0.0048044 | 0.0048044
IL Fac. Spec. - NOX Rate Summer v3.1, Unit 2858 and retrofits | 578 | 1797 | Rate Constraint in lbs/MMBtu | FALSE | L | Annual | Fuel Consumed | TBtu | 1.9534 | 1.9534 | 1.9051 | 0.81708 | 0.81708 | 0.81708 | 0.81708 | 0.81708
IL Fac. Spec. - NOX Rate Summer v3.1, Unit 2858 and retrofits | 578 | 1797 | Rate Constraint in lbs/MMBtu | FALSE | L | Annual | Rate | lb/MMBtu | 0.01176 | 0.01176 | 0.01176 | 0.01176 | 0.01176 | 0.01176 | 0.01176 | 0.01176
IL Fac. Spec. - NOX Rate Summer v3.1, Unit 2858 and retrofits | 578 | 1797 | Rate Constraint in lbs/MMBtu | FALSE | L | Annual | Generation | TWh | 0.24363 | 0.24363 | 0.23761 | 0.10191 | 0.10191 | 0.10191 | 0.10191 | 0.10191
IL Fac. Spec. - NOX Rate Summer v3.1, Unit 2858 and retrofits | 578 | 1797 | Rate Constraint in lbs/MMBtu | FALSE | L | Annual | Qualifying Generation | TWh | 0.24363 | 0.24363 | 0.23761 | 0.10191 | 0.10191 | 0.10191 | 0.10191 | 0.10191
IL Fac. Spec. - NOX Rate Summer v3.1, Unit 2858 and retrofits | 578 | 1797 | Rate Constraint in lbs/MMBtu | FALSE | L | Annual | Rate | lb/MWh | 0.094292 | 0.094292 | 0.094292 | 0.094292 | 0.094292 | 0.094292 | 0.094292 | 0.094292
IL Fac. Spec. - NOX Rate Summer v3.1, Unit 2858 and retrofits | 578 | 1797 | Rate Constraint in lbs/MMBtu | FALSE | L | Annual | Constraint Shadow Price | US2016$/Ton | 0 | 0 | 0 | 0 | 0 | 0 | 0 | 0
IL Fac. Spec. - NOX Rate Summer v3.1, Unit 2859 and retrofits | 579 | 1797 | Rate Constraint in lbs/MMBtu | FALSE | L | Annual | Seasons Included | Seasons | Summer | Summer | Summer | Summer | Summer | Summer | Summer | Summer
IL Fac. Spec. - NOX Rate Summer v3.1, Unit 2859 and retrofits | 579 | 1797 | Rate Constraint in lbs/MMBtu | FALSE | L | Annual | Standard NOX | lb/MMBtu | 0.25 | 0.25 | 0.25 | 0.25 | 0.25 | 0.25 | 0.25 | 0.25
IL Fac. Spec. - NOX Rate Summer v3.1, Unit 2859 and retrofits | 579 | 1797 | Rate Constraint in lbs/MMBtu | FALSE | L | Annual | Emissions at Affected Plants NOX | Thousand Tons | 0.016968 | 0.01331 | 0.01331 | 0.0055673 | 0.0055673 | 0.0055673 | 0.0055673 | 0.0055673
IL Fac. Spec. - NOX Rate Summer v3.1, Unit 2859 and retrofits | 579 | 1797 | Rate Constraint in lbs/MMBtu | FALSE | L | Annual | Allowances Purchased NOX | Thousand Tons | 0 | 0 | 0 | 0 | 0 | 0 | 0 | 0
IL Fac. Spec. - NOX Rate Summer v3.1, Unit 2859 and retrofits | 579 | 1797 | Rate Constraint in lbs/MMBtu | FALSE | L | Annual | Allowances Sold NOX | Thousand Tons | 0 | 0 | 0 | 0 | 0 | 0 | 0 | 0
IL Fac. Spec. - NOX Rate Summer v3.1, Unit 2859 and retrofits | 579 | 1797 | Rate Constraint in lbs/MMBtu | FALSE | L | Annual | Allowances Banked | Thousand Tons | 0 | 0 | 0 | 0 | 0 | 0 | 0 | 0
IL Fac. Spec. - NOX Rate Summer v3.1, Unit 2859 and retrofits | 579 | 1797 | Rate Constraint in lbs/MMBtu | FALSE | L | Annual | Allowances Withdrawn (1:1) | Thousand Tons | 0 | 0 | 0 | 0 | 0 | 0 | 0 | 0
IL Fac. Spec. - NOX Rate Summer v3.1, Unit 2859 and retrofits | 579 | 1797 | Rate Constraint in lbs/MMBtu | FALSE | L | Annual | Allowances Withdrawn (n:1) | Thousand Tons | 0 | 0 | 0 | 0 | 0 | 0 | 0 | 0
IL Fac. Spec. - NOX Rate Summer v3.1, Unit 2859 and retrofits | 579 | 1797 | Rate Constraint in lbs/MMBtu | FALSE | L | Annual | Net Emissions Allowance Position | Thousand Tons | 0.016968 | 0.01331 | 0.01331 | 0.0055673 | 0.0055673 | 0.0055673 | 0.0055673 | 0.0055673
IL Fac. Spec. - NOX Rate Summer v3.1, Unit 2859 and retrofits | 579 | 1797 | Rate Constraint in lbs/MMBtu | FALSE | L | Annual | Fuel Consumed | TBtu | 2.8857 | 2.2636 | 2.2636 | 0.94682 | 0.94682 | 0.94682 | 0.94682 | 0.94682
IL Fac. Spec. - NOX Rate Summer v3.1, Unit 2859 and retrofits | 579 | 1797 | Rate Constraint in lbs/MMBtu | FALSE | L | Annual | Rate | lb/MMBtu | 0.01176 | 0.01176 | 0.01176 | 0.01176 | 0.01176 | 0.01176 | 0.01176 | 0.01176
IL Fac. Spec. - NOX Rate Summer v3.1, Unit 2859 and retrofits | 579 | 1797 | Rate Constraint in lbs/MMBtu | FALSE | L | Annual | Generation | TWh | 0.3599 | 0.28231 | 0.28231 | 0.11809 | 0.11809 | 0.11809 | 0.11809 | 0.11809
IL Fac. Spec. - NOX Rate Summer v3.1, Unit 2859 and retrofits | 579 | 1797 | Rate Constraint in lbs/MMBtu | FALSE | L | Annual | Qualifying Generation | TWh | 0.3599 | 0.28231 | 0.28231 | 0.11809 | 0.11809 | 0.11809 | 0.11809 | 0.11809
IL Fac. Spec. - NOX Rate Summer v3.1, Unit 2859 and retrofits | 579 | 1797 | Rate Constraint in lbs/MMBtu | FALSE | L | Annual | Rate | lb/MWh | 0.094292 | 0.094292 | 0.094292 | 0.094292 | 0.094292 | 0.094292 | 0.094292 | 0.094292
IL Fac. Spec. - NOX Rate Summer v3.1, Unit 2859 and retrofits | 579 | 1797 | Rate Constraint in lbs/MMBtu | FALSE | L | Annual | Constraint Shadow Price | US2016$/Ton | 0 | 0 | 0 | 0 | 0 | 0 | 0 | 0
IL Fac. Spec. - NOX Rate Summer v3.1, Unit 2860 and retrofits | 580 | 1797 | Rate Constraint in lbs/MMBtu | FALSE | L | Annual | Seasons Included | Seasons | Summer | Summer | Summer | Summer | Summer | Summer | Summer | Summer
IL Fac. Spec. - NOX Rate Summer v3.1, Unit 2860 and retrofits | 580 | 1797 | Rate Constraint in lbs/MMBtu | FALSE | L | Annual | Standard NOX | lb/MMBtu | 0.25 | 0.25 | 0.25 | 0.25 | 0.25 | 0.25 | 0.25 | 0.25
IL Fac. Spec. - NOX Rate Summer v3.1, Unit 2860 and retrofits | 580 | 1797 | Rate Constraint in lbs/MMBtu | FALSE | L | Annual | Emissions at Affected Plants NOX | Thousand Tons | 0.013248 | 0.013248 | 0.013248 | 0.012106 | 0.013248 | 0.0074389 | 0.0032741 | 0.0074389
IL Fac. Spec. - NOX Rate Summer v3.1, Unit 2860 and retrofits | 580 | 1797 | Rate Constraint in lbs/MMBtu | FALSE | L | Annual | Allowances Purchased NOX | Thousand Tons | 0 | 0 | 0 | 0 | 0 | 0 | 0 | 0
IL Fac. Spec. - NOX Rate Summer v3.1, Unit 2860 and retrofits | 580 | 1797 | Rate Constraint in lbs/MMBtu | FALSE | L | Annual | Allowances Sold NOX | Thousand Tons | 0 | 0 | 0 | 0 | 0 | 0 | 0 | 0
IL Fac. Spec. - NOX Rate Summer v3.1, Unit 2860 and retrofits | 580 | 1797 | Rate Constraint in lbs/MMBtu | FALSE | L | Annual | Allowances Banked | Thousand Tons | 0 | 0 | 0 | 0 | 0 | 0 | 0 | 0
IL Fac. Spec. - NOX Rate Summer v3.1, Unit 2860 and retrofits | 580 | 1797 | Rate Constraint in lbs/MMBtu | FALSE | L | Annual | Allowances Withdrawn (1:1) | Thousand Tons | 0 | 0 | 0 | 0 | 0 | 0 | 0 | 0
IL Fac. Spec. - NOX Rate Summer v3.1, Unit 2860 and retrofits | 580 | 1797 | Rate Constraint in lbs/MMBtu | FALSE | L | Annual | Allowances Withdrawn (n:1) | Thousand Tons | 0 | 0 | 0 | 0 | 0 | 0 | 0 | 0
IL Fac. Spec. - NOX Rate Summer v3.1, Unit 2860 and retrofits | 580 | 1797 | Rate Constraint in lbs/MMBtu | FALSE | L | Annual | Net Emissions Allowance Position | Thousand Tons | 0.013248 | 0.013248 | 0.013248 | 0.012106 | 0.013248 | 0.0074389 | 0.0032741 | 0.0074389
IL Fac. Spec. - NOX Rate Summer v3.1, Unit 2860 and retrofits | 580 | 1797 | Rate Constraint in lbs/MMBtu | FALSE | L | Annual | Fuel Consumed | TBtu | 2.9213 | 2.9213 | 2.9213 | 2.6695 | 2.9213 | 1.6403 | 0.72196 | 1.6403
IL Fac. Spec. - NOX Rate Summer v3.1, Unit 2860 and retrofits | 580 | 1797 | Rate Constraint in lbs/MMBtu | FALSE | L | Annual | Rate | lb/MMBtu | 0.00907 | 0.00907 | 0.00907 | 0.00907 | 0.00907 | 0.00907 | 0.00907 | 0.00907
IL Fac. Spec. - NOX Rate Summer v3.1, Unit 2860 and retrofits | 580 | 1797 | Rate Constraint in lbs/MMBtu | FALSE | L | Annual | Generation | TWh | 0.39985 | 0.39985 | 0.39985 | 0.36538 | 0.39985 | 0.22452 | 0.098817 | 0.22452
IL Fac. Spec. - NOX Rate Summer v3.1, Unit 2860 and retrofits | 580 | 1797 | Rate Constraint in lbs/MMBtu | FALSE | L | Annual | Qualifying Generation | TWh | 0.39985 | 0.39985 | 0.39985 | 0.36538 | 0.39985 | 0.22452 | 0.098817 | 0.22452
IL Fac. Spec. - NOX Rate Summer v3.1, Unit 2860 and retrofits | 580 | 1797 | Rate Constraint in lbs/MMBtu | FALSE | L | Annual | Rate | lb/MWh | 0.066265 | 0.066265 | 0.066265 | 0.066265 | 0.066265 | 0.066265 | 0.066265 | 0.066265
IL Fac. Spec. - NOX Rate Summer v3.1, Unit 2860 and retrofits | 580 | 1797 | Rate Constraint in lbs/MMBtu | FALSE | L | Annual | Constraint Shadow Price | US2016$/Ton | 0 | 0 | 0 | 0 | 0 | 0 | 0 | 0
IL Fac. Spec. - NOX Rate Summer v3.1, Unit 2861 and retrofits | 581 | 1797 | Rate Constraint in lbs/MMBtu | FALSE | L | Annual | Seasons Included | Seasons | Summer | Summer | Summer | Summer | Summer | Summer | Summer | Summer
IL Fac. Spec. - NOX Rate Summer v3.1, Unit 2861 and retrofits | 581 | 1797 | Rate Constraint in lbs/MMBtu | FALSE | L | Annual | Standard NOX | lb/MMBtu | 0.25 | 0.25 | 0.25 | 0.25 | 0.25 | 0.25 | 0.25 | 0.25
IL Fac. Spec. - NOX Rate Summer v3.1, Unit 2861 and retrofits | 581 | 1797 | Rate Constraint in lbs/MMBtu | FALSE | L | Annual | Emissions at Affected Plants NOX | Thousand Tons | 0.015293 | 0.015293 | 0.015293 | 0.013975 | 0.015293 | 0.0085872 | 0.0037795 | 0.0085872
IL Fac. Spec. - NOX Rate Summer v3.1, Unit 2861 and retrofits | 581 | 1797 | Rate Constraint in lbs/MMBtu | FALSE | L | Annual | Allowances Purchased NOX | Thousand Tons | 0 | 0 | 0 | 0 | 0 | 0 | 0 | 0
IL Fac. Spec. - NOX Rate Summer v3.1, Unit 2861 and retrofits | 581 | 1797 | Rate Constraint in lbs/MMBtu | FALSE | L | Annual | Allowances Sold NOX | Thousand Tons | 0 | 0 | 0 | 0 | 0 | 0 | 0 | 0
IL Fac. Spec. - NOX Rate Summer v3.1, Unit 2861 and retrofits | 581 | 1797 | Rate Constraint in lbs/MMBtu | FALSE | L | Annual | Allowances Banked | Thousand Tons | 0 | 0 | 0 | 0 | 0 | 0 | 0 | 0
IL Fac. Spec. - NOX Rate Summer v3.1, Unit 2861 and retrofits | 581 | 1797 | Rate Constraint in lbs/MMBtu | FALSE | L | Annual | Allowances Withdrawn (1:1) | Thousand Tons | 0 | 0 | 0 | 0 | 0 | 0 | 0 | 0
IL Fac. Spec. - NOX Rate Summer v3.1, Unit 2861 and retrofits | 581 | 1797 | Rate Constraint in lbs/MMBtu | FALSE | L | Annual | Allowances Withdrawn (n:1) | Thousand Tons | 0 | 0 | 0 | 0 | 0 | 0 | 0 | 0
IL Fac. Spec. - NOX Rate Summer v3.1, Unit 2861 and retrofits | 581 | 1797 | Rate Constraint in lbs/MMBtu | FALSE | L | Annual | Net Emissions Allowance Position | Thousand Tons | 0.015293 | 0.015293 | 0.015293 | 0.013975 | 0.015293 | 0.0085872 | 0.0037795 | 0.0085872
IL Fac. Spec. - NOX Rate Summer v3.1, Unit 2861 and retrofits | 581 | 1797 | Rate Constraint in lbs/MMBtu | FALSE | L | Annual | Fuel Consumed | TBtu | 2.9213 | 2.9213 | 2.9213 | 2.6695 | 2.9213 | 1.6403 | 0.72196 | 1.6403
IL Fac. Spec. - NOX Rate Summer v3.1, Unit 2861 and retrofits | 581 | 1797 | Rate Constraint in lbs/MMBtu | FALSE | L | Annual | Rate | lb/MMBtu | 0.01047 | 0.01047 | 0.01047 | 0.01047 | 0.01047 | 0.01047 | 0.01047 | 0.01047
IL Fac. Spec. - NOX Rate Summer v3.1, Unit 2861 and retrofits | 581 | 1797 | Rate Constraint in lbs/MMBtu | FALSE | L | Annual | Generation | TWh | 0.39985 | 0.39985 | 0.39985 | 0.36538 | 0.39985 | 0.22452 | 0.098817 | 0.22452
IL Fac. Spec. - NOX Rate Summer v3.1, Unit 2861 and retrofits | 581 | 1797 | Rate Constraint in lbs/MMBtu | FALSE | L | Annual | Qualifying Generation | TWh | 0.39985 | 0.39985 | 0.39985 | 0.36538 | 0.39985 | 0.22452 | 0.098817 | 0.22452
IL Fac. Spec. - NOX Rate Summer v3.1, Unit 2861 and retrofits | 581 | 1797 | Rate Constraint in lbs/MMBtu | FALSE | L | Annual | Rate | lb/MWh | 0.076494 | 0.076494 | 0.076494 | 0.076494 | 0.076494 | 0.076494 | 0.076494 | 0.076494
IL Fac. Spec. - NOX Rate Summer v3.1, Unit 2861 and retrofits | 581 | 1797 | Rate Constraint in lbs/MMBtu | FALSE | L | Annual | Constraint Shadow Price | US2016$/Ton | 0 | 0 | 0 | 0 | 0 | 0 | 0 | 0
IL Fac. Spec. - NOX Rate Summer v3.1, Unit 2862 and retrofits | 582 | 1797 | Rate Constraint in lbs/MMBtu | FALSE | L | Annual | Seasons Included | Seasons | Summer | Summer | Summer | Summer | Summer | Summer | Summer | Summer
IL Fac. Spec. - NOX Rate Summer v3.1, Unit 2862 and retrofits | 582 | 1797 | Rate Constraint in lbs/MMBtu | FALSE | L | Annual | Standard NOX | lb/MMBtu | 0.25 | 0.25 | 0.25 | 0.25 | 0.25 | 0.25 | 0.25 | 0.25
IL Fac. Spec. - NOX Rate Summer v3.1, Unit 2862 and retrofits | 582 | 1797 | Rate Constraint in lbs/MMBtu | FALSE | L | Annual | Emissions at Affected Plants NOX | Thousand Tons | 0.016797 | 0.016797 | 0.016797 | 0.015349 | 0.016797 | 0.009432 | 0.0041513 | 0.009432
IL Fac. Spec. - NOX Rate Summer v3.1, Unit 2862 and retrofits | 582 | 1797 | Rate Constraint in lbs/MMBtu | FALSE | L | Annual | Allowances Purchased NOX | Thousand Tons | 0 | 0 | 0 | 0 | 0 | 0 | 0 | 0
IL Fac. Spec. - NOX Rate Summer v3.1, Unit 2862 and retrofits | 582 | 1797 | Rate Constraint in lbs/MMBtu | FALSE | L | Annual | Allowances Sold NOX | Thousand Tons | 0 | 0 | 0 | 0 | 0 | 0 | 0 | 0
IL Fac. Spec. - NOX Rate Summer v3.1, Unit 2862 and retrofits | 582 | 1797 | Rate Constraint in lbs/MMBtu | FALSE | L | Annual | Allowances Banked | Thousand Tons | 0 | 0 | 0 | 0 | 0 | 0 | 0 | 0
IL Fac. Spec. - NOX Rate Summer v3.1, Unit 2862 and retrofits | 582 | 1797 | Rate Constraint in lbs/MMBtu | FALSE | L | Annual | Allowances Withdrawn (1:1) | Thousand Tons | 0 | 0 | 0 | 0 | 0 | 0 | 0 | 0
IL Fac. Spec. - NOX Rate Summer v3.1, Unit 2862 and retrofits | 582 | 1797 | Rate Constraint in lbs/MMBtu | FALSE | L | Annual | Allowances Withdrawn (n:1) | Thousand Tons | 0 | 0 | 0 | 0 | 0 | 0 | 0 | 0
IL Fac. Spec. - NOX Rate Summer v3.1, Unit 2862 and retrofits | 582 | 1797 | Rate Constraint in lbs/MMBtu | FALSE | L | Annual | Net Emissions Allowance Position | Thousand Tons | 0.016797 | 0.016797 | 0.016797 | 0.015349 | 0.016797 | 0.009432 | 0.0041513 | 0.009432
IL Fac. Spec. - NOX Rate Summer v3.1, Unit 2862 and retrofits | 582 | 1797 | Rate Constraint in lbs/MMBtu | FALSE | L | Annual | Fuel Consumed | TBtu | 2.9213 | 2.9213 | 2.9213 | 2.6695 | 2.9213 | 1.6403 | 0.72196 | 1.6403
IL Fac. Spec. - NOX Rate Summer v3.1, Unit 2862 and retrofits | 582 | 1797 | Rate Constraint in lbs/MMBtu | FALSE | L | Annual | Rate | lb/MMBtu | 0.0115 | 0.0115 | 0.0115 | 0.0115 | 0.0115 | 0.0115 | 0.0115 | 0.0115
IL Fac. Spec. - NOX Rate Summer v3.1, Unit 2862 and retrofits | 582 | 1797 | Rate Constraint in lbs/MMBtu | FALSE | L | Annual | Generation | TWh | 0.39985 | 0.39985 | 0.39985 | 0.36538 | 0.39985 | 0.22452 | 0.098817 | 0.22452
IL Fac. Spec. - NOX Rate Summer v3.1, Unit 2862 and retrofits | 582 | 1797 | Rate Constraint in lbs/MMBtu | FALSE | L | Annual | Qualifying Generation | TWh | 0.39985 | 0.39985 | 0.39985 | 0.36538 | 0.39985 | 0.22452 | 0.098817 | 0.22452
IL Fac. Spec. - NOX Rate Summer v3.1, Unit 2862 and retrofits | 582 | 1797 | Rate Constraint in lbs/MMBtu | FALSE | L | Annual | Rate | lb/MWh | 0.084019 | 0.084019 | 0.084019 | 0.084019 | 0.084019 | 0.084019 | 0.084019 | 0.084019
IL Fac. Spec. - NOX Rate Summer v3.1, Unit 2862 and retrofits | 582 | 1797 | Rate Constraint in lbs/MMBtu | FALSE | L | Annual | Constraint Shadow Price | US2016$/Ton | 0 | 0 | 0 | 0 | 0 | 0 | 0 | 0
IL Fac. Spec. - NOX Rate Summer v3.1, Unit 2863 and retrofits | 583 | 1797 | Rate Constraint in lbs/MMBtu | FALSE | L | Annual | Seasons Included | Seasons | Summer | Summer | Summer | Summer | Summer | Summer | Summer | Summer
IL Fac. Spec. - NOX Rate Summer v3.1, Unit 2863 and retrofits | 583 | 1797 | Rate Constraint in lbs/MMBtu | FALSE | L | Annual | Standard NOX | lb/MMBtu | 0.25 | 0.25 | 0.25 | 0.25 | 0.25 | 0.25 | 0.25 | 0.25
IL Fac. Spec. - NOX Rate Summer v3.1, Unit 2863 and retrofits | 583 | 1797 | Rate Constraint in lbs/MMBtu | FALSE | L | Annual | Emissions at Affected Plants NOX | Thousand Tons | 0.015483 | 0.015483 | 0.015483 | 0.014148 | 0.015483 | 0.0086938 | 0.0038264 | 0.0086938
IL Fac. Spec. - NOX Rate Summer v3.1, Unit 2863 and retrofits | 583 | 1797 | Rate Constraint in lbs/MMBtu | FALSE | L | Annual | Allowances Purchased NOX | Thousand Tons | 0 | 0 | 0 | 0 | 0 | 0 | 0 | 0
IL Fac. Spec. - NOX Rate Summer v3.1, Unit 2863 and retrofits | 583 | 1797 | Rate Constraint in lbs/MMBtu | FALSE | L | Annual | Allowances Sold NOX | Thousand Tons | 0 | 0 | 0 | 0 | 0 | 0 | 0 | 0
IL Fac. Spec. - NOX Rate Summer v3.1, Unit 2863 and retrofits | 583 | 1797 | Rate Constraint in lbs/MMBtu | FALSE | L | Annual | Allowances Banked | Thousand Tons | 0 | 0 | 0 | 0 | 0 | 0 | 0 | 0
IL Fac. Spec. - NOX Rate Summer v3.1, Unit 2863 and retrofits | 583 | 1797 | Rate Constraint in lbs/MMBtu | FALSE | L | Annual | Allowances Withdrawn (1:1) | Thousand Tons | 0 | 0 | 0 | 0 | 0 | 0 | 0 | 0
IL Fac. Spec. - NOX Rate Summer v3.1, Unit 2863 and retrofits | 583 | 1797 | Rate Constraint in lbs/MMBtu | FALSE | L | Annual | Allowances Withdrawn (n:1) | Thousand Tons | 0 | 0 | 0 | 0 | 0 | 0 | 0 | 0
IL Fac. Spec. - NOX Rate Summer v3.1, Unit 2863 and retrofits | 583 | 1797 | Rate Constraint in lbs/MMBtu | FALSE | L | Annual | Net Emissions Allowance Position | Thousand Tons | 0.015483 | 0.015483 | 0.015483 | 0.014148 | 0.015483 | 0.0086938 | 0.0038264 | 0.0086938
IL Fac. Spec. - NOX Rate Summer v3.1, Unit 2863 and retrofits | 583 | 1797 | Rate Constraint in lbs/MMBtu | FALSE | L | Annual | Fuel Consumed | TBtu | 2.9213 | 2.9213 | 2.9213 | 2.6695 | 2.9213 | 1.6403 | 0.72196 | 1.6403
IL Fac. Spec. - NOX Rate Summer v3.1, Unit 2863 and retrofits | 583 | 1797 | Rate Constraint in lbs/MMBtu | FALSE | L | Annual | Rate | lb/MMBtu | 0.0106 | 0.0106 | 0.0106 | 0.0106 | 0.0106 | 0.0106 | 0.0106 | 0.0106
IL Fac. Spec. - NOX Rate Summer v3.1, Unit 2863 and retrofits | 583 | 1797 | Rate Constraint in lbs/MMBtu | FALSE | L | Annual | Generation | TWh | 0.39985 | 0.39985 | 0.39985 | 0.36538 | 0.39985 | 0.22452 | 0.098817 | 0.22452
IL Fac. Spec. - NOX Rate Summer v3.1, Unit 2863 and retrofits | 583 | 1797 | Rate Constraint in lbs/MMBtu | FALSE | L | Annual | Qualifying Generation | TWh | 0.39985 | 0.39985 | 0.39985 | 0.36538 | 0.39985 | 0.22452 | 0.098817 | 0.22452
IL Fac. Spec. - NOX Rate Summer v3.1, Unit 2863 and retrofits | 583 | 1797 | Rate Constraint in lbs/MMBtu | FALSE | L | Annual | Rate | lb/MWh | 0.077444 | 0.077444 | 0.077444 | 0.077444 | 0.077444 | 0.077444 | 0.077444 | 0.077444
IL Fac. Spec. - NOX Rate Summer v3.1, Unit 2863 and retrofits | 583 | 1797 | Rate Constraint in lbs/MMBtu | FALSE | L | Annual | Constraint Shadow Price | US2016$/Ton | 0 | 0 | 0 | 0 | 0 | 0 | 0 | 0
IL Fac. Spec. - NOX Rate Summer v3.1, Unit 2864 and retrofits | 584 | 1797 | Rate Constraint in lbs/MMBtu | FALSE | L | Annual | Seasons Included | Seasons | Summer | Summer | Summer | Summer | Summer | Summer | Summer | Summer
IL Fac. Spec. - NOX Rate Summer v3.1, Unit 2864 and retrofits | 584 | 1797 | Rate Constraint in lbs/MMBtu | FALSE | L | Annual | Standard NOX | lb/MMBtu | 0.25 | 0.25 | 0.25 | 0.25 | 0.25 | 0.25 | 0.25 | 0.25
IL Fac. Spec. - NOX Rate Summer v3.1, Unit 2864 and retrofits | 584 | 1797 | Rate Constraint in lbs/MMBtu | FALSE | L | Annual | Emissions at Affected Plants NOX | Thousand Tons | 0.01035 | 0.01035 | 0.01035 | 0.0094579 | 0.01035 | 0.0058117 | 0.0025579 | 0.0025579
IL Fac. Spec. - NOX Rate Summer v3.1, Unit 2864 and retrofits | 584 | 1797 | Rate Constraint in lbs/MMBtu | FALSE | L | Annual | Allowances Purchased NOX | Thousand Tons | 0 | 0 | 0 | 0 | 0 | 0 | 0 | 0
IL Fac. Spec. - NOX Rate Summer v3.1, Unit 2864 and retrofits | 584 | 1797 | Rate Constraint in lbs/MMBtu | FALSE | L | Annual | Allowances Sold NOX | Thousand Tons | 0 | 0 | 0 | 0 | 0 | 0 | 0 | 0
IL Fac. Spec. - NOX Rate Summer v3.1, Unit 2864 and retrofits | 584 | 1797 | Rate Constraint in lbs/MMBtu | FALSE | L | Annual | Allowances Banked | Thousand Tons | 0 | 0 | 0 | 0 | 0 | 0 | 0 | 0
IL Fac. Spec. - NOX Rate Summer v3.1, Unit 2864 and retrofits | 584 | 1797 | Rate Constraint in lbs/MMBtu | FALSE | L | Annual | Allowances Withdrawn (1:1) | Thousand Tons | 0 | 0 | 0 | 0 | 0 | 0 | 0 | 0
IL Fac. Spec. - NOX Rate Summer v3.1, Unit 2864 and retrofits | 584 | 1797 | Rate Constraint in lbs/MMBtu | FALSE | L | Annual | Allowances Withdrawn (n:1) | Thousand Tons | 0 | 0 | 0 | 0 | 0 | 0 | 0 | 0
IL Fac. Spec. - NOX Rate Summer v3.1, Unit 2864 and retrofits | 584 | 1797 | Rate Constraint in lbs/MMBtu | FALSE | L | Annual | Net Emissions Allowance Position | Thousand Tons | 0.01035 | 0.01035 | 0.01035 | 0.0094579 | 0.01035 | 0.0058117 | 0.0025579 | 0.0025579
IL Fac. Spec. - NOX Rate Summer v3.1, Unit 2864 and retrofits | 584 | 1797 | Rate Constraint in lbs/MMBtu | FALSE | L | Annual | Fuel Consumed | TBtu | 2.2822 | 2.2822 | 2.2822 | 2.0855 | 2.2822 | 1.2815 | 0.56403 | 0.56403
IL Fac. Spec. - NOX Rate Summer v3.1, Unit 2864 and retrofits | 584 | 1797 | Rate Constraint in lbs/MMBtu | FALSE | L | Annual | Rate | lb/MMBtu | 0.00907 | 0.00907 | 0.00907 | 0.00907 | 0.00907 | 0.00907 | 0.00907 | 0.00907
IL Fac. Spec. - NOX Rate Summer v3.1, Unit 2864 and retrofits | 584 | 1797 | Rate Constraint in lbs/MMBtu | FALSE | L | Annual | Generation | TWh | 0.31238 | 0.31238 | 0.31238 | 0.28545 | 0.31238 | 0.17541 | 0.077201 | 0.077201
IL Fac. Spec. - NOX Rate Summer v3.1, Unit 2864 and retrofits | 584 | 1797 | Rate Constraint in lbs/MMBtu | FALSE | L | Annual | Qualifying Generation | TWh | 0.31238 | 0.31238 | 0.31238 | 0.28545 | 0.31238 | 0.17541 | 0.077201 | 0.077201
IL Fac. Spec. - NOX Rate Summer v3.1, Unit 2864 and retrofits | 584 | 1797 | Rate Constraint in lbs/MMBtu | FALSE | L | Annual | Rate | lb/MWh | 0.066265 | 0.066265 | 0.066265 | 0.066265 | 0.066265 | 0.066265 | 0.066265 | 0.066265
IL Fac. Spec. - NOX Rate Summer v3.1, Unit 2864 and retrofits | 584 | 1797 | Rate Constraint in lbs/MMBtu | FALSE | L | Annual | Constraint Shadow Price | US2016$/Ton | 0 | 0 | 0 | 0 | 0 | 0 | 0 | 0
IL Fac. Spec. - NOX Rate Summer v3.1, Unit 2865 and retrofits | 585 | 1797 | Rate Constraint in lbs/MMBtu | FALSE | L | Annual | Seasons Included | Seasons | Summer | Summer | Summer | Summer | Summer | Summer | Summer | Summer
IL Fac. Spec. - NOX Rate Summer v3.1, Unit 2865 and retrofits | 585 | 1797 | Rate Constraint in lbs/MMBtu | FALSE | L | Annual | Standard NOX | lb/MMBtu | 0.25 | 0.25 | 0.25 | 0.25 | 0.25 | 0.25 | 0.25 | 0.25
IL Fac. Spec. - NOX Rate Summer v3.1, Unit 2865 and retrofits | 585 | 1797 | Rate Constraint in lbs/MMBtu | FALSE | L | Annual | Emissions at Affected Plants NOX | Thousand Tons | 0.011948 | 0.011948 | 0.011948 | 0.010918 | 0.011948 | 0.0067087 | 0.0029527 | 0.0067087
IL Fac. Spec. - NOX Rate Summer v3.1, Unit 2865 and retrofits | 585 | 1797 | Rate Constraint in lbs/MMBtu | FALSE | L | Annual | Allowances Purchased NOX | Thousand Tons | 0 | 0 | 0 | 0 | 0 | 0 | 0 | 0
IL Fac. Spec. - NOX Rate Summer v3.1, Unit 2865 and retrofits | 585 | 1797 | Rate Constraint in lbs/MMBtu | FALSE | L | Annual | Allowances Sold NOX | Thousand Tons | 0 | 0 | 0 | 0 | 0 | 0 | 0 | 0
IL Fac. Spec. - NOX Rate Summer v3.1, Unit 2865 and retrofits | 585 | 1797 | Rate Constraint in lbs/MMBtu | FALSE | L | Annual | Allowances Banked | Thousand Tons | 0 | 0 | 0 | 0 | 0 | 0 | 0 | 0
IL Fac. Spec. - NOX Rate Summer v3.1, Unit 2865 and retrofits | 585 | 1797 | Rate Constraint in lbs/MMBtu | FALSE | L | Annual | Allowances Withdrawn (1:1) | Thousand Tons | 0 | 0 | 0 | 0 | 0 | 0 | 0 | 0
IL Fac. Spec. - NOX Rate Summer v3.1, Unit 2865 and retrofits | 585 | 1797 | Rate Constraint in lbs/MMBtu | FALSE | L | Annual | Allowances Withdrawn (n:1) | Thousand Tons | 0 | 0 | 0 | 0 | 0 | 0 | 0 | 0
IL Fac. Spec. - NOX Rate Summer v3.1, Unit 2865 and retrofits | 585 | 1797 | Rate Constraint in lbs/MMBtu | FALSE | L | Annual | Net Emissions Allowance Position | Thousand Tons | 0.011948 | 0.011948 | 0.011948 | 0.010918 | 0.011948 | 0.0067087 | 0.0029527 | 0.0067087
IL Fac. Spec. - NOX Rate Summer v3.1, Unit 2865 and retrofits | 585 | 1797 | Rate Constraint in lbs/MMBtu | FALSE | L | Annual | Fuel Consumed | TBtu | 2.2822 | 2.2822 | 2.2822 | 2.0855 | 2.2822 | 1.2815 | 0.56403 | 1.2815
IL Fac. Spec. - NOX Rate Summer v3.1, Unit 2865 and retrofits | 585 | 1797 | Rate Constraint in lbs/MMBtu | FALSE | L | Annual | Rate | lb/MMBtu | 0.01047 | 0.01047 | 0.01047 | 0.01047 | 0.01047 | 0.01047 | 0.01047 | 0.01047
IL Fac. Spec. - NOX Rate Summer v3.1, Unit 2865 and retrofits | 585 | 1797 | Rate Constraint in lbs/MMBtu | FALSE | L | Annual | Generation | TWh | 0.31238 | 0.31238 | 0.31238 | 0.28545 | 0.31238 | 0.17541 | 0.077201 | 0.17541
IL Fac. Spec. - NOX Rate Summer v3.1, Unit 2865 and retrofits | 585 | 1797 | Rate Constraint in lbs/MMBtu | FALSE | L | Annual | Qualifying Generation | TWh | 0.31238 | 0.31238 | 0.31238 | 0.28545 | 0.31238 | 0.17541 | 0.077201 | 0.17541
IL Fac. Spec. - NOX Rate Summer v3.1, Unit 2865 and retrofits | 585 | 1797 | Rate Constraint in lbs/MMBtu | FALSE | L | Annual | Rate | lb/MWh | 0.076494 | 0.076494 | 0.076494 | 0.076494 | 0.076494 | 0.076494 | 0.076494 | 0.076494
IL Fac. Spec. - NOX Rate Summer v3.1, Unit 2865 and retrofits | 585 | 1797 | Rate Constraint in lbs/MMBtu | FALSE | L | Annual | Constraint Shadow Price | US2016$/Ton | 0 | 0 | 0 | 0 | 0 | 0 | 0 | 0
IL Fac. Spec. - NOX Rate Summer v3.1, Unit 2866 and retrofits | 586 | 1797 | Rate Constraint in lbs/MMBtu | FALSE | L | Annual | Seasons Included | Seasons | Summer | Summer | Summer | Summer | Summer | Summer | Summer | Summer
IL Fac. Spec. - NOX Rate Summer v3.1, Unit 2866 and retrofits | 586 | 1797 | Rate Constraint in lbs/MMBtu | FALSE | L | Annual | Standard NOX | lb/MMBtu | 0.25 | 0.25 | 0.25 | 0.25 | 0.25 | 0.25 | 0.25 | 0.25
IL Fac. Spec. - NOX Rate Summer v3.1, Unit 2866 and retrofits | 586 | 1797 | Rate Constraint in lbs/MMBtu | FALSE | L | Annual | Emissions at Affected Plants NOX | Thousand Tons | 0.013123 | 0.013123 | 0.013123 | 0.011992 | 0.013123 | 0.0073687 | 0.0032432 | 0.0044899
IL Fac. Spec. - NOX Rate Summer v3.1, Unit 2866 and retrofits | 586 | 1797 | Rate Constraint in lbs/MMBtu | FALSE | L | Annual | Allowances Purchased NOX | Thousand Tons | 0 | 0 | 0 | 0 | 0 | 0 | 0 | 0
IL Fac. Spec. - NOX Rate Summer v3.1, Unit 2866 and retrofits | 586 | 1797 | Rate Constraint in lbs/MMBtu | FALSE | L | Annual | Allowances Sold NOX | Thousand Tons | 0 | 0 | 0 | 0 | 0 | 0 | 0 | 0
IL Fac. Spec. - NOX Rate Summer v3.1, Unit 2866 and retrofits | 586 | 1797 | Rate Constraint in lbs/MMBtu | FALSE | L | Annual | Allowances Banked | Thousand Tons | 0 | 0 | 0 | 0 | 0 | 0 | 0 | 0
IL Fac. Spec. - NOX Rate Summer v3.1, Unit 2866 and retrofits | 586 | 1797 | Rate Constraint in lbs/MMBtu | FALSE | L | Annual | Allowances Withdrawn (1:1) | Thousand Tons | 0 | 0 | 0 | 0 | 0 | 0 | 0 | 0
IL Fac. Spec. - NOX Rate Summer v3.1, Unit 2866 and retrofits | 586 | 1797 | Rate Constraint in lbs/MMBtu | FALSE | L | Annual | Allowances Withdrawn (n:1) | Thousand Tons | 0 | 0 | 0 | 0 | 0 | 0 | 0 | 0
IL Fac. Spec. - NOX Rate Summer v3.1, Unit 2866 and retrofits | 586 | 1797 | Rate Constraint in lbs/MMBtu | FALSE | L | Annual | Net Emissions Allowance Position | Thousand Tons | 0.013123 | 0.013123 | 0.013123 | 0.011992 | 0.013123 | 0.0073687 | 0.0032432 | 0.0044899
IL Fac. Spec. - NOX Rate Summer v3.1, Unit 2866 and retrofits | 586 | 1797 | Rate Constraint in lbs/MMBtu | FALSE | L | Annual | Fuel Consumed | TBtu | 2.2822 | 2.2822 | 2.2822 | 2.0855 | 2.2822 | 1.2815 | 0.56403 | 0.78084
IL Fac. Spec. - NOX Rate Summer v3.1, Unit 2866 and retrofits | 586 | 1797 | Rate Constraint in lbs/MMBtu | FALSE | L | Annual | Rate | lb/MMBtu | 0.0115 | 0.0115 | 0.0115 | 0.0115 | 0.0115 | 0.0115 | 0.0115 | 0.0115
IL Fac. Spec. - NOX Rate Summer v3.1, Unit 2866 and retrofits | 586 | 1797 | Rate Constraint in lbs/MMBtu | FALSE | L | Annual | Generation | TWh | 0.31238 | 0.31238 | 0.31238 | 0.28545 | 0.31238 | 0.17541 | 0.077201 | 0.10688
IL Fac. Spec. - NOX Rate Summer v3.1, Unit 2866 and retrofits | 586 | 1797 | Rate Constraint in lbs/MMBtu | FALSE | L | Annual | Qualifying Generation | TWh | 0.31238 | 0.31238 | 0.31238 | 0.28545 | 0.31238 | 0.17541 | 0.077201 | 0.10688
IL Fac. Spec. - NOX Rate Summer v3.1, Unit 2866 and retrofits | 586 | 1797 | Rate Constraint in lbs/MMBtu | FALSE | L | Annual | Rate | lb/MWh | 0.084019 | 0.084019 | 0.084019 | 0.084019 | 0.084019 | 0.084019 | 0.084019 | 0.084019
IL Fac. Spec. - NOX Rate Summer v3.1, Unit 2866 and retrofits | 586 | 1797 | Rate Constraint in lbs/MMBtu | FALSE | L | Annual | Constraint Shadow Price | US2016$/Ton | 0 | 0 | 0 | 0 | 0 | 0 | 0 | 0
IL Fac. Spec. - NOX Rate Summer v3.1, Unit 2867 and retrofits | 587 | 1797 | Rate Constraint in lbs/MMBtu | FALSE | L | Annual | Seasons Included | Seasons | Summer | Summer | Summer | Summer | Summer | Summer | Summer | Summer
IL Fac. Spec. - NOX Rate Summer v3.1, Unit 2867 and retrofits | 587 | 1797 | Rate Constraint in lbs/MMBtu | FALSE | L | Annual | Standard NOX | lb/MMBtu | 0.25 | 0.25 | 0.25 | 0.25 | 0.25 | 0.25 | 0.25 | 0.25
IL Fac. Spec. - NOX Rate Summer v3.1, Unit 2867 and retrofits | 587 | 1797 | Rate Constraint in lbs/MMBtu | FALSE | L | Annual | Emissions at Affected Plants NOX | Thousand Tons | 0.012096 | 0.012096 | 0.012096 | 0.011053 | 0.012096 | 0.006792 | 0.0029894 | 0.006792
IL Fac. Spec. - NOX Rate Summer v3.1, Unit 2867 and retrofits | 587 | 1797 | Rate Constraint in lbs/MMBtu | FALSE | L | Annual | Allowances Purchased NOX | Thousand Tons | 0 | 0 | 0 | 0 | 0 | 0 | 0 | 0
IL Fac. Spec. - NOX Rate Summer v3.1, Unit 2867 and retrofits | 587 | 1797 | Rate Constraint in lbs/MMBtu | FALSE | L | Annual | Allowances Sold NOX | Thousand Tons | 0 | 0 | 0 | 0 | 0 | 0 | 0 | 0
IL Fac. Spec. - NOX Rate Summer v3.1, Unit 2867 and retrofits | 587 | 1797 | Rate Constraint in lbs/MMBtu | FALSE | L | Annual | Allowances Banked | Thousand Tons | 0 | 0 | 0 | 0 | 0 | 0 | 0 | 0
IL Fac. Spec. - NOX Rate Summer v3.1, Unit 2867 and retrofits | 587 | 1797 | Rate Constraint in lbs/MMBtu | FALSE | L | Annual | Allowances Withdrawn (1:1) | Thousand Tons | 0 | 0 | 0 | 0 | 0 | 0 | 0 | 0
IL Fac. Spec. - NOX Rate Summer v3.1, Unit 2867 and retrofits | 587 | 1797 | Rate Constraint in lbs/MMBtu | FALSE | L | Annual | Allowances Withdrawn (n:1) | Thousand Tons | 0 | 0 | 0 | 0 | 0 | 0 | 0 | 0
IL Fac. Spec. - NOX Rate Summer v3.1, Unit 2867 and retrofits | 587 | 1797 | Rate Constraint in lbs/MMBtu | FALSE | L | Annual | Net Emissions Allowance Position | Thousand Tons | 0.012096 | 0.012096 | 0.012096 | 0.011053 | 0.012096 | 0.006792 | 0.0029894 | 0.006792
IL Fac. Spec. - NOX Rate Summer v3.1, Unit 2867 and retrofits | 587 | 1797 | Rate Constraint in lbs/MMBtu | FALSE | L | Annual | Fuel Consumed | TBtu | 2.2822 | 2.2822 | 2.2822 | 2.0855 | 2.2822 | 1.2815 | 0.56403 | 1.2815
IL Fac. Spec. - NOX Rate Summer v3.1, Unit 2867 and retrofits | 587 | 1797 | Rate Constraint in lbs/MMBtu | FALSE | L | Annual | Rate | lb/MMBtu | 0.0106 | 0.0106 | 0.0106 | 0.0106 | 0.0106 | 0.0106 | 0.0106 | 0.0106
IL Fac. Spec. - NOX Rate Summer v3.1, Unit 2867 and retrofits | 587 | 1797 | Rate Constraint in lbs/MMBtu | FALSE | L | Annual | Generation | TWh | 0.31238 | 0.31238 | 0.31238 | 0.28545 | 0.31238 | 0.17541 | 0.077201 | 0.17541
IL Fac. Spec. - NOX Rate Summer v3.1, Unit 2867 and retrofits | 587 | 1797 | Rate Constraint in lbs/MMBtu | FALSE | L | Annual | Qualifying Generation | TWh | 0.31238 | 0.31238 | 0.31238 | 0.28545 | 0.31238 | 0.17541 | 0.077201 | 0.17541
IL Fac. Spec. - NOX Rate Summer v3.1, Unit 2867 and retrofits | 587 | 1797 | Rate Constraint in lbs/MMBtu | FALSE | L | Annual | Rate | lb/MWh | 0.077444 | 0.077444 | 0.077444 | 0.077444 | 0.077444 | 0.077444 | 0.077444 | 0.077444
IL Fac. Spec. - NOX Rate Summer v3.1, Unit 2867 and retrofits | 587 | 1797 | Rate Constraint in lbs/MMBtu | FALSE | L | Annual | Constraint Shadow Price | US2016$/Ton | 0 | 0 | 0 | 0 | 0 | 0 | 0 | 0
IL Fac. Spec. - NOX Rate Summer v3.1, Unit 2869 and retrofits | 588 | 1797 | Rate Constraint in lbs/MMBtu | FALSE | L | Annual | Seasons Included | Seasons | Summer | Summer | Summer | Summer | Summer | Summer | Summer | Summer
IL Fac. Spec. - NOX Rate Summer v3.1, Unit 2869 and retrofits | 588 | 1797 | Rate Constraint in lbs/MMBtu | FALSE | L | Annual | Standard NOX | lb/MMBtu | 0.25 | 0.25 | 0.25 | 0.25 | 0.25 | 0.25 | 0.25 | 0.25
IL Fac. Spec. - NOX Rate Summer v3.1, Unit 2869 and retrofits | 588 | 1797 | Rate Constraint in lbs/MMBtu | FALSE | L | Annual | Emissions at Affected Plants NOX | Thousand Tons | 0.054086 | 0.054086 | 0.054086 | 0.054086 | 0.054086 | 0.054086 | 0.054086 | 0.054086
IL Fac. Spec. - NOX Rate Summer v3.1, Unit 2869 and retrofits | 588 | 1797 | Rate Constraint in lbs/MMBtu | FALSE | L | Annual | Allowances Purchased NOX | Thousand Tons | 0 | 0 | 0 | 0 | 0 | 0 | 0 | 0
IL Fac. Spec. - NOX Rate Summer v3.1, Unit 2869 and retrofits | 588 | 1797 | Rate Constraint in lbs/MMBtu | FALSE | L | Annual | Allowances Sold NOX | Thousand Tons | 0 | 0 | 0 | 0 | 0 | 0 | 0 | 0
IL Fac. Spec. - NOX Rate Summer v3.1, Unit 2869 and retrofits | 588 | 1797 | Rate Constraint in lbs/MMBtu | FALSE | L | Annual | Allowances Banked | Thousand Tons | 0 | 0 | 0 | 0 | 0 | 0 | 0 | 0
IL Fac. Spec. - NOX Rate Summer v3.1, Unit 2869 and retrofits | 588 | 1797 | Rate Constraint in lbs/MMBtu | FALSE | L | Annual | Allowances Withdrawn (1:1) | Thousand Tons | 0 | 0 | 0 | 0 | 0 | 0 | 0 | 0
IL Fac. Spec. - NOX Rate Summer v3.1, Unit 2869 and retrofits | 588 | 1797 | Rate Constraint in lbs/MMBtu | FALSE | L | Annual | Allowances Withdrawn (n:1) | Thousand Tons | 0 | 0 | 0 | 0 | 0 | 0 | 0 | 0
IL Fac. Spec. - NOX Rate Summer v3.1, Unit 2869 and retrofits | 588 | 1797 | Rate Constraint in lbs/MMBtu | FALSE | L | Annual | Net Emissions Allowance Position | Thousand Tons | 0.054086 | 0.054086 | 0.054086 | 0.054086 | 0.054086 | 0.054086 | 0.054086 | 0.054086
IL Fac. Spec. - NOX Rate Summer v3.1, Unit 2869 and retrofits | 588 | 1797 | Rate Constraint in lbs/MMBtu | FALSE | L | Annual | Fuel Consumed | TBtu | 0.91193 | 0.91193 | 0.91193 | 0.91193 | 0.91193 | 0.91193 | 0.91193 | 0.91193
IL Fac. Spec. - NOX Rate Summer v3.1, Unit 2869 and retrofits | 588 | 1797 | Rate Constraint in lbs/MMBtu | FALSE | L | Annual | Rate | lb/MMBtu | 0.11862 | 0.11862 | 0.11862 | 0.11862 | 0.11862 | 0.11862 | 0.11862 | 0.11862
IL Fac. Spec. - NOX Rate Summer v3.1, Unit 2869 and retrofits | 588 | 1797 | Rate Constraint in lbs/MMBtu | FALSE | L | Annual | Generation | TWh | 0.15557 | 0.15557 | 0.15557 | 0.15557 | 0.15557 | 0.15557 | 0.15557 | 0.15557
IL Fac. Spec. - NOX Rate Summer v3.1, Unit 2869 and retrofits | 588 | 1797 | Rate Constraint in lbs/MMBtu | FALSE | L | Annual | Qualifying Generation | TWh | 0.15557 | 0.15557 | 0.15557 | 0.15557 | 0.15557 | 0.15557 | 0.15557 | 0.15557
IL Fac. Spec. - NOX Rate Summer v3.1, Unit 2869 and retrofits | 588 | 1797 | Rate Constraint in lbs/MMBtu | FALSE | L | Annual | Rate | lb/MWh | 0.69534 | 0.69534 | 0.69534 | 0.69534 | 0.69534 | 0.69534 | 0.69534 | 0.69534
IL Fac. Spec. - NOX Rate Summer v3.1, Unit 2869 and retrofits | 588 | 1797 | Rate Constraint in lbs/MMBtu | FALSE | L | Annual | Constraint Shadow Price | US2016$/Ton | 0 | 0 | 0 | 0 | 0 | 0 | 0 | 0
IL Fac. Spec. - NOX Rate Summer v3.1, Unit 2870 and retrofits | 589 | 1797 | Rate Constraint in lbs/MMBtu | FALSE | L | Annual | Seasons Included | Seasons | Summer | Summer | Summer | Summer | Summer | Summer | Summer | Summer
IL Fac. Spec. - NOX Rate Summer v3.1, Unit 2870 and retrofits | 589 | 1797 | Rate Constraint in lbs/MMBtu | FALSE | L | Annual | Standard NOX | lb/MMBtu | 0.25 | 0.25 | 0.25 | 0.25 | 0.25 | 0.25 | 0.25 | 0.25
IL Fac. Spec. - NOX Rate Summer v3.1, Unit 2870 and retrofits | 589 | 1797 | Rate Constraint in lbs/MMBtu | FALSE | L | Annual | Emissions at Affected Plants NOX | Thousand Tons | 0.054086 | 0.054086 | 0.054086 | 0.054086 | 0.054086 | 0.054086 | 0.054086 | 0.054086
IL Fac. Spec. - NOX Rate Summer v3.1, Unit 2870 and retrofits | 589 | 1797 | Rate Constraint in lbs/MMBtu | FALSE | L | Annual | Allowances Purchased NOX | Thousand Tons | 0 | 0 | 0 | 0 | 0 | 0 | 0 | 0
IL Fac. Spec. - NOX Rate Summer v3.1, Unit 2870 and retrofits | 589 | 1797 | Rate Constraint in lbs/MMBtu | FALSE | L | Annual | Allowances Sold NOX | Thousand Tons | 0 | 0 | 0 | 0 | 0 | 0 | 0 | 0
IL Fac. Spec. - NOX Rate Summer v3.1, Unit 2870 and retrofits | 589 | 1797 | Rate Constraint in lbs/MMBtu | FALSE | L | Annual | Allowances Banked | Thousand Tons | 0 | 0 | 0 | 0 | 0 | 0 | 0 | 0
IL Fac. Spec. - NOX Rate Summer v3.1, Unit 2870 and retrofits | 589 | 1797 | Rate Constraint in lbs/MMBtu | FALSE | L | Annual | Allowances Withdrawn (1:1) | Thousand Tons | 0 | 0 | 0 | 0 | 0 | 0 | 0 | 0
IL Fac. Spec. - NOX Rate Summer v3.1, Unit 2870 and retrofits | 589 | 1797 | Rate Constraint in lbs/MMBtu | FALSE | L | Annual | Allowances Withdrawn (n:1) | Thousand Tons | 0 | 0 | 0 | 0 | 0 | 0 | 0 | 0
IL Fac. Spec. - NOX Rate Summer v3.1, Unit 2870 and retrofits | 589 | 1797 | Rate Constraint in lbs/MMBtu | FALSE | L | Annual | Net Emissions Allowance Position | Thousand Tons | 0.054086 | 0.054086 | 0.054086 | 0.054086 | 0.054086 | 0.054086 | 0.054086 | 0.054086
IL Fac. Spec. - NOX Rate Summer v3.1, Unit 2870 and retrofits | 589 | 1797 | Rate Constraint in lbs/MMBtu | FALSE | L | Annual | Fuel Consumed | TBtu | 0.91193 | 0.91193 | 0.91193 | 0.91193 | 0.91193 | 0.91193 | 0.91193 | 0.91193
IL Fac. Spec. - NOX Rate Summer v3.1, Unit 2870 and retrofits | 589 | 1797 | Rate Constraint in lbs/MMBtu | FALSE | L | Annual | Rate | lb/MMBtu | 0.11862 | 0.11862 | 0.11862 | 0.11862 | 0.11862 | 0.11862 | 0.11862 | 0.11862
IL Fac. Spec. - NOX Rate Summer v3.1, Unit 2870 and retrofits | 589 | 1797 | Rate Constraint in lbs/MMBtu | FALSE | L | Annual | Generation | TWh | 0.15557 | 0.15557 | 0.15557 | 0.15557 | 0.15557 | 0.15557 | 0.15557 | 0.15557
IL Fac. Spec. - NOX Rate Summer v3.1, Unit 2870 and retrofits | 589 | 1797 | Rate Constraint in lbs/MMBtu | FALSE | L | Annual | Qualifying Generation | TWh | 0.15557 | 0.15557 | 0.15557 | 0.15557 | 0.15557 | 0.15557 | 0.15557 | 0.15557
IL Fac. Spec. - NOX Rate Summer v3.1, Unit 2870 and retrofits | 589 | 1797 | Rate Constraint in lbs/MMBtu | FALSE | L | Annual | Rate | lb/MWh | 0.69534 | 0.69534 | 0.69534 | 0.69534 | 0.69534 | 0.69534 | 0.69534 | 0.69534
IL Fac. Spec. - NOX Rate Summer v3.1, Unit 2870 and retrofits | 589 | 1797 | Rate Constraint in lbs/MMBtu | FALSE | L | Annual | Constraint Shadow Price | US2016$/Ton | 0 | 0 | 0 | 0 | 0 | 0 | 0 | 0
IL Fac. Spec. - NOX Rate Summer v3.1, Unit 2871 and retrofits | 590 | 1797 | Rate Constraint in lbs/MMBtu | FALSE | L | Annual | Seasons Included | Seasons | Summer | Summer | Summer | Summer | Summer | Summer | Summer | Summer
IL Fac. Spec. - NOX Rate Summer v3.1, Unit 2871 and retrofits | 590 | 1797 | Rate Constraint in lbs/MMBtu | FALSE | L | Annual | Standard NOX | lb/MMBtu | 0.25 | 0.25 | 0.25 | 0.25 | 0.25 | 0.25 | 0.25 | 0.25
IL Fac. Spec. - NOX Rate Summer v3.1, Unit 2871 and retrofits | 590 | 1797 | Rate Constraint in lbs/MMBtu | FALSE | L | Annual | Emissions at Affected Plants NOX | Thousand Tons | 0.050206 | 0.050206 | 0.050206 | 0.050206 | 0.050206 | 0.050206 | 0.050206 | 0.050206
IL Fac. Spec. - NOX Rate Summer v3.1, Unit 2871 and retrofits | 590 | 1797 | Rate Constraint in lbs/MMBtu | FALSE | L | Annual | Allowances Purchased NOX | Thousand Tons | 0 | 0 | 0 | 0 | 0 | 0 | 0 | 0
IL Fac. Spec. - NOX Rate Summer v3.1, Unit 2871 and retrofits | 590 | 1797 | Rate Constraint in lbs/MMBtu | FALSE | L | Annual | Allowances Sold NOX | Thousand Tons | 0 | 0 | 0 | 0 | 0 | 0 | 0 | 0
IL Fac. Spec. - NOX Rate Summer v3.1, Unit 2871 and retrofits | 590 | 1797 | Rate Constraint in lbs/MMBtu | FALSE | L | Annual | Allowances Banked | Thousand Tons | 0 | 0 | 0 | 0 | 0 | 0 | 0 | 0
IL Fac. Spec. - NOX Rate Summer v3.1, Unit 2871 and retrofits | 590 | 1797 | Rate Constraint in lbs/MMBtu | FALSE | L | Annual | Allowances Withdrawn (1:1) | Thousand Tons | 0 | 0 | 0 | 0 | 0 | 0 | 0 | 0
IL Fac. Spec. - NOX Rate Summer v3.1, Unit 2871 and retrofits | 590 | 1797 | Rate Constraint in lbs/MMBtu | FALSE | L | Annual | Allowances Withdrawn (n:1) | Thousand Tons | 0 | 0 | 0 | 0 | 0 | 0 | 0 | 0
IL Fac. Spec. - NOX Rate Summer v3.1, Unit 2871 and retrofits | 590 | 1797 | Rate Constraint in lbs/MMBtu | FALSE | L | Annual | Net Emissions Allowance Position | Thousand Tons | 0.050206 | 0.050206 | 0.050206 | 0.050206 | 0.050206 | 0.050206 | 0.050206 | 0.050206
IL Fac. Spec. - NOX Rate Summer v3.1, Unit 2871 and retrofits | 590 | 1797 | Rate Constraint in lbs/MMBtu | FALSE | L | Annual | Fuel Consumed | TBtu | 0.84652 | 0.84652 | 0.84652 | 0.84652 | 0.84652 | 0.84652 | 0.84652 | 0.84652
IL Fac. Spec. - NOX Rate Summer v3.1, Unit 2871 and retrofits | 590 | 1797 | Rate Constraint in lbs/MMBtu | FALSE | L | Annual | Rate | lb/MMBtu | 0.11862 | 0.11862 | 0.11862 | 0.11862 | 0.11862 | 0.11862 | 0.11862 | 0.11862
IL Fac. Spec. - NOX Rate Summer v3.1, Unit 2871 and retrofits | 590 | 1797 | Rate Constraint in lbs/MMBtu | FALSE | L | Annual | Generation | TWh | 0.14441 | 0.14441 | 0.14441 | 0.14441 | 0.14441 | 0.14441 | 0.14441 | 0.14441
IL Fac. Spec. - NOX Rate Summer v3.1, Unit 2871 and retrofits | 590 | 1797 | Rate Constraint in lbs/MMBtu | FALSE | L | Annual | Qualifying Generation | TWh | 0.14441 | 0.14441 | 0.14441 | 0.14441 | 0.14441 | 0.14441 | 0.14441 | 0.14441
IL Fac. Spec. - NOX Rate Summer v3.1, Unit 2871 and retrofits | 590 | 1797 | Rate Constraint in lbs/MMBtu | FALSE | L | Annual | Rate | lb/MWh | 0.69534 | 0.69534 | 0.69534 | 0.69534 | 0.69534 | 0.69534 | 0.69534 | 0.69534
IL Fac. Spec. - NOX Rate Summer v3.1, Unit 2871 and retrofits | 590 | 1797 | Rate Constraint in lbs/MMBtu | FALSE | L | Annual | Constraint Shadow Price | US2016$/Ton | 0 | 0 | 0 | 0 | 0 | 0 | 0 | 0
IL Fac. Spec. - NOX Rate Summer v3.1, Unit 2872 and retrofits | 591 | 1797 | Rate Constraint in lbs/MMBtu | FALSE | L | Annual | Seasons Included | Seasons | Summer | Summer | Summer | Summer | Summer | Summer | Summer | Summer
IL Fac. Spec. - NOX Rate Summer v3.1, Unit 2872 and retrofits | 591 | 1797 | Rate Constraint in lbs/MMBtu | FALSE | L | Annual | Standard NOX | lb/MMBtu | 0.25 | 0.25 | 0.25 | 0.25 | 0.25 | 0.25 | 0.25 | 0.25
IL Fac. Spec. - NOX Rate Summer v3.1, Unit 2872 and retrofits | 591 | 1797 | Rate Constraint in lbs/MMBtu | FALSE | L | Annual | Emissions at Affected Plants NOX | Thousand Tons | 0.070745 | 0.070745 | 0.070745 | 0.070745 | 0.070745 | 0.070745 | 0.070745 | 0.070745
IL Fac. Spec. - NOX Rate Summer v3.1, Unit 2872 and retrofits | 591 | 1797 | Rate Constraint in lbs/MMBtu | FALSE | L | Annual | Allowances Purchased NOX | Thousand Tons | 0 | 0 | 0 | 0 | 0 | 0 | 0 | 0
IL Fac. Spec. - NOX Rate Summer v3.1, Unit 2872 and retrofits | 591 | 1797 | Rate Constraint in lbs/MMBtu | FALSE | L | Annual | Allowances Sold NOX | Thousand Tons | 0 | 0 | 0 | 0 | 0 | 0 | 0 | 0
IL Fac. Spec. - NOX Rate Summer v3.1, Unit 2872 and retrofits | 591 | 1797 | Rate Constraint in lbs/MMBtu | FALSE | L | Annual | Allowances Banked | Thousand Tons | 0 | 0 | 0 | 0 | 0 | 0 | 0 | 0
IL Fac. Spec. - NOX Rate Summer v3.1, Unit 2872 and retrofits | 591 | 1797 | Rate Constraint in lbs/MMBtu | FALSE | L | Annual | Allowances Withdrawn (1:1) | Thousand Tons | 0 | 0 | 0 | 0 | 0 | 0 | 0 | 0
IL Fac. Spec. - NOX Rate Summer v3.1, Unit 2872 and retrofits | 591 | 1797 | Rate Constraint in lbs/MMBtu | FALSE | L | Annual | Allowances Withdrawn (n:1) | Thousand Tons | 0 | 0 | 0 | 0 | 0 | 0 | 0 | 0
IL Fac. Spec. - NOX Rate Summer v3.1, Unit 2872 and retrofits | 591 | 1797 | Rate Constraint in lbs/MMBtu | FALSE | L | Annual | Net Emissions Allowance Position | Thousand Tons | 0.070745 | 0.070745 | 0.070745 | 0.070745 | 0.070745 | 0.070745 | 0.070745 | 0.070745
IL Fac. Spec. - NOX Rate Summer v3.1, Unit 2872 and retrofits | 591 | 1797 | Rate Constraint in lbs/MMBtu | FALSE | L | Annual | Fuel Consumed | TBtu | 1.1928 | 1.1928 | 1.1928 | 1.1928 | 1.1928 | 1.1928 | 1.1928 | 1.1928
IL Fac. Spec. - NOX Rate Summer v3.1, Unit 2872 and retrofits | 591 | 1797 | Rate Constraint in lbs/MMBtu | FALSE | L | Annual | Rate | lb/MMBtu | 0.11862 | 0.11862 | 0.11862 | 0.11862 | 0.11862 | 0.11862 | 0.11862 | 0.11862
IL Fac. Spec. - NOX Rate Summer v3.1, Unit 2872 and retrofits | 591 | 1797 | Rate Constraint in lbs/MMBtu | FALSE | L | Annual | Generation | TWh | 0.20348 | 0.20348 | 0.20348 | 0.20348 | 0.20348 | 0.20348 | 0.20348 | 0.20348
IL Fac. Spec. - NOX Rate Summer v3.1, Unit 2872 and retrofits | 591 | 1797 | Rate Constraint in lbs/MMBtu | FALSE | L | Annual | Qualifying Generation | TWh | 0.20348 | 0.20348 | 0.20348 | 0.20348 | 0.20348 | 0.20348 | 0.20348 | 0.20348
IL Fac. Spec. - NOX Rate Summer v3.1, Unit 2872 and retrofits | 591 | 1797 | Rate Constraint in lbs/MMBtu | FALSE | L | Annual | Rate | lb/MWh | 0.69534 | 0.69534 | 0.69534 | 0.69534 | 0.69534 | 0.69534 | 0.69534 | 0.69534
IL Fac. Spec. - NOX Rate Summer v3.1, Unit 2872 and retrofits | 591 | 1797 | Rate Constraint in lbs/MMBtu | FALSE | L | Annual | Constraint Shadow Price | US2016$/Ton | 0 | 0 | 0 | 0 | 0 | 0 | 0 | 0
IL Fac. Spec. - NOX Rate Summer v3.1, Unit 3012 and retrofits | 592 | 1797 | Rate Constraint in lbs/MMBtu | FALSE | L | Annual | Seasons Included | Seasons | Summer | Summer | Summer | Summer | Summer | Summer | Summer | Summer
IL Fac. Spec. - NOX Rate Summer v3.1, Unit 3012 and retrofits | 592 | 1797 | Rate Constraint in lbs/MMBtu | FALSE | L | Annual | Standard NOX | lb/MMBtu | 0.25 | 0.25 | 0.25 | 0.25 | 0.25 | 0.25 | 0.25 | 0.25
IL Fac. Spec. - NOX Rate Summer v3.1, Unit 3012 and retrofits | 592 | 1797 | Rate Constraint in lbs/MMBtu | FALSE | L | Annual | Emissions at Affected Plants NOX | Thousand Tons | 0.0098821 | 0.0098821 | 0.014098 | 0.014098 | 0.024057 | 0.014098 | 0.013389 | 0.013389
IL Fac. Spec. - NOX Rate Summer v3.1, Unit 3012 and retrofits | 592 | 1797 | Rate Constraint in lbs/MMBtu | FALSE | L | Annual | Allowances Purchased NOX | Thousand Tons | 0 | 0 | 0 | 0 | 0 | 0 | 0 | 0
IL Fac. Spec. - NOX Rate Summer v3.1, Unit 3012 and retrofits | 592 | 1797 | Rate Constraint in lbs/MMBtu | FALSE | L | Annual | Allowances Sold NOX | Thousand Tons | 0 | 0 | 0 | 0 | 0 | 0 | 0 | 0
IL Fac. Spec. - NOX Rate Summer v3.1, Unit 3012 and retrofits | 592 | 1797 | Rate Constraint in lbs/MMBtu | FALSE | L | Annual | Allowances Banked | Thousand Tons | 0 | 0 | 0 | 0 | 0 | 0 | 0 | 0
IL Fac. Spec. - NOX Rate Summer v3.1, Unit 3012 and retrofits | 592 | 1797 | Rate Constraint in lbs/MMBtu | FALSE | L | Annual | Allowances Withdrawn (1:1) | Thousand Tons | 0 | 0 | 0 | 0 | 0 | 0 | 0 | 0
IL Fac. Spec. - NOX Rate Summer v3.1, Unit 3012 and retrofits | 592 | 1797 | Rate Constraint in lbs/MMBtu | FALSE | L | Annual | Allowances Withdrawn (n:1) | Thousand Tons | 0 | 0 | 0 | 0 | 0 | 0 | 0 | 0
IL Fac. Spec. - NOX Rate Summer v3.1, Unit 3012 and retrofits | 592 | 1797 | Rate Constraint in lbs/MMBtu | FALSE | L | Annual | Net Emissions Allowance Position | Thousand Tons | 0.0098821 | 0.0098821 | 0.014098 | 0.014098 | 0.024057 | 0.014098 | 0.013389 | 0.013389
IL Fac. Spec. - NOX Rate Summer v3.1, Unit 3012 and retrofits | 592 | 1797 | Rate Constraint in lbs/MMBtu | FALSE | L | Annual | Fuel Consumed | TBtu | 1.1835 | 1.1835 | 1.6884 | 1.6884 | 2.881 | 1.6884 | 1.6035 | 1.6035
IL Fac. Spec. - NOX Rate Summer v3.1, Unit 3012 and retrofits | 592 | 1797 | Rate Constraint in lbs/MMBtu | FALSE | L | Annual | Rate | lb/MMBtu | 0.0167 | 0.0167 | 0.0167 | 0.0167 | 0.0167 | 0.0167 | 0.0167 | 0.0167
IL Fac. Spec. - NOX Rate Summer v3.1, Unit 3012 and retrofits | 592 | 1797 | Rate Constraint in lbs/MMBtu | FALSE | L | Annual | Generation | TWh | 0.1508 | 0.1508 | 0.21513 | 0.21513 | 0.3671 | 0.21513 | 0.20432 | 0.20432
IL Fac. Spec. - NOX Rate Summer v3.1, Unit 3012 and retrofits | 592 | 1797 | Rate Constraint in lbs/MMBtu | FALSE | L | Annual | Qualifying Generation | TWh | 0.1508 | 0.1508 | 0.21513 | 0.21513 | 0.3671 | 0.21513 | 0.20432 | 0.20432
IL Fac. Spec. - NOX Rate Summer v3.1, Unit 3012 and retrofits | 592 | 1797 | Rate Constraint in lbs/MMBtu | FALSE | L | Annual | Rate | lb/MWh | 0.13106 | 0.13106 | 0.13106 | 0.13106 | 0.13106 | 0.13106 | 0.13106 | 0.13106
IL Fac. Spec. - NOX Rate Summer v3.1, Unit 3012 and retrofits | 592 | 1797 | Rate Constraint in lbs/MMBtu | FALSE | L | Annual | Constraint Shadow Price | US2016$/Ton | 0 | 0 | 0 | 0 | 0 | 0 | 0 | 0
IL Fac. Spec. - NOX Rate Summer v3.1, Unit 3013 and retrofits | 593 | 1797 | Rate Constraint in lbs/MMBtu | FALSE | L | Annual | Seasons Included | Seasons | Summer | Summer | Summer | Summer | Summer | Summer | Summer | Summer
IL Fac. Spec. - NOX Rate Summer v3.1, Unit 3013 and retrofits | 593 | 1797 | Rate Constraint in lbs/MMBtu | FALSE | L | Annual | Standard NOX | lb/MMBtu | 0.25 | 0.25 | 0.25 | 0.25 | 0.25 | 0.25 | 0.25 | 0.25
IL Fac. Spec. - NOX Rate Summer v3.1, Unit 3013 and retrofits | 593 | 1797 | Rate Constraint in lbs/MMBtu | FALSE | L | Annual | Emissions at Affected Plants NOX | Thousand Tons | 0.010363 | 0.010248 | 0.01462 | 0.01462 | 0.024948 | 0.01462 | 0.013886 | 0.013886
IL Fac. Spec. - NOX Rate Summer v3.1, Unit 3013 and retrofits | 593 | 1797 | Rate Constraint in lbs/MMBtu | FALSE | L | Annual | Allowances Purchased NOX | Thousand Tons | 0 | 0 | 0 | 0 | 0 | 0 | 0 | 0
IL Fac. Spec. - NOX Rate Summer v3.1, Unit 3013 and retrofits | 593 | 1797 | Rate Constraint in lbs/MMBtu | FALSE | L | Annual | Allowances Sold NOX | Thousand Tons | 0 | 0 | 0 | 0 | 0 | 0 | 0 | 0
IL Fac. Spec. - NOX Rate Summer v3.1, Unit 3013 and retrofits | 593 | 1797 | Rate Constraint in lbs/MMBtu | FALSE | L | Annual | Allowances Banked | Thousand Tons | 0 | 0 | 0 | 0 | 0 | 0 | 0 | 0
IL Fac. Spec. - NOX Rate Summer v3.1, Unit 3013 and retrofits | 593 | 1797 | Rate Constraint in lbs/MMBtu | FALSE | L | Annual | Allowances Withdrawn (1:1) | Thousand Tons | 0 | 0 | 0 | 0 | 0 | 0 | 0 | 0
IL Fac. Spec. - NOX Rate Summer v3.1, Unit 3013 and retrofits | 593 | 1797 | Rate Constraint in lbs/MMBtu | FALSE | L | Annual | Allowances Withdrawn (n:1) | Thousand Tons | 0 | 0 | 0 | 0 | 0 | 0 | 0 | 0
IL Fac. Spec. - NOX Rate Summer v3.1, Unit 3013 and retrofits | 593 | 1797 | Rate Constraint in lbs/MMBtu | FALSE | L | Annual | Net Emissions Allowance Position | Thousand Tons | 0.010363 | 0.010248 | 0.01462 | 0.01462 | 0.024948 | 0.01462 | 0.013886 | 0.013886
IL Fac. Spec. - NOX Rate Summer v3.1, Unit 3013 and retrofits | 593 | 1797 | Rate Constraint in lbs/MMBtu | FALSE | L | Annual | Fuel Consumed | TBtu | 1.2411 | 1.2273 | 1.7509 | 1.7509 | 2.9878 | 1.7509 | 1.663 | 1.663
IL Fac. Spec. - NOX Rate Summer v3.1, Unit 3013 and retrofits | 593 | 1797 | Rate Constraint in lbs/MMBtu | FALSE | L | Annual | Rate | lb/MMBtu | 0.0167 | 0.0167 | 0.0167 | 0.0167 | 0.0167 | 0.0167 | 0.0167 | 0.0167
IL Fac. Spec. - NOX Rate Summer v3.1, Unit 3013 and retrofits | 593 | 1797 | Rate Constraint in lbs/MMBtu | FALSE | L | Annual | Generation | TWh | 0.15814 | 0.15639 | 0.22311 | 0.22311 | 0.38071 | 0.22311 | 0.2119 | 0.2119
IL Fac. Spec. - NOX Rate Summer v3.1, Unit 3013 and retrofits | 593 | 1797 | Rate Constraint in lbs/MMBtu | FALSE | L | Annual | Qualifying Generation | TWh | 0.15814 | 0.15639 | 0.22311 | 0.22311 | 0.38071 | 0.22311 | 0.2119 | 0.2119
IL Fac. Spec. - NOX Rate Summer v3.1, Unit 3013 and retrofits | 593 | 1797 | Rate Constraint in lbs/MMBtu | FALSE | L | Annual | Rate | lb/MWh | 0.13106 | 0.13106 | 0.13106 | 0.13106 | 0.13106 | 0.13106 | 0.13106 | 0.13106
IL Fac. Spec. - NOX Rate Summer v3.1, Unit 3013 and retrofits | 593 | 1797 | Rate Constraint in lbs/MMBtu | FALSE | L | Annual | Constraint Shadow Price | US2016$/Ton | 0 | 0 | 0 | 0 | 0 | 0 | 0 | 0
IL Fac. Spec. - NOX Rate Summer v3.1, Unit 3014 and retrofits | 594 | 1797 | Rate Constraint in lbs/MMBtu | FALSE | L | Annual | Seasons Included | Seasons | Summer | Summer | Summer | Summer | Summer | Summer | Summer | Summer
IL Fac. Spec. - NOX Rate Summer v3.1, Unit 3014 and retrofits | 594 | 1797 | Rate Constraint in lbs/MMBtu | FALSE | L | Annual | Standard NOX | lb/MMBtu | 0.25 | 0.25 | 0.25 | 0.25 | 0.25 | 0.25 | 0.25 | 0.25
IL Fac. Spec. - NOX Rate Summer v3.1, Unit 3014 and retrofits | 594 | 1797 | Rate Constraint in lbs/MMBtu | FALSE | L | Annual | Emissions at Affected Plants NOX | Thousand Tons | 0.030344 | 0.02127 | 0.030344 | 0.030344 | 0.051779 | 0.030344 | 0.028819 | 0.029895
IL Fac. Spec. - NOX Rate Summer v3.1, Unit 3014 and retrofits | 594 | 1797 | Rate Constraint in lbs/MMBtu | FALSE | L | Annual | Allowances Purchased NOX | Thousand Tons | 0 | 0 | 0 | 0 | 0 | 0 | 0 | 0
IL Fac. Spec. - NOX Rate Summer v3.1, Unit 3014 and retrofits | 594 | 1797 | Rate Constraint in lbs/MMBtu | FALSE | L | Annual | Allowances Sold NOX | Thousand Tons | 0 | 0 | 0 | 0 | 0 | 0 | 0 | 0
IL Fac. Spec. - NOX Rate Summer v3.1, Unit 3014 and retrofits | 594 | 1797 | Rate Constraint in lbs/MMBtu | FALSE | L | Annual | Allowances Banked | Thousand Tons | 0 | 0 | 0 | 0 | 0 | 0 | 0 | 0
IL Fac. Spec. - NOX Rate Summer v3.1, Unit 3014 and retrofits | 594 | 1797 | Rate Constraint in lbs/MMBtu | FALSE | L | Annual | Allowances Withdrawn (1:1) | Thousand Tons | 0 | 0 | 0 | 0 | 0 | 0 | 0 | 0
IL Fac. Spec. - NOX Rate Summer v3.1, Unit 3014 and retrofits | 594 | 1797 | Rate Constraint in lbs/MMBtu | FALSE | L | Annual | Allowances Withdrawn (n:1) | Thousand Tons | 0 | 0 | 0 | 0 | 0 | 0 | 0 | 0
IL Fac. Spec. - NOX Rate Summer v3.1, Unit 3014 and retrofits | 594 | 1797 | Rate Constraint in lbs/MMBtu | FALSE | L | Annual | Net Emissions Allowance Position | Thousand Tons | 0.030344 | 0.02127 | 0.030344 | 0.030344 | 0.051779 | 0.030344 | 0.028819 | 0.029895
IL Fac. Spec. - NOX Rate Summer v3.1, Unit 3014 and retrofits | 594 | 1797 | Rate Constraint in lbs/MMBtu | FALSE | L | Annual | Fuel Consumed | TBtu | 3.634 | 2.5473 | 3.634 | 3.634 | 6.201 | 3.634 | 3.4514 | 3.5803
IL Fac. Spec. - NOX Rate Summer v3.1, Unit 3014 and retrofits | 594 | 1797 | Rate Constraint in lbs/MMBtu | FALSE | L | Annual | Rate | lb/MMBtu | 0.0167 | 0.0167 | 0.0167 | 0.0167 | 0.0167 | 0.0167 | 0.0167 | 0.0167
IL Fac. Spec. - NOX Rate Summer v3.1, Unit 3014 and retrofits | 594 | 1797 | Rate Constraint in lbs/MMBtu | FALSE | L | Annual | Generation | TWh | 0.46304 | 0.32458 | 0.46304 | 0.46304 | 0.79014 | 0.46304 | 0.43978 | 0.4562
IL Fac. Spec. - NOX Rate Summer v3.1, Unit 3014 and retrofits | 594 | 1797 | Rate Constraint in lbs/MMBtu | FALSE | L | Annual | Qualifying Generation | TWh | 0.46304 | 0.32458 | 0.46304 | 0.46304 | 0.79014 | 0.46304 | 0.43978 | 0.4562
IL Fac. Spec. - NOX Rate Summer v3.1, Unit 3014 and retrofits | 594 | 1797 | Rate Constraint in lbs/MMBtu | FALSE | L | Annual | Rate | lb/MWh | 0.13106 | 0.13106 | 0.13106 | 0.13106 | 0.13106 | 0.13106 | 0.13106 | 0.13106
IL Fac. Spec. - NOX Rate Summer v3.1, Unit 3014 and retrofits | 594 | 1797 | Rate Constraint in lbs/MMBtu | FALSE | L | Annual | Constraint Shadow Price | US2016$/Ton | 0 | 0 | 0 | 0 | 0 | 0 | 0 | 0
IL Fac. Spec. - NOX Rate Summer v3.1, Unit 3015 and retrofits | 595 | 1797 | Rate Constraint in lbs/MMBtu | FALSE | L | Annual | Seasons Included | Seasons | Summer | Summer | Summer | Summer | Summer | Summer | Summer | Summer
IL Fac. Spec. - NOX Rate Summer v3.1, Unit 3015 and retrofits | 595 | 1797 | Rate Constraint in lbs/MMBtu | FALSE | L | Annual | Standard NOX | lb/MMBtu | 0.25 | 0.25 | 0.25 | 0.25 | 0.25 | 0.25 | 0.25 | 0.25
IL Fac. Spec. - NOX Rate Summer v3.1, Unit 3015 and retrofits | 595 | 1797 | Rate Constraint in lbs/MMBtu | FALSE | L | Annual | Emissions at Affected Plants NOX | Thousand Tons | 0.034401 | 0.058702 | 0.058702 | 0.058702 | 0.058702 | 0.034401 | 0.034401 | 0.034401
IL Fac. Spec. - NOX Rate Summer v3.1, Unit 3015 and retrofits | 595 | 1797 | Rate Constraint in lbs/MMBtu | FALSE | L | Annual | Allowances Purchased NOX | Thousand Tons | 0 | 0 | 0 | 0 | 0 | 0 | 0 | 0
IL Fac. Spec. - NOX Rate Summer v3.1, Unit 3015 and retrofits | 595 | 1797 | Rate Constraint in lbs/MMBtu | FALSE | L | Annual | Allowances Sold NOX | Thousand Tons | 0 | 0 | 0 | 0 | 0 | 0 | 0 | 0
IL Fac. Spec. - NOX Rate Summer v3.1, Unit 3015 and retrofits | 595 | 1797 | Rate Constraint in lbs/MMBtu | FALSE | L | Annual | Allowances Banked | Thousand Tons | 0 | 0 | 0 | 0 | 0 | 0 | 0 | 0
IL Fac. Spec. - NOX Rate Summer v3.1, Unit 3015 and retrofits | 595 | 1797 | Rate Constraint in lbs/MMBtu | FALSE | L | Annual | Allowances Withdrawn (1:1) | Thousand Tons | 0 | 0 | 0 | 0 | 0 | 0 | 0 | 0
IL Fac. Spec. - NOX Rate Summer v3.1, Unit 3015 and retrofits | 595 | 1797 | Rate Constraint in lbs/MMBtu | FALSE | L | Annual | Allowances Withdrawn (n:1) | Thousand Tons | 0 | 0 | 0 | 0 | 0 | 0 | 0 | 0
IL Fac. Spec. - NOX Rate Summer v3.1, Unit 3015 and retrofits | 595 | 1797 | Rate Constraint in lbs/MMBtu | FALSE | L | Annual | Net Emissions Allowance Position | Thousand Tons | 0.034401 | 0.058702 | 0.058702 | 0.058702 | 0.058702 | 0.034401 | 0.034401 | 0.034401
IL Fac. Spec. - NOX Rate Summer v3.1, Unit 3015 and retrofits | 595 | 1797 | Rate Constraint in lbs/MMBtu | FALSE | L | Annual | Fuel Consumed | TBtu | 0.98754 | 1.6852 | 1.6852 | 1.6852 | 1.6852 | 0.98754 | 0.98754 | 0.98754
IL Fac. Spec. - NOX Rate Summer v3.1, Unit 3015 and retrofits | 595 | 1797 | Rate Constraint in lbs/MMBtu | FALSE | L | Annual | Rate | lb/MMBtu | 0.06967 | 0.06967 | 0.06967 | 0.06967 | 0.06967 | 0.06967 | 0.06967 | 0.06967
IL Fac. Spec. - NOX Rate Summer v3.1, Unit 3015 and retrofits | 595 | 1797 | Rate Constraint in lbs/MMBtu | FALSE | L | Annual | Generation | TWh | 0.12698 | 0.21668 | 0.21668 | 0.21668 | 0.21668 | 0.12698 | 0.12698 | 0.12698
IL Fac. Spec. - NOX Rate Summer v3.1, Unit 3015 and retrofits | 595 | 1797 | Rate Constraint in lbs/MMBtu | FALSE | L | Annual | Qualifying Generation | TWh | 0.12698 | 0.21668 | 0.21668 | 0.21668 | 0.21668 | 0.12698 | 0.12698 | 0.12698
IL Fac. Spec. - NOX Rate Summer v3.1, Unit 3015 and retrofits | 595 | 1797 | Rate Constraint in lbs/MMBtu | FALSE | L | Annual | Rate | lb/MWh | 0.54182 | 0.54182 | 0.54182 | 0.54182 | 0.54182 | 0.54182 | 0.54182 | 0.54182
IL Fac. Spec. - NOX Rate Summer v3.1, Unit 3015 and retrofits | 595 | 1797 | Rate Constraint in lbs/MMBtu | FALSE | L | Annual | Constraint Shadow Price | US2016$/Ton | 0 | 0 | 0 | 0 | 0 | 0 | 0 | 0
IL Fac. Spec. - NOX Rate Summer v3.1, Unit 3016 and retrofits | 596 | 1797 | Rate Constraint in lbs/MMBtu | FALSE | L | Annual | Seasons Included | Seasons | Summer | Summer | Summer | Summer | Summer | Summer | Summer | Summer
IL Fac. Spec. - NOX Rate Summer v3.1, Unit 3016 and retrofits | 596 | 1797 | Rate Constraint in lbs/MMBtu | FALSE | L | Annual | Standard NOX | lb/MMBtu | 0.25 | 0.25 | 0.25 | 0.25 | 0.25 | 0.25 | 0.25 | 0.25
IL Fac. Spec. - NOX Rate Summer v3.1, Unit 3016 and retrofits | 596 | 1797 | Rate Constraint in lbs/MMBtu | FALSE | L | Annual | Emissions at Affected Plants NOX | Thousand Tons | 0.071672 | 0.071672 | 0.071672 | 0.071672 | 0.071672 | 0.042001 | 0.042001 | 0.042001
IL Fac. Spec. - NOX Rate Summer v3.1, Unit 3016 and retrofits | 596 | 1797 | Rate Constraint in lbs/MMBtu | FALSE | L | Annual | Allowances Purchased NOX | Thousand Tons | 0 | 0 | 0 | 0 | 0 | 0 | 0 | 0
IL Fac. Spec. - NOX Rate Summer v3.1, Unit 3016 and retrofits | 596 | 1797 | Rate Constraint in lbs/MMBtu | FALSE | L | Annual | Allowances Sold NOX | Thousand Tons | 0 | 0 | 0 | 0 | 0 | 0 | 0 | 0
IL Fac. Spec. - NOX Rate Summer v3.1, Unit 3016 and retrofits | 596 | 1797 | Rate Constraint in lbs/MMBtu | FALSE | L | Annual | Allowances Banked | Thousand Tons | 0 | 0 | 0 | 0 | 0 | 0 | 0 | 0
IL Fac. Spec. - NOX Rate Summer v3.1, Unit 3016 and retrofits | 596 | 1797 | Rate Constraint in lbs/MMBtu | FALSE | L | Annual | Allowances Withdrawn (1:1) | Thousand Tons | 0 | 0 | 0 | 0 | 0 | 0 | 0 | 0
IL Fac. Spec. - NOX Rate Summer v3.1, Unit 3016 and retrofits | 596 | 1797 | Rate Constraint in lbs/MMBtu | FALSE | L | Annual | Allowances Withdrawn (n:1) | Thousand Tons | 0 | 0 | 0 | 0 | 0 | 0 | 0 | 0
IL Fac. Spec. - NOX Rate Summer v3.1, Unit 3016 and retrofits | 596 | 1797 | Rate Constraint in lbs/MMBtu | FALSE | L | Annual | Net Emissions Allowance Position | Thousand Tons | 0.071672 | 0.071672 | 0.071672 | 0.071672 | 0.071672 | 0.042001 | 0.042001 | 0.042001
IL Fac. Spec. - NOX Rate Summer v3.1, Unit 3016 and retrofits | 596 | 1797 | Rate Constraint in lbs/MMBtu | FALSE | L | Annual | Fuel Consumed | TBtu | 2.0575 | 2.0575 | 2.0575 | 2.0575 | 2.0575 | 1.2057 | 1.2057 | 1.2057
IL Fac. Spec. - NOX Rate Summer v3.1, Unit 3016 and retrofits | 596 | 1797 | Rate Constraint in lbs/MMBtu | FALSE | L | Annual | Rate | lb/MMBtu | 0.06967 | 0.06967 | 0.06967 | 0.06967 | 0.06967 | 0.06967 | 0.06967 | 0.06967
IL Fac. Spec. - NOX Rate Summer v3.1, Unit 3016 and retrofits | 596 | 1797 | Rate Constraint in lbs/MMBtu | FALSE | L | Annual | Generation | TWh | 0.26456 | 0.26456 | 0.26456 | 0.26456 | 0.26456 | 0.15504 | 0.15504 | 0.15504
IL Fac. Spec. - NOX Rate Summer v3.1, Unit 3016 and retrofits | 596 | 1797 | Rate Constraint in lbs/MMBtu | FALSE | L | Annual | Qualifying Generation | TWh | 0.26456 | 0.26456 | 0.26456 | 0.26456 | 0.26456 | 0.15504 | 0.15504 | 0.15504
IL Fac. Spec. - NOX Rate Summer v3.1, Unit 3016 and retrofits | 596 | 1797 | Rate Constraint in lbs/MMBtu | FALSE | L | Annual | Rate | lb/MWh | 0.54182 | 0.54182 | 0.54182 | 0.54182 | 0.54182 | 0.54182 | 0.54182 | 0.54182
IL Fac. Spec. - NOX Rate Summer v3.1, Unit 3016 and retrofits | 596 | 1797 | Rate Constraint in lbs/MMBtu | FALSE | L | Annual | Constraint Shadow Price | US2016$/Ton | 0 | 0 | 0 | 0 | 0 | 0 | 0 | 0
IL Fac. Spec. - NOX Rate Summer v3.1, Unit 3017 and retrofits | 597 | 1797 | Rate Constraint in lbs/MMBtu | FALSE | L | Annual | Seasons Included | Seasons | Summer | Summer | Summer | Summer | Summer | Summer | Summer | Summer
IL Fac. Spec. - NOX Rate Summer v3.1, Unit 3017 and retrofits | 597 | 1797 | Rate Constraint in lbs/MMBtu | FALSE | L | Annual | Standard NOX | lb/MMBtu | 0.25 | 0.25 | 0.25 | 0.25 | 0.25 | 0.25 | 0.25 | 0.25
IL Fac. Spec. - NOX Rate Summer v3.1, Unit 3017 and retrofits | 597 | 1797 | Rate Constraint in lbs/MMBtu | FALSE | L | Annual | Emissions at Affected Plants NOX | Thousand Tons | 0.072204 | 0.064402 | 0.064402 | 0.1099 | 0.1099 | 0.064402 | 0.061166 | 0.064402
IL Fac. Spec. - NOX Rate Summer v3.1, Unit 3017 and retrofits | 597 | 1797 | Rate Constraint in lbs/MMBtu | FALSE | L | Annual | Allowances Purchased NOX | Thousand Tons | 0 | 0 | 0 | 0 | 0 | 0 | 0 | 0
IL Fac. Spec. - NOX Rate Summer v3.1, Unit 3017 and retrofits | 597 | 1797 | Rate Constraint in lbs/MMBtu | FALSE | L | Annual | Allowances Sold NOX | Thousand Tons | 0 | 0 | 0 | 0 | 0 | 0 | 0 | 0
IL Fac. Spec. - NOX Rate Summer v3.1, Unit 3017 and retrofits | 597 | 1797 | Rate Constraint in lbs/MMBtu | FALSE | L | Annual | Allowances Banked | Thousand Tons | 0 | 0 | 0 | 0 | 0 | 0 | 0 | 0
IL Fac. Spec. - NOX Rate Summer v3.1, Unit 3017 and retrofits | 597 | 1797 | Rate Constraint in lbs/MMBtu | FALSE | L | Annual | Allowances Withdrawn (1:1) | Thousand Tons | 0 | 0 | 0 | 0 | 0 | 0 | 0 | 0
IL Fac. Spec. - NOX Rate Summer v3.1, Unit 3017 and retrofits | 597 | 1797 | Rate Constraint in lbs/MMBtu | FALSE | L | Annual | Allowances Withdrawn (n:1) | Thousand Tons | 0 | 0 | 0 | 0 | 0 | 0 | 0 | 0
IL Fac. Spec. - NOX Rate Summer v3.1, Unit 3017 and retrofits | 597 | 1797 | Rate Constraint in lbs/MMBtu | FALSE | L | Annual | Net Emissions Allowance Position | Thousand Tons | 0.072204 | 0.064402 | 0.064402 | 0.1099 | 0.1099 | 0.064402 | 0.061166 | 0.064402
IL Fac. Spec. - NOX Rate Summer v3.1, Unit 3017 and retrofits | 597 | 1797 | Rate Constraint in lbs/MMBtu | FALSE | L | Annual | Fuel Consumed | TBtu | 2.0728 | 1.8488 | 1.8488 | 3.1548 | 3.1548 | 1.8488 | 1.7559 | 1.8488
IL Fac. Spec. - NOX Rate Summer v3.1, Unit 3017 and retrofits | 597 | 1797 | Rate Constraint in lbs/MMBtu | FALSE | L | Annual | Rate | lb/MMBtu | 0.06967 | 0.06967 | 0.06967 | 0.06967 | 0.06967 | 0.06967 | 0.06967 | 0.06967
IL Fac. Spec. - NOX Rate Summer v3.1, Unit 3017 and retrofits | 597 | 1797 | Rate Constraint in lbs/MMBtu | FALSE | L | Annual | Generation | TWh | 0.26652 | 0.23772 | 0.23772 | 0.40565 | 0.40565 | 0.23772 | 0.22578 | 0.23772
IL Fac. Spec. - NOX Rate Summer v3.1, Unit 3017 and retrofits | 597 | 1797 | Rate Constraint in lbs/MMBtu | FALSE | L | Annual | Qualifying Generation | TWh | 0.26652 | 0.23772 | 0.23772 | 0.40565 | 0.40565 | 0.23772 | 0.22578 | 0.23772
IL Fac. Spec. - NOX Rate Summer v3.1, Unit 3017 and retrofits | 597 | 1797 | Rate Constraint in lbs/MMBtu | FALSE | L | Annual | Rate | lb/MWh | 0.54182 | 0.54182 | 0.54182 | 0.54182 | 0.54182 | 0.54182 | 0.54182 | 0.54182
IL Fac. Spec. - NOX Rate Summer v3.1, Unit 3017 and retrofits | 597 | 1797 | Rate Constraint in lbs/MMBtu | FALSE | L | Annual | Constraint Shadow Price | US2016$/Ton | 0 | 0 | 0 | 0 | 0 | 0 | 0 | 0
IL Fac. Spec. - NOX Rate Summer v3.1, Unit 3018 and retrofits | 598 | 1797 | Rate Constraint in lbs/MMBtu | FALSE | L | Annual | Seasons Included | Seasons | Summer | Summer | Summer | Summer | Summer | Summer | Summer | Summer
IL Fac. Spec. - NOX Rate Summer v3.1, Unit 3018 and retrofits | 598 | 1797 | Rate Constraint in lbs/MMBtu | FALSE | L | Annual | Standard NOX | lb/MMBtu | 0.25 | 0.25 | 0.25 | 0.25 | 0.25 | 0.25 | 0.25 | 0.25
IL Fac. Spec. - NOX Rate Summer v3.1, Unit 3018 and retrofits | 598 | 1797 | Rate Constraint in lbs/MMBtu | FALSE | L | Annual | Emissions at Affected Plants NOX | Thousand Tons | 0.10853 | 0.071724 | 0.080237 | 0.10853 | 0.10853 | 0.063602 | 0.06221 | 0.063602
IL Fac. Spec. - NOX Rate Summer v3.1, Unit 3018 and retrofits | 598 | 1797 | Rate Constraint in lbs/MMBtu | FALSE | L | Annual | Allowances Purchased NOX | Thousand Tons | 0 | 0 | 0 | 0 | 0 | 0 | 0 | 0
IL Fac. Spec. - NOX Rate Summer v3.1, Unit 3018 and retrofits | 598 | 1797 | Rate Constraint in lbs/MMBtu | FALSE | L | Annual | Allowances Sold NOX | Thousand Tons | 0 | 0 | 0 | 0 | 0 | 0 | 0 | 0
IL Fac. Spec. - NOX Rate Summer v3.1, Unit 3018 and retrofits | 598 | 1797 | Rate Constraint in lbs/MMBtu | FALSE | L | Annual | Allowances Banked | Thousand Tons | 0 | 0 | 0 | 0 | 0 | 0 | 0 | 0
IL Fac. Spec. - NOX Rate Summer v3.1, Unit 3018 and retrofits | 598 | 1797 | Rate Constraint in lbs/MMBtu | FALSE | L | Annual | Allowances Withdrawn (1:1) | Thousand Tons | 0 | 0 | 0 | 0 | 0 | 0 | 0 | 0
IL Fac. Spec. - NOX Rate Summer v3.1, Unit 3018 and retrofits | 598 | 1797 | Rate Constraint in lbs/MMBtu | FALSE | L | Annual | Allowances Withdrawn (n:1) | Thousand Tons | 0 | 0 | 0 | 0 | 0 | 0 | 0 | 0
IL Fac. Spec. - NOX Rate Summer v3.1, Unit 3018 and retrofits | 598 | 1797 | Rate Constraint in lbs/MMBtu | FALSE | L | Annual | Net Emissions Allowance Position | Thousand Tons | 0.10853 | 0.071724 | 0.080237 | 0.10853 | 0.10853 | 0.063602 | 0.06221 | 0.063602
IL Fac. Spec. - NOX Rate Summer v3.1, Unit 3018 and retrofits | 598 | 1797 | Rate Constraint in lbs/MMBtu | FALSE | L | Annual | Fuel Consumed | TBtu | 3.1156 | 2.059 | 2.3033 | 3.1156 | 3.1156 | 1.8258 | 1.7859 | 1.8258
IL Fac. Spec. - NOX Rate Summer v3.1, Unit 3018 and retrofits | 598 | 1797 | Rate Constraint in lbs/MMBtu | FALSE | L | Annual | Rate | lb/MMBtu | 0.06967 | 0.06967 | 0.06967 | 0.06967 | 0.06967 | 0.06967 | 0.06967 | 0.06967
IL Fac. Spec. - NOX Rate Summer v3.1, Unit 3018 and retrofits | 598 | 1797 | Rate Constraint in lbs/MMBtu | FALSE | L | Annual | Generation | TWh | 0.40061 | 0.26475 | 0.29617 | 0.40061 | 0.40061 | 0.23477 | 0.22963 | 0.23477
IL Fac. Spec. - NOX Rate Summer v3.1, Unit 3018 and retrofits | 598 | 1797 | Rate Constraint in lbs/MMBtu | FALSE | L | Annual | Qualifying Generation | TWh | 0.40061 | 0.26475 | 0.29617 | 0.40061 | 0.40061 | 0.23477 | 0.22963 | 0.23477
IL Fac. Spec. - NOX Rate Summer v3.1, Unit 3018 and retrofits | 598 | 1797 | Rate Constraint in lbs/MMBtu | FALSE | L | Annual | Rate | lb/MWh | 0.54182 | 0.54182 | 0.54182 | 0.54182 | 0.54182 | 0.54182 | 0.54182 | 0.54182
IL Fac. Spec. - NOX Rate Summer v3.1, Unit 3018 and retrofits | 598 | 1797 | Rate Constraint in lbs/MMBtu | FALSE | L | Annual | Constraint Shadow Price | US2016$/Ton | 0 | 0 | 0 | 0 | 0 | 0 | 0 | 0
IL Fac. Spec. - NOX Rate Summer v3.1, Unit 3658 and retrofits | 599 | 1797 | Rate Constraint in lbs/MMBtu | FALSE | L | Annual | Seasons Included | Seasons | Summer | Summer | Summer | Summer | Summer | Summer | Summer | Summer
IL Fac. Spec. - NOX Rate Summer v3.1, Unit 3658 and retrofits | 599 | 1797 | Rate Constraint in lbs/MMBtu | FALSE | L | Annual | Standard NOX | lb/MMBtu | 0.25 | 0.25 | 0.25 | 0.25 | 0.25 | 0.25 | 0.25 | 0.25
IL Fac. Spec. - NOX Rate Summer v3.1, Unit 3658 and retrofits | 599 | 1797 | Rate Constraint in lbs/MMBtu | FALSE | L | Annual | Emissions at Affected Plants NOX | Thousand Tons | 0.050223 | 0.050404 | 0.063907 | 0.033109 | 0.033109 | 0.033109 | 0.033109 | 0
IL Fac. Spec. - NOX Rate Summer v3.1, Unit 3658 and retrofits | 599 | 1797 | Rate Constraint in lbs/MMBtu | FALSE | L | Annual | Allowances Purchased NOX | Thousand Tons | 0 | 0 | 0 | 0 | 0 | 0 | 0 | 0
IL Fac. Spec. - NOX Rate Summer v3.1, Unit 3658 and retrofits | 599 | 1797 | Rate Constraint in lbs/MMBtu | FALSE | L | Annual | Allowances Sold NOX | Thousand Tons | 0 | 0 | 0 | 0 | 0 | 0 | 0 | 0
IL Fac. Spec. - NOX Rate Summer v3.1, Unit 3658 and retrofits | 599 | 1797 | Rate Constraint in lbs/MMBtu | FALSE | L | Annual | Allowances Banked | Thousand Tons | 0 | 0 | 0 | 0 | 0 | 0 | 0 | 0
IL Fac. Spec. - NOX Rate Summer v3.1, Unit 3658 and retrofits | 599 | 1797 | Rate Constraint in lbs/MMBtu | FALSE | L | Annual | Allowances Withdrawn (1:1) | Thousand Tons | 0 | 0 | 0 | 0 | 0 | 0 | 0 | 0
IL Fac. Spec. - NOX Rate Summer v3.1, Unit 3658 and retrofits | 599 | 1797 | Rate Constraint in lbs/MMBtu | FALSE | L | Annual | Allowances Withdrawn (n:1) | Thousand Tons | 0 | 0 | 0 | 0 | 0 | 0 | 0 | 0
IL Fac. Spec. - NOX Rate Summer v3.1, Unit 3658 and retrofits | 599 | 1797 | Rate Constraint in lbs/MMBtu | FALSE | L | Annual | Net Emissions Allowance Position | Thousand Tons | 0.050223 | 0.050404 | 0.063907 | 0.033109 | 0.033109 | 0.033109 | 0.033109 | 0
IL Fac. Spec. - NOX Rate Summer v3.1, Unit 3658 and retrofits | 599 | 1797 | Rate Constraint in lbs/MMBtu | FALSE | L | Annual | Fuel Consumed | TBtu | 1.2947 | 1.2994 | 1.6475 | 0.85355 | 0.85355 | 0.85355 | 0.85355 | 0
IL Fac. Spec. - NOX Rate Summer v3.1, Unit 3658 and retrofits | 599 | 1797 | Rate Constraint in lbs/MMBtu | FALSE | L | Annual | Rate | lb/MMBtu | 0.07758 | 0.07758 | 0.07758 | 0.07758 | 0.07758 | 0.07758 | 0.07758 | 0
IL Fac. Spec. - NOX Rate Summer v3.1, Unit 3658 and retrofits | 599 | 1797 | Rate Constraint in lbs/MMBtu | FALSE | L | Annual | Generation | TWh | 0.11988 | 0.12032 | 0.15255 | 0.079033 | 0.079033 | 0.079033 | 0.079033 | 0
IL Fac. Spec. - NOX Rate Summer v3.1, Unit 3658 and retrofits | 599 | 1797 | Rate Constraint in lbs/MMBtu | FALSE | L | Annual | Qualifying Generation | TWh | 0.11988 | 0.12032 | 0.15255 | 0.079033 | 0.079033 | 0.079033 | 0.079033 | 0
IL Fac. Spec. - NOX Rate Summer v3.1, Unit 3658 and retrofits | 599 | 1797 | Rate Constraint in lbs/MMBtu | FALSE | L | Annual | Rate | lb/MWh | 0.83786 | 0.83786 | 0.83786 | 0.83786 | 0.83786 | 0.83786 | 0.83786 | 0
IL Fac. Spec. - NOX Rate Summer v3.1, Unit 3658 and retrofits | 599 | 1797 | Rate Constraint in lbs/MMBtu | FALSE | L | Annual | Constraint Shadow Price | US2016$/Ton | 0 | 0 | 0 | 0 | 0 | 0 | 0 | 0
IL Fac. Spec. - NOX Rate Summer v3.1, Unit 3659 and retrofits | 600 | 1797 | Rate Constraint in lbs/MMBtu | FALSE | L | Annual | Seasons Included | Seasons | Summer | Summer | Summer | Summer | Summer | Summer | Summer | Summer
IL Fac. Spec. - NOX Rate Summer v3.1, Unit 3659 and retrofits | 600 | 1797 | Rate Constraint in lbs/MMBtu | FALSE | L | Annual | Standard NOX | lb/MMBtu | 0.25 | 0.25 | 0.25 | 0.25 | 0.25 | 0.25 | 0.25 | 0.25
IL Fac. Spec. - NOX Rate Summer v3.1, Unit 3659 and retrofits | 600 | 1797 | Rate Constraint in lbs/MMBtu | FALSE | L | Annual | Emissions at Affected Plants NOX | Thousand Tons | 0.04282 | 0.042975 | 0.0532 | 0.028229 | 0.028229 | 0.028229 | 0.028229 | 0
IL Fac. Spec. - NOX Rate Summer v3.1, Unit 3659 and retrofits | 600 | 1797 | Rate Constraint in lbs/MMBtu | FALSE | L | Annual | Allowances Purchased NOX | Thousand Tons | 0 | 0 | 0 | 0 | 0 | 0 | 0 | 0
IL Fac. Spec. - NOX Rate Summer v3.1, Unit 3659 and retrofits | 600 | 1797 | Rate Constraint in lbs/MMBtu | FALSE | L | Annual | Allowances Sold NOX | Thousand Tons | 0 | 0 | 0 | 0 | 0 | 0 | 0 | 0
IL Fac. Spec. - NOX Rate Summer v3.1, Unit 3659 and retrofits | 600 | 1797 | Rate Constraint in lbs/MMBtu | FALSE | L | Annual | Allowances Banked | Thousand Tons | 0 | 0 | 0 | 0 | 0 | 0 | 0 | 0
IL Fac. Spec. - NOX Rate Summer v3.1, Unit 3659 and retrofits | 600 | 1797 | Rate Constraint in lbs/MMBtu | FALSE | L | Annual | Allowances Withdrawn (1:1) | Thousand Tons | 0 | 0 | 0 | 0 | 0 | 0 | 0 | 0
IL Fac. Spec. - NOX Rate Summer v3.1, Unit 3659 and retrofits | 600 | 1797 | Rate Constraint in lbs/MMBtu | FALSE | L | Annual | Allowances Withdrawn (n:1) | Thousand Tons | 0 | 0 | 0 | 0 | 0 | 0 | 0 | 0
IL Fac. Spec. - NOX Rate Summer v3.1, Unit 3659 and retrofits | 600 | 1797 | Rate Constraint in lbs/MMBtu | FALSE | L | Annual | Net Emissions Allowance Position | Thousand Tons | 0.04282 | 0.042975 | 0.0532 | 0.028229 | 0.028229 | 0.028229 | 0.028229 | 0
IL Fac. Spec. - NOX Rate Summer v3.1, Unit 3659 and retrofits | 600 | 1797 | Rate Constraint in lbs/MMBtu | FALSE | L | Annual | Fuel Consumed | TBtu | 1.2958 | 1.3005 | 1.6099 | 0.85427 | 0.85427 | 0.85427 | 0.85427 | 0
IL Fac. Spec. - NOX Rate Summer v3.1, Unit 3659 and retrofits | 600 | 1797 | Rate Constraint in lbs/MMBtu | FALSE | L | Annual | Rate | lb/MMBtu | 0.06609 | 0.06609 | 0.06609 | 0.06609 | 0.06609 | 0.06609 | 0.06609 | 0
IL Fac. Spec. - NOX Rate Summer v3.1, Unit 3659 and retrofits | 600 | 1797 | Rate Constraint in lbs/MMBtu | FALSE | L | Annual | Generation | TWh | 0.11988 | 0.12032 | 0.14894 | 0.079033 | 0.079033 | 0.079033 | 0.079033 | 0
IL Fac. Spec. - NOX Rate Summer v3.1, Unit 3659 and retrofits | 600 | 1797 | Rate Constraint in lbs/MMBtu | FALSE | L | Annual | Qualifying Generation | TWh | 0.11988 | 0.12032 | 0.14894 | 0.079033 | 0.079033 | 0.079033 | 0.079033 | 0
IL Fac. Spec. - NOX Rate Summer v3.1, Unit 3659 and retrofits | 600 | 1797 | Rate Constraint in lbs/MMBtu | FALSE | L | Annual | Rate | lb/MWh | 0.71437 | 0.71437 | 0.71437 | 0.71437 | 0.71437 | 0.71437 | 0.71437 | 0
IL Fac. Spec. - NOX Rate Summer v3.1, Unit 3659 and retrofits | 600 | 1797 | Rate Constraint in lbs/MMBtu | FALSE | L | Annual | Constraint Shadow Price | US2016$/Ton | 0 | 0 | 0 | 0 | 0 | 0 | 0 | 0
IL Fac. Spec. - NOX Rate Summer v3.1, Unit 3660 and retrofits | 601 | 1797 | Rate Constraint in lbs/MMBtu | FALSE | L | Annual | Seasons Included | Seasons | Summer | Summer | Summer | Summer | Summer | Summer | Summer | Summer
IL Fac. Spec. - NOX Rate Summer v3.1, Unit 3660 and retrofits | 601 | 1797 | Rate Constraint in lbs/MMBtu | FALSE | L | Annual | Standard NOX | lb/MMBtu | 0.25 | 0.25 | 0.25 | 0.25 | 0.25 | 0.25 | 0.25 | 0.25
IL Fac. Spec. - NOX Rate Summer v3.1, Unit 3660 and retrofits | 601 | 1797 | Rate Constraint in lbs/MMBtu | FALSE | L | Annual | Emissions at Affected Plants NOX | Thousand Tons | 0.042529 | 0.042682 | 0.054116 | 0.028037 | 0.028037 | 0.028037 | 0.028037 | 0
IL Fac. Spec. - NOX Rate Summer v3.1, Unit 3660 and retrofits | 601 | 1797 | Rate Constraint in lbs/MMBtu | FALSE | L | Annual | Allowances Purchased NOX | Thousand Tons | 0 | 0 | 0 | 0 | 0 | 0 | 0 | 0
IL Fac. Spec. - NOX Rate Summer v3.1, Unit 3660 and retrofits | 601 | 1797 | Rate Constraint in lbs/MMBtu | FALSE | L | Annual | Allowances Sold NOX | Thousand Tons | 0 | 0 | 0 | 0 | 0 | 0 | 0 | 0
IL Fac. Spec. - NOX Rate Summer v3.1, Unit 3660 and retrofits | 601 | 1797 | Rate Constraint in lbs/MMBtu | FALSE | L | Annual | Allowances Banked | Thousand Tons | 0 | 0 | 0 | 0 | 0 | 0 | 0 | 0
IL Fac. Spec. - NOX Rate Summer v3.1, Unit 3660 and retrofits | 601 | 1797 | Rate Constraint in lbs/MMBtu | FALSE | L | Annual | Allowances Withdrawn (1:1) | Thousand Tons | 0 | 0 | 0 | 0 | 0 | 0 | 0 | 0
IL Fac. Spec. - NOX Rate Summer v3.1, Unit 3660 and retrofits | 601 | 1797 | Rate Constraint in lbs/MMBtu | FALSE | L | Annual | Allowances Withdrawn (n:1) | Thousand Tons | 0 | 0 | 0 | 0 | 0 | 0 | 0 | 0
IL Fac. Spec. - NOX Rate Summer v3.1, Unit 3660 and retrofits | 601 | 1797 | Rate Constraint in lbs/MMBtu | FALSE | L | Annual | Net Emissions Allowance Position | Thousand Tons | 0.042529 | 0.042682 | 0.054116 | 0.028037 | 0.028037 | 0.028037 | 0.028037 | 0
IL Fac. Spec. - NOX Rate Summer v3.1, Unit 3660 and retrofits | 601 | 1797 | Rate Constraint in lbs/MMBtu | FALSE | L | Annual | Fuel Consumed | TBtu | 1.2958 | 1.3005 | 1.6489 | 0.85427 | 0.85427 | 0.85427 | 0.85427 | 0
IL Fac. Spec. - NOX Rate Summer v3.1, Unit 3660 and retrofits | 601 | 1797 | Rate Constraint in lbs/MMBtu | FALSE | L | Annual | Rate | lb/MMBtu | 0.06564 | 0.06564 | 0.06564 | 0.06564 | 0.06564 | 0.06564 | 0.06564 | 0
IL Fac. Spec. - NOX Rate Summer v3.1, Unit 3660 and retrofits | 601 | 1797 | Rate Constraint in lbs/MMBtu | FALSE | L | Annual | Generation | TWh | 0.11988 | 0.12032 | 0.15255 | 0.079033 | 0.079033 | 0.079033 | 0.079033 | 0
IL Fac. Spec. - NOX Rate Summer v3.1, Unit 3660 and retrofits | 601 | 1797 | Rate Constraint in lbs/MMBtu | FALSE | L | Annual | Qualifying Generation | TWh | 0.11988 | 0.12032 | 0.15255 | 0.079033 | 0.079033 | 0.079033 | 0.079033 | 0
IL Fac. Spec. - NOX Rate Summer v3.1, Unit 3660 and retrofits | 601 | 1797 | Rate Constraint in lbs/MMBtu | FALSE | L | Annual | Rate | lb/MWh | 0.7095 | 0.7095 | 0.7095 | 0.7095 | 0.7095 | 0.7095 | 0.7095 | 0
IL Fac. Spec. - NOX Rate Summer v3.1, Unit 3660 and retrofits | 601 | 1797 | Rate Constraint in lbs/MMBtu | FALSE | L | Annual | Constraint Shadow Price | US2016$/Ton | 0 | 0 | 0 | 0 | 0 | 0 | 0 | 0
IL Fac. Spec. - NOX Rate Summer v3.1, Unit 3661 and retrofits | 602 | 1797 | Rate Constraint in lbs/MMBtu | FALSE | L | Annual | Seasons Included | Seasons | Summer | Summer | Summer | Summer | Summer | Summer | Summer | Summer
IL Fac. Spec. - NOX Rate Summer v3.1, Unit 3661 and retrofits | 602 | 1797 | Rate Constraint in lbs/MMBtu | FALSE | L | Annual | Standard NOX | lb/MMBtu | 0.25 | 0.25 | 0.25 | 0.25 | 0.25 | 0.25 | 0.25 | 0.25
IL Fac. Spec. - NOX Rate Summer v3.1, Unit 3661 and retrofits | 602 | 1797 | Rate Constraint in lbs/MMBtu | FALSE | L | Annual | Emissions at Affected Plants NOX | Thousand Tons | 0.048261 | 0.048435 | 0.061411 | 0.031816 | 0.031816 | 0.031816 | 0.031816 | 0
IL Fac. Spec. - NOX Rate Summer v3.1, Unit 3661 and retrofits | 602 | 1797 | Rate Constraint in lbs/MMBtu | FALSE | L | Annual | Allowances Purchased NOX | Thousand Tons | 0 | 0 | 0 | 0 | 0 | 0 | 0 | 0
IL Fac. Spec. - NOX Rate Summer v3.1, Unit 3661 and retrofits | 602 | 1797 | Rate Constraint in lbs/MMBtu | FALSE | L | Annual | Allowances Sold NOX | Thousand Tons | 0 | 0 | 0 | 0 | 0 | 0 | 0 | 0
IL Fac. Spec. - NOX Rate Summer v3.1, Unit 3661 and retrofits | 602 | 1797 | Rate Constraint in lbs/MMBtu | FALSE | L | Annual | Allowances Banked | Thousand Tons | 0 | 0 | 0 | 0 | 0 | 0 | 0 | 0
IL Fac. Spec. - NOX Rate Summer v3.1, Unit 3661 and retrofits | 602 | 1797 | Rate Constraint in lbs/MMBtu | FALSE | L | Annual | Allowances Withdrawn (1:1) | Thousand Tons | 0 | 0 | 0 | 0 | 0 | 0 | 0 | 0
IL Fac. Spec. - NOX Rate Summer v3.1, Unit 3661 and retrofits | 602 | 1797 | Rate Constraint in lbs/MMBtu | FALSE | L | Annual | Allowances Withdrawn (n:1) | Thousand Tons | 0 | 0 | 0 | 0 | 0 | 0 | 0 | 0
IL Fac. Spec. - NOX Rate Summer v3.1, Unit 3661 and retrofits | 602 | 1797 | Rate Constraint in lbs/MMBtu | FALSE | L | Annual | Net Emissions Allowance Position | Thousand Tons | 0.048261 | 0.048435 | 0.061411 | 0.031816 | 0.031816 | 0.031816 | 0.031816 | 0
IL Fac. Spec. - NOX Rate Summer v3.1, Unit 3661 and retrofits | 602 | 1797 | Rate Constraint in lbs/MMBtu | FALSE | L | Annual | Fuel Consumed | TBtu | 1.2947 | 1.2994 | 1.6475 | 0.85355 | 0.85355 | 0.85355 | 0.85355 | 0
IL Fac. Spec. - NOX Rate Summer v3.1, Unit 3661 and retrofits | 602 | 1797 | Rate Constraint in lbs/MMBtu | FALSE | L | Annual | Rate | lb/MMBtu | 0.07455 | 0.07455 | 0.07455 | 0.07455 | 0.07455 | 0.07455 | 0.07455 | 0
IL Fac. Spec. - NOX Rate Summer v3.1, Unit 3661 and retrofits | 602 | 1797 | Rate Constraint in lbs/MMBtu | FALSE | L | Annual | Generation | TWh | 0.11988 | 0.12032 | 0.15255 | 0.079033 | 0.079033 | 0.079033 | 0.079033 | 0
IL Fac. Spec. - NOX Rate Summer v3.1, Unit 3661 and retrofits | 602 | 1797 | Rate Constraint in lbs/MMBtu | FALSE | L | Annual | Qualifying Generation | TWh | 0.11988 | 0.12032 | 0.15255 | 0.079033 | 0.079033 | 0.079033 | 0.079033 | 0
IL Fac. Spec. - NOX Rate Summer v3.1, Unit 3661 and retrofits | 602 | 1797 | Rate Constraint in lbs/MMBtu | FALSE | L | Annual | Rate | lb/MWh | 0.80514 | 0.80514 | 0.80514 | 0.80514 | 0.80514 | 0.80514 | 0.80514 | 0
IL Fac. Spec. - NOX Rate Summer v3.1, Unit 3661 and retrofits | 602 | 1797 | Rate Constraint in lbs/MMBtu | FALSE | L | Annual | Constraint Shadow Price | US2016$/Ton | 0 | 0 | 0 | 0 | 0 | 0 | 0 | 0
IL Fac. Spec. - NOX Rate Summer v3.1, Unit 3662 and retrofits | 603 | 1797 | Rate Constraint in lbs/MMBtu | FALSE | L | Annual | Seasons Included | Seasons | Summer | Summer | Summer | Summer | Summer | Summer | Summer | Summer
IL Fac. Spec. - NOX Rate Summer v3.1, Unit 3662 and retrofits | 603 | 1797 | Rate Constraint in lbs/MMBtu | FALSE | L | Annual | Standard NOX | lb/MMBtu | 0.25 | 0.25 | 0.25 | 0.25 | 0.25 | 0.25 | 0.25 | 0.25
IL Fac. Spec. - NOX Rate Summer v3.1, Unit 3662 and retrofits | 603 | 1797 | Rate Constraint in lbs/MMBtu | FALSE | L | Annual | Emissions at Affected Plants NOX | Thousand Tons | 0.016432 | 0.02177 | 0.021788 | 0.021788 | 0.021788 | 0 | 0 | 0
IL Fac. Spec. - NOX Rate Summer v3.1, Unit 3662 and retrofits | 603 | 1797 | Rate Constraint in lbs/MMBtu | FALSE | L | Annual | Allowances Purchased NOX | Thousand Tons | 0 | 0 | 0 | 0 | 0 | 0 | 0 | 0
IL Fac. Spec. - NOX Rate Summer v3.1, Unit 3662 and retrofits | 603 | 1797 | Rate Constraint in lbs/MMBtu | FALSE | L | Annual | Allowances Sold NOX | Thousand Tons | 0 | 0 | 0 | 0 | 0 | 0 | 0 | 0
IL Fac. Spec. - NOX Rate Summer v3.1, Unit 3662 and retrofits | 603 | 1797 | Rate Constraint in lbs/MMBtu | FALSE | L | Annual | Allowances Banked | Thousand Tons | 0 | 0 | 0 | 0 | 0 | 0 | 0 | 0
IL Fac. Spec. - NOX Rate Summer v3.1, Unit 3662 and retrofits | 603 | 1797 | Rate Constraint in lbs/MMBtu | FALSE | L | Annual | Allowances Withdrawn (1:1) | Thousand Tons | 0 | 0 | 0 | 0 | 0 | 0 | 0 | 0
IL Fac. Spec. - NOX Rate Summer v3.1, Unit 3662 and retrofits | 603 | 1797 | Rate Constraint in lbs/MMBtu | FALSE | L | Annual | Allowances Withdrawn (n:1) | Thousand Tons | 0 | 0 | 0 | 0 | 0 | 0 | 0 | 0
IL Fac. Spec. - NOX Rate Summer v3.1, Unit 3662 and retrofits | 603 | 1797 | Rate Constraint in lbs/MMBtu | FALSE | L | Annual | Net Emissions Allowance Position | Thousand Tons | 0.016432 | 0.02177 | 0.021788 | 0.021788 | 0.021788 | 0 | 0 | 0
IL Fac. Spec. - NOX Rate Summer v3.1, Unit 3662 and retrofits | 603 | 1797 | Rate Constraint in lbs/MMBtu | FALSE | L | Annual | Fuel Consumed | TBtu | 0.37727 | 0.49982 | 0.50024 | 0.50024 | 0.50024 | 0 | 0 | 0
IL Fac. Spec. - NOX Rate Summer v3.1, Unit 3662 and retrofits | 603 | 1797 | Rate Constraint in lbs/MMBtu | FALSE | L | Annual | Rate | lb/MMBtu | 0.08711 | 0.08711 | 0.08711 | 0.08711 | 0.08711 | 0 | 0 | 0
IL Fac. Spec. - NOX Rate Summer v3.1, Unit 3662 and retrofits | 603 | 1797 | Rate Constraint in lbs/MMBtu | FALSE | L | Annual | Generation | TWh | 0.032496 | 0.043051 | 0.043087 | 0.043087 | 0.043087 | 0 | 0 | 0
IL Fac. Spec. - NOX Rate Summer v3.1, Unit 3662 and retrofits | 603 | 1797 | Rate Constraint in lbs/MMBtu | FALSE | L | Annual | Qualifying Generation | TWh | 0.032496 | 0.043051 | 0.043087 | 0.043087 | 0.043087 | 0 | 0 | 0
IL Fac. Spec. - NOX Rate Summer v3.1, Unit 3662 and retrofits | 603 | 1797 | Rate Constraint in lbs/MMBtu | FALSE | L | Annual | Rate | lb/MWh | 1.0113 | 1.0113 | 1.0113 | 1.0113 | 1.0113 | 0 | 0 | 0
IL Fac. Spec. - NOX Rate Summer v3.1, Unit 3662 and retrofits | 603 | 1797 | Rate Constraint in lbs/MMBtu | FALSE | L | Annual | Constraint Shadow Price | US2016$/Ton | 0 | 0 | 0 | 0 | 0 | 0 | 0 | 0
IL Fac. Spec. - NOX Rate Summer v3.1, Unit 3676 and retrofits | 604 | 1797 | Rate Constraint in lbs/MMBtu | FALSE | L | Annual | Seasons Included | Seasons | Summer | Summer | Summer | Summer | Summer | Summer | Summer | Summer
IL Fac. Spec. - NOX Rate Summer v3.1, Unit 3676 and retrofits | 604 | 1797 | Rate Constraint in lbs/MMBtu | FALSE | L | Annual | Standard NOX | lb/MMBtu | 0.25 | 0.25 | 0.25 | 0.25 | 0.25 | 0.25 | 0.25 | 0.25
IL Fac. Spec. - NOX Rate Summer v3.1, Unit 3676 and retrofits | 604 | 1797 | Rate Constraint in lbs/MMBtu | FALSE | L | Annual | Emissions at Affected Plants NOX | Thousand Tons | 0.028319 | 0.028319 | 0.028319 | 0.01869 | 0.01869 | 0.01869 | 0.01869 | 0.01869
IL Fac. Spec. - NOX Rate Summer v3.1, Unit 3676 and retrofits | 604 | 1797 | Rate Constraint in lbs/MMBtu | FALSE | L | Annual | Allowances Purchased NOX | Thousand Tons | 0 | 0 | 0 | 0 | 0 | 0 | 0 | 0
IL Fac. Spec. - NOX Rate Summer v3.1, Unit 3676 and retrofits | 604 | 1797 | Rate Constraint in lbs/MMBtu | FALSE | L | Annual | Allowances Sold NOX | Thousand Tons | 0 | 0 | 0 | 0 | 0 | 0 | 0 | 0
IL Fac. Spec. - NOX Rate Summer v3.1, Unit 3676 and retrofits | 604 | 1797 | Rate Constraint in lbs/MMBtu | FALSE | L | Annual | Allowances Banked | Thousand Tons | 0 | 0 | 0 | 0 | 0 | 0 | 0 | 0
IL Fac. Spec. - NOX Rate Summer v3.1, Unit 3676 and retrofits | 604 | 1797 | Rate Constraint in lbs/MMBtu | FALSE | L | Annual | Allowances Withdrawn (1:1) | Thousand Tons | 0 | 0 | 0 | 0 | 0 | 0 | 0 | 0
IL Fac. Spec. - NOX Rate Summer v3.1, Unit 3676 and retrofits | 604 | 1797 | Rate Constraint in lbs/MMBtu | FALSE | L | Annual | Allowances Withdrawn (n:1) | Thousand Tons | 0 | 0 | 0 | 0 | 0 | 0 | 0 | 0
IL Fac. Spec. - NOX Rate Summer v3.1, Unit 3676 and retrofits | 604 | 1797 | Rate Constraint in lbs/MMBtu | FALSE | L | Annual | Net Emissions Allowance Position | Thousand Tons | 0.028319 | 0.028319 | 0.028319 | 0.01869 | 0.01869 | 0.01869 | 0.01869 | 0.01869
IL Fac. Spec. - NOX Rate Summer v3.1, Unit 3676 and retrofits | 604 | 1797 | Rate Constraint in lbs/MMBtu | FALSE | L | Annual | Fuel Consumed | TBtu | 0.67514 | 0.67514 | 0.67514 | 0.44559 | 0.44559 | 0.44559 | 0.44559 | 0.44559
IL Fac. Spec. - NOX Rate Summer v3.1, Unit 3676 and retrofits | 604 | 1797 | Rate Constraint in lbs/MMBtu | FALSE | L | Annual | Rate | lb/MMBtu | 0.08389 | 0.08389 | 0.08389 | 0.08389 | 0.08389 | 0.08389 | 0.08389 | 0.08389
IL Fac. Spec. - NOX Rate Summer v3.1, Unit 3676 and retrofits | 604 | 1797 | Rate Constraint in lbs/MMBtu | FALSE | L | Annual | Generation | TWh | 0.057542 | 0.057542 | 0.057542 | 0.037978 | 0.037978 | 0.037978 | 0.037978 | 0.037978
IL Fac. Spec. - NOX Rate Summer v3.1, Unit 3676 and retrofits | 604 | 1797 | Rate Constraint in lbs/MMBtu | FALSE | L | Annual | Qualifying Generation | TWh | 0.057542 | 0.057542 | 0.057542 | 0.037978 | 0.037978 | 0.037978 | 0.037978 | 0.037978
IL Fac. Spec. - NOX Rate Summer v3.1, Unit 3676 and retrofits | 604 | 1797 | Rate Constraint in lbs/MMBtu | FALSE | L | Annual | Rate | lb/MWh | 0.98428 | 0.98428 | 0.98428 | 0.98428 | 0.98428 | 0.98428 | 0.98428 | 0.98428
IL Fac. Spec. - NOX Rate Summer v3.1, Unit 3676 and retrofits | 604 | 1797 | Rate Constraint in lbs/MMBtu | FALSE | L | Annual | Constraint Shadow Price | US2016$/Ton | 0 | 0 | 0 | 0 | 0 | 0 | 0 | 0
IL Fac. Spec. - NOX Rate Summer v3.1, Unit 4071 and retrofits | 605 | 1797 | Rate Constraint in lbs/MMBtu | FALSE | L | Annual | Seasons Included | Seasons | Summer | Summer | Summer | Summer | Summer | Summer | Summer | Summer
IL Fac. Spec. - NOX Rate Summer v3.1, Unit 4071 and retrofits | 605 | 1797 | Rate Constraint in lbs/MMBtu | FALSE | L | Annual | Standard NOX | lb/MMBtu | 0.25 | 0.25 | 0.25 | 0.25 | 0.25 | 0.25 | 0.25 | 0.25
IL Fac. Spec. - NOX Rate Summer v3.1, Unit 4071 and retrofits | 605 | 1797 | Rate Constraint in lbs/MMBtu | FALSE | L | Annual | Emissions at Affected Plants NOX | Thousand Tons | 0.24224 | 0.24201 | 0.24224 | 0.24224 | 0.24224 | 0.24224 | 0.24224 | 0.24224
IL Fac. Spec. - NOX Rate Summer v3.1, Unit 4071 and retrofits | 605 | 1797 | Rate Constraint in lbs/MMBtu | FALSE | L | Annual | Allowances Purchased NOX | Thousand Tons | 0 | 0 | 0 | 0 | 0 | 0 | 0 | 0
IL Fac. Spec. - NOX Rate Summer v3.1, Unit 4071 and retrofits | 605 | 1797 | Rate Constraint in lbs/MMBtu | FALSE | L | Annual | Allowances Sold NOX | Thousand Tons | 0 | 0 | 0 | 0 | 0 | 0 | 0 | 0
IL Fac. Spec. - NOX Rate Summer v3.1, Unit 4071 and retrofits | 605 | 1797 | Rate Constraint in lbs/MMBtu | FALSE | L | Annual | Allowances Banked | Thousand Tons | 0 | 0 | 0 | 0 | 0 | 0 | 0 | 0
IL Fac. Spec. - NOX Rate Summer v3.1, Unit 4071 and retrofits | 605 | 1797 | Rate Constraint in lbs/MMBtu | FALSE | L | Annual | Allowances Withdrawn (1:1) | Thousand Tons | 0 | 0 | 0 | 0 | 0 | 0 | 0 | 0
IL Fac. Spec. - NOX Rate Summer v3.1, Unit 4071 and retrofits | 605 | 1797 | Rate Constraint in lbs/MMBtu | FALSE | L | Annual | Allowances Withdrawn (n:1) | Thousand Tons | 0 | 0 | 0 | 0 | 0 | 0 | 0 | 0
IL Fac. Spec. - NOX Rate Summer v3.1, Unit 4071 and retrofits | 605 | 1797 | Rate Constraint in lbs/MMBtu | FALSE | L | Annual | Net Emissions Allowance Position | Thousand Tons | 0.24224 | 0.24201 | 0.24224 | 0.24224 | 0.24224 | 0.24224 | 0.24224 | 0.24224
IL Fac. Spec. - NOX Rate Summer v3.1, Unit 4071 and retrofits | 605 | 1797 | Rate Constraint in lbs/MMBtu | FALSE | L | Annual | Fuel Consumed | TBtu | 7.2158 | 7.2091 | 7.2158 | 7.2158 | 7.2158 | 7.2158 | 7.2158 | 7.2158
IL Fac. Spec. - NOX Rate Summer v3.1, Unit 4071 and retrofits | 605 | 1797 | Rate Constraint in lbs/MMBtu | FALSE | L | Annual | Rate | lb/MMBtu | 0.06714 | 0.06714 | 0.06714 | 0.06714 | 0.06714 | 0.06714 | 0.06714 | 0.06714
IL Fac. Spec. - NOX Rate Summer v3.1, Unit 4071 and retrofits | 605 | 1797 | Rate Constraint in lbs/MMBtu | FALSE | L | Annual | Generation | TWh | 0.6333 | 0.63271 | 0.6333 | 0.6333 | 0.6333 | 0.6333 | 0.6333 | 0.6333
IL Fac. Spec. - NOX Rate Summer v3.1, Unit 4071 and retrofits | 605 | 1797 | Rate Constraint in lbs/MMBtu | FALSE | L | Annual | Qualifying Generation | TWh | 0.6333 | 0.63271 | 0.6333 | 0.6333 | 0.6333 | 0.6333 | 0.6333 | 0.6333
IL Fac. Spec. - NOX Rate Summer v3.1, Unit 4071 and retrofits | 605 | 1797 | Rate Constraint in lbs/MMBtu | FALSE | L | Annual | Rate | lb/MWh | 0.76499 | 0.76499 | 0.76499 | 0.76499 | 0.76499 | 0.76499 | 0.76499 | 0.76499
IL Fac. Spec. - NOX Rate Summer v3.1, Unit 4071 and retrofits | 605 | 1797 | Rate Constraint in lbs/MMBtu | FALSE | L | Annual | Constraint Shadow Price | US2016$/Ton | 0 | 0 | 0 | 0 | 0 | 0 | 0 | 0
IL Fac. Spec. - NOX Rate Summer v3.1, Unit 4072 and retrofits | 606 | 1797 | Rate Constraint in lbs/MMBtu | FALSE | L | Annual | Seasons Included | Seasons | Summer | Summer | Summer | Summer | Summer | Summer | Summer | Summer
IL Fac. Spec. - NOX Rate Summer v3.1, Unit 4072 and retrofits | 606 | 1797 | Rate Constraint in lbs/MMBtu | FALSE | L | Annual | Standard NOX | lb/MMBtu | 0.25 | 0.25 | 0.25 | 0.25 | 0.25 | 0.25 | 0.25 | 0.25
IL Fac. Spec. - NOX Rate Summer v3.1, Unit 4072 and retrofits | 606 | 1797 | Rate Constraint in lbs/MMBtu | FALSE | L | Annual | Emissions at Affected Plants NOX | Thousand Tons | 0.78911 | 0.78911 | 0.78911 | 0.78911 | 0.78911 | 0.78911 | 0.78911 | 0.78911
IL Fac. Spec. - NOX Rate Summer v3.1, Unit 4072 and retrofits | 606 | 1797 | Rate Constraint in lbs/MMBtu | FALSE | L | Annual | Allowances Purchased NOX | Thousand Tons | 0 | 0 | 0 | 0 | 0 | 0 | 0 | 0
IL Fac. Spec. - NOX Rate Summer v3.1, Unit 4072 and retrofits | 606 | 1797 | Rate Constraint in lbs/MMBtu | FALSE | L | Annual | Allowances Sold NOX | Thousand Tons | 0 | 0 | 0 | 0 | 0 | 0 | 0 | 0
IL Fac. Spec. - NOX Rate Summer v3.1, Unit 4072 and retrofits | 606 | 1797 | Rate Constraint in lbs/MMBtu | FALSE | L | Annual | Allowances Banked | Thousand Tons | 0 | 0 | 0 | 0 | 0 | 0 | 0 | 0
IL Fac. Spec. - NOX Rate Summer v3.1, Unit 4072 and retrofits | 606 | 1797 | Rate Constraint in lbs/MMBtu | FALSE | L | Annual | Allowances Withdrawn (1:1) | Thousand Tons | 0 | 0 | 0 | 0 | 0 | 0 | 0 | 0
IL Fac. Spec. - NOX Rate Summer v3.1, Unit 4072 and retrofits | 606 | 1797 | Rate Constraint in lbs/MMBtu | FALSE | L | Annual | Allowances Withdrawn (n:1) | Thousand Tons | 0 | 0 | 0 | 0 | 0 | 0 | 0 | 0
IL Fac. Spec. - NOX Rate Summer v3.1, Unit 4072 and retrofits | 606 | 1797 | Rate Constraint in lbs/MMBtu | FALSE | L | Annual | Net Emissions Allowance Position | Thousand Tons | 0.78911 | 0.78911 | 0.78911 | 0.78911 | 0.78911 | 0.78911 | 0.78911 | 0.78911
IL Fac. Spec. - NOX Rate Summer v3.1, Unit 4072 and retrofits | 606 | 1797 | Rate Constraint in lbs/MMBtu | FALSE | L | Annual | Fuel Consumed | TBtu | 24.4079 | 24.4079 | 24.4079 | 24.4079 | 24.4079 | 24.4079 | 24.4079 | 24.4079
IL Fac. Spec. - NOX Rate Summer v3.1, Unit 4072 and retrofits | 606 | 1797 | Rate Constraint in lbs/MMBtu | FALSE | L | Annual | Rate | lb/MMBtu | 0.06466 | 0.06466 | 0.06466 | 0.06466 | 0.06466 | 0.06466 | 0.06466 | 0.06466
IL Fac. Spec. - NOX Rate Summer v3.1, Unit 4072 and retrofits | 606 | 1797 | Rate Constraint in lbs/MMBtu | FALSE | L | Annual | Generation | TWh | 2.5652 | 2.5652 | 2.5652 | 2.5652 | 2.5652 | 2.5652 | 2.5652 | 2.5652
IL Fac. Spec. - NOX Rate Summer v3.1, Unit 4072 and retrofits | 606 | 1797 | Rate Constraint in lbs/MMBtu | FALSE | L | Annual | Qualifying Generation | TWh | 2.5652 | 2.5652 | 2.5652 | 2.5652 | 2.5652 | 2.5652 | 2.5652 | 2.5652
IL Fac. Spec. - NOX Rate Summer v3.1, Unit 4072 and retrofits | 606 | 1797 | Rate Constraint in lbs/MMBtu | FALSE | L | Annual | Rate | lb/MWh | 0.61524 | 0.61524 | 0.61524 | 0.61524 | 0.61524 | 0.61524 | 0.61524 | 0.61524
IL Fac. Spec. - NOX Rate Summer v3.1, Unit 4072 and retrofits | 606 | 1797 | Rate Constraint in lbs/MMBtu | FALSE | L | Annual | Constraint Shadow Price | US2016$/Ton | 0 | 0 | 0 | 0 | 0 | 0 | 0 | 0
IL Fac. Spec. - NOX Rate Summer v3.1, Unit 4073 and retrofits | 607 | 1797 | Rate Constraint in lbs/MMBtu | FALSE | L | Annual | Seasons Included | Seasons | Summer | Summer | Summer | Summer | Summer | Summer | Summer | Summer
IL Fac. Spec. - NOX Rate Summer v3.1, Unit 4073 and retrofits | 607 | 1797 | Rate Constraint in lbs/MMBtu | FALSE | L | Annual | Standard NOX | lb/MMBtu | 0.25 | 0.25 | 0.25 | 0.25 | 0.25 | 0.25 | 0.25 | 0.25
IL Fac. Spec. - NOX Rate Summer v3.1, Unit 4073 and retrofits | 607 | 1797 | Rate Constraint in lbs/MMBtu | FALSE | L | Annual | Emissions at Affected Plants NOX | Thousand Tons | 0.79423 | 0.79423 | 0.79423 | 0.79423 | 0.79423 | 0.79423 | 0.79423 | 0.79423
IL Fac. Spec. - NOX Rate Summer v3.1, Unit 4073 and retrofits | 607 | 1797 | Rate Constraint in lbs/MMBtu | FALSE | L | Annual | Allowances Purchased NOX | Thousand Tons | 0 | 0 | 0 | 0 | 0 | 0 | 0 | 0
IL Fac. Spec. - NOX Rate Summer v3.1, Unit 4073 and retrofits | 607 | 1797 | Rate Constraint in lbs/MMBtu | FALSE | L | Annual | Allowances Sold NOX | Thousand Tons | 0 | 0 | 0 | 0 | 0 | 0 | 0 | 0
IL Fac. Spec. - NOX Rate Summer v3.1, Unit 4073 and retrofits | 607 | 1797 | Rate Constraint in lbs/MMBtu | FALSE | L | Annual | Allowances Banked | Thousand Tons | 0 | 0 | 0 | 0 | 0 | 0 | 0 | 0
IL Fac. Spec. - NOX Rate Summer v3.1, Unit 4073 and retrofits | 607 | 1797 | Rate Constraint in lbs/MMBtu | FALSE | L | Annual | Allowances Withdrawn (1:1) | Thousand Tons | 0 | 0 | 0 | 0 | 0 | 0 | 0 | 0
IL Fac. Spec. - NOX Rate Summer v3.1, Unit 4073 and retrofits | 607 | 1797 | Rate Constraint in lbs/MMBtu | FALSE | L | Annual | Allowances Withdrawn (n:1) | Thousand Tons | 0 | 0 | 0 | 0 | 0 | 0 | 0 | 0
IL Fac. Spec. - NOX Rate Summer v3.1, Unit 4073 and retrofits | 607 | 1797 | Rate Constraint in lbs/MMBtu | FALSE | L | Annual | Net Emissions Allowance Position | Thousand Tons | 0.79423 | 0.79423 | 0.79423 | 0.79423 | 0.79423 | 0.79423 | 0.79423 | 0.79423
IL Fac. Spec. - NOX Rate Summer v3.1, Unit 4073 and retrofits | 607 | 1797 | Rate Constraint in lbs/MMBtu | FALSE | L | Annual | Fuel Consumed | TBtu | 24.5436 | 24.5436 | 24.5436 | 24.5436 | 24.5436 | 24.5436 | 24.5436 | 24.5436
IL Fac. Spec. - NOX Rate Summer v3.1, Unit 4073 and retrofits | 607 | 1797 | Rate Constraint in lbs/MMBtu | FALSE | L | Annual | Rate | lb/MMBtu | 0.06472 | 0.06472 | 0.06472 | 0.06472 | 0.06472 | 0.06472 | 0.06472 | 0.06472
IL Fac. Spec. - NOX Rate Summer v3.1, Unit 4073 and retrofits | 607 | 1797 | Rate Constraint in lbs/MMBtu | FALSE | L | Annual | Generation | TWh | 2.5778 | 2.5778 | 2.5778 | 2.5778 | 2.5778 | 2.5778 | 2.5778 | 2.5778
IL Fac. Spec. - NOX Rate Summer v3.1, Unit 4073 and retrofits | 607 | 1797 | Rate Constraint in lbs/MMBtu | FALSE | L | Annual | Qualifying Generation | TWh | 2.5778 | 2.5778 | 2.5778 | 2.5778 | 2.5778 | 2.5778 | 2.5778 | 2.5778
IL Fac. Spec. - NOX Rate Summer v3.1, Unit 4073 and retrofits | 607 | 1797 | Rate Constraint in lbs/MMBtu | FALSE | L | Annual | Rate | lb/MWh | 0.6162 | 0.6162 | 0.6162 | 0.6162 | 0.6162 | 0.6162 | 0.6162 | 0.6162
IL Fac. Spec. - NOX Rate Summer v3.1, Unit 4073 and retrofits | 607 | 1797 | Rate Constraint in lbs/MMBtu | FALSE | L | Annual | Constraint Shadow Price | US2016$/Ton | 0 | 0 | 0 | 0 | 0 | 0 | 0 | 0
IL Fac. Spec. - NOX Rate Summer v3.1, Unit 4133 and retrofits | 608 | 1797 | Rate Constraint in lbs/MMBtu | FALSE | L | Annual | Seasons Included | Seasons | Summer | Summer | Summer | Summer | Summer | Summer | Summer | Summer
IL Fac. Spec. - NOX Rate Summer v3.1, Unit 4133 and retrofits | 608 | 1797 | Rate Constraint in lbs/MMBtu | FALSE | L | Annual | Standard NOX | lb/MMBtu | 0.25 | 0.25 | 0.25 | 0.25 | 0.25 | 0.25 | 0.25 | 0.25
IL Fac. Spec. - NOX Rate Summer v3.1, Unit 4133 and retrofits | 608 | 1797 | Rate Constraint in lbs/MMBtu | FALSE | L | Annual | Emissions at Affected Plants NOX | Thousand Tons | 0.42201 | 0.51704 | 0.51704 | 0.64709 | 0.51704 | 0.64709 | 0.64709 | 0.57482
IL Fac. Spec. - NOX Rate Summer v3.1, Unit 4133 and retrofits | 608 | 1797 | Rate Constraint in lbs/MMBtu | FALSE | L | Annual | Allowances Purchased NOX | Thousand Tons | 0 | 0 | 0 | 0 | 0 | 0 | 0 | 0
IL Fac. Spec. - NOX Rate Summer v3.1, Unit 4133 and retrofits | 608 | 1797 | Rate Constraint in lbs/MMBtu | FALSE | L | Annual | Allowances Sold NOX | Thousand Tons | 0 | 0 | 0 | 0 | 0 | 0 | 0 | 0
IL Fac. Spec. - NOX Rate Summer v3.1, Unit 4133 and retrofits | 608 | 1797 | Rate Constraint in lbs/MMBtu | FALSE | L | Annual | Allowances Banked | Thousand Tons | 0 | 0 | 0 | 0 | 0 | 0 | 0 | 0
IL Fac. Spec. - NOX Rate Summer v3.1, Unit 4133 and retrofits | 608 | 1797 | Rate Constraint in lbs/MMBtu | FALSE | L | Annual | Allowances Withdrawn (1:1) | Thousand Tons | 0 | 0 | 0 | 0 | 0 | 0 | 0 | 0
IL Fac. Spec. - NOX Rate Summer v3.1, Unit 4133 and retrofits | 608 | 1797 | Rate Constraint in lbs/MMBtu | FALSE | L | Annual | Allowances Withdrawn (n:1) | Thousand Tons | 0 | 0 | 0 | 0 | 0 | 0 | 0 | 0
IL Fac. Spec. - NOX Rate Summer v3.1, Unit 4133 and retrofits | 608 | 1797 | Rate Constraint in lbs/MMBtu | FALSE | L | Annual | Net Emissions Allowance Position | Thousand Tons | 0.42201 | 0.51704 | 0.51704 | 0.64709 | 0.51704 | 0.64709 | 0.64709 | 0.57482
IL Fac. Spec. - NOX Rate Summer v3.1, Unit 4133 and retrofits | 608 | 1797 | Rate Constraint in lbs/MMBtu | FALSE | L | Annual | Fuel Consumed | TBtu | 9.1354 | 11.1926 | 11.1926 | 14.0077 | 11.1926 | 14.0077 | 14.0077 | 12.4433
IL Fac. Spec. - NOX Rate Summer v3.1, Unit 4133 and retrofits | 608 | 1797 | Rate Constraint in lbs/MMBtu | FALSE | L | Annual | Rate | lb/MMBtu | 0.09239 | 0.09239 | 0.09239 | 0.09239 | 0.09239 | 0.09239 | 0.09239 | 0.09239
IL Fac. Spec. - NOX Rate Summer v3.1, Unit 4133 and retrofits | 608 | 1797 | Rate Constraint in lbs/MMBtu | FALSE | L | Annual | Generation | TWh | 0.87874 | 1.0766 | 1.0766 | 1.3474 | 1.0766 | 1.3474 | 1.3474 | 1.1969
IL Fac. Spec. - NOX Rate Summer v3.1, Unit 4133 and retrofits | 608 | 1797 | Rate Constraint in lbs/MMBtu | FALSE | L | Annual | Qualifying Generation | TWh | 0.87874 | 1.0766 | 1.0766 | 1.3474 | 1.0766 | 1.3474 | 1.3474 | 1.1969
IL Fac. Spec. - NOX Rate Summer v3.1, Unit 4133 and retrofits | 608 | 1797 | Rate Constraint in lbs/MMBtu | FALSE | L | Annual | Rate | lb/MWh | 0.96049 | 0.96049 | 0.96049 | 0.96049 | 0.96049 | 0.96049 | 0.96049 | 0.96049
IL Fac. Spec. - NOX Rate Summer v3.1, Unit 4133 and retrofits | 608 | 1797 | Rate Constraint in lbs/MMBtu | FALSE | L | Annual | Constraint Shadow Price | US2016$/Ton | 0 | 0 | 0 | 0 | 0 | 0 | 0 | 0
IL Fac. Spec. - NOX Rate Summer v3.1, Unit 4168 and retrofits | 609 | 1797 | Rate Constraint in lbs/MMBtu | FALSE | L | Annual | Seasons Included | Seasons | Summer | Summer | Summer | Summer | Summer | Summer | Summer | Summer
IL Fac. Spec. - NOX Rate Summer v3.1, Unit 4168 and retrofits | 609 | 1797 | Rate Constraint in lbs/MMBtu | FALSE | L | Annual | Standard NOX | lb/MMBtu | 0.25 | 0.25 | 0.25 | 0.25 | 0.25 | 0.25 | 0.25 | 0.25
IL Fac. Spec. - NOX Rate Summer v3.1, Unit 4168 and retrofits | 609 | 1797 | Rate Constraint in lbs/MMBtu | FALSE | L | Annual | Emissions at Affected Plants NOX | Thousand Tons | 0.34328 | 0.34328 | 0.34328 | 0.43358 | 0.34328 | 0.43358 | 0.43358 | 0.34328
IL Fac. Spec. - NOX Rate Summer v3.1, Unit 4168 and retrofits | 609 | 1797 | Rate Constraint in lbs/MMBtu | FALSE | L | Annual | Allowances Purchased NOX | Thousand Tons | 0 | 0 | 0 | 0 | 0 | 0 | 0 | 0
IL Fac. Spec. - NOX Rate Summer v3.1, Unit 4168 and retrofits | 609 | 1797 | Rate Constraint in lbs/MMBtu | FALSE | L | Annual | Allowances Sold NOX | Thousand Tons | 0 | 0 | 0 | 0 | 0 | 0 | 0 | 0
IL Fac. Spec. - NOX Rate Summer v3.1, Unit 4168 and retrofits | 609 | 1797 | Rate Constraint in lbs/MMBtu | FALSE | L | Annual | Allowances Banked | Thousand Tons | 0 | 0 | 0 | 0 | 0 | 0 | 0 | 0
IL Fac. Spec. - NOX Rate Summer v3.1, Unit 4168 and retrofits | 609 | 1797 | Rate Constraint in lbs/MMBtu | FALSE | L | Annual | Allowances Withdrawn (1:1) | Thousand Tons | 0 | 0 | 0 | 0 | 0 | 0 | 0 | 0
IL Fac. Spec. - NOX Rate Summer v3.1, Unit 4168 and retrofits | 609 | 1797 | Rate Constraint in lbs/MMBtu | FALSE | L | Annual | Allowances Withdrawn (n:1) | Thousand Tons | 0 | 0 | 0 | 0 | 0 | 0 | 0 | 0
IL Fac. Spec. - NOX Rate Summer v3.1, Unit 4168 and retrofits | 609 | 1797 | Rate Constraint in lbs/MMBtu | FALSE | L | Annual | Net Emissions Allowance Position | Thousand Tons | 0.34328 | 0.34328 | 0.34328 | 0.43358 | 0.34328 | 0.43358 | 0.43358 | 0.34328
IL Fac. Spec. - NOX Rate Summer v3.1, Unit 4168 and retrofits | 609 | 1797 | Rate Constraint in lbs/MMBtu | FALSE | L | Annual | Fuel Consumed | TBtu | 8.4605 | 8.4605 | 8.4605 | 10.6859 | 8.4605 | 10.6859 | 10.6859 | 8.4605
IL Fac. Spec. - NOX Rate Summer v3.1, Unit 4168 and retrofits | 609 | 1797 | Rate Constraint in lbs/MMBtu | FALSE | L | Annual | Rate | lb/MMBtu | 0.08115 | 0.08115 | 0.08115 | 0.08115 | 0.08115 | 0.08115 | 0.08115 | 0.08115
IL Fac. Spec. - NOX Rate Summer v3.1, Unit 4168 and retrofits | 609 | 1797 | Rate Constraint in lbs/MMBtu | FALSE | L | Annual | Generation | TWh | 0.72935 | 0.72935 | 0.72935 | 0.9212 | 0.72935 | 0.9212 | 0.9212 | 0.72935
IL Fac. Spec. - NOX Rate Summer v3.1, Unit 4168 and retrofits | 609 | 1797 | Rate Constraint in lbs/MMBtu | FALSE | L | Annual | Qualifying Generation | TWh | 0.72935 | 0.72935 | 0.72935 | 0.9212 | 0.72935 | 0.9212 | 0.9212 | 0.72935
IL Fac. Spec. - NOX Rate Summer v3.1, Unit 4168 and retrofits | 609 | 1797 | Rate Constraint in lbs/MMBtu | FALSE | L | Annual | Rate | lb/MWh | 0.94134 | 0.94134 | 0.94134 | 0.94134 | 0.94134 | 0.94134 | 0.94134 | 0.94134
IL Fac. Spec. - NOX Rate Summer v3.1, Unit 4168 and retrofits | 609 | 1797 | Rate Constraint in lbs/MMBtu | FALSE | L | Annual | Constraint Shadow Price | US2016$/Ton | 0 | 0 | 0 | 0 | 0 | 0 | 0 | 0
IL Fac. Spec. - NOX Rate Summer v3.1, Unit 4169 and retrofits | 610 | 1797 | Rate Constraint in lbs/MMBtu | FALSE | L | Annual | Seasons Included | Seasons | Summer | Summer | Summer | Summer | Summer | Summer | Summer | Summer
IL Fac. Spec. - NOX Rate Summer v3.1, Unit 4169 and retrofits | 610 | 1797 | Rate Constraint in lbs/MMBtu | FALSE | L | Annual | Standard NOX | lb/MMBtu | 0.25 | 0.25 | 0.25 | 0.25 | 0.25 | 0.25 | 0.25 | 0.25
IL Fac. Spec. - NOX Rate Summer v3.1, Unit 4169 and retrofits | 610 | 1797 | Rate Constraint in lbs/MMBtu | FALSE | L | Annual | Emissions at Affected Plants NOX | Thousand Tons | 0.65582 | 0.69908 | 0.65865 | 0.75715 | 0.75715 | 0.75715 | 0.75715 | 0.65865
IL Fac. Spec. - NOX Rate Summer v3.1, Unit 4169 and retrofits | 610 | 1797 | Rate Constraint in lbs/MMBtu | FALSE | L | Annual | Allowances Purchased NOX | Thousand Tons | 0 | 0 | 0 | 0 | 0 | 0 | 0 | 0
IL Fac. Spec. - NOX Rate Summer v3.1, Unit 4169 and retrofits | 610 | 1797 | Rate Constraint in lbs/MMBtu | FALSE | L | Annual | Allowances Sold NOX | Thousand Tons | 0 | 0 | 0 | 0 | 0 | 0 | 0 | 0
IL Fac. Spec. - NOX Rate Summer v3.1, Unit 4169 and retrofits | 610 | 1797 | Rate Constraint in lbs/MMBtu | FALSE | L | Annual | Allowances Banked | Thousand Tons | 0 | 0 | 0 | 0 | 0 | 0 | 0 | 0
IL Fac. Spec. - NOX Rate Summer v3.1, Unit 4169 and retrofits | 610 | 1797 | Rate Constraint in lbs/MMBtu | FALSE | L | Annual | Allowances Withdrawn (1:1) | Thousand Tons | 0 | 0 | 0 | 0 | 0 | 0 | 0 | 0
IL Fac. Spec. - NOX Rate Summer v3.1, Unit 4169 and retrofits | 610 | 1797 | Rate Constraint in lbs/MMBtu | FALSE | L | Annual | Allowances Withdrawn (n:1) | Thousand Tons | 0 | 0 | 0 | 0 | 0 | 0 | 0 | 0
IL Fac. Spec. - NOX Rate Summer v3.1, Unit 4169 and retrofits | 610 | 1797 | Rate Constraint in lbs/MMBtu | FALSE | L | Annual | Net Emissions Allowance Position | Thousand Tons | 0.65582 | 0.69908 | 0.65865 | 0.75715 | 0.75715 | 0.75715 | 0.75715 | 0.65865
IL Fac. Spec. - NOX Rate Summer v3.1, Unit 4169 and retrofits | 610 | 1797 | Rate Constraint in lbs/MMBtu | FALSE | L | Annual | Fuel Consumed | TBtu | 16.1652 | 17.2316 | 16.235 | 18.6628 | 18.6628 | 18.6628 | 18.6628 | 16.235
IL Fac. Spec. - NOX Rate Summer v3.1, Unit 4169 and retrofits | 610 | 1797 | Rate Constraint in lbs/MMBtu | FALSE | L | Annual | Rate | lb/MMBtu | 0.08114 | 0.08114 | 0.08114 | 0.08114 | 0.08114 | 0.08114 | 0.08114 | 0.08114
IL Fac. Spec. - NOX Rate Summer v3.1, Unit 4169 and retrofits | 610 | 1797 | Rate Constraint in lbs/MMBtu | FALSE | L | Annual | Generation | TWh | 1.595 | 1.7002 | 1.6019 | 1.8414 | 1.8414 | 1.8414 | 1.8414 | 1.6019
IL Fac. Spec. - NOX Rate Summer v3.1, Unit 4169 and retrofits | 610 | 1797 | Rate Constraint in lbs/MMBtu | FALSE | L | Annual | Qualifying Generation | TWh | 1.595 | 1.7002 | 1.6019 | 1.8414 | 1.8414 | 1.8414 | 1.8414 | 1.6019
IL Fac. Spec. - NOX Rate Summer v3.1, Unit 4169 and retrofits | 610 | 1797 | Rate Constraint in lbs/MMBtu | FALSE | L | Annual | Rate | lb/MWh | 0.82235 | 0.82235 | 0.82235 | 0.82235 | 0.82235 | 0.82235 | 0.82235 | 0.82235
IL Fac. Spec. - NOX Rate Summer v3.1, Unit 4169 and retrofits | 610 | 1797 | Rate Constraint in lbs/MMBtu | FALSE | L | Annual | Constraint Shadow Price | US2016$/Ton | 0 | 0 | 0 | 0 | 0 | 0 | 0 | 0
IL Fac. Spec. - NOX Rate Summer v3.1, Unit 4234 and retrofits | 611 | 1797 | Rate Constraint in lbs/MMBtu | FALSE | L | Annual | Seasons Included | Seasons | Summer | Summer | Summer | Summer | Summer | Summer | Summer | Summer
IL Fac. Spec. - NOX Rate Summer v3.1, Unit 4234 and retrofits | 611 | 1797 | Rate Constraint in lbs/MMBtu | FALSE | L | Annual | Standard NOX | lb/MMBtu | 0.25 | 0.25 | 0.25 | 0.25 | 0.25 | 0.25 | 0.25 | 0.25
IL Fac. Spec. - NOX Rate Summer v3.1, Unit 4234 and retrofits | 611 | 1797 | Rate Constraint in lbs/MMBtu | FALSE | L | Annual | Emissions at Affected Plants NOX | Thousand Tons | 0.34967 | 0.42215 | 0.42215 | 0.42215 | 0.47513 | 0.47513 | 0.47513 | 0.42215
IL Fac. Spec. - NOX Rate Summer v3.1, Unit 4234 and retrofits | 611 | 1797 | Rate Constraint in lbs/MMBtu | FALSE | L | Annual | Allowances Purchased NOX | Thousand Tons | 0 | 0 | 0 | 0 | 0 | 0 | 0 | 0
IL Fac. Spec. - NOX Rate Summer v3.1, Unit 4234 and retrofits | 611 | 1797 | Rate Constraint in lbs/MMBtu | FALSE | L | Annual | Allowances Sold NOX | Thousand Tons | 0 | 0 | 0 | 0 | 0 | 0 | 0 | 0
IL Fac. Spec. - NOX Rate Summer v3.1, Unit 4234 and retrofits | 611 | 1797 | Rate Constraint in lbs/MMBtu | FALSE | L | Annual | Allowances Banked | Thousand Tons | 0 | 0 | 0 | 0 | 0 | 0 | 0 | 0
IL Fac. Spec. - NOX Rate Summer v3.1, Unit 4234 and retrofits | 611 | 1797 | Rate Constraint in lbs/MMBtu | FALSE | L | Annual | Allowances Withdrawn (1:1) | Thousand Tons | 0 | 0 | 0 | 0 | 0 | 0 | 0 | 0
IL Fac. Spec. - NOX Rate Summer v3.1, Unit 4234 and retrofits | 611 | 1797 | Rate Constraint in lbs/MMBtu | FALSE | L | Annual | Allowances Withdrawn (n:1) | Thousand Tons | 0 | 0 | 0 | 0 | 0 | 0 | 0 | 0
IL Fac. Spec. - NOX Rate Summer v3.1, Unit 4234 and retrofits | 611 | 1797 | Rate Constraint in lbs/MMBtu | FALSE | L | Annual | Net Emissions Allowance Position | Thousand Tons | 0.34967 | 0.42215 | 0.42215 | 0.42215 | 0.47513 | 0.47513 | 0.47513 | 0.42215
IL Fac. Spec. - NOX Rate Summer v3.1, Unit 4234 and retrofits | 611 | 1797 | Rate Constraint in lbs/MMBtu | FALSE | L | Annual | Fuel Consumed | TBtu | 8.2525 | 9.9631 | 9.9631 | 9.9631 | 11.2134 | 11.2134 | 11.2134 | 9.9631
IL Fac. Spec. - NOX Rate Summer v3.1, Unit 4234 and retrofits | 611 | 1797 | Rate Constraint in lbs/MMBtu | FALSE | L | Annual | Rate | lb/MMBtu | 0.084743 | 0.084743 | 0.084743 | 0.084743 | 0.084743 | 0.084743 | 0.084743 | 0.084743
IL Fac. Spec. - NOX Rate Summer v3.1, Unit 4234 and retrofits | 611 | 1797 | Rate Constraint in lbs/MMBtu | FALSE | L | Annual | Generation | TWh | 0.732 | 0.88374 | 0.88374 | 0.88374 | 0.99464 | 0.99464 | 0.99464 | 0.88374
IL Fac. Spec. - NOX Rate Summer v3.1, Unit 4234 and retrofits | 611 | 1797 | Rate Constraint in lbs/MMBtu | FALSE | L | Annual | Qualifying Generation | TWh | 0.732 | 0.88374 | 0.88374 | 0.88374 | 0.99464 | 0.99464 | 0.99464 | 0.88374
IL Fac. Spec. - NOX Rate Summer v3.1, Unit 4234 and retrofits | 611 | 1797 | Rate Constraint in lbs/MMBtu | FALSE | L | Annual | Rate | lb/MWh | 0.95538 | 0.95538 | 0.95538 | 0.95538 | 0.95538 | 0.95538 | 0.95538 | 0.95538
IL Fac. Spec. - NOX Rate Summer v3.1, Unit 4234 and retrofits | 611 | 1797 | Rate Constraint in lbs/MMBtu | FALSE | L | Annual | Constraint Shadow Price | US2016$/Ton | 0 | 0 | 0 | 0 | 0 | 0 | 0 | 0
IL Fac. Spec. - NOX Rate Summer v3.1, Unit 4243 and retrofits | 612 | 1797 | Rate Constraint in lbs/MMBtu | FALSE | L | Annual | Seasons Included | Seasons | Summer | Summer | Summer | Summer | Summer | Summer | Summer | Summer
IL Fac. Spec. - NOX Rate Summer v3.1, Unit 4243 and retrofits | 612 | 1797 | Rate Constraint in lbs/MMBtu | FALSE | L | Annual | Standard NOX | lb/MMBtu | 0.25 | 0.25 | 0.25 | 0.25 | 0.25 | 0.25 | 0.25 | 0.25
IL Fac. Spec. - NOX Rate Summer v3.1, Unit 4243 and retrofits | 612 | 1797 | Rate Constraint in lbs/MMBtu | FALSE | L | Annual | Emissions at Affected Plants NOX | Thousand Tons | 0.59859 | 0.69185 | 0.69185 | 0.77462 | 0.77462 | 0.77462 | 0.77462 | 0.77462
IL Fac. Spec. - NOX Rate Summer v3.1, Unit 4243 and retrofits | 612 | 1797 | Rate Constraint in lbs/MMBtu | FALSE | L | Annual | Allowances Purchased NOX | Thousand Tons | 0 | 0 | 0 | 0 | 0 | 0 | 0 | 0
IL Fac. Spec. - NOX Rate Summer v3.1, Unit 4243 and retrofits | 612 | 1797 | Rate Constraint in lbs/MMBtu | FALSE | L | Annual | Allowances Sold NOX | Thousand Tons | 0 | 0 | 0 | 0 | 0 | 0 | 0 | 0
IL Fac. Spec. - NOX Rate Summer v3.1, Unit 4243 and retrofits | 612 | 1797 | Rate Constraint in lbs/MMBtu | FALSE | L | Annual | Allowances Banked | Thousand Tons | 0 | 0 | 0 | 0 | 0 | 0 | 0 | 0
IL Fac. Spec. - NOX Rate Summer v3.1, Unit 4243 and retrofits | 612 | 1797 | Rate Constraint in lbs/MMBtu | FALSE | L | Annual | Allowances Withdrawn (1:1) | Thousand Tons | 0 | 0 | 0 | 0 | 0 | 0 | 0 | 0
IL Fac. Spec. - NOX Rate Summer v3.1, Unit 4243 and retrofits | 612 | 1797 | Rate Constraint in lbs/MMBtu | FALSE | L | Annual | Allowances Withdrawn (n:1) | Thousand Tons | 0 | 0 | 0 | 0 | 0 | 0 | 0 | 0
IL Fac. Spec. - NOX Rate Summer v3.1, Unit 4243 and retrofits | 612 | 1797 | Rate Constraint in lbs/MMBtu | FALSE | L | Annual | Net Emissions Allowance Position | Thousand Tons | 0.59859 | 0.69185 | 0.69185 | 0.77462 | 0.77462 | 0.77462 | 0.77462 | 0.77462
IL Fac. Spec. - NOX Rate Summer v3.1, Unit 4243 and retrofits | 612 | 1797 | Rate Constraint in lbs/MMBtu | FALSE | L | Annual | Fuel Consumed | TBtu | 6.2991 | 7.2804 | 7.2804 | 8.1515 | 8.1515 | 8.1515 | 8.1515 | 8.1515
IL Fac. Spec. - NOX Rate Summer v3.1, Unit 4243 and retrofits | 612 | 1797 | Rate Constraint in lbs/MMBtu | FALSE | L | Annual | Rate | lb/MMBtu | 0.19006 | 0.19006 | 0.19006 | 0.19006 | 0.19006 | 0.19006 | 0.19006 | 0.19006
IL Fac. Spec. - NOX Rate Summer v3.1, Unit 4243 and retrofits | 612 | 1797 | Rate Constraint in lbs/MMBtu | FALSE | L | Annual | Generation | TWh | 0.56468 | 0.65265 | 0.65265 | 0.73073 | 0.73073 | 0.73073 | 0.73073 | 0.73073
IL Fac. Spec. - NOX Rate Summer v3.1, Unit 4243 and retrofits | 612 | 1797 | Rate Constraint in lbs/MMBtu | FALSE | L | Annual | Qualifying Generation | TWh | 0.56468 | 0.65265 | 0.65265 | 0.73073 | 0.73073 | 0.73073 | 0.73073 | 0.73073
IL Fac. Spec. - NOX Rate Summer v3.1, Unit 4243 and retrofits | 612 | 1797 | Rate Constraint in lbs/MMBtu | FALSE | L | Annual | Rate | lb/MWh | 2.1201 | 2.1201 | 2.1201 | 2.1201 | 2.1201 | 2.1201 | 2.1201 | 2.1201
IL Fac. Spec. - NOX Rate Summer v3.1, Unit 4243 and retrofits | 612 | 1797 | Rate Constraint in lbs/MMBtu | FALSE | L | Annual | Constraint Shadow Price | US2016$/Ton | 0 | 0 | 0 | 0 | 0 | 0 | 0 | 0
IL Fac. Spec. - NOX Rate Summer v3.1, Unit 4244 and retrofits | 613 | 1797 | Rate Constraint in lbs/MMBtu | FALSE | L | Annual | Seasons Included | Seasons | Summer | Summer | Summer | Summer | Summer | Summer | Summer | Summer
IL Fac. Spec. - NOX Rate Summer v3.1, Unit 4244 and retrofits | 613 | 1797 | Rate Constraint in lbs/MMBtu | FALSE | L | Annual | Standard NOX | lb/MMBtu | 0.25 | 0.25 | 0.25 | 0.25 | 0.25 | 0.25 | 0.25 | 0.25
IL Fac. Spec. - NOX Rate Summer v3.1, Unit 4244 and retrofits | 613 | 1797 | Rate Constraint in lbs/MMBtu | FALSE | L | Annual | Emissions at Affected Plants NOX | Thousand Tons | 0 | 0 | 0 | 0 | 0 | 0 | 0 | 0
IL Fac. Spec. - NOX Rate Summer v3.1, Unit 4244 and retrofits | 613 | 1797 | Rate Constraint in lbs/MMBtu | FALSE | L | Annual | Allowances Purchased NOX | Thousand Tons | 0 | 0 | 0 | 0 | 0 | 0 | 0 | 0
IL Fac. Spec. - NOX Rate Summer v3.1, Unit 4244 and retrofits | 613 | 1797 | Rate Constraint in lbs/MMBtu | FALSE | L | Annual | Allowances Sold NOX | Thousand Tons | 0 | 0 | 0 | 0 | 0 | 0 | 0 | 0
IL Fac. Spec. - NOX Rate Summer v3.1, Unit 4244 and retrofits | 613 | 1797 | Rate Constraint in lbs/MMBtu | FALSE | L | Annual | Allowances Banked | Thousand Tons | 0 | 0 | 0 | 0 | 0 | 0 | 0 | 0
IL Fac. Spec. - NOX Rate Summer v3.1, Unit 4244 and retrofits | 613 | 1797 | Rate Constraint in lbs/MMBtu | FALSE | L | Annual | Allowances Withdrawn (1:1) | Thousand Tons | 0 | 0 | 0 | 0 | 0 | 0 | 0 | 0
IL Fac. Spec. - NOX Rate Summer v3.1, Unit 4244 and retrofits | 613 | 1797 | Rate Constraint in lbs/MMBtu | FALSE | L | Annual | Allowances Withdrawn (n:1) | Thousand Tons | 0 | 0 | 0 | 0 | 0 | 0 | 0 | 0
IL Fac. Spec. - NOX Rate Summer v3.1, Unit 4244 and retrofits | 613 | 1797 | Rate Constraint in lbs/MMBtu | FALSE | L | Annual | Net Emissions Allowance Position | Thousand Tons | 0 | 0 | 0 | 0 | 0 | 0 | 0 | 0
IL Fac. Spec. - NOX Rate Summer v3.1, Unit 4244 and retrofits | 613 | 1797 | Rate Constraint in lbs/MMBtu | FALSE | L | Annual | Fuel Consumed | TBtu | 0 | 0 | 0 | 0 | 0 | 0 | 0 | 0
IL Fac. Spec. - NOX Rate Summer v3.1, Unit 4244 and retrofits | 613 | 1797 | Rate Constraint in lbs/MMBtu | FALSE | L | Annual | Rate | lb/MMBtu | 0 | 0 | 0 | 0 | 0 | 0 | 0 | 0
IL Fac. Spec. - NOX Rate Summer v3.1, Unit 4244 and retrofits | 613 | 1797 | Rate Constraint in lbs/MMBtu | FALSE | L | Annual | Generation | TWh | 0 | 0 | 0 | 0 | 0 | 0 | 0 | 0
IL Fac. Spec. - NOX Rate Summer v3.1, Unit 4244 and retrofits | 613 | 1797 | Rate Constraint in lbs/MMBtu | FALSE | L | Annual | Qualifying Generation | TWh | 0 | 0 | 0 | 0 | 0 | 0 | 0 | 0
IL Fac. Spec. - NOX Rate Summer v3.1, Unit 4244 and retrofits | 613 | 1797 | Rate Constraint in lbs/MMBtu | FALSE | L | Annual | Rate | lb/MWh | 0 | 0 | 0 | 0 | 0 | 0 | 0 | 0
IL Fac. Spec. - NOX Rate Summer v3.1, Unit 4244 and retrofits | 613 | 1797 | Rate Constraint in lbs/MMBtu | FALSE | L | Annual | Constraint Shadow Price | US2016$/Ton | 0 | 0 | 0 | 0 | 0 | 0 | 0 | 0
IL Fac. Spec. - NOX Rate Summer v3.1, Unit 4245 and retrofits | 614 | 1797 | Rate Constraint in lbs/MMBtu | FALSE | L | Annual | Seasons Included | Seasons | Summer | Summer | Summer | Summer | Summer | Summer | Summer | Summer
IL Fac. Spec. - NOX Rate Summer v3.1, Unit 4245 and retrofits | 614 | 1797 | Rate Constraint in lbs/MMBtu | FALSE | L | Annual | Standard NOX | lb/MMBtu | 0.25 | 0.25 | 0.25 | 0.25 | 0.25 | 0.25 | 0.25 | 0.25
IL Fac. Spec. - NOX Rate Summer v3.1, Unit 4245 and retrofits | 614 | 1797 | Rate Constraint in lbs/MMBtu | FALSE | L | Annual | Emissions at Affected Plants NOX | Thousand Tons | 0.4404 | 0.43999 | 0.4404 | 0.50954 | 0.39694 | 0.5159 | 0.4404 | 0.4404
IL Fac. Spec. - NOX Rate Summer v3.1, Unit 4245 and retrofits | 614 | 1797 | Rate Constraint in lbs/MMBtu | FALSE | L | Annual | Allowances Purchased NOX | Thousand Tons | 0 | 0 | 0 | 0 | 0 | 0 | 0 | 0
IL Fac. Spec. - NOX Rate Summer v3.1, Unit 4245 and retrofits | 614 | 1797 | Rate Constraint in lbs/MMBtu | FALSE | L | Annual | Allowances Sold NOX | Thousand Tons | 0 | 0 | 0 | 0 | 0 | 0 | 0 | 0
IL Fac. Spec. - NOX Rate Summer v3.1, Unit 4245 and retrofits | 614 | 1797 | Rate Constraint in lbs/MMBtu | FALSE | L | Annual | Allowances Banked | Thousand Tons | 0 | 0 | 0 | 0 | 0 | 0 | 0 | 0
IL Fac. Spec. - NOX Rate Summer v3.1, Unit 4245 and retrofits | 614 | 1797 | Rate Constraint in lbs/MMBtu | FALSE | L | Annual | Allowances Withdrawn (1:1) | Thousand Tons | 0 | 0 | 0 | 0 | 0 | 0 | 0 | 0
IL Fac. Spec. - NOX Rate Summer v3.1, Unit 4245 and retrofits | 614 | 1797 | Rate Constraint in lbs/MMBtu | FALSE | L | Annual | Allowances Withdrawn (n:1) | Thousand Tons | 0 | 0 | 0 | 0 | 0 | 0 | 0 | 0
IL Fac. Spec. - NOX Rate Summer v3.1, Unit 4245 and retrofits | 614 | 1797 | Rate Constraint in lbs/MMBtu | FALSE | L | Annual | Net Emissions Allowance Position | Thousand Tons | 0.4404 | 0.43999 | 0.4404 | 0.50954 | 0.39694 | 0.5159 | 0.4404 | 0.4404
IL Fac. Spec. - NOX Rate Summer v3.1, Unit 4245 and retrofits | 614 | 1797 | Rate Constraint in lbs/MMBtu | FALSE | L | Annual | Fuel Consumed | TBtu | 6.0707 | 6.065 | 6.0707 | 7.0238 | 5.4716 | 7.1114 | 6.0707 | 6.0707
IL Fac. Spec. - NOX Rate Summer v3.1, Unit 4245 and retrofits | 614 | 1797 | Rate Constraint in lbs/MMBtu | FALSE | L | Annual | Rate | lb/MMBtu | 0.14509 | 0.14509 | 0.14509 | 0.14509 | 0.14509 | 0.14509 | 0.14509 | 0.14509
IL Fac. Spec. - NOX Rate Summer v3.1, Unit 4245 and retrofits | 614 | 1797 | Rate Constraint in lbs/MMBtu | FALSE | L | Annual | Generation | TWh | 0.56661 | 0.56608 | 0.56661 | 0.65557 | 0.5107 | 0.66375 | 0.56661 | 0.56661
IL Fac. Spec. - NOX Rate Summer v3.1, Unit 4245 and retrofits | 614 | 1797 | Rate Constraint in lbs/MMBtu | FALSE | L | Annual | Qualifying Generation | TWh | 0.56661 | 0.56608 | 0.56661 | 0.65557 | 0.5107 | 0.66375 | 0.56661 | 0.56661
IL Fac. Spec. - NOX Rate Summer v3.1, Unit 4245 and retrofits | 614 | 1797 | Rate Constraint in lbs/MMBtu | FALSE | L | Annual | Rate | lb/MWh | 1.5545 | 1.5545 | 1.5545 | 1.5545 | 1.5545 | 1.5545 | 1.5545 | 1.5545
IL Fac. Spec. - NOX Rate Summer v3.1, Unit 4245 and retrofits | 614 | 1797 | Rate Constraint in lbs/MMBtu | FALSE | L | Annual | Constraint Shadow Price | US2016$/Ton | 0 | 0 | 0 | 0 | 0 | 0 | 0 | 0
IL Fac. Spec. - NOX Rate Summer v3.1, Unit 4252 and retrofits | 615 | 1797 | Rate Constraint in lbs/MMBtu | FALSE | L | Annual | Seasons Included | Seasons | Summer | Summer | Summer | Summer | Summer | Summer | Summer | Summer
IL Fac. Spec. - NOX Rate Summer v3.1, Unit 4252 and retrofits | 615 | 1797 | Rate Constraint in lbs/MMBtu | FALSE | L | Annual | Standard NOX | lb/MMBtu | 0.25 | 0.25 | 0.25 | 0.25 | 0.25 | 0.25 | 0.25 | 0.25
IL Fac. Spec. - NOX Rate Summer v3.1, Unit 4252 and retrofits | 615 | 1797 | Rate Constraint in lbs/MMBtu | FALSE | L | Annual | Emissions at Affected Plants NOX | Thousand Tons | 0.25829 | 0.25829 | 0.25829 | 0.27558 | 0.31308 | 0.31308 | 0.31308 | 0.31308
IL Fac. Spec. - NOX Rate Summer v3.1, Unit 4252 and retrofits | 615 | 1797 | Rate Constraint in lbs/MMBtu | FALSE | L | Annual | Allowances Purchased NOX | Thousand Tons | 0 | 0 | 0 | 0 | 0 | 0 | 0 | 0
IL Fac. Spec. - NOX Rate Summer v3.1, Unit 4252 and retrofits | 615 | 1797 | Rate Constraint in lbs/MMBtu | FALSE | L | Annual | Allowances Sold NOX | Thousand Tons | 0 | 0 | 0 | 0 | 0 | 0 | 0 | 0
IL Fac. Spec. - NOX Rate Summer v3.1, Unit 4252 and retrofits | 615 | 1797 | Rate Constraint in lbs/MMBtu | FALSE | L | Annual | Allowances Banked | Thousand Tons | 0 | 0 | 0 | 0 | 0 | 0 | 0 | 0
IL Fac. Spec. - NOX Rate Summer v3.1, Unit 4252 and retrofits | 615 | 1797 | Rate Constraint in lbs/MMBtu | FALSE | L | Annual | Allowances Withdrawn (1:1) | Thousand Tons | 0 | 0 | 0 | 0 | 0 | 0 | 0 | 0
IL Fac. Spec. - NOX Rate Summer v3.1, Unit 4252 and retrofits | 615 | 1797 | Rate Constraint in lbs/MMBtu | FALSE | L | Annual | Allowances Withdrawn (n:1) | Thousand Tons | 0 | 0 | 0 | 0 | 0 | 0 | 0 | 0
IL Fac. Spec. - NOX Rate Summer v3.1, Unit 4252 and retrofits | 615 | 1797 | Rate Constraint in lbs/MMBtu | FALSE | L | Annual | Net Emissions Allowance Position | Thousand Tons | 0.25829 | 0.25829 | 0.25829 | 0.27558 | 0.31308 | 0.31308 | 0.31308 | 0.31308
IL Fac. Spec. - NOX Rate Summer v3.1, Unit 4252 and retrofits | 615 | 1797 | Rate Constraint in lbs/MMBtu | FALSE | L | Annual | Fuel Consumed | TBtu | 4.4487 | 4.4487 | 4.4487 | 4.7464 | 5.3924 | 5.3924 | 5.3924 | 5.3924
IL Fac. Spec. - NOX Rate Summer v3.1, Unit 4252 and retrofits | 615 | 1797 | Rate Constraint in lbs/MMBtu | FALSE | L | Annual | Rate | lb/MMBtu | 0.11612 | 0.11612 | 0.11612 | 0.11612 | 0.11612 | 0.11612 | 0.11612 | 0.11612
IL Fac. Spec. - NOX Rate Summer v3.1, Unit 4252 and retrofits | 615 | 1797 | Rate Constraint in lbs/MMBtu | FALSE | L | Annual | Generation | TWh | 0.42369 | 0.42369 | 0.42369 | 0.45204 | 0.51356 | 0.51356 | 0.51356 | 0.51356
IL Fac. Spec. - NOX Rate Summer v3.1, Unit 4252 and retrofits | 615 | 1797 | Rate Constraint in lbs/MMBtu | FALSE | L | Annual | Qualifying Generation | TWh | 0.42369 | 0.42369 | 0.42369 | 0.45204 | 0.51356 | 0.51356 | 0.51356 | 0.51356
IL Fac. Spec. - NOX Rate Summer v3.1, Unit 4252 and retrofits | 615 | 1797 | Rate Constraint in lbs/MMBtu | FALSE | L | Annual | Rate | lb/MWh | 1.2193 | 1.2193 | 1.2193 | 1.2193 | 1.2193 | 1.2193 | 1.2193 | 1.2193
IL Fac. Spec. - NOX Rate Summer v3.1, Unit 4252 and retrofits | 615 | 1797 | Rate Constraint in lbs/MMBtu | FALSE | L | Annual | Constraint Shadow Price | US2016$/Ton | 0 | 0 | 0 | 0 | 0 | 0 | 0 | 0
IL Fac. Spec. - NOX Rate Summer v3.1, Unit 4253 and retrofits | 616 | 1797 | Rate Constraint in lbs/MMBtu | FALSE | L | Annual | Seasons Included | Seasons | Summer | Summer | Summer | Summer | Summer | Summer | Summer | Summer
IL Fac. Spec. - NOX Rate Summer v3.1, Unit 4253 and retrofits | 616 | 1797 | Rate Constraint in lbs/MMBtu | FALSE | L | Annual | Standard NOX | lb/MMBtu | 0.25 | 0.25 | 0.25 | 0.25 | 0.25 | 0.25 | 0.25 | 0.25
IL Fac. Spec. - NOX Rate Summer v3.1, Unit 4253 and retrofits | 616 | 1797 | Rate Constraint in lbs/MMBtu | FALSE | L | Annual | Emissions at Affected Plants NOX | Thousand Tons | 0.26563 | 0.26563 | 0.26563 | 0.32198 | 0.32198 | 0.32198 | 0.32198 | 0.32198
IL Fac. Spec. - NOX Rate Summer v3.1, Unit 4253 and retrofits | 616 | 1797 | Rate Constraint in lbs/MMBtu | FALSE | L | Annual | Allowances Purchased NOX | Thousand Tons | 0 | 0 | 0 | 0 | 0 | 0 | 0 | 0
IL Fac. Spec. - NOX Rate Summer v3.1, Unit 4253 and retrofits | 616 | 1797 | Rate Constraint in lbs/MMBtu | FALSE | L | Annual | Allowances Sold NOX | Thousand Tons | 0 | 0 | 0 | 0 | 0 | 0 | 0 | 0
IL Fac. Spec. - NOX Rate Summer v3.1, Unit 4253 and retrofits | 616 | 1797 | Rate Constraint in lbs/MMBtu | FALSE | L | Annual | Allowances Banked | Thousand Tons | 0 | 0 | 0 | 0 | 0 | 0 | 0 | 0
IL Fac. Spec. - NOX Rate Summer v3.1, Unit 4253 and retrofits | 616 | 1797 | Rate Constraint in lbs/MMBtu | FALSE | L | Annual | Allowances Withdrawn (1:1) | Thousand Tons | 0 | 0 | 0 | 0 | 0 | 0 | 0 | 0
IL Fac. Spec. - NOX Rate Summer v3.1, Unit 4253 and retrofits | 616 | 1797 | Rate Constraint in lbs/MMBtu | FALSE | L | Annual | Allowances Withdrawn (n:1) | Thousand Tons | 0 | 0 | 0 | 0 | 0 | 0 | 0 | 0
IL Fac. Spec. - NOX Rate Summer v3.1, Unit 4253 and retrofits | 616 | 1797 | Rate Constraint in lbs/MMBtu | FALSE | L | Annual | Net Emissions Allowance Position | Thousand Tons | 0.26563 | 0.26563 | 0.26563 | 0.32198 | 0.32198 | 0.32198 | 0.32198 | 0.32198
IL Fac. Spec. - NOX Rate Summer v3.1, Unit 4253 and retrofits | 616 | 1797 | Rate Constraint in lbs/MMBtu | FALSE | L | Annual | Fuel Consumed | TBtu | 4.4369 | 4.4369 | 4.4369 | 5.378 | 5.378 | 5.378 | 5.378 | 5.378
IL Fac. Spec. - NOX Rate Summer v3.1, Unit 4253 and retrofits | 616 | 1797 | Rate Constraint in lbs/MMBtu | FALSE | L | Annual | Rate | lb/MMBtu | 0.11974 | 0.11974 | 0.11974 | 0.11974 | 0.11974 | 0.11974 | 0.11974 | 0.11974
IL Fac. Spec. - NOX Rate Summer v3.1, Unit 4253 and retrofits | 616 | 1797 | Rate Constraint in lbs/MMBtu | FALSE | L | Annual | Generation | TWh | 0.42369 | 0.42369 | 0.42369 | 0.51356 | 0.51356 | 0.51356 | 0.51356 | 0.51356
IL Fac. Spec. - NOX Rate Summer v3.1, Unit 4253 and retrofits | 616 | 1797 | Rate Constraint in lbs/MMBtu | FALSE | L | Annual | Qualifying Generation | TWh | 0.42369 | 0.42369 | 0.42369 | 0.51356 | 0.51356 | 0.51356 | 0.51356 | 0.51356
IL Fac. Spec. - NOX Rate Summer v3.1, Unit 4253 and retrofits | 616 | 1797 | Rate Constraint in lbs/MMBtu | FALSE | L | Annual | Rate | lb/MWh | 1.2539 | 1.2539 | 1.2539 | 1.2539 | 1.2539 | 1.2539 | 1.2539 | 1.2539
IL Fac. Spec. - NOX Rate Summer v3.1, Unit 4253 and retrofits | 616 | 1797 | Rate Constraint in lbs/MMBtu | FALSE | L | Annual | Constraint Shadow Price | US2016$/Ton | 0 | 0 | 0 | 0 | 0 | 0 | 0 | 0
IL Fac. Spec. - NOX Rate Summer v3.1, Unit 4254 and retrofits | 617 | 1797 | Rate Constraint in lbs/MMBtu | FALSE | L | Annual | Seasons Included | Seasons | Summer | Summer | Summer | Summer | Summer | Summer | Summer | Summer
IL Fac. Spec. - NOX Rate Summer v3.1, Unit 4254 and retrofits | 617 | 1797 | Rate Constraint in lbs/MMBtu | FALSE | L | Annual | Standard NOX | lb/MMBtu | 0.25 | 0.25 | 0.25 | 0.25 | 0.25 | 0.25 | 0.25 | 0.25
IL Fac. Spec. - NOX Rate Summer v3.1, Unit 4254 and retrofits | 617 | 1797 | Rate Constraint in lbs/MMBtu | FALSE | L | Annual | Emissions at Affected Plants NOX | Thousand Tons | 0.25065 | 0.25065 | 0.25065 | 0.25065 | 0.30382 | 0.30382 | 0.30382 | 0.30382
IL Fac. Spec. - NOX Rate Summer v3.1, Unit 4254 and retrofits | 617 | 1797 | Rate Constraint in lbs/MMBtu | FALSE | L | Annual | Allowances Purchased NOX | Thousand Tons | 0 | 0 | 0 | 0 | 0 | 0 | 0 | 0
IL Fac. Spec. - NOX Rate Summer v3.1, Unit 4254 and retrofits | 617 | 1797 | Rate Constraint in lbs/MMBtu | FALSE | L | Annual | Allowances Sold NOX | Thousand Tons | 0 | 0 | 0 | 0 | 0 | 0 | 0 | 0
IL Fac. Spec. - NOX Rate Summer v3.1, Unit 4254 and retrofits | 617 | 1797 | Rate Constraint in lbs/MMBtu | FALSE | L | Annual | Allowances Banked | Thousand Tons | 0 | 0 | 0 | 0 | 0 | 0 | 0 | 0
IL Fac. Spec. - NOX Rate Summer v3.1, Unit 4254 and retrofits | 617 | 1797 | Rate Constraint in lbs/MMBtu | FALSE | L | Annual | Allowances Withdrawn (1:1) | Thousand Tons | 0 | 0 | 0 | 0 | 0 | 0 | 0 | 0
IL Fac. Spec. - NOX Rate Summer v3.1, Unit 4254 and retrofits | 617 | 1797 | Rate Constraint in lbs/MMBtu | FALSE | L | Annual | Allowances Withdrawn (n:1) | Thousand Tons | 0 | 0 | 0 | 0 | 0 | 0 | 0 | 0
IL Fac. Spec. - NOX Rate Summer v3.1, Unit 4254 and retrofits | 617 | 1797 | Rate Constraint in lbs/MMBtu | FALSE | L | Annual | Net Emissions Allowance Position | Thousand Tons | 0.25065 | 0.25065 | 0.25065 | 0.25065 | 0.30382 | 0.30382 | 0.30382 | 0.30382
IL Fac. Spec. - NOX Rate Summer v3.1, Unit 4254 and retrofits | 617 | 1797 | Rate Constraint in lbs/MMBtu | FALSE | L | Annual | Fuel Consumed | TBtu | 4.4082 | 4.4082 | 4.4082 | 4.4082 | 5.3433 | 5.3433 | 5.3433 | 5.3433
IL Fac. Spec. - NOX Rate Summer v3.1, Unit 4254 and retrofits | 617 | 1797 | Rate Constraint in lbs/MMBtu | FALSE | L | Annual | Rate | lb/MMBtu | 0.11372 | 0.11372 | 0.11372 | 0.11372 | 0.11372 | 0.11372 | 0.11372 | 0.11372
IL Fac. Spec. - NOX Rate Summer v3.1, Unit 4254 and retrofits | 617 | 1797 | Rate Constraint in lbs/MMBtu | FALSE | L | Annual | Generation | TWh | 0.41836 | 0.41836 | 0.41836 | 0.41836 | 0.5071 | 0.5071 | 0.5071 | 0.5071
IL Fac. Spec. - NOX Rate Summer v3.1, Unit 4254 and retrofits | 617 | 1797 | Rate Constraint in lbs/MMBtu | FALSE | L | Annual | Qualifying Generation | TWh | 0.41836 | 0.41836 | 0.41836 | 0.41836 | 0.5071 | 0.5071 | 0.5071 | 0.5071
IL Fac. Spec. - NOX Rate Summer v3.1, Unit 4254 and retrofits | 617 | 1797 | Rate Constraint in lbs/MMBtu | FALSE | L | Annual | Rate | lb/MWh | 1.1983 | 1.1983 | 1.1983 | 1.1983 | 1.1983 | 1.1983 | 1.1983 | 1.1983
IL Fac. Spec. - NOX Rate Summer v3.1, Unit 4254 and retrofits | 617 | 1797 | Rate Constraint in lbs/MMBtu | FALSE | L | Annual | Constraint Shadow Price | US2016$/Ton | 0 | 0 | 0 | 0 | 0 | 0 | 0 | 0
IL Fac. Spec. - NOX Rate Summer v3.1, Unit 4255 and retrofits | 618 | 1797 | Rate Constraint in lbs/MMBtu | FALSE | L | Annual | Seasons Included | Seasons | Summer | Summer | Summer | Summer | Summer | Summer | Summer | Summer
IL Fac. Spec. - NOX Rate Summer v3.1, Unit 4255 and retrofits | 618 | 1797 | Rate Constraint in lbs/MMBtu | FALSE | L | Annual | Standard NOX | lb/MMBtu | 0.25 | 0.25 | 0.25 | 0.25 | 0.25 | 0.25 | 0.25 | 0.25
IL Fac. Spec. - NOX Rate Summer v3.1, Unit 4255 and retrofits | 618 | 1797 | Rate Constraint in lbs/MMBtu | FALSE | L | Annual | Emissions at Affected Plants NOX | Thousand Tons | 0.25978 | 0.25978 | 0.25978 | 0.25978 | 0.31488 | 0.31488 | 0.31488 | 0.31488
IL Fac. Spec. - NOX Rate Summer v3.1, Unit 4255 and retrofits | 618 | 1797 | Rate Constraint in lbs/MMBtu | FALSE | L | Annual | Allowances Purchased NOX | Thousand Tons | 0 | 0 | 0 | 0 | 0 | 0 | 0 | 0
IL Fac. Spec. - NOX Rate Summer v3.1, Unit 4255 and retrofits | 618 | 1797 | Rate Constraint in lbs/MMBtu | FALSE | L | Annual | Allowances Sold NOX | Thousand Tons | 0 | 0 | 0 | 0 | 0 | 0 | 0 | 0
IL Fac. Spec. - NOX Rate Summer v3.1, Unit 4255 and retrofits | 618 | 1797 | Rate Constraint in lbs/MMBtu | FALSE | L | Annual | Allowances Banked | Thousand Tons | 0 | 0 | 0 | 0 | 0 | 0 | 0 | 0
IL Fac. Spec. - NOX Rate Summer v3.1, Unit 4255 and retrofits | 618 | 1797 | Rate Constraint in lbs/MMBtu | FALSE | L | Annual | Allowances Withdrawn (1:1) | Thousand Tons | 0 | 0 | 0 | 0 | 0 | 0 | 0 | 0
IL Fac. Spec. - NOX Rate Summer v3.1, Unit 4255 and retrofits | 618 | 1797 | Rate Constraint in lbs/MMBtu | FALSE | L | Annual | Allowances Withdrawn (n:1) | Thousand Tons | 0 | 0 | 0 | 0 | 0 | 0 | 0 | 0
IL Fac. Spec. - NOX Rate Summer v3.1, Unit 4255 and retrofits | 618 | 1797 | Rate Constraint in lbs/MMBtu | FALSE | L | Annual | Net Emissions Allowance Position | Thousand Tons | 0.25978 | 0.25978 | 0.25978 | 0.25978 | 0.31488 | 0.31488 | 0.31488 | 0.31488
IL Fac. Spec. - NOX Rate Summer v3.1, Unit 4255 and retrofits | 618 | 1797 | Rate Constraint in lbs/MMBtu | FALSE | L | Annual | Fuel Consumed | TBtu | 4.4797 | 4.4797 | 4.4797 | 4.4797 | 5.4299 | 5.4299 | 5.4299 | 5.4299
IL Fac. Spec. - NOX Rate Summer v3.1, Unit 4255 and retrofits | 618 | 1797 | Rate Constraint in lbs/MMBtu | FALSE | L | Annual | Rate | lb/MMBtu | 0.11598 | 0.11598 | 0.11598 | 0.11598 | 0.11598 | 0.11598 | 0.11598 | 0.11598
IL Fac. Spec. - NOX Rate Summer v3.1, Unit 4255 and retrofits | 618 | 1797 | Rate Constraint in lbs/MMBtu | FALSE | L | Annual | Generation | TWh | 0.42635 | 0.42635 | 0.42635 | 0.42635 | 0.51679 | 0.51679 | 0.51679 | 0.51679
IL Fac. Spec. - NOX Rate Summer v3.1, Unit 4255 and retrofits | 618 | 1797 | Rate Constraint in lbs/MMBtu | FALSE | L | Annual | Qualifying Generation | TWh | 0.42635 | 0.42635 | 0.42635 | 0.42635 | 0.51679 | 0.51679 | 0.51679 | 0.51679
IL Fac. Spec. - NOX Rate Summer v3.1, Unit 4255 and retrofits | 618 | 1797 | Rate Constraint in lbs/MMBtu | FALSE | L | Annual | Rate | lb/MWh | 1.2186 | 1.2186 | 1.2186 | 1.2186 | 1.2186 | 1.2186 | 1.2186 | 1.2186
IL Fac. Spec. - NOX Rate Summer v3.1, Unit 4255 and retrofits | 618 | 1797 | Rate Constraint in lbs/MMBtu | FALSE | L | Annual | Constraint Shadow Price | US2016$/Ton | 0 | 0 | 0 | 0 | 0 | 0 | 0 | 0
IL Fac. Spec. - NOX Rate Summer v3.1, Unit 4256 and retrofits | 619 | 1797 | Rate Constraint in lbs/MMBtu | FALSE | L | Annual | Seasons Included | Seasons | Summer | Summer | Summer | Summer | Summer | Summer | Summer | Summer
IL Fac. Spec. - NOX Rate Summer v3.1, Unit 4256 and retrofits | 619 | 1797 | Rate Constraint in lbs/MMBtu | FALSE | L | Annual | Standard NOX | lb/MMBtu | 0.25 | 0.25 | 0.25 | 0.25 | 0.25 | 0.25 | 0.25 | 0.25
IL Fac. Spec. - NOX Rate Summer v3.1, Unit 4256 and retrofits | 619 | 1797 | Rate Constraint in lbs/MMBtu | FALSE | L | Annual | Emissions at Affected Plants NOX | Thousand Tons | 0.24367 | 0.24367 | 0.24367 | 0.24367 | 0.29536 | 0.29536 | 0.29536 | 0.29536
IL Fac. Spec. - NOX Rate Summer v3.1, Unit 4256 and retrofits | 619 | 1797 | Rate Constraint in lbs/MMBtu | FALSE | L | Annual | Allowances Purchased NOX | Thousand Tons | 0 | 0 | 0 | 0 | 0 | 0 | 0 | 0
IL Fac. Spec. - NOX Rate Summer v3.1, Unit 4256 and retrofits | 619 | 1797 | Rate Constraint in lbs/MMBtu | FALSE | L | Annual | Allowances Sold NOX | Thousand Tons | 0 | 0 | 0 | 0 | 0 | 0 | 0 | 0
IL Fac. Spec. - NOX Rate Summer v3.1, Unit 4256 and retrofits | 619 | 1797 | Rate Constraint in lbs/MMBtu | FALSE | L | Annual | Allowances Banked | Thousand Tons | 0 | 0 | 0 | 0 | 0 | 0 | 0 | 0
IL Fac. Spec. - NOX Rate Summer v3.1, Unit 4256 and retrofits | 619 | 1797 | Rate Constraint in lbs/MMBtu | FALSE | L | Annual | Allowances Withdrawn (1:1) | Thousand Tons | 0 | 0 | 0 | 0 | 0 | 0 | 0 | 0
IL Fac. Spec. - NOX Rate Summer v3.1, Unit 4256 and retrofits | 619 | 1797 | Rate Constraint in lbs/MMBtu | FALSE | L | Annual | Allowances Withdrawn (n:1) | Thousand Tons | 0 | 0 | 0 | 0 | 0 | 0 | 0 | 0
IL Fac. Spec. - NOX Rate Summer v3.1, Unit 4256 and retrofits | 619 | 1797 | Rate Constraint in lbs/MMBtu | FALSE | L | Annual | Net Emissions Allowance Position | Thousand Tons | 0.24367 | 0.24367 | 0.24367 | 0.24367 | 0.29536 | 0.29536 | 0.29536 | 0.29536
IL Fac. Spec. - NOX Rate Summer v3.1, Unit 4256 and retrofits | 619 | 1797 | Rate Constraint in lbs/MMBtu | FALSE | L | Annual | Fuel Consumed | TBtu | 4.3893 | 4.3893 | 4.3893 | 4.3893 | 5.3204 | 5.3204 | 5.3204 | 5.3204
IL Fac. Spec. - NOX Rate Summer v3.1, Unit 4256 and retrofits | 619 | 1797 | Rate Constraint in lbs/MMBtu | FALSE | L | Annual | Rate | lb/MMBtu | 0.11103 | 0.11103 | 0.11103 | 0.11103 | 0.11103 | 0.11103 | 0.11103 | 0.11103
IL Fac. Spec. - NOX Rate Summer v3.1, Unit 4256 and retrofits | 619 | 1797 | Rate Constraint in lbs/MMBtu | FALSE | L | Annual | Generation | TWh | 0.41569 | 0.41569 | 0.41569 | 0.41569 | 0.50387 | 0.50387 | 0.50387 | 0.50387
IL Fac. Spec. - NOX Rate Summer v3.1, Unit 4256 and retrofits | 619 | 1797 | Rate Constraint in lbs/MMBtu | FALSE | L | Annual | Qualifying Generation | TWh | 0.41569 | 0.41569 | 0.41569 | 0.41569 | 0.50387 | 0.50387 | 0.50387 | 0.50387
IL Fac. Spec. - NOX Rate Summer v3.1, Unit 4256 and retrofits | 619 | 1797 | Rate Constraint in lbs/MMBtu | FALSE | L | Annual | Rate | lb/MWh | 1.1724 | 1.1724 | 1.1724 | 1.1724 | 1.1724 | 1.1724 | 1.1724 | 1.1724
IL Fac. Spec. - NOX Rate Summer v3.1, Unit 4256 and retrofits | 619 | 1797 | Rate Constraint in lbs/MMBtu | FALSE | L | Annual | Constraint Shadow Price | US2016$/Ton | 0 | 0 | 0 | 0 | 0 | 0 | 0 | 0
IL Fac. Spec. - NOX Rate Summer v3.1, Unit 4257 and retrofits | 620 | 1797 | Rate Constraint in lbs/MMBtu | FALSE | L | Annual | Seasons Included | Seasons | Summer | Summer | Summer | Summer | Summer | Summer | Summer | Summer
IL Fac. Spec. - NOX Rate Summer v3.1, Unit 4257 and retrofits | 620 | 1797 | Rate Constraint in lbs/MMBtu | FALSE | L | Annual | Standard NOX | lb/MMBtu | 0.25 | 0.25 | 0.25 | 0.25 | 0.25 | 0.25 | 0.25 | 0.25
IL Fac. Spec. - NOX Rate Summer v3.1, Unit 4257 and retrofits | 620 | 1797 | Rate Constraint in lbs/MMBtu | FALSE | L | Annual | Emissions at Affected Plants NOX | Thousand Tons | 0.24272 | 0.24272 | 0.24272 | 0.24272 | 0.2942 | 0.2942 | 0.2942 | 0.2942
IL Fac. Spec. - NOX Rate Summer v3.1, Unit 4257 and retrofits | 620 | 1797 | Rate Constraint in lbs/MMBtu | FALSE | L | Annual | Allowances Purchased NOX | Thousand Tons | 0 | 0 | 0 | 0 | 0 | 0 | 0 | 0
IL Fac. Spec. - NOX Rate Summer v3.1, Unit 4257 and retrofits | 620 | 1797 | Rate Constraint in lbs/MMBtu | FALSE | L | Annual | Allowances Sold NOX | Thousand Tons | 0 | 0 | 0 | 0 | 0 | 0 | 0 | 0
IL Fac. Spec. - NOX Rate Summer v3.1, Unit 4257 and retrofits | 620 | 1797 | Rate Constraint in lbs/MMBtu | FALSE | L | Annual | Allowances Banked | Thousand Tons | 0 | 0 | 0 | 0 | 0 | 0 | 0 | 0
IL Fac. Spec. - NOX Rate Summer v3.1, Unit 4257 and retrofits | 620 | 1797 | Rate Constraint in lbs/MMBtu | FALSE | L | Annual | Allowances Withdrawn (1:1) | Thousand Tons | 0 | 0 | 0 | 0 | 0 | 0 | 0 | 0
IL Fac. Spec. - NOX Rate Summer v3.1, Unit 4257 and retrofits | 620 | 1797 | Rate Constraint in lbs/MMBtu | FALSE | L | Annual | Allowances Withdrawn (n:1) | Thousand Tons | 0 | 0 | 0 | 0 | 0 | 0 | 0 | 0
IL Fac. Spec. - NOX Rate Summer v3.1, Unit 4257 and retrofits | 620 | 1797 | Rate Constraint in lbs/MMBtu | FALSE | L | Annual | Net Emissions Allowance Position | Thousand Tons | 0.24272 | 0.24272 | 0.24272 | 0.24272 | 0.2942 | 0.2942 | 0.2942 | 0.2942
IL Fac. Spec. - NOX Rate Summer v3.1, Unit 4257 and retrofits | 620 | 1797 | Rate Constraint in lbs/MMBtu | FALSE | L | Annual | Fuel Consumed | TBtu | 4.4087 | 4.4087 | 4.4087 | 4.4087 | 5.3438 | 5.3438 | 5.3438 | 5.3438
IL Fac. Spec. - NOX Rate Summer v3.1, Unit 4257 and retrofits | 620 | 1797 | Rate Constraint in lbs/MMBtu | FALSE | L | Annual | Rate | lb/MMBtu | 0.11011 | 0.11011 | 0.11011 | 0.11011 | 0.11011 | 0.11011 | 0.11011 | 0.11011
IL Fac. Spec. - NOX Rate Summer v3.1, Unit 4257 and retrofits | 620 | 1797 | Rate Constraint in lbs/MMBtu | FALSE | L | Annual | Generation | TWh | 0.41836 | 0.41836 | 0.41836 | 0.41836 | 0.5071 | 0.5071 | 0.5071 | 0.5071
IL Fac. Spec. - NOX Rate Summer v3.1, Unit 4257 and retrofits | 620 | 1797 | Rate Constraint in lbs/MMBtu | FALSE | L | Annual | Qualifying Generation | TWh | 0.41836 | 0.41836 | 0.41836 | 0.41836 | 0.5071 | 0.5071 | 0.5071 | 0.5071
IL Fac. Spec. - NOX Rate Summer v3.1, Unit 4257 and retrofits | 620 | 1797 | Rate Constraint in lbs/MMBtu | FALSE | L | Annual | Rate | lb/MWh | 1.1603 | 1.1603 | 1.1603 | 1.1603 | 1.1603 | 1.1603 | 1.1603 | 1.1603
IL Fac. Spec. - NOX Rate Summer v3.1, Unit 4257 and retrofits | 620 | 1797 | Rate Constraint in lbs/MMBtu | FALSE | L | Annual | Constraint Shadow Price | US2016$/Ton | 0 | 0 | 0 | 0 | 0 | 0 | 0 | 0
IL Fac. Spec. - NOX Rate Summer v3.1, Unit 4326 and retrofits | 621 | 1797 | Rate Constraint in lbs/MMBtu | FALSE | L | Annual | Seasons Included | Seasons | Summer | Summer | Summer | Summer | Summer | Summer | Summer | Summer
IL Fac. Spec. - NOX Rate Summer v3.1, Unit 4326 and retrofits | 621 | 1797 | Rate Constraint in lbs/MMBtu | FALSE | L | Annual | Standard NOX | lb/MMBtu | 0.25 | 0.25 | 0.25 | 0.25 | 0.25 | 0.25 | 0.25 | 0.25
IL Fac. Spec. - NOX Rate Summer v3.1, Unit 4326 and retrofits | 621 | 1797 | Rate Constraint in lbs/MMBtu | FALSE | L | Annual | Emissions at Affected Plants NOX | Thousand Tons | 0.016969 | 0.016969 | 0.016969 | 0.016969 | 0.016969 | 0.016969 | 0.016969 | 0.016969
IL Fac. Spec. - NOX Rate Summer v3.1, Unit 4326 and retrofits | 621 | 1797 | Rate Constraint in lbs/MMBtu | FALSE | L | Annual | Allowances Purchased NOX | Thousand Tons | 0 | 0 | 0 | 0 | 0 | 0 | 0 | 0
IL Fac. Spec. - NOX Rate Summer v3.1, Unit 4326 and retrofits | 621 | 1797 | Rate Constraint in lbs/MMBtu | FALSE | L | Annual | Allowances Sold NOX | Thousand Tons | 0 | 0 | 0 | 0 | 0 | 0 | 0 | 0
IL Fac. Spec. - NOX Rate Summer v3.1, Unit 4326 and retrofits | 621 | 1797 | Rate Constraint in lbs/MMBtu | FALSE | L | Annual | Allowances Banked | Thousand Tons | 0 | 0 | 0 | 0 | 0 | 0 | 0 | 0
IL Fac. Spec. - NOX Rate Summer v3.1, Unit 4326 and retrofits | 621 | 1797 | Rate Constraint in lbs/MMBtu | FALSE | L | Annual | Allowances Withdrawn (1:1) | Thousand Tons | 0 | 0 | 0 | 0 | 0 | 0 | 0 | 0
IL Fac. Spec. - NOX Rate Summer v3.1, Unit 4326 and retrofits | 621 | 1797 | Rate Constraint in lbs/MMBtu | FALSE | L | Annual | Allowances Withdrawn (n:1) | Thousand Tons | 0 | 0 | 0 | 0 | 0 | 0 | 0 | 0
IL Fac. Spec. - NOX Rate Summer v3.1, Unit 4326 and retrofits | 621 | 1797 | Rate Constraint in lbs/MMBtu | FALSE | L | Annual | Net Emissions Allowance Position | Thousand Tons | 0.016969 | 0.016969 | 0.016969 | 0.016969 | 0.016969 | 0.016969 | 0.016969 | 0.016969
IL Fac. Spec. - NOX Rate Summer v3.1, Unit 4326 and retrofits | 621 | 1797 | Rate Constraint in lbs/MMBtu | FALSE | L | Annual | Fuel Consumed | TBtu | 0.70777 | 0.70777 | 0.70777 | 0.70777 | 0.70777 | 0.70777 | 0.70777 | 0.70777
IL Fac. Spec. - NOX Rate Summer v3.1, Unit 4326 and retrofits | 621 | 1797 | Rate Constraint in lbs/MMBtu | FALSE | L | Annual | Rate | lb/MMBtu | 0.04795 | 0.04795 | 0.04795 | 0.04795 | 0.04795 | 0.04795 | 0.04795 | 0.04795
IL Fac. Spec. - NOX Rate Summer v3.1, Unit 4326 and retrofits | 621 | 1797 | Rate Constraint in lbs/MMBtu | FALSE | L | Annual | Generation | TWh | 0.066872 | 0.066872 | 0.066872 | 0.066872 | 0.066872 | 0.066872 | 0.066872 | 0.066872
IL Fac. Spec. - NOX Rate Summer v3.1, Unit 4326 and retrofits | 621 | 1797 | Rate Constraint in lbs/MMBtu | FALSE | L | Annual | Qualifying Generation | TWh | 0.066872 | 0.066872 | 0.066872 | 0.066872 | 0.066872 | 0.066872 | 0.066872 | 0.066872
IL Fac. Spec. - NOX Rate Summer v3.1, Unit 4326 and retrofits | 621 | 1797 | Rate Constraint in lbs/MMBtu | FALSE | L | Annual | Rate | lb/MWh | 0.5075 | 0.5075 | 0.5075 | 0.5075 | 0.5075 | 0.5075 | 0.5075 | 0.5075
IL Fac. Spec. - NOX Rate Summer v3.1, Unit 4326 and retrofits | 621 | 1797 | Rate Constraint in lbs/MMBtu | FALSE | L | Annual | Constraint Shadow Price | US2016$/Ton | 0 | 0 | 0 | 0 | 0 | 0 | 0 | 0
IL Fac. Spec. - NOX Rate Summer v3.1, Unit 5088 and retrofits | 622 | 1797 | Rate Constraint in lbs/MMBtu | FALSE | L | Annual | Seasons Included | Seasons | Summer | Summer | Summer | Summer | Summer | Summer | Summer | Summer
IL Fac. Spec. - NOX Rate Summer v3.1, Unit 5088 and retrofits | 622 | 1797 | Rate Constraint in lbs/MMBtu | FALSE | L | Annual | Standard NOX | lb/MMBtu | 0.25 | 0.25 | 0.25 | 0.25 | 0.25 | 0.25 | 0.25 | 0.25
IL Fac. Spec. - NOX Rate Summer v3.1, Unit 5088 and retrofits | 622 | 1797 | Rate Constraint in lbs/MMBtu | FALSE | L | Annual | Emissions at Affected Plants NOX | Thousand Tons | 0 | 0 | 0 | 0 | 0 | 0 | 0 | 0
IL Fac. Spec. - NOX Rate Summer v3.1, Unit 5088 and retrofits | 622 | 1797 | Rate Constraint in lbs/MMBtu | FALSE | L | Annual | Allowances Purchased NOX | Thousand Tons | 0 | 0 | 0 | 0 | 0 | 0 | 0 | 0
IL Fac. Spec. - NOX Rate Summer v3.1, Unit 5088 and retrofits | 622 | 1797 | Rate Constraint in lbs/MMBtu | FALSE | L | Annual | Allowances Sold NOX | Thousand Tons | 0 | 0 | 0 | 0 | 0 | 0 | 0 | 0
IL Fac. Spec. - NOX Rate Summer v3.1, Unit 5088 and retrofits | 622 | 1797 | Rate Constraint in lbs/MMBtu | FALSE | L | Annual | Allowances Banked | Thousand Tons | 0 | 0 | 0 | 0 | 0 | 0 | 0 | 0
IL Fac. Spec. - NOX Rate Summer v3.1, Unit 5088 and retrofits | 622 | 1797 | Rate Constraint in lbs/MMBtu | FALSE | L | Annual | Allowances Withdrawn (1:1) | Thousand Tons | 0 | 0 | 0 | 0 | 0 | 0 | 0 | 0
IL Fac. Spec. - NOX Rate Summer v3.1, Unit 5088 and retrofits | 622 | 1797 | Rate Constraint in lbs/MMBtu | FALSE | L | Annual | Allowances Withdrawn (n:1) | Thousand Tons | 0 | 0 | 0 | 0 | 0 | 0 | 0 | 0
IL Fac. Spec. - NOX Rate Summer v3.1, Unit 5088 and retrofits | 622 | 1797 | Rate Constraint in lbs/MMBtu | FALSE | L | Annual | Net Emissions Allowance Position | Thousand Tons | 0 | 0 | 0 | 0 | 0 | 0 | 0 | 0
IL Fac. Spec. - NOX Rate Summer v3.1, Unit 5088 and retrofits | 622 | 1797 | Rate Constraint in lbs/MMBtu | FALSE | L | Annual | Fuel Consumed | TBtu | 0 | 0 | 0 | 0 | 0 | 0 | 0 | 0
IL Fac. Spec. - NOX Rate Summer v3.1, Unit 5088 and retrofits | 622 | 1797 | Rate Constraint in lbs/MMBtu | FALSE | L | Annual | Rate | lb/MMBtu | 0 | 0 | 0 | 0 | 0 | 0 | 0 | 0
IL Fac. Spec. - NOX Rate Summer v3.1, Unit 5088 and retrofits | 622 | 1797 | Rate Constraint in lbs/MMBtu | FALSE | L | Annual | Generation | TWh | 0 | 0 | 0 | 0 | 0 | 0 | 0 | 0
IL Fac. Spec. - NOX Rate Summer v3.1, Unit 5088 and retrofits | 622 | 1797 | Rate Constraint in lbs/MMBtu | FALSE | L | Annual | Qualifying Generation | TWh | 0 | 0 | 0 | 0 | 0 | 0 | 0 | 0
IL Fac. Spec. - NOX Rate Summer v3.1, Unit 5088 and retrofits | 622 | 1797 | Rate Constraint in lbs/MMBtu | FALSE | L | Annual | Rate | lb/MWh | 0 | 0 | 0 | 0 | 0 | 0 | 0 | 0
IL Fac. Spec. - NOX Rate Summer v3.1, Unit 5088 and retrofits | 622 | 1797 | Rate Constraint in lbs/MMBtu | FALSE | L | Annual | Constraint Shadow Price | US2016$/Ton | 0 | 0 | 0 | 0 | 0 | 0 | 0 | 0
IL Fac. Spec. - NOX Rate Summer v3.1, Unit 5441 and retrofits | 623 | 1797 | Rate Constraint in lbs/MMBtu | FALSE | L | Annual | Seasons Included | Seasons | Summer | Summer | Summer | Summer | Summer | Summer | Summer | Summer
IL Fac. Spec. - NOX Rate Summer v3.1, Unit 5441 and retrofits | 623 | 1797 | Rate Constraint in lbs/MMBtu | FALSE | L | Annual | Standard NOX | lb/MMBtu | 0.25 | 0.25 | 0.25 | 0.25 | 0.25 | 0.25 | 0.25 | 0.25
IL Fac. Spec. - NOX Rate Summer v3.1, Unit 5441 and retrofits | 623 | 1797 | Rate Constraint in lbs/MMBtu | FALSE | L | Annual | Emissions at Affected Plants NOX | Thousand Tons | 0 | 0 | 0 | 0 | 0 | 0 | 0 | 0
IL Fac. Spec. - NOX Rate Summer v3.1, Unit 5441 and retrofits | 623 | 1797 | Rate Constraint in lbs/MMBtu | FALSE | L | Annual | Allowances Purchased NOX | Thousand Tons | 0 | 0 | 0 | 0 | 0 | 0 | 0 | 0
IL Fac. Spec. - NOX Rate Summer v3.1, Unit 5441 and retrofits | 623 | 1797 | Rate Constraint in lbs/MMBtu | FALSE | L | Annual | Allowances Sold NOX | Thousand Tons | 0 | 0 | 0 | 0 | 0 | 0 | 0 | 0
IL Fac. Spec. - NOX Rate Summer v3.1, Unit 5441 and retrofits | 623 | 1797 | Rate Constraint in lbs/MMBtu | FALSE | L | Annual | Allowances Banked | Thousand Tons | 0 | 0 | 0 | 0 | 0 | 0 | 0 | 0
IL Fac. Spec. - NOX Rate Summer v3.1, Unit 5441 and retrofits | 623 | 1797 | Rate Constraint in lbs/MMBtu | FALSE | L | Annual | Allowances Withdrawn (1:1) | Thousand Tons | 0 | 0 | 0 | 0 | 0 | 0 | 0 | 0
IL Fac. Spec. - NOX Rate Summer v3.1, Unit 5441 and retrofits | 623 | 1797 | Rate Constraint in lbs/MMBtu | FALSE | L | Annual | Allowances Withdrawn (n:1) | Thousand Tons | 0 | 0 | 0 | 0 | 0 | 0 | 0 | 0
IL Fac. Spec. - NOX Rate Summer v3.1, Unit 5441 and retrofits | 623 | 1797 | Rate Constraint in lbs/MMBtu | FALSE | L | Annual | Net Emissions Allowance Position | Thousand Tons | 0 | 0 | 0 | 0 | 0 | 0 | 0 | 0
IL Fac. Spec. - NOX Rate Summer v3.1, Unit 5441 and retrofits | 623 | 1797 | Rate Constraint in lbs/MMBtu | FALSE | L | Annual | Fuel Consumed | TBtu | 0 | 0 | 0 | 0 | 0 | 0 | 0 | 0
IL Fac. Spec. - NOX Rate Summer v3.1, Unit 5441 and retrofits | 623 | 1797 | Rate Constraint in lbs/MMBtu | FALSE | L | Annual | Rate | lb/MMBtu | 0 | 0 | 0 | 0 | 0 | 0 | 0 | 0
IL Fac. Spec. - NOX Rate Summer v3.1, Unit 5441 and retrofits | 623 | 1797 | Rate Constraint in lbs/MMBtu | FALSE | L | Annual | Generation | TWh | 0 | 0 | 0 | 0 | 0 | 0 | 0 | 0
IL Fac. Spec. - NOX Rate Summer v3.1, Unit 5441 and retrofits | 623 | 1797 | Rate Constraint in lbs/MMBtu | FALSE | L | Annual | Qualifying Generation | TWh | 0 | 0 | 0 | 0 | 0 | 0 | 0 | 0
IL Fac. Spec. - NOX Rate Summer v3.1, Unit 5441 and retrofits | 623 | 1797 | Rate Constraint in lbs/MMBtu | FALSE | L | Annual | Rate | lb/MWh | 0 | 0 | 0 | 0 | 0 | 0 | 0 | 0
IL Fac. Spec. - NOX Rate Summer v3.1, Unit 5441 and retrofits | 623 | 1797 | Rate Constraint in lbs/MMBtu | FALSE | L | Annual | Constraint Shadow Price | US2016$/Ton | 0 | 0 | 0 | 0 | 0 | 0 | 0 | 0
IL Fac. Spec. - NOX Rate Summer v3.1, Unit 5468 and retrofits | 624 | 1797 | Rate Constraint in lbs/MMBtu | FALSE | L | Annual | Seasons Included | Seasons | Summer | Summer | Summer | Summer | Summer | Summer | Summer | Summer
IL Fac. Spec. - NOX Rate Summer v3.1, Unit 5468 and retrofits | 624 | 1797 | Rate Constraint in lbs/MMBtu | FALSE | L | Annual | Standard NOX | lb/MMBtu | 0.25 | 0.25 | 0.25 | 0.25 | 0.25 | 0.25 | 0.25 | 0.25
IL Fac. Spec. - NOX Rate Summer v3.1, Unit 5468 and retrofits | 624 | 1797 | Rate Constraint in lbs/MMBtu | FALSE | L | Annual | Emissions at Affected Plants NOX | Thousand Tons | 0 | 0 | 0 | 0 | 0 | 0 | 0 | 0
IL Fac. Spec. - NOX Rate Summer v3.1, Unit 5468 and retrofits | 624 | 1797 | Rate Constraint in lbs/MMBtu | FALSE | L | Annual | Allowances Purchased NOX | Thousand Tons | 0 | 0 | 0 | 0 | 0 | 0 | 0 | 0
IL Fac. Spec. - NOX Rate Summer v3.1, Unit 5468 and retrofits | 624 | 1797 | Rate Constraint in lbs/MMBtu | FALSE | L | Annual | Allowances Sold NOX | Thousand Tons | 0 | 0 | 0 | 0 | 0 | 0 | 0 | 0
IL Fac. Spec. - NOX Rate Summer v3.1, Unit 5468 and retrofits | 624 | 1797 | Rate Constraint in lbs/MMBtu | FALSE | L | Annual | Allowances Banked | Thousand Tons | 0 | 0 | 0 | 0 | 0 | 0 | 0 | 0
IL Fac. Spec. - NOX Rate Summer v3.1, Unit 5468 and retrofits | 624 | 1797 | Rate Constraint in lbs/MMBtu | FALSE | L | Annual | Allowances Withdrawn (1:1) | Thousand Tons | 0 | 0 | 0 | 0 | 0 | 0 | 0 | 0
IL Fac. Spec. - NOX Rate Summer v3.1, Unit 5468 and retrofits | 624 | 1797 | Rate Constraint in lbs/MMBtu | FALSE | L | Annual | Allowances Withdrawn (n:1) | Thousand Tons | 0 | 0 | 0 | 0 | 0 | 0 | 0 | 0
IL Fac. Spec. - NOX Rate Summer v3.1, Unit 5468 and retrofits | 624 | 1797 | Rate Constraint in lbs/MMBtu | FALSE | L | Annual | Net Emissions Allowance Position | Thousand Tons | 0 | 0 | 0 | 0 | 0 | 0 | 0 | 0
IL Fac. Spec. - NOX Rate Summer v3.1, Unit 5468 and retrofits | 624 | 1797 | Rate Constraint in lbs/MMBtu | FALSE | L | Annual | Fuel Consumed | TBtu | 0 | 0 | 0 | 0 | 0 | 0 | 0 | 0
IL Fac. Spec. - NOX Rate Summer v3.1, Unit 5468 and retrofits | 624 | 1797 | Rate Constraint in lbs/MMBtu | FALSE | L | Annual | Rate | lb/MMBtu | 0 | 0 | 0 | 0 | 0 | 0 | 0 | 0
IL Fac. Spec. - NOX Rate Summer v3.1, Unit 5468 and retrofits | 624 | 1797 | Rate Constraint in lbs/MMBtu | FALSE | L | Annual | Generation | TWh | 0 | 0 | 0 | 0 | 0 | 0 | 0 | 0
IL Fac. Spec. - NOX Rate Summer v3.1, Unit 5468 and retrofits | 624 | 1797 | Rate Constraint in lbs/MMBtu | FALSE | L | Annual | Qualifying Generation | TWh | 0 | 0 | 0 | 0 | 0 | 0 | 0 | 0
IL Fac. Spec. - NOX Rate Summer v3.1, Unit 5468 and retrofits | 624 | 1797 | Rate Constraint in lbs/MMBtu | FALSE | L | Annual | Rate | lb/MWh | 0 | 0 | 0 | 0 | 0 | 0 | 0 | 0
IL Fac. Spec. - NOX Rate Summer v3.1, Unit 5468 and retrofits | 624 | 1797 | Rate Constraint in lbs/MMBtu | FALSE | L | Annual | Constraint Shadow Price | US2016$/Ton | 0 | 0 | 0 | 0 | 0 | 0 | 0 | 0
IL Fac. Spec. - NOX Rate Summer v3.1, Unit 5469 and retrofits | 625 | 1797 | Rate Constraint in lbs/MMBtu | FALSE | L | Annual | Seasons Included | Seasons | Summer | Summer | Summer | Summer | Summer | Summer | Summer | Summer
IL Fac. Spec. - NOX Rate Summer v3.1, Unit 5469 and retrofits | 625 | 1797 | Rate Constraint in lbs/MMBtu | FALSE | L | Annual | Standard NOX | lb/MMBtu | 0.25 | 0.25 | 0.25 | 0.25 | 0.25 | 0.25 | 0.25 | 0.25
IL Fac. Spec. - NOX Rate Summer v3.1, Unit 5469 and retrofits | 625 | 1797 | Rate Constraint in lbs/MMBtu | FALSE | L | Annual | Emissions at Affected Plants NOX | Thousand Tons | 0 | 0 | 0 | 0 | 0 | 0 | 0 | 0
IL Fac. Spec. - NOX Rate Summer v3.1, Unit 5469 and retrofits | 625 | 1797 | Rate Constraint in lbs/MMBtu | FALSE | L | Annual | Allowances Purchased NOX | Thousand Tons | 0 | 0 | 0 | 0 | 0 | 0 | 0 | 0
IL Fac. Spec. - NOX Rate Summer v3.1, Unit 5469 and retrofits | 625 | 1797 | Rate Constraint in lbs/MMBtu | FALSE | L | Annual | Allowances Sold NOX | Thousand Tons | 0 | 0 | 0 | 0 | 0 | 0 | 0 | 0
IL Fac. Spec. - NOX Rate Summer v3.1, Unit 5469 and retrofits | 625 | 1797 | Rate Constraint in lbs/MMBtu | FALSE | L | Annual | Allowances Banked | Thousand Tons | 0 | 0 | 0 | 0 | 0 | 0 | 0 | 0
IL Fac. Spec. - NOX Rate Summer v3.1, Unit 5469 and retrofits | 625 | 1797 | Rate Constraint in lbs/MMBtu | FALSE | L | Annual | Allowances Withdrawn (1:1) | Thousand Tons | 0 | 0 | 0 | 0 | 0 | 0 | 0 | 0
IL Fac. Spec. - NOX Rate Summer v3.1, Unit 5469 and retrofits | 625 | 1797 | Rate Constraint in lbs/MMBtu | FALSE | L | Annual | Allowances Withdrawn (n:1) | Thousand Tons | 0 | 0 | 0 | 0 | 0 | 0 | 0 | 0
IL Fac. Spec. - NOX Rate Summer v3.1, Unit 5469 and retrofits | 625 | 1797 | Rate Constraint in lbs/MMBtu | FALSE | L | Annual | Net Emissions Allowance Position | Thousand Tons | 0 | 0 | 0 | 0 | 0 | 0 | 0 | 0
IL Fac. Spec. - NOX Rate Summer v3.1, Unit 5469 and retrofits | 625 | 1797 | Rate Constraint in lbs/MMBtu | FALSE | L | Annual | Fuel Consumed | TBtu | 0 | 0 | 0 | 0 | 0 | 0 | 0 | 0
IL Fac. Spec. - NOX Rate Summer v3.1, Unit 5469 and retrofits | 625 | 1797 | Rate Constraint in lbs/MMBtu | FALSE | L | Annual | Rate | lb/MMBtu | 0 | 0 | 0 | 0 | 0 | 0 | 0 | 0
IL Fac. Spec. - NOX Rate Summer v3.1, Unit 5469 and retrofits | 625 | 1797 | Rate Constraint in lbs/MMBtu | FALSE | L | Annual | Generation | TWh | 0 | 0 | 0 | 0 | 0 | 0 | 0 | 0
IL Fac. Spec. - NOX Rate Summer v3.1, Unit 5469 and retrofits | 625 | 1797 | Rate Constraint in lbs/MMBtu | FALSE | L | Annual | Qualifying Generation | TWh | 0 | 0 | 0 | 0 | 0 | 0 | 0 | 0
IL Fac. Spec. - NOX Rate Summer v3.1, Unit 5469 and retrofits | 625 | 1797 | Rate Constraint in lbs/MMBtu | FALSE | L | Annual | Rate | lb/MWh | 0 | 0 | 0 | 0 | 0 | 0 | 0 | 0
IL Fac. Spec. - NOX Rate Summer v3.1, Unit 5469 and retrofits | 625 | 1797 | Rate Constraint in lbs/MMBtu | FALSE | L | Annual | Constraint Shadow Price | US2016$/Ton | 0 | 0 | 0 | 0 | 0 | 0 | 0 | 0
IL Fac. Spec. - NOX Rate Summer v3.1, Unit 5475 and retrofits | 626 | 1797 | Rate Constraint in lbs/MMBtu | FALSE | L | Annual | Seasons Included | Seasons | Summer | Summer | Summer | Summer | Summer | Summer | Summer | Summer
IL Fac. Spec. - NOX Rate Summer v3.1, Unit 5475 and retrofits | 626 | 1797 | Rate Constraint in lbs/MMBtu | FALSE | L | Annual | Standard NOX | lb/MMBtu | 0.25 | 0.25 | 0.25 | 0.25 | 0.25 | 0.25 | 0.25 | 0.25
IL Fac. Spec. - NOX Rate Summer v3.1, Unit 5475 and retrofits | 626 | 1797 | Rate Constraint in lbs/MMBtu | FALSE | L | Annual | Emissions at Affected Plants NOX | Thousand Tons | 0.52169 | 0.53438 | 0.53438 | 0.52472 | 0.42119 | 0.52472 | 0.52472 | 0.52472
IL Fac. Spec. - NOX Rate Summer v3.1, Unit 5475 and retrofits | 626 | 1797 | Rate Constraint in lbs/MMBtu | FALSE | L | Annual | Allowances Purchased NOX | Thousand Tons | 0 | 0 | 0 | 0 | 0 | 0 | 0 | 0
IL Fac. Spec. - NOX Rate Summer v3.1, Unit 5475 and retrofits | 626 | 1797 | Rate Constraint in lbs/MMBtu | FALSE | L | Annual | Allowances Sold NOX | Thousand Tons | 0 | 0 | 0 | 0 | 0 | 0 | 0 | 0
IL Fac. Spec. - NOX Rate Summer v3.1, Unit 5475 and retrofits | 626 | 1797 | Rate Constraint in lbs/MMBtu | FALSE | L | Annual | Allowances Banked | Thousand Tons | 0 | 0 | 0 | 0 | 0 | 0 | 0 | 0
IL Fac. Spec. - NOX Rate Summer v3.1, Unit 5475 and retrofits | 626 | 1797 | Rate Constraint in lbs/MMBtu | FALSE | L | Annual | Allowances Withdrawn (1:1) | Thousand Tons | 0 | 0 | 0 | 0 | 0 | 0 | 0 | 0
IL Fac. Spec. - NOX Rate Summer v3.1, Unit 5475 and retrofits | 626 | 1797 | Rate Constraint in lbs/MMBtu | FALSE | L | Annual | Allowances Withdrawn (n:1) | Thousand Tons | 0 | 0 | 0 | 0 | 0 | 0 | 0 | 0
IL Fac. Spec. - NOX Rate Summer v3.1, Unit 5475 and retrofits | 626 | 1797 | Rate Constraint in lbs/MMBtu | FALSE | L | Annual | Net Emissions Allowance Position | Thousand Tons | 0.52169 | 0.53438 | 0.53438 | 0.52472 | 0.42119 | 0.52472 | 0.52472 | 0.52472
IL Fac. Spec. - NOX Rate Summer v3.1, Unit 5475 and retrofits | 626 | 1797 | Rate Constraint in lbs/MMBtu | FALSE | L | Annual | Fuel Consumed | TBtu | 9.0983 | 9.3195 | 9.3195 | 9.151 | 7.3455 | 9.151 | 9.151 | 9.151
IL Fac. Spec. - NOX Rate Summer v3.1, Unit 5475 and retrofits | 626 | 1797 | Rate Constraint in lbs/MMBtu | FALSE | L | Annual | Rate | lb/MMBtu | 0.11468 | 0.11468 | 0.11468 | 0.11468 | 0.11468 | 0.11468 | 0.11468 | 0.11468
IL Fac. Spec. - NOX Rate Summer v3.1, Unit 5475 and retrofits | 626 | 1797 | Rate Constraint in lbs/MMBtu | FALSE | L | Annual | Generation | TWh | 0.81907 | 0.83899 | 0.83899 | 0.82382 | 0.66128 | 0.82382 | 0.82382 | 0.82382
IL Fac. Spec. - NOX Rate Summer v3.1, Unit 5475 and retrofits | 626 | 1797 | Rate Constraint in lbs/MMBtu | FALSE | L | Annual | Qualifying Generation | TWh | 0.81907 | 0.83899 | 0.83899 | 0.82382 | 0.66128 | 0.82382 | 0.82382 | 0.82382
IL Fac. Spec. - NOX Rate Summer v3.1, Unit 5475 and retrofits | 626 | 1797 | Rate Constraint in lbs/MMBtu | FALSE | L | Annual | Rate | lb/MWh | 1.2739 | 1.2739 | 1.2739 | 1.2739 | 1.2739 | 1.2739 | 1.2739 | 1.2739
IL Fac. Spec. - NOX Rate Summer v3.1, Unit 5475 and retrofits | 626 | 1797 | Rate Constraint in lbs/MMBtu | FALSE | L | Annual | Constraint Shadow Price | US2016$/Ton | 0 | 0 | 0 | 0 | 0 | 0 | 0 | 0
IL Fac. Spec. - NOX Rate Summer v3.1, Unit 5476 and retrofits | 627 | 1797 | Rate Constraint in lbs/MMBtu | FALSE | L | Annual | Seasons Included | Seasons | Summer | Summer | Summer | Summer | Summer | Summer | Summer | Summer
IL Fac. Spec. - NOX Rate Summer v3.1, Unit 5476 and retrofits | 627 | 1797 | Rate Constraint in lbs/MMBtu | FALSE | L | Annual | Standard NOX | lb/MMBtu | 0.25 | 0.25 | 0.25 | 0.25 | 0.25 | 0.25 | 0.25 | 0.25
IL Fac. Spec. - NOX Rate Summer v3.1, Unit 5476 and retrofits | 627 | 1797 | Rate Constraint in lbs/MMBtu | FALSE | L | Annual | Emissions at Affected Plants NOX | Thousand Tons | 0.44891 | 0.45982 | 0.45982 | 0.45193 | 0.36738 | 0.45193 | 0.45193 | 0.45193
IL Fac. Spec. - NOX Rate Summer v3.1, Unit 5476 and retrofits | 627 | 1797 | Rate Constraint in lbs/MMBtu | FALSE | L | Annual | Allowances Purchased NOX | Thousand Tons | 0 | 0 | 0 | 0 | 0 | 0 | 0 | 0
IL Fac. Spec. - NOX Rate Summer v3.1, Unit 5476 and retrofits | 627 | 1797 | Rate Constraint in lbs/MMBtu | FALSE | L | Annual | Allowances Sold NOX | Thousand Tons | 0 | 0 | 0 | 0 | 0 | 0 | 0 | 0
IL Fac. Spec. - NOX Rate Summer v3.1, Unit 5476 and retrofits | 627 | 1797 | Rate Constraint in lbs/MMBtu | FALSE | L | Annual | Allowances Banked | Thousand Tons | 0 | 0 | 0 | 0 | 0 | 0 | 0 | 0
IL Fac. Spec. - NOX Rate Summer v3.1, Unit 5476 and retrofits | 627 | 1797 | Rate Constraint in lbs/MMBtu | FALSE | L | Annual | Allowances Withdrawn (1:1) | Thousand Tons | 0 | 0 | 0 | 0 | 0 | 0 | 0 | 0
IL Fac. Spec. - NOX Rate Summer v3.1, Unit 5476 and retrofits | 627 | 1797 | Rate Constraint in lbs/MMBtu | FALSE | L | Annual | Allowances Withdrawn (n:1) | Thousand Tons | 0 | 0 | 0 | 0 | 0 | 0 | 0 | 0
IL Fac. Spec. - NOX Rate Summer v3.1, Unit 5476 and retrofits | 627 | 1797 | Rate Constraint in lbs/MMBtu | FALSE | L | Annual | Net Emissions Allowance Position | Thousand Tons | 0.44891 | 0.45982 | 0.45982 | 0.45193 | 0.36738 | 0.45193 | 0.45193 | 0.45193
IL Fac. Spec. - NOX Rate Summer v3.1, Unit 5476 and retrofits | 627 | 1797 | Rate Constraint in lbs/MMBtu | FALSE | L | Annual | Fuel Consumed | TBtu | 9.2396 | 9.4642 | 9.4642 | 9.3019 | 7.5615 | 9.3019 | 9.3019 | 9.3019
IL Fac. Spec. - NOX Rate Summer v3.1, Unit 5476 and retrofits | 627 | 1797 | Rate Constraint in lbs/MMBtu | FALSE | L | Annual | Rate | lb/MMBtu | 0.09717 | 0.09717 | 0.09717 | 0.09717 | 0.09717 | 0.09717 | 0.09717 | 0.09717
IL Fac. Spec. - NOX Rate Summer v3.1, Unit 5476 and retrofits | 627 | 1797 | Rate Constraint in lbs/MMBtu | FALSE | L | Annual | Generation | TWh | 0.8321 | 0.85233 | 0.85233 | 0.83771 | 0.68097 | 0.83771 | 0.83771 | 0.83771
IL Fac. Spec. - NOX Rate Summer v3.1, Unit 5476 and retrofits | 627 | 1797 | Rate Constraint in lbs/MMBtu | FALSE | L | Annual | Qualifying Generation | TWh | 0.8321 | 0.85233 | 0.85233 | 0.83771 | 0.68097 | 0.83771 | 0.83771 | 0.83771
IL Fac. Spec. - NOX Rate Summer v3.1, Unit 5476 and retrofits | 627 | 1797 | Rate Constraint in lbs/MMBtu | FALSE | L | Annual | Rate | lb/MWh | 1.079 | 1.079 | 1.079 | 1.079 | 1.079 | 1.079 | 1.079 | 1.079
IL Fac. Spec. - NOX Rate Summer v3.1, Unit 5476 and retrofits | 627 | 1797 | Rate Constraint in lbs/MMBtu | FALSE | L | Annual | Constraint Shadow Price | US2016$/Ton | 0 | 0 | 0 | 0 | 0 | 0 | 0 | 0
IL Fac. Spec. - NOX Rate Summer v3.1, Unit 5477 and retrofits | 628 | 1797 | Rate Constraint in lbs/MMBtu | FALSE | L | Annual | Seasons Included | Seasons | Summer | Summer | Summer | Summer | Summer | Summer | Summer | Summer
IL Fac. Spec. - NOX Rate Summer v3.1, Unit 5477 and retrofits | 628 | 1797 | Rate Constraint in lbs/MMBtu | FALSE | L | Annual | Standard NOX | lb/MMBtu | 0.25 | 0.25 | 0.25 | 0.25 | 0.25 | 0.25 | 0.25 | 0.25
IL Fac. Spec. - NOX Rate Summer v3.1, Unit 5477 and retrofits | 628 | 1797 | Rate Constraint in lbs/MMBtu | FALSE | L | Annual | Emissions at Affected Plants NOX | Thousand Tons | 0.52967 | 0.54254 | 0.54254 | 0.53324 | 0.43347 | 0.53324 | 0.53324 | 0.53324
IL Fac. Spec. - NOX Rate Summer v3.1, Unit 5477 and retrofits | 628 | 1797 | Rate Constraint in lbs/MMBtu | FALSE | L | Annual | Allowances Purchased NOX | Thousand Tons | 0 | 0 | 0 | 0 | 0 | 0 | 0 | 0
IL Fac. Spec. - NOX Rate Summer v3.1, Unit 5477 and retrofits | 628 | 1797 | Rate Constraint in lbs/MMBtu | FALSE | L | Annual | Allowances Sold NOX | Thousand Tons | 0 | 0 | 0 | 0 | 0 | 0 | 0 | 0
IL Fac. Spec. - NOX Rate Summer v3.1, Unit 5477 and retrofits | 628 | 1797 | Rate Constraint in lbs/MMBtu | FALSE | L | Annual | Allowances Banked | Thousand Tons | 0 | 0 | 0 | 0 | 0 | 0 | 0 | 0
IL Fac. Spec. - NOX Rate Summer v3.1, Unit 5477 and retrofits | 628 | 1797 | Rate Constraint in lbs/MMBtu | FALSE | L | Annual | Allowances Withdrawn (1:1) | Thousand Tons | 0 | 0 | 0 | 0 | 0 | 0 | 0 | 0
IL Fac. Spec. - NOX Rate Summer v3.1, Unit 5477 and retrofits | 628 | 1797 | Rate Constraint in lbs/MMBtu | FALSE | L | Annual | Allowances Withdrawn (n:1) | Thousand Tons | 0 | 0 | 0 | 0 | 0 | 0 | 0 | 0
IL Fac. Spec. - NOX Rate Summer v3.1, Unit 5477 and retrofits | 628 | 1797 | Rate Constraint in lbs/MMBtu | FALSE | L | Annual | Net Emissions Allowance Position | Thousand Tons | 0.52967 | 0.54254 | 0.54254 | 0.53324 | 0.43347 | 0.53324 | 0.53324 | 0.53324
IL Fac. Spec. - NOX Rate Summer v3.1, Unit 5477 and retrofits | 628 | 1797 | Rate Constraint in lbs/MMBtu | FALSE | L | Annual | Fuel Consumed | TBtu | 9.2429 | 9.4677 | 9.4677 | 9.3052 | 7.5642 | 9.3052 | 9.3052 | 9.3052
IL Fac. Spec. - NOX Rate Summer v3.1, Unit 5477 and retrofits | 628 | 1797 | Rate Constraint in lbs/MMBtu | FALSE | L | Annual | Rate | lb/MMBtu | 0.11461 | 0.11461 | 0.11461 | 0.11461 | 0.11461 | 0.11461 | 0.11461 | 0.11461
IL Fac. Spec. - NOX Rate Summer v3.1, Unit 5477 and retrofits | 628 | 1797 | Rate Constraint in lbs/MMBtu | FALSE | L | Annual | Generation | TWh | 0.8321 | 0.85233 | 0.85233 | 0.83771 | 0.68097 | 0.83771 | 0.83771 | 0.83771
IL Fac. Spec. - NOX Rate Summer v3.1, Unit 5477 and retrofits | 628 | 1797 | Rate Constraint in lbs/MMBtu | FALSE | L | Annual | Qualifying Generation | TWh | 0.8321 | 0.85233 | 0.85233 | 0.83771 | 0.68097 | 0.83771 | 0.83771 | 0.83771
IL Fac. Spec. - NOX Rate Summer v3.1, Unit 5477 and retrofits | 628 | 1797 | Rate Constraint in lbs/MMBtu | FALSE | L | Annual | Rate | lb/MWh | 1.2731 | 1.2731 | 1.2731 | 1.2731 | 1.2731 | 1.2731 | 1.2731 | 1.2731
IL Fac. Spec. - NOX Rate Summer v3.1, Unit 5477 and retrofits | 628 | 1797 | Rate Constraint in lbs/MMBtu | FALSE | L | Annual | Constraint Shadow Price | US2016$/Ton | 0 | 0 | 0 | 0 | 0 | 0 | 0 | 0
IL Fac. Spec. - NOX Rate Summer v3.1, Unit 5478 and retrofits | 629 | 1797 | Rate Constraint in lbs/MMBtu | FALSE | L | Annual | Seasons Included | Seasons | Summer | Summer | Summer | Summer | Summer | Summer | Summer | Summer
IL Fac. Spec. - NOX Rate Summer v3.1, Unit 5478 and retrofits | 629 | 1797 | Rate Constraint in lbs/MMBtu | FALSE | L | Annual | Standard NOX | lb/MMBtu | 0.25 | 0.25 | 0.25 | 0.25 | 0.25 | 0.25 | 0.25 | 0.25
IL Fac. Spec. - NOX Rate Summer v3.1, Unit 5478 and retrofits | 629 | 1797 | Rate Constraint in lbs/MMBtu | FALSE | L | Annual | Emissions at Affected Plants NOX | Thousand Tons | 0.45413 | 0.49422 | 0.46517 | 0.45719 | 0.37165 | 0.45719 | 0.45719 | 0.45719
IL Fac. Spec. - NOX Rate Summer v3.1, Unit 5478 and retrofits | 629 | 1797 | Rate Constraint in lbs/MMBtu | FALSE | L | Annual | Allowances Purchased NOX | Thousand Tons | 0 | 0 | 0 | 0 | 0 | 0 | 0 | 0
IL Fac. Spec. - NOX Rate Summer v3.1, Unit 5478 and retrofits | 629 | 1797 | Rate Constraint in lbs/MMBtu | FALSE | L | Annual | Allowances Sold NOX | Thousand Tons | 0 | 0 | 0 | 0 | 0 | 0 | 0 | 0
IL Fac. Spec. - NOX Rate Summer v3.1, Unit 5478 and retrofits | 629 | 1797 | Rate Constraint in lbs/MMBtu | FALSE | L | Annual | Allowances Banked | Thousand Tons | 0 | 0 | 0 | 0 | 0 | 0 | 0 | 0
IL Fac. Spec. - NOX Rate Summer v3.1, Unit 5478 and retrofits | 629 | 1797 | Rate Constraint in lbs/MMBtu | FALSE | L | Annual | Allowances Withdrawn (1:1) | Thousand Tons | 0 | 0 | 0 | 0 | 0 | 0 | 0 | 0
IL Fac. Spec. - NOX Rate Summer v3.1, Unit 5478 and retrofits | 629 | 1797 | Rate Constraint in lbs/MMBtu | FALSE | L | Annual | Allowances Withdrawn (n:1) | Thousand Tons | 0 | 0 | 0 | 0 | 0 | 0 | 0 | 0
IL Fac. Spec. - NOX Rate Summer v3.1, Unit 5478 and retrofits | 629 | 1797 | Rate Constraint in lbs/MMBtu | FALSE | L | Annual | Net Emissions Allowance Position | Thousand Tons | 0.45413 | 0.49422 | 0.46517 | 0.45719 | 0.37165 | 0.45719 | 0.45719 | 0.45719
IL Fac. Spec. - NOX Rate Summer v3.1, Unit 5478 and retrofits | 629 | 1797 | Rate Constraint in lbs/MMBtu | FALSE | L | Annual | Fuel Consumed | TBtu | 9.2396 | 10.0553 | 9.4642 | 9.3019 | 7.5615 | 9.3019 | 9.3019 | 9.3019
IL Fac. Spec. - NOX Rate Summer v3.1, Unit 5478 and retrofits | 629 | 1797 | Rate Constraint in lbs/MMBtu | FALSE | L | Annual | Rate | lb/MMBtu | 0.0983 | 0.0983 | 0.0983 | 0.0983 | 0.0983 | 0.0983 | 0.0983 | 0.0983
IL Fac. Spec. - NOX Rate Summer v3.1, Unit 5478 and retrofits | 629 | 1797 | Rate Constraint in lbs/MMBtu | FALSE | L | Annual | Generation | TWh | 0.8321 | 0.90555 | 0.85233 | 0.83771 | 0.68097 | 0.83771 | 0.83771 | 0.83771
IL Fac. Spec. - NOX Rate Summer v3.1, Unit 5478 and retrofits | 629 | 1797 | Rate Constraint in lbs/MMBtu | FALSE | L | Annual | Qualifying Generation | TWh | 0.8321 | 0.90555 | 0.85233 | 0.83771 | 0.68097 | 0.83771 | 0.83771 | 0.83771
IL Fac. Spec. - NOX Rate Summer v3.1, Unit 5478 and retrofits | 629 | 1797 | Rate Constraint in lbs/MMBtu | FALSE | L | Annual | Rate | lb/MWh | 1.0915 | 1.0915 | 1.0915 | 1.0915 | 1.0915 | 1.0915 | 1.0915 | 1.0915
IL Fac. Spec. - NOX Rate Summer v3.1, Unit 5478 and retrofits | 629 | 1797 | Rate Constraint in lbs/MMBtu | FALSE | L | Annual | Constraint Shadow Price | US2016$/Ton | 0 | 0 | 0 | 0 | 0 | 0 | 0 | 0
IL Fac. Spec. - NOX Rate Summer v3.1, Unit 5483 and retrofits | 630 | 1797 | Rate Constraint in lbs/MMBtu | FALSE | L | Annual | Seasons Included | Seasons | Summer | Summer | Summer | Summer | Summer | Summer | Summer | Summer
IL Fac. Spec. - NOX Rate Summer v3.1, Unit 5483 and retrofits | 630 | 1797 | Rate Constraint in lbs/MMBtu | FALSE | L | Annual | Standard NOX | lb/MMBtu | 0.25 | 0.25 | 0.25 | 0.25 | 0.25 | 0.25 | 0.25 | 0.25
IL Fac. Spec. - NOX Rate Summer v3.1, Unit 5483 and retrofits | 630 | 1797 | Rate Constraint in lbs/MMBtu | FALSE | L | Annual | Emissions at Affected Plants NOX | Thousand Tons | 0 | 0 | 0 | 0 | 0 | 0 | 0 | 0
IL Fac. Spec. - NOX Rate Summer v3.1, Unit 5483 and retrofits | 630 | 1797 | Rate Constraint in lbs/MMBtu | FALSE | L | Annual | Allowances Purchased NOX | Thousand Tons | 0 | 0 | 0 | 0 | 0 | 0 | 0 | 0
IL Fac. Spec. - NOX Rate Summer v3.1, Unit 5483 and retrofits | 630 | 1797 | Rate Constraint in lbs/MMBtu | FALSE | L | Annual | Allowances Sold NOX | Thousand Tons | 0 | 0 | 0 | 0 | 0 | 0 | 0 | 0
IL Fac. Spec. - NOX Rate Summer v3.1, Unit 5483 and retrofits | 630 | 1797 | Rate Constraint in lbs/MMBtu | FALSE | L | Annual | Allowances Banked | Thousand Tons | 0 | 0 | 0 | 0 | 0 | 0 | 0 | 0
IL Fac. Spec. - NOX Rate Summer v3.1, Unit 5483 and retrofits | 630 | 1797 | Rate Constraint in lbs/MMBtu | FALSE | L | Annual | Allowances Withdrawn (1:1) | Thousand Tons | 0 | 0 | 0 | 0 | 0 | 0 | 0 | 0
IL Fac. Spec. - NOX Rate Summer v3.1, Unit 5483 and retrofits | 630 | 1797 | Rate Constraint in lbs/MMBtu | FALSE | L | Annual | Allowances Withdrawn (n:1) | Thousand Tons | 0 | 0 | 0 | 0 | 0 | 0 | 0 | 0
IL Fac. Spec. - NOX Rate Summer v3.1, Unit 5483 and retrofits | 630 | 1797 | Rate Constraint in lbs/MMBtu | FALSE | L | Annual | Net Emissions Allowance Position | Thousand Tons | 0 | 0 | 0 | 0 | 0 | 0 | 0 | 0
IL Fac. Spec. - NOX Rate Summer v3.1, Unit 5483 and retrofits | 630 | 1797 | Rate Constraint in lbs/MMBtu | FALSE | L | Annual | Fuel Consumed | TBtu | 0 | 0 | 0 | 0 | 0 | 0 | 0 | 0
IL Fac. Spec. - NOX Rate Summer v3.1, Unit 5483 and retrofits | 630 | 1797 | Rate Constraint in lbs/MMBtu | FALSE | L | Annual | Rate | lb/MMBtu | 0 | 0 | 0 | 0 | 0 | 0 | 0 | 0
IL Fac. Spec. - NOX Rate Summer v3.1, Unit 5483 and retrofits | 630 | 1797 | Rate Constraint in lbs/MMBtu | FALSE | L | Annual | Generation | TWh | 0 | 0 | 0 | 0 | 0 | 0 | 0 | 0
IL Fac. Spec. - NOX Rate Summer v3.1, Unit 5483 and retrofits | 630 | 1797 | Rate Constraint in lbs/MMBtu | FALSE | L | Annual | Qualifying Generation | TWh | 0 | 0 | 0 | 0 | 0 | 0 | 0 | 0
IL Fac. Spec. - NOX Rate Summer v3.1, Unit 5483 and retrofits | 630 | 1797 | Rate Constraint in lbs/MMBtu | FALSE | L | Annual | Rate | lb/MWh | 0 | 0 | 0 | 0 | 0 | 0 | 0 | 0
IL Fac. Spec. - NOX Rate Summer v3.1, Unit 5483 and retrofits | 630 | 1797 | Rate Constraint in lbs/MMBtu | FALSE | L | Annual | Constraint Shadow Price | US2016$/Ton | 0 | 0 | 0 | 0 | 0 | 0 | 0 | 0
IL Fac. Spec. - NOX Rate Summer v3.1, Unit 5484 and retrofits | 631 | 1797 | Rate Constraint in lbs/MMBtu | FALSE | L | Annual | Seasons Included | Seasons | Summer | Summer | Summer | Summer | Summer | Summer | Summer | Summer
IL Fac. Spec. - NOX Rate Summer v3.1, Unit 5484 and retrofits | 631 | 1797 | Rate Constraint in lbs/MMBtu | FALSE | L | Annual | Standard NOX | lb/MMBtu | 0.25 | 0.25 | 0.25 | 0.25 | 0.25 | 0.25 | 0.25 | 0.25
IL Fac. Spec. - NOX Rate Summer v3.1, Unit 5484 and retrofits | 631 | 1797 | Rate Constraint in lbs/MMBtu | FALSE | L | Annual | Emissions at Affected Plants NOX | Thousand Tons | 0.41212 | 0.47013 | 0.41212 | 0.40165 | 0.40165 | 0.40165 | 0 | 0
IL Fac. Spec. - NOX Rate Summer v3.1, Unit 5484 and retrofits | 631 | 1797 | Rate Constraint in lbs/MMBtu | FALSE | L | Annual | Allowances Purchased NOX | Thousand Tons | 0 | 0 | 0 | 0 | 0 | 0 | 0 | 0
IL Fac. Spec. - NOX Rate Summer v3.1, Unit 5484 and retrofits | 631 | 1797 | Rate Constraint in lbs/MMBtu | FALSE | L | Annual | Allowances Sold NOX | Thousand Tons | 0 | 0 | 0 | 0 | 0 | 0 | 0 | 0
IL Fac. Spec. - NOX Rate Summer v3.1, Unit 5484 and retrofits | 631 | 1797 | Rate Constraint in lbs/MMBtu | FALSE | L | Annual | Allowances Banked | Thousand Tons | 0 | 0 | 0 | 0 | 0 | 0 | 0 | 0
IL Fac. Spec. - NOX Rate Summer v3.1, Unit 5484 and retrofits | 631 | 1797 | Rate Constraint in lbs/MMBtu | FALSE | L | Annual | Allowances Withdrawn (1:1) | Thousand Tons | 0 | 0 | 0 | 0 | 0 | 0 | 0 | 0
IL Fac. Spec. - NOX Rate Summer v3.1, Unit 5484 and retrofits | 631 | 1797 | Rate Constraint in lbs/MMBtu | FALSE | L | Annual | Allowances Withdrawn (n:1) | Thousand Tons | 0 | 0 | 0 | 0 | 0 | 0 | 0 | 0
IL Fac. Spec. - NOX Rate Summer v3.1, Unit 5484 and retrofits | 631 | 1797 | Rate Constraint in lbs/MMBtu | FALSE | L | Annual | Net Emissions Allowance Position | Thousand Tons | 0.41212 | 0.47013 | 0.41212 | 0.40165 | 0.40165 | 0.40165 | 0 | 0
IL Fac. Spec. - NOX Rate Summer v3.1, Unit 5484 and retrofits | 631 | 1797 | Rate Constraint in lbs/MMBtu | FALSE | L | Annual | Fuel Consumed | TBtu | 7.6333 | 8.7076 | 7.6333 | 7.4393 | 7.4393 | 7.4393 | 0 | 0
IL Fac. Spec. - NOX Rate Summer v3.1, Unit 5484 and retrofits | 631 | 1797 | Rate Constraint in lbs/MMBtu | FALSE | L | Annual | Rate | lb/MMBtu | 0.10798 | 0.10798 | 0.10798 | 0.10798 | 0.10798 | 0.10798 | 0 | 0
IL Fac. Spec. - NOX Rate Summer v3.1, Unit 5484 and retrofits | 631 | 1797 | Rate Constraint in lbs/MMBtu | FALSE | L | Annual | Generation | TWh | 0.70095 | 0.7996 | 0.70095 | 0.68313 | 0.68313 | 0.68313 | 0 | 0
IL Fac. Spec. - NOX Rate Summer v3.1, Unit 5484 and retrofits | 631 | 1797 | Rate Constraint in lbs/MMBtu | FALSE | L | Annual | Qualifying Generation | TWh | 0.70095 | 0.7996 | 0.70095 | 0.68313 | 0.68313 | 0.68313 | 0 | 0
IL Fac. Spec. - NOX Rate Summer v3.1, Unit 5484 and retrofits | 631 | 1797 | Rate Constraint in lbs/MMBtu | FALSE | L | Annual | Rate | lb/MWh | 1.1759 | 1.1759 | 1.1759 | 1.1759 | 1.1759 | 1.1759 | 0 | 0
IL Fac. Spec. - NOX Rate Summer v3.1, Unit 5484 and retrofits | 631 | 1797 | Rate Constraint in lbs/MMBtu | FALSE | L | Annual | Constraint Shadow Price | US2016$/Ton | 0 | 0 | 0 | 0 | 0 | 0 | 0 | 0
IL Fac. Spec. - NOX Rate Summer v3.1, Unit 5644 and retrofits | 632 | 1797 | Rate Constraint in lbs/MMBtu | FALSE | L | Annual | Seasons Included | Seasons | Summer | Summer | Summer | Summer | Summer | Summer | Summer | Summer
IL Fac. Spec. - NOX Rate Summer v3.1, Unit 5644 and retrofits | 632 | 1797 | Rate Constraint in lbs/MMBtu | FALSE | L | Annual | Standard NOX | lb/MMBtu | 0.25 | 0.25 | 0.25 | 0.25 | 0.25 | 0.25 | 0.25 | 0.25
IL Fac. Spec. - NOX Rate Summer v3.1, Unit 5644 and retrofits | 632 | 1797 | Rate Constraint in lbs/MMBtu | FALSE | L | Annual | Emissions at Affected Plants NOX | Thousand Tons | 0.88749 | 0.88749 | 0.88749 | 0.88749 | 0.88749 | 0.88749 | 0.88749 | 0.87955
IL Fac. Spec. - NOX Rate Summer v3.1, Unit 5644 and retrofits | 632 | 1797 | Rate Constraint in lbs/MMBtu | FALSE | L | Annual | Allowances Purchased NOX | Thousand Tons | 0 | 0 | 0 | 0 | 0 | 0 | 0 | 0
IL Fac. Spec. - NOX Rate Summer v3.1, Unit 5644 and retrofits | 632 | 1797 | Rate Constraint in lbs/MMBtu | FALSE | L | Annual | Allowances Sold NOX | Thousand Tons | 0 | 0 | 0 | 0 | 0 | 0 | 0 | 0
IL Fac. Spec. - NOX Rate Summer v3.1, Unit 5644 and retrofits | 632 | 1797 | Rate Constraint in lbs/MMBtu | FALSE | L | Annual | Allowances Banked | Thousand Tons | 0 | 0 | 0 | 0 | 0 | 0 | 0 | 0
IL Fac. Spec. - NOX Rate Summer v3.1, Unit 5644 and retrofits | 632 | 1797 | Rate Constraint in lbs/MMBtu | FALSE | L | Annual | Allowances Withdrawn (1:1) | Thousand Tons | 0 | 0 | 0 | 0 | 0 | 0 | 0 | 0
IL Fac. Spec. - NOX Rate Summer v3.1, Unit 5644 and retrofits | 632 | 1797 | Rate Constraint in lbs/MMBtu | FALSE | L | Annual | Allowances Withdrawn (n:1) | Thousand Tons | 0 | 0 | 0 | 0 | 0 | 0 | 0 | 0
IL Fac. Spec. - NOX Rate Summer v3.1, Unit 5644 and retrofits | 632 | 1797 | Rate Constraint in lbs/MMBtu | FALSE | L | Annual | Net Emissions Allowance Position | Thousand Tons | 0.88749 | 0.88749 | 0.88749 | 0.88749 | 0.88749 | 0.88749 | 0.88749 | 0.87955
IL Fac. Spec. - NOX Rate Summer v3.1, Unit 5644 and retrofits | 632 | 1797 | Rate Constraint in lbs/MMBtu | FALSE | L | Annual | Fuel Consumed | TBtu | 20.4401 | 20.4401 | 20.4401 | 20.4401 | 20.4401 | 20.4401 | 20.4401 | 20.2572
IL Fac. Spec. - NOX Rate Summer v3.1, Unit 5644 and retrofits | 632 | 1797 | Rate Constraint in lbs/MMBtu | FALSE | L | Annual | Rate | lb/MMBtu | 0.086838 | 0.086838 | 0.086838 | 0.086838 | 0.086838 | 0.086838 | 0.086838 | 0.086838
IL Fac. Spec. - NOX Rate Summer v3.1, Unit 5644 and retrofits | 632 | 1797 | Rate Constraint in lbs/MMBtu | FALSE | L | Annual | Generation | TWh | 1.7907 | 1.7907 | 1.7907 | 1.7907 | 1.7907 | 1.7907 | 1.7907 | 1.7747
IL Fac. Spec. - NOX Rate Summer v3.1, Unit 5644 and retrofits | 632 | 1797 | Rate Constraint in lbs/MMBtu | FALSE | L | Annual | Qualifying Generation | TWh | 1.7907 | 1.7907 | 1.7907 | 1.7907 | 1.7907 | 1.7907 | 1.7907 | 1.7747
IL Fac. Spec. - NOX Rate Summer v3.1, Unit 5644 and retrofits | 632 | 1797 | Rate Constraint in lbs/MMBtu | FALSE | L | Annual | Rate | lb/MWh | 0.99122 | 0.99122 | 0.99122 | 0.99122 | 0.99122 | 0.99122 | 0.99122 | 0.99122
IL Fac. Spec. - NOX Rate Summer v3.1, Unit 5644 and retrofits | 632 | 1797 | Rate Constraint in lbs/MMBtu | FALSE | L | Annual | Constraint Shadow Price | US2016$/Ton | 0 | 0 | 0 | 0 | 0 | 0 | 0 | 0
IL Fac. Spec. - NOX Rate Summer v3.1, Unit 5645 and retrofits | 633 | 1797 | Rate Constraint in lbs/MMBtu | FALSE | L | Annual | Seasons Included | Seasons | Summer | Summer | Summer | Summer | Summer | Summer | Summer | Summer
IL Fac. Spec. - NOX Rate Summer v3.1, Unit 5645 and retrofits | 633 | 1797 | Rate Constraint in lbs/MMBtu | FALSE | L | Annual | Standard NOX | lb/MMBtu | 0.25 | 0.25 | 0.25 | 0.25 | 0.25 | 0.25 | 0.25 | 0.25
IL Fac. Spec. - NOX Rate Summer v3.1, Unit 5645 and retrofits | 633 | 1797 | Rate Constraint in lbs/MMBtu | FALSE | L | Annual | Emissions at Affected Plants NOX | Thousand Tons | 0.41312 | 0.41312 | 0.41312 | 0.41312 | 0.35264 | 0.41312 | 0.41312 | 0.37473
IL Fac. Spec. - NOX Rate Summer v3.1, Unit 5645 and retrofits | 633 | 1797 | Rate Constraint in lbs/MMBtu | FALSE | L | Annual | Allowances Purchased NOX | Thousand Tons | 0 | 0 | 0 | 0 | 0 | 0 | 0 | 0
IL Fac. Spec. - NOX Rate Summer v3.1, Unit 5645 and retrofits | 633 | 1797 | Rate Constraint in lbs/MMBtu | FALSE | L | Annual | Allowances Sold NOX | Thousand Tons | 0 | 0 | 0 | 0 | 0 | 0 | 0 | 0
IL Fac. Spec. - NOX Rate Summer v3.1, Unit 5645 and retrofits | 633 | 1797 | Rate Constraint in lbs/MMBtu | FALSE | L | Annual | Allowances Banked | Thousand Tons | 0 | 0 | 0 | 0 | 0 | 0 | 0 | 0
IL Fac. Spec. - NOX Rate Summer v3.1, Unit 5645 and retrofits | 633 | 1797 | Rate Constraint in lbs/MMBtu | FALSE | L | Annual | Allowances Withdrawn (1:1) | Thousand Tons | 0 | 0 | 0 | 0 | 0 | 0 | 0 | 0
IL Fac. Spec. - NOX Rate Summer v3.1, Unit 5645 and retrofits | 633 | 1797 | Rate Constraint in lbs/MMBtu | FALSE | L | Annual | Allowances Withdrawn (n:1) | Thousand Tons | 0 | 0 | 0 | 0 | 0 | 0 | 0 | 0
IL Fac. Spec. - NOX Rate Summer v3.1, Unit 5645 and retrofits | 633 | 1797 | Rate Constraint in lbs/MMBtu | FALSE | L | Annual | Net Emissions Allowance Position | Thousand Tons | 0.41312 | 0.41312 | 0.41312 | 0.41312 | 0.35264 | 0.41312 | 0.41312 | 0.37473
IL Fac. Spec. - NOX Rate Summer v3.1, Unit 5645 and retrofits | 633 | 1797 | Rate Constraint in lbs/MMBtu | FALSE | L | Annual | Fuel Consumed | TBtu | 12.3776 | 12.3776 | 12.3776 | 12.3776 | 10.5655 | 12.3776 | 12.3776 | 11.2275
IL Fac. Spec. - NOX Rate Summer v3.1, Unit 5645 and retrofits | 633 | 1797 | Rate Constraint in lbs/MMBtu | FALSE | L | Annual | Rate | lb/MMBtu | 0.066752 | 0.066752 | 0.066752 | 0.066752 | 0.066752 | 0.066752 | 0.066752 | 0.066752
IL Fac. Spec. - NOX Rate Summer v3.1, Unit 5645 and retrofits | 633 | 1797 | Rate Constraint in lbs/MMBtu | FALSE | L | Annual | Generation | TWh | 1.042 | 1.042 | 1.042 | 1.042 | 0.88945 | 1.042 | 1.042 | 0.94518
IL Fac. Spec. - NOX Rate Summer v3.1, Unit 5645 and retrofits | 633 | 1797 | Rate Constraint in lbs/MMBtu | FALSE | L | Annual | Qualifying Generation | TWh | 1.042 | 1.042 | 1.042 | 1.042 | 0.88945 | 1.042 | 1.042 | 0.94518
IL Fac. Spec. - NOX Rate Summer v3.1, Unit 5645 and retrofits | 633 | 1797 | Rate Constraint in lbs/MMBtu | FALSE | L | Annual | Rate | lb/MWh | 0.79293 | 0.79293 | 0.79293 | 0.79293 | 0.79293 | 0.79293 | 0.79293 | 0.79293
IL Fac. Spec. - NOX Rate Summer v3.1, Unit 5645 and retrofits | 633 | 1797 | Rate Constraint in lbs/MMBtu | FALSE | L | Annual | Constraint Shadow Price | US2016$/Ton | 0 | 0 | 0 | 0 | 0 | 0 | 0 | 0
IL Fac. Spec. - NOX Rate Summer v3.1, Unit 5646 and retrofits | 634 | 1797 | Rate Constraint in lbs/MMBtu | FALSE | L | Annual | Seasons Included | Seasons | Summer | Summer | Summer | Summer | Summer | Summer | Summer | Summer
IL Fac. Spec. - NOX Rate Summer v3.1, Unit 5646 and retrofits | 634 | 1797 | Rate Constraint in lbs/MMBtu | FALSE | L | Annual | Standard NOX | lb/MMBtu | 0.25 | 0.25 | 0.25 | 0.25 | 0.25 | 0.25 | 0.25 | 0.25
IL Fac. Spec. - NOX Rate Summer v3.1, Unit 5646 and retrofits | 634 | 1797 | Rate Constraint in lbs/MMBtu | FALSE | L | Annual | Emissions at Affected Plants NOX | Thousand Tons | 0.99689 | 0.99689 | 0.99689 | 0.99689 | 0.99689 | 0.99689 | 0.99689 | 0.99689
IL Fac. Spec. - NOX Rate Summer v3.1, Unit 5646 and retrofits | 634 | 1797 | Rate Constraint in lbs/MMBtu | FALSE | L | Annual | Allowances Purchased NOX | Thousand Tons | 0 | 0 | 0 | 0 | 0 | 0 | 0 | 0
IL Fac. Spec. - NOX Rate Summer v3.1, Unit 5646 and retrofits | 634 | 1797 | Rate Constraint in lbs/MMBtu | FALSE | L | Annual | Allowances Sold NOX | Thousand Tons | 0 | 0 | 0 | 0 | 0 | 0 | 0 | 0
IL Fac. Spec. - NOX Rate Summer v3.1, Unit 5646 and retrofits | 634 | 1797 | Rate Constraint in lbs/MMBtu | FALSE | L | Annual | Allowances Banked | Thousand Tons | 0 | 0 | 0 | 0 | 0 | 0 | 0 | 0
IL Fac. Spec. - NOX Rate Summer v3.1, Unit 5646 and retrofits | 634 | 1797 | Rate Constraint in lbs/MMBtu | FALSE | L | Annual | Allowances Withdrawn (1:1) | Thousand Tons | 0 | 0 | 0 | 0 | 0 | 0 | 0 | 0
IL Fac. Spec. - NOX Rate Summer v3.1, Unit 5646 and retrofits | 634 | 1797 | Rate Constraint in lbs/MMBtu | FALSE | L | Annual | Allowances Withdrawn (n:1) | Thousand Tons | 0 | 0 | 0 | 0 | 0 | 0 | 0 | 0
IL Fac. Spec. - NOX Rate Summer v3.1, Unit 5646 and retrofits | 634 | 1797 | Rate Constraint in lbs/MMBtu | FALSE | L | Annual | Net Emissions Allowance Position | Thousand Tons | 0.99689 | 0.99689 | 0.99689 | 0.99689 | 0.99689 | 0.99689 | 0.99689 | 0.99689
IL Fac. Spec. - NOX Rate Summer v3.1, Unit 5646 and retrofits | 634 | 1797 | Rate Constraint in lbs/MMBtu | FALSE | L | Annual | Fuel Consumed | TBtu | 13.4779 | 13.4779 | 13.4779 | 13.4779 | 13.4779 | 13.4779 | 14.1518 | 14.1518
IL Fac. Spec. - NOX Rate Summer v3.1, Unit 5646 and retrofits | 634 | 1797 | Rate Constraint in lbs/MMBtu | FALSE | L | Annual | Rate | lb/MMBtu | 0.14793 | 0.14793 | 0.14793 | 0.14793 | 0.14793 | 0.14793 | 0.14089 | 0.14089
IL Fac. Spec. - NOX Rate Summer v3.1, Unit 5646 and retrofits | 634 | 1797 | Rate Constraint in lbs/MMBtu | FALSE | L | Annual | Generation | TWh | 1.2995 | 1.2995 | 1.2995 | 1.2995 | 1.2995 | 1.2995 | 1.2995 | 1.2995
IL Fac. Spec. - NOX Rate Summer v3.1, Unit 5646 and retrofits | 634 | 1797 | Rate Constraint in lbs/MMBtu | FALSE | L | Annual | Qualifying Generation | TWh | 1.2995 | 1.2995 | 1.2995 | 1.2995 | 1.2995 | 1.2995 | 1.2995 | 1.2995
IL Fac. Spec. - NOX Rate Summer v3.1, Unit 5646 and retrofits | 634 | 1797 | Rate Constraint in lbs/MMBtu | FALSE | L | Annual | Rate | lb/MWh | 1.5343 | 1.5343 | 1.5343 | 1.5343 | 1.5343 | 1.5343 | 1.5343 | 1.5343
IL Fac. Spec. - NOX Rate Summer v3.1, Unit 5646 and retrofits | 634 | 1797 | Rate Constraint in lbs/MMBtu | FALSE | L | Annual | Constraint Shadow Price | US2016$/Ton | 0 | 0 | 0 | 0 | 0 | 0 | 0 | 0
IL Fac. Spec. - NOX Rate Summer v3.1, Unit 5663 and retrofits | 635 | 1797 | Rate Constraint in lbs/MMBtu | FALSE | L | Annual | Seasons Included | Seasons | Summer | Summer | Summer | Summer | Summer | Summer | Summer | Summer
IL Fac. Spec. - NOX Rate Summer v3.1, Unit 5663 and retrofits | 635 | 1797 | Rate Constraint in lbs/MMBtu | FALSE | L | Annual | Standard NOX | lb/MMBtu | 0.25 | 0.25 | 0.25 | 0.25 | 0.25 | 0.25 | 0.25 | 0.25
IL Fac. Spec. - NOX Rate Summer v3.1, Unit 5663 and retrofits | 635 | 1797 | Rate Constraint in lbs/MMBtu | FALSE | L | Annual | Emissions at Affected Plants NOX | Thousand Tons | 0.12172 | 0.12172 | 0.12172 | 0.12172 | 0.12172 | 0.12172 | 0.12172 | 0.12172
IL Fac. Spec. - NOX Rate Summer v3.1, Unit 5663 and retrofits | 635 | 1797 | Rate Constraint in lbs/MMBtu | FALSE | L | Annual | Allowances Purchased NOX | Thousand Tons | 0 | 0 | 0 | 0 | 0 | 0 | 0 | 0
IL Fac. Spec. - NOX Rate Summer v3.1, Unit 5663 and retrofits | 635 | 1797 | Rate Constraint in lbs/MMBtu | FALSE | L | Annual | Allowances Sold NOX | Thousand Tons | 0 | 0 | 0 | 0 | 0 | 0 | 0 | 0
IL Fac. Spec. - NOX Rate Summer v3.1, Unit 5663 and retrofits | 635 | 1797 | Rate Constraint in lbs/MMBtu | FALSE | L | Annual | Allowances Banked | Thousand Tons | 0 | 0 | 0 | 0 | 0 | 0 | 0 | 0
IL Fac. Spec. - NOX Rate Summer v3.1, Unit 5663 and retrofits | 635 | 1797 | Rate Constraint in lbs/MMBtu | FALSE | L | Annual | Allowances Withdrawn (1:1) | Thousand Tons | 0 | 0 | 0 | 0 | 0 | 0 | 0 | 0
IL Fac. Spec. - NOX Rate Summer v3.1, Unit 5663 and retrofits | 635 | 1797 | Rate Constraint in lbs/MMBtu | FALSE | L | Annual | Allowances Withdrawn (n:1) | Thousand Tons | 0 | 0 | 0 | 0 | 0 | 0 | 0 | 0
IL Fac. Spec. - NOX Rate Summer v3.1, Unit 5663 and retrofits | 635 | 1797 | Rate Constraint in lbs/MMBtu | FALSE | L | Annual | Net Emissions Allowance Position | Thousand Tons | 0.12172 | 0.12172 | 0.12172 | 0.12172 | 0.12172 | 0.12172 | 0.12172 | 0.12172
IL Fac. Spec. - NOX Rate Summer v3.1, Unit 5663 and retrofits | 635 | 1797 | Rate Constraint in lbs/MMBtu | FALSE | L | Annual | Fuel Consumed | TBtu | 2.423 | 2.423 | 2.423 | 2.423 | 2.423 | 2.423 | 2.423 | 2.423
IL Fac. Spec. - NOX Rate Summer v3.1, Unit 5663 and retrofits | 635 | 1797 | Rate Constraint in lbs/MMBtu | FALSE | L | Annual | Rate | lb/MMBtu | 0.10047 | 0.10047 | 0.10047 | 0.10047 | 0.10047 | 0.10047 | 0.10047 | 0.10047
IL Fac. Spec. - NOX Rate Summer v3.1, Unit 5663 and retrofits | 635 | 1797 | Rate Constraint in lbs/MMBtu | FALSE | L | Annual | Generation | TWh | 0.20967 | 0.20967 | 0.20967 | 0.20967 | 0.20967 | 0.20967 | 0.20967 | 0.20967
IL Fac. Spec. - NOX Rate Summer v3.1, Unit 5663 and retrofits | 635 | 1797 | Rate Constraint in lbs/MMBtu | FALSE | L | Annual | Qualifying Generation | TWh | 0.20967 | 0.20967 | 0.20967 | 0.20967 | 0.20967 | 0.20967 | 0.20967 | 0.20967
IL Fac. Spec. - NOX Rate Summer v3.1, Unit 5663 and retrofits | 635 | 1797 | Rate Constraint in lbs/MMBtu | FALSE | L | Annual | Rate | lb/MWh | 1.161 | 1.161 | 1.161 | 1.161 | 1.161 | 1.161 | 1.161 | 1.161
IL Fac. Spec. - NOX Rate Summer v3.1, Unit 5663 and retrofits | 635 | 1797 | Rate Constraint in lbs/MMBtu | FALSE | L | Annual | Constraint Shadow Price | US2016$/Ton | 0 | 0 | 0 | 0 | 0 | 0 | 0 | 0
IL Fac. Spec. - NOX Rate Summer v3.1, Unit 5664 and retrofits | 636 | 1797 | Rate Constraint in lbs/MMBtu | FALSE | L | Annual | Seasons Included | Seasons | Summer | Summer | Summer | Summer | Summer | Summer | Summer | Summer
IL Fac. Spec. - NOX Rate Summer v3.1, Unit 5664 and retrofits | 636 | 1797 | Rate Constraint in lbs/MMBtu | FALSE | L | Annual | Standard NOX | lb/MMBtu | 0.25 | 0.25 | 0.25 | 0.25 | 0.25 | 0.25 | 0.25 | 0.25
IL Fac. Spec. - NOX Rate Summer v3.1, Unit 5664 and retrofits | 636 | 1797 | Rate Constraint in lbs/MMBtu | FALSE | L | Annual | Emissions at Affected Plants NOX | Thousand Tons | 0.13265 | 0.13265 | 0.13265 | 0.13265 | 0.13265 | 0.13265 | 0.13265 | 0.13265
IL Fac. Spec. - NOX Rate Summer v3.1, Unit 5664 and retrofits | 636 | 1797 | Rate Constraint in lbs/MMBtu | FALSE | L | Annual | Allowances Purchased NOX | Thousand Tons | 0 | 0 | 0 | 0 | 0 | 0 | 0 | 0
IL Fac. Spec. - NOX Rate Summer v3.1, Unit 5664 and retrofits | 636 | 1797 | Rate Constraint in lbs/MMBtu | FALSE | L | Annual | Allowances Sold NOX | Thousand Tons | 0 | 0 | 0 | 0 | 0 | 0 | 0 | 0
IL Fac. Spec. - NOX Rate Summer v3.1, Unit 5664 and retrofits | 636 | 1797 | Rate Constraint in lbs/MMBtu | FALSE | L | Annual | Allowances Banked | Thousand Tons | 0 | 0 | 0 | 0 | 0 | 0 | 0 | 0
IL Fac. Spec. - NOX Rate Summer v3.1, Unit 5664 and retrofits | 636 | 1797 | Rate Constraint in lbs/MMBtu | FALSE | L | Annual | Allowances Withdrawn (1:1) | Thousand Tons | 0 | 0 | 0 | 0 | 0 | 0 | 0 | 0
IL Fac. Spec. - NOX Rate Summer v3.1, Unit 5664 and retrofits | 636 | 1797 | Rate Constraint in lbs/MMBtu | FALSE | L | Annual | Allowances Withdrawn (n:1) | Thousand Tons | 0 | 0 | 0 | 0 | 0 | 0 | 0 | 0
IL Fac. Spec. - NOX Rate Summer v3.1, Unit 5664 and retrofits | 636 | 1797 | Rate Constraint in lbs/MMBtu | FALSE | L | Annual | Net Emissions Allowance Position | Thousand Tons | 0.13265 | 0.13265 | 0.13265 | 0.13265 | 0.13265 | 0.13265 | 0.13265 | 0.13265
IL Fac. Spec. - NOX Rate Summer v3.1, Unit 5664 and retrofits | 636 | 1797 | Rate Constraint in lbs/MMBtu | FALSE | L | Annual | Fuel Consumed | TBtu | 2.7035 | 2.7035 | 2.7035 | 2.7035 | 2.7035 | 2.7035 | 2.7035 | 2.7035
IL Fac. Spec. - NOX Rate Summer v3.1, Unit 5664 and retrofits | 636 | 1797 | Rate Constraint in lbs/MMBtu | FALSE | L | Annual | Rate | lb/MMBtu | 0.09813 | 0.09813 | 0.09813 | 0.09813 | 0.09813 | 0.09813 | 0.09813 | 0.09813
IL Fac. Spec. - NOX Rate Summer v3.1, Unit 5664 and retrofits | 636 | 1797 | Rate Constraint in lbs/MMBtu | FALSE | L | Annual | Generation | TWh | 0.23548 | 0.23548 | 0.23548 | 0.23548 | 0.23548 | 0.23548 | 0.23548 | 0.23548
IL Fac. Spec. - NOX Rate Summer v3.1, Unit 5664 and retrofits | 636 | 1797 | Rate Constraint in lbs/MMBtu | FALSE | L | Annual | Qualifying Generation | TWh | 0.23548 | 0.23548 | 0.23548 | 0.23548 | 0.23548 | 0.23548 | 0.23548 | 0.23548
IL Fac. Spec. - NOX Rate Summer v3.1, Unit 5664 and retrofits | 636 | 1797 | Rate Constraint in lbs/MMBtu | FALSE | L | Annual | Rate | lb/MWh | 1.1266 | 1.1266 | 1.1266 | 1.1266 | 1.1266 | 1.1266 | 1.1266 | 1.1266
IL Fac. Spec. - NOX Rate Summer v3.1, Unit 5664 and retrofits | 636 | 1797 | Rate Constraint in lbs/MMBtu | FALSE | L | Annual | Constraint Shadow Price | US2016$/Ton | 0 | 0 | 0 | 0 | 0 | 0 | 0 | 0
IL Fac. Spec. - NOX Rate Summer v3.1, Unit 5665 and retrofits | 637 | 1797 | Rate Constraint in lbs/MMBtu | FALSE | L | Annual | Seasons Included | Seasons | Summer | Summer | Summer | Summer | Summer | Summer | Summer | Summer
IL Fac. Spec. - NOX Rate Summer v3.1, Unit 5665 and retrofits | 637 | 1797 | Rate Constraint in lbs/MMBtu | FALSE | L | Annual | Standard NOX | lb/MMBtu | 0.25 | 0.25 | 0.25 | 0.25 | 0.25 | 0.25 | 0.25 | 0.25
IL Fac. Spec. - NOX Rate Summer v3.1, Unit 5665 and retrofits | 637 | 1797 | Rate Constraint in lbs/MMBtu | FALSE | L | Annual | Emissions at Affected Plants NOX | Thousand Tons | 0.21429 | 0.2141 | 0.21429 | 0.21429 | 0.21429 | 0.21429 | 0.21429 | 0.21429
IL Fac. Spec. - NOX Rate Summer v3.1, Unit 5665 and retrofits | 637 | 1797 | Rate Constraint in lbs/MMBtu | FALSE | L | Annual | Allowances Purchased NOX | Thousand Tons | 0 | 0 | 0 | 0 | 0 | 0 | 0 | 0
IL Fac. Spec. - NOX Rate Summer v3.1, Unit 5665 and retrofits | 637 | 1797 | Rate Constraint in lbs/MMBtu | FALSE | L | Annual | Allowances Sold NOX | Thousand Tons | 0 | 0 | 0 | 0 | 0 | 0 | 0 | 0
IL Fac. Spec. - NOX Rate Summer v3.1, Unit 5665 and retrofits | 637 | 1797 | Rate Constraint in lbs/MMBtu | FALSE | L | Annual | Allowances Banked | Thousand Tons | 0 | 0 | 0 | 0 | 0 | 0 | 0 | 0
IL Fac. Spec. - NOX Rate Summer v3.1, Unit 5665 and retrofits | 637 | 1797 | Rate Constraint in lbs/MMBtu | FALSE | L | Annual | Allowances Withdrawn (1:1) | Thousand Tons | 0 | 0 | 0 | 0 | 0 | 0 | 0 | 0
IL Fac. Spec. - NOX Rate Summer v3.1, Unit 5665 and retrofits | 637 | 1797 | Rate Constraint in lbs/MMBtu | FALSE | L | Annual | Allowances Withdrawn (n:1) | Thousand Tons | 0 | 0 | 0 | 0 | 0 | 0 | 0 | 0
IL Fac. Spec. - NOX Rate Summer v3.1, Unit 5665 and retrofits | 637 | 1797 | Rate Constraint in lbs/MMBtu | FALSE | L | Annual | Net Emissions Allowance Position | Thousand Tons | 0.21429 | 0.2141 | 0.21429 | 0.21429 | 0.21429 | 0.21429 | 0.21429 | 0.21429
IL Fac. Spec. - NOX Rate Summer v3.1, Unit 5665 and retrofits | 637 | 1797 | Rate Constraint in lbs/MMBtu | FALSE | L | Annual | Fuel Consumed | TBtu | 6.9273 | 6.9209 | 6.9273 | 6.9273 | 6.9273 | 6.9273 | 6.9273 | 6.9273
IL Fac. Spec. - NOX Rate Summer v3.1, Unit 5665 and retrofits | 637 | 1797 | Rate Constraint in lbs/MMBtu | FALSE | L | Annual | Rate | lb/MMBtu | 0.06187 | 0.06187 | 0.06187 | 0.06187 | 0.06187 | 0.06187 | 0.06187 | 0.06187
IL Fac. Spec. - NOX Rate Summer v3.1, Unit 5665 and retrofits | 637 | 1797 | Rate Constraint in lbs/MMBtu | FALSE | L | Annual | Generation | TWh | 0.60723 | 0.60667 | 0.60723 | 0.60723 | 0.60723 | 0.60723 | 0.60723 | 0.60723
IL Fac. Spec. - NOX Rate Summer v3.1, Unit 5665 and retrofits | 637 | 1797 | Rate Constraint in lbs/MMBtu | FALSE | L | Annual | Qualifying Generation | TWh | 0.60723 | 0.60667 | 0.60723 | 0.60723 | 0.60723 | 0.60723 | 0.60723 | 0.60723
IL Fac. Spec. - NOX Rate Summer v3.1, Unit 5665 and retrofits | 637 | 1797 | Rate Constraint in lbs/MMBtu | FALSE | L | Annual | Rate | lb/MWh | 0.70581 | 0.70581 | 0.70581 | 0.70581 | 0.70581 | 0.70581 | 0.70581 | 0.70581
IL Fac. Spec. - NOX Rate Summer v3.1, Unit 5665 and retrofits | 637 | 1797 | Rate Constraint in lbs/MMBtu | FALSE | L | Annual | Constraint Shadow Price | US2016$/Ton | 0 | 0 | 0 | 0 | 0 | 0 | 0 | 0
IL Facility Average - NOX Rate Summer v3.1 | 638 | 1796 | Rate Constraint in lbs/MMBtu | FALSE | L | Annual | Seasons Included | Seasons | Summer | Summer | Summer | Summer | Summer | Summer | Summer | Summer
IL Facility Average - NOX Rate Summer v3.1 | 638 | 1796 | Rate Constraint in lbs/MMBtu | FALSE | L | Annual | Standard NOX | lb/MMBtu | 0.25 | 0.25 | 0.25 | 0.25 | 0.25 | 0.25 | 0.25 | 0.25
IL Facility Average - NOX Rate Summer v3.1 | 638 | 1796 | Rate Constraint in lbs/MMBtu | FALSE | L | Annual | Emissions at Affected Plants NOX | Thousand Tons | 9.8089 | 10.2892 | 10.2157 | 10.5885 | 10.1409 | 10.8255 | 10.3491 | 9.8623
IL Facility Average - NOX Rate Summer v3.1 | 638 | 1796 | Rate Constraint in lbs/MMBtu | FALSE | L | Annual | Allowances Purchased NOX | Thousand Tons | 0 | 0 | 0 | 0 | 0 | 0 | 0 | 0
IL Facility Average - NOX Rate Summer v3.1 | 638 | 1796 | Rate Constraint in lbs/MMBtu | FALSE | L | Annual | Allowances Sold NOX | Thousand Tons | 0 | 0 | 0 | 0 | 0 | 0 | 0 | 0
IL Facility Average - NOX Rate Summer v3.1 | 638 | 1796 | Rate Constraint in lbs/MMBtu | FALSE | L | Annual | Allowances Banked | Thousand Tons | 0 | 0 | 0 | 0 | 0 | 0 | 0 | 0
IL Facility Average - NOX Rate Summer v3.1 | 638 | 1796 | Rate Constraint in lbs/MMBtu | FALSE | L | Annual | Allowances Withdrawn (1:1) | Thousand Tons | 0 | 0 | 0 | 0 | 0 | 0 | 0 | 0
IL Facility Average - NOX Rate Summer v3.1 | 638 | 1796 | Rate Constraint in lbs/MMBtu | FALSE | L | Annual | Allowances Withdrawn (n:1) | Thousand Tons | 0 | 0 | 0 | 0 | 0 | 0 | 0 | 0
IL Facility Average - NOX Rate Summer v3.1 | 638 | 1796 | Rate Constraint in lbs/MMBtu | FALSE | L | Annual | Net Emissions Allowance Position | Thousand Tons | 9.8089 | 10.2892 | 10.2157 | 10.5885 | 10.1409 | 10.8255 | 10.3491 | 9.8623
IL Facility Average - NOX Rate Summer v3.1 | 638 | 1796 | Rate Constraint in lbs/MMBtu | FALSE | L | Annual | Fuel Consumed | TBtu | 193.4675 | 203.1569 | 202.0045 | 208.1754 | 198.9909 | 211.9817 | 204.1983 | 191.8385
IL Facility Average - NOX Rate Summer v3.1 | 638 | 1796 | Rate Constraint in lbs/MMBtu | FALSE | L | Annual | Rate | lb/MMBtu | 0.1014 | 0.10129 | 0.10114 | 0.10173 | 0.10192 | 0.10214 | 0.10136 | 0.10282
IL Facility Average - NOX Rate Summer v3.1 | 638 | 1796 | Rate Constraint in lbs/MMBtu | FALSE | L | Annual | Generation | TWh | 17.7928 | 18.7122 | 18.5991 | 19.189 | 18.3759 | 19.4924 | 18.7138 | 17.5814
IL Facility Average - NOX Rate Summer v3.1 | 638 | 1796 | Rate Constraint in lbs/MMBtu | FALSE | L | Annual | Qualifying Generation | TWh | 17.7928 | 18.7122 | 18.5991 | 19.189 | 18.3759 | 19.4924 | 18.7138 | 17.5814
IL Facility Average - NOX Rate Summer v3.1 | 638 | 1796 | Rate Constraint in lbs/MMBtu | FALSE | L | Annual | Rate | lb/MWh | 1.1026 | 1.0997 | 1.0985 | 1.1036 | 1.1037 | 1.1107 | 1.106 | 1.1219
IL Facility Average - NOX Rate Summer v3.1 | 638 | 1796 | Rate Constraint in lbs/MMBtu | FALSE | L | Annual | Constraint Shadow Price | US2016$/Ton | 0 | 0 | 0 | 0 | 0 | 0 | 0 | 0
IL MPS- Ameren MER Rate Annual v5.12 | 639 | 5753 | MACT Fuel Choice Floor in lbs/MMBtu | FALSE | L | Annual | Seasons Included | Seasons | Winter, WintShld, Summer | Winter, WintShld, Summer | Winter, WintShld, Summer | Winter, WintShld, Summer | Winter, WintShld, Summer | Winter, WintShld, Summer | Winter, WintShld, Summer | Winter, WintShld, Summer
IL MPS- Ameren MER Rate Annual v5.12 | 639 | 5753 | MACT Fuel Choice Floor in lbs/MMBtu | FALSE | L | Annual | Emission Floor | lbs/MMBtu | 7.349e-07 | 7.349e-07 | 7.349e-07 | 7.349e-07 | 7.349e-07 | 7.349e-07 | 7.349e-07 | 7.349e-07
IL MPS- Ameren MER Rate Annual v5.12 | 639 | 5753 | MACT Fuel Choice Floor in lbs/MMBtu | FALSE | L | Annual | Emissions at Affected Plants MER | lbs | 122.1994 | 124.6727 | 128.3156 | 130.2797 | 120.5155 | 119.5163 | 112.2696 | 110.1422
IL MPS- Ameren MER Rate Annual v5.12 | 639 | 5753 | MACT Fuel Choice Floor in lbs/MMBtu | FALSE | L | Annual | Allowances Purchased MER | lbs | 0 | 0 | 0 | 0 | 0 | 0 | 0 | 0
IL MPS- Ameren MER Rate Annual v5.12 | 639 | 5753 | MACT Fuel Choice Floor in lbs/MMBtu | FALSE | L | Annual | Allowances Sold MER | lbs | 0 | 0 | 0 | 0 | 0 | 0 | 0 | 0
IL MPS- Ameren MER Rate Annual v5.12 | 639 | 5753 | MACT Fuel Choice Floor in lbs/MMBtu | FALSE | L | Annual | Allowances Banked | lbs | 0 | 0 | 0 | 0 | 0 | 0 | 0 | 0
IL MPS- Ameren MER Rate Annual v5.12 | 639 | 5753 | MACT Fuel Choice Floor in lbs/MMBtu | FALSE | L | Annual | Allowances Withdrawn (1:1) | lbs | 0 | 0 | 0 | 0 | 0 | 0 | 0 | 0
IL MPS- Ameren MER Rate Annual v5.12 | 639 | 5753 | MACT Fuel Choice Floor in lbs/MMBtu | FALSE | L | Annual | Allowances Withdrawn (n:1) | lbs | 0 | 0 | 0 | 0 | 0 | 0 | 0 | 0
IL MPS- Ameren MER Rate Annual v5.12 | 639 | 5753 | MACT Fuel Choice Floor in lbs/MMBtu | FALSE | L | Annual | Net Emissions Allowance Position | lbs | 122.1994 | 124.6727 | 128.3156 | 130.2797 | 120.5155 | 119.5163 | 112.2696 | 110.1422
IL MPS- Ameren MER Rate Annual v5.12 | 639 | 5753 | MACT Fuel Choice Floor in lbs/MMBtu | FALSE | L | Annual | Fuel Consumed | TBtu | 216.8958 | 221.4397 | 227.9995 | 231.4578 | 213.7391 | 211.9466 | 206.3559 | 202.4534
IL MPS- Ameren MER Rate Annual v5.12 | 639 | 5753 | MACT Fuel Choice Floor in lbs/MMBtu | FALSE | L | Annual | Rate | lb/MMBtu | 5.634e-07 | 5.6301e-07 | 5.6279e-07 | 5.6287e-07 | 5.6384e-07 | 5.639e-07 | 5.4406e-07 | 5.4404e-07
IL MPS- Ameren MER Rate Annual v5.12 | 639 | 5753 | MACT Fuel Choice Floor in lbs/MMBtu | FALSE | L | Annual | Generation | TWh | 19.8126 | 20.2324 | 20.855 | 21.1948 | 19.5718 | 19.3975 | 18.7901 | 18.4384
IL MPS- Ameren MER Rate Annual v5.12 | 639 | 5753 | MACT Fuel Choice Floor in lbs/MMBtu | FALSE | L | Annual | Qualifying Generation | TWh | 19.8126 | 20.2324 | 20.855 | 21.1948 | 19.5718 | 19.3975 | 18.7901 | 18.4384
IL MPS- Ameren MER Rate Annual v5.12 | 639 | 5753 | MACT Fuel Choice Floor in lbs/MMBtu | FALSE | L | Annual | Constraint Shadow Price | US2016$/Lb | 0 | 0 | 0 | 0 | 0 | 0 | 0 | 0
IL MPS- Ameren NOX rate Annual v5.12 | 640 | 5754 | Rate Constraint in lbs/MMBtu | FALSE | L | Annual | Seasons Included | Seasons | Winter, WintShld, Summer | Winter, WintShld, Summer | Winter, WintShld, Summer | Winter, WintShld, Summer | Winter, WintShld, Summer | Winter, WintShld, Summer | Winter, WintShld, Summer | Winter, WintShld, Summer
IL MPS- Ameren NOX rate Annual v5.12 | 640 | 5754 | Rate Constraint in lbs/MMBtu | FALSE | L | Annual | Standard NOX | lb/MMBtu | 0.11 | 0.11 | 0.11 | 0.11 | 0.11 | 0.11 | 0.11 | 0.11
IL MPS- Ameren NOX rate Annual v5.12 | 640 | 5754 | Rate Constraint in lbs/MMBtu | FALSE | L | Annual | Emissions at Affected Plants NOX | Thousand Tons | 11.7342 | 11.9605 | 12.2738 | 12.4656 | 11.6257 | 11.5319 | 11.2202 | 11.0659
IL MPS- Ameren NOX rate Annual v5.12 | 640 | 5754 | Rate Constraint in lbs/MMBtu | FALSE | L | Annual | Allowances Purchased NOX | Thousand Tons | 0 | 0 | 0 | 0 | 0 | 0 | 0 | 0
IL MPS- Ameren NOX rate Annual v5.12 | 640 | 5754 | Rate Constraint in lbs/MMBtu | FALSE | L | Annual | Allowances Sold NOX | Thousand Tons | 0 | 0 | 0 | 0 | 0 | 0 | 0 | 0
IL MPS- Ameren NOX rate Annual v5.12 | 640 | 5754 | Rate Constraint in lbs/MMBtu | FALSE | L | Annual | Allowances Banked | Thousand Tons | 0 | 0 | 0 | 0 | 0 | 0 | 0 | 0
IL MPS- Ameren NOX rate Annual v5.12 | 640 | 5754 | Rate Constraint in lbs/MMBtu | FALSE | L | Annual | Allowances Withdrawn (1:1) | Thousand Tons | 0 | 0 | 0 | 0 | 0 | 0 | 0 | 0
IL MPS- Ameren NOX rate Annual v5.12 | 640 | 5754 | Rate Constraint in lbs/MMBtu | FALSE | L | Annual | Allowances Withdrawn (n:1) | Thousand Tons | 0 | 0 | 0 | 0 | 0 | 0 | 0 | 0
IL MPS- Ameren NOX rate Annual v5.12 | 640 | 5754 | Rate Constraint in lbs/MMBtu | FALSE | L | Annual | Net Emissions Allowance Position | Thousand Tons | 11.7342 | 11.9605 | 12.2738 | 12.4656 | 11.6257 | 11.5319 | 11.2202 | 11.0659
IL MPS- Ameren NOX rate Annual v5.12 | 640 | 5754 | Rate Constraint in lbs/MMBtu | FALSE | L | Annual | Fuel Consumed | TBtu | 216.8958 | 221.4397 | 227.9995 | 231.4578 | 213.7391 | 211.9466 | 206.3559 | 202.4534
IL MPS- Ameren NOX rate Annual v5.12 | 640 | 5754 | Rate Constraint in lbs/MMBtu | FALSE | L | Annual | Rate | lb/MMBtu | 0.1082 | 0.10803 | 0.10766 | 0.10771 | 0.10878 | 0.10882 | 0.10875 | 0.10932
IL MPS- Ameren NOX rate Annual v5.12 | 640 | 5754 | Rate Constraint in lbs/MMBtu | FALSE | L | Annual | Generation | TWh | 19.8126 | 20.2324 | 20.855 | 21.1948 | 19.5718 | 19.3975 | 18.7901 | 18.4384
IL MPS- Ameren NOX rate Annual v5.12 | 640 | 5754 | Rate Constraint in lbs/MMBtu | FALSE | L | Annual | Qualifying Generation | TWh | 19.8126 | 20.2324 | 20.855 | 21.1948 | 19.5718 | 19.3975 | 18.7901 | 18.4384
IL MPS- Ameren NOX rate Annual v5.12 | 640 | 5754 | Rate Constraint in lbs/MMBtu | FALSE | L | Annual | Rate | lb/MWh | 1.1845 | 1.1823 | 1.1771 | 1.1763 | 1.188 | 1.189 | 1.1943 | 1.2003
IL MPS- Ameren NOX rate Annual v5.12 | 640 | 5754 | Rate Constraint in lbs/MMBtu | FALSE | L | Annual | Constraint Shadow Price | US2016$/Ton | 0 | 0 | 0 | 0 | 0 | 0 | 0 | 0
IL MPS- Ameren NOX rate Summer v5.12 | 641 | 5755 | Rate Constraint in lbs/MMBtu | FALSE | L | Annual | Seasons Included | Seasons | Summer | Summer | Summer | Summer | Summer | Summer | Summer | Summer
IL MPS- Ameren NOX rate Summer v5.12 | 641 | 5755 | Rate Constraint in lbs/MMBtu | FALSE | L | Annual | Standard NOX | lb/MMBtu | 0.11 | 0.11 | 0.11 | 0.11 | 0.11 | 0.11 | 0.11 | 0.11
IL MPS- Ameren NOX rate Summer v5.12 | 641 | 5755 | Rate Constraint in lbs/MMBtu | FALSE | L | Annual | Emissions at Affected Plants NOX | Thousand Tons | 5.1885 | 5.4493 | 5.4493 | 5.7357 | 5.8471 | 6.0377 | 6.0377 | 5.8661
IL MPS- Ameren NOX rate Summer v5.12 | 641 | 5755 | Rate Constraint in lbs/MMBtu | FALSE | L | Annual | Allowances Purchased NOX | Thousand Tons | 0 | 0 | 0 | 0 | 0 | 0 | 0 | 0
IL MPS- Ameren NOX rate Summer v5.12 | 641 | 5755 | Rate Constraint in lbs/MMBtu | FALSE | L | Annual | Allowances Sold NOX | Thousand Tons | 0 | 0 | 0 | 0 | 0 | 0 | 0 | 0
IL MPS- Ameren NOX rate Summer v5.12 | 641 | 5755 | Rate Constraint in lbs/MMBtu | FALSE | L | Annual | Allowances Banked | Thousand Tons | 0 | 0 | 0 | 0 | 0 | 0 | 0 | 0
IL MPS- Ameren NOX rate Summer v5.12 | 641 | 5755 | Rate Constraint in lbs/MMBtu | FALSE | L | Annual | Allowances Withdrawn (1:1) | Thousand Tons | 0 | 0 | 0 | 0 | 0 | 0 | 0 | 0
IL MPS- Ameren NOX rate Summer v5.12 | 641 | 5755 | Rate Constraint in lbs/MMBtu | FALSE | L | Annual | Allowances Withdrawn (n:1) | Thousand Tons | 0 | 0 | 0 | 0 | 0 | 0 | 0 | 0
IL MPS- Ameren NOX rate Summer v5.12 | 641 | 5755 | Rate Constraint in lbs/MMBtu | FALSE | L | Annual | Net Emissions Allowance Position | Thousand Tons | 5.1885 | 5.4493 | 5.4493 | 5.7357 | 5.8471 | 6.0377 | 6.0377 | 5.8661
IL MPS- Ameren NOX rate Summer v5.12 | 641 | 5755 | Rate Constraint in lbs/MMBtu | FALSE | L | Annual | Fuel Consumed | TBtu | 96.5541 | 101.3032 | 101.3032 | 106.2282 | 107.2488 | 111.8761 | 112.55 | 108.4022
IL MPS- Ameren NOX rate Summer v5.12 | 641 | 5755 | Rate Constraint in lbs/MMBtu | FALSE | L | Annual | Rate | lb/MMBtu | 0.10747 | 0.10758 | 0.10758 | 0.10799 | 0.10904 | 0.10793 | 0.10729 | 0.10823
IL MPS- Ameren NOX rate Summer v5.12 | 641 | 5755 | Rate Constraint in lbs/MMBtu | FALSE | L | Annual | Generation | TWh | 8.8337 | 9.2713 | 9.2713 | 9.7384 | 9.8436 | 10.2669 | 10.2669 | 9.8927
IL MPS- Ameren NOX rate Summer v5.12 | 641 | 5755 | Rate Constraint in lbs/MMBtu | FALSE | L | Annual | Qualifying Generation | TWh | 8.8337 | 9.2713 | 9.2713 | 9.7384 | 9.8436 | 10.2669 | 10.2669 | 9.8927
IL MPS- Ameren NOX rate Summer v5.12 | 641 | 5755 | Rate Constraint in lbs/MMBtu | FALSE | L | Annual | Rate | lb/MWh | 1.1747 | 1.1755 | 1.1755 | 1.178 | 1.188 | 1.1761 | 1.1761 | 1.1859
IL MPS- Ameren NOX rate Summer v5.12 | 641 | 5755 | Rate Constraint in lbs/MMBtu | FALSE | L | Annual | Constraint Shadow Price | US2016$/Ton | 0 | 0 | 0 | 0 | 0 | 0 | 0 | 0
IL MPS- Ameren SO2 Rate Annual v5.12 | 642 | 5756 | Rate Constraint in lbs/MMBtu | FALSE | L | Annual | Seasons Included | Seasons | Winter, WintShld, Summer | Winter, WintShld, Summer | Winter, WintShld, Summer | Winter, WintShld, Summer | Winter, WintShld, Summer | Winter, WintShld, Summer | Winter, WintShld, Summer | Winter, WintShld, Summer
IL MPS- Ameren SO2 Rate Annual v5.12 | 642 | 5756 | Rate Constraint in lbs/MMBtu | FALSE | L | Annual | Standard SO2 | lb/MMBtu | 0.23 | 0.23 | 0.23 | 0.23 | 0.23 | 0.23 | 0.23 | 0.23
IL MPS- Ameren SO2 Rate Annual v5.12 | 642 | 5756 | Rate Constraint in lbs/MMBtu | FALSE | L | Annual | Emissions at Affected Plants SO2 | Thousand Tons | 24.943 | 25.4656 | 26.2199 | 26.6176 | 24.58 | 24.3739 | 23.7309 | 23.2821
IL MPS- Ameren SO2 Rate Annual v5.12 | 642 | 5756 | Rate Constraint in lbs/MMBtu | FALSE | L | Annual | Allowances Purchased SO2 | Thousand Tons | 0 | 0 | 0 | 0 | 0 | 0 | 0 | 0
IL MPS- Ameren SO2 Rate Annual v5.12 | 642 | 5756 | Rate Constraint in lbs/MMBtu | FALSE | L | Annual | Allowances Sold SO2 | Thousand Tons | 0 | 0 | 0 | 0 | 0 | 0 | 0 | 0
IL MPS- Ameren SO2 Rate Annual v5.12 | 642 | 5756 | Rate Constraint in lbs/MMBtu | FALSE | L | Annual | Allowances Banked | Thousand Tons | 0 | 0 | 0 | 0 | 0 | 0 | 0 | 0
IL MPS- Ameren SO2 Rate Annual v5.12 | 642 | 5756 | Rate Constraint in lbs/MMBtu | FALSE | L | Annual | Allowances Withdrawn (1:1) | Thousand Tons | 0 | 0 | 0 | 0 | 0 | 0 | 0 | 0
IL MPS- Ameren SO2 Rate Annual v5.12 | 642 | 5756 | Rate Constraint in lbs/MMBtu | FALSE | L | Annual | Allowances Withdrawn (n:1) | Thousand Tons | 0 | 0 | 0 | 0 | 0 | 0 | 0 | 0
IL MPS- Ameren SO2 Rate Annual v5.12 | 642 | 5756 | Rate Constraint in lbs/MMBtu | FALSE | L | Annual | Net Emissions Allowance Position | Thousand Tons | 24.943 | 25.4656 | 26.2199 | 26.6176 | 24.58 | 24.3739 | 23.7309 | 23.2821
IL MPS- Ameren SO2 Rate Annual v5.12 | 642 | 5756 | Rate Constraint in lbs/MMBtu | FALSE | L | Annual | Fuel Consumed | TBtu | 216.8958 | 221.4397 | 227.9995 | 231.4578 | 213.7391 | 211.9466 | 206.3559 | 202.4534
IL MPS- Ameren SO2 Rate Annual v5.12 | 642 | 5756 | Rate Constraint in lbs/MMBtu | FALSE | L | Annual | Rate | lb/MMBtu | 0.23 | 0.23 | 0.23 | 0.23 | 0.23 | 0.23 | 0.23 | 0.23
IL MPS- Ameren SO2 Rate Annual v5.12 | 642 | 5756 | Rate Constraint in lbs/MMBtu | FALSE | L | Annual | Generation | TWh | 19.8126 | 20.2324 | 20.855 | 21.1948 | 19.5718 | 19.3975 | 18.7901 | 18.4384
IL MPS- Ameren SO2 Rate Annual v5.12 | 642 | 5756 | Rate Constraint in lbs/MMBtu | FALSE | L | Annual | Qualifying Generation | TWh | 19.8126 | 20.2324 | 20.855 | 21.1948 | 19.5718 | 19.3975 | 18.7901 | 18.4384
IL MPS- Ameren SO2 Rate Annual v5.12 | 642 | 5756 | Rate Constraint in lbs/MMBtu | FALSE | L | Annual | Rate | lb/MWh | 2.5179 | 2.5173 | 2.5145 | 2.5117 | 2.5118 | 2.5131 | 2.5259 | 2.5254
IL MPS- Ameren SO2 Rate Annual v5.12 | 642 | 5756 | Rate Constraint in lbs/MMBtu | FALSE | L | Annual | Constraint Shadow Price | US2016$/Ton | 4099.238 | 4321.7365 | 3417.8427 | 3602.6857 | 2071.0188 | 1806.6264 | 1876.1304 | 1857.7944
IL MPS- Dynegy MER Rate Annual v5.12 | 643 | 5757 | MACT Fuel Choice Floor in lbs/MMBtu | FALSE | L | Annual | Seasons Included | Seasons | Winter, WintShld, Summer | Winter, WintShld, Summer | Winter, WintShld, Summer | Winter, WintShld, Summer | Winter, WintShld, Summer | Winter, WintShld, Summer | Winter, WintShld, Summer | Winter, WintShld, Summer
IL MPS- Dynegy MER Rate Annual v5.12 | 643 | 5757 | MACT Fuel Choice Floor in lbs/MMBtu | FALSE | L | Annual | Emission Floor | lbs/MMBtu | 7.8e-07 | 7.8e-07 | 7.8e-07 | 7.8e-07 | 7.8e-07 | 7.8e-07 | 7.8e-07 | 7.8e-07
IL MPS- Dynegy MER Rate Annual v5.12 | 643 | 5757 | MACT Fuel Choice Floor in lbs/MMBtu | FALSE | L | Annual | Emissions at Affected Plants MER | lbs | 38.0778 | 41.7986 | 41.2288 | 43.3493 | 37.0925 | 39.0837 | 37.152 | 34.4839
IL MPS- Dynegy MER Rate Annual v5.12 | 643 | 5757 | MACT Fuel Choice Floor in lbs/MMBtu | FALSE | L | Annual | Allowances Purchased MER | lbs | 0 | 0 | 0 | 0 | 0 | 0 | 0 | 0
IL MPS- Dynegy MER Rate Annual v5.12 | 643 | 5757 | MACT Fuel Choice Floor in lbs/MMBtu | FALSE | L | Annual | Allowances Sold MER | lbs | 0 | 0 | 0 | 0 | 0 | 0 | 0 | 0
IL MPS- Dynegy MER Rate Annual v5.12 | 643 | 5757 | MACT Fuel Choice Floor in lbs/MMBtu | FALSE | L | Annual | Allowances Banked | lbs | 0 | 0 | 0 | 0 | 0 | 0 | 0 | 0
IL MPS- Dynegy MER Rate Annual v5.12 | 643 | 5757 | MACT Fuel Choice Floor in lbs/MMBtu | FALSE | L | Annual | Allowances Withdrawn (1:1) | lbs | 0 | 0 | 0 | 0 | 0 | 0 | 0 | 0
IL MPS- Dynegy MER Rate Annual v5.12 | 643 | 5757 | MACT Fuel Choice Floor in lbs/MMBtu | FALSE | L | Annual | Allowances Withdrawn (n:1) | lbs | 0 | 0 | 0 | 0 | 0 | 0 | 0 | 0
IL MPS- Dynegy MER Rate Annual v5.12 | 643 | 5757 | MACT Fuel Choice Floor in lbs/MMBtu | FALSE | L | Annual | Net Emissions Allowance Position | lbs | 38.0778 | 41.7986 | 41.2288 | 43.3493 | 37.0925 | 39.0837 | 37.152 | 34.4839
IL MPS- Dynegy MER Rate Annual v5.12 | 643 | 5757 | MACT Fuel Choice Floor in lbs/MMBtu | FALSE | L | Annual | Fuel Consumed | TBtu | 67.8598 | 74.4908 | 73.4753 | 77.2542 | 66.1038 | 69.6523 | 66.2098 | 61.4549
IL MPS- Dynegy MER Rate Annual v5.12 | 643 | 5757 | MACT Fuel Choice Floor in lbs/MMBtu | FALSE | L | Annual | Rate | lb/MMBtu | 5.6112e-07 | 5.6112e-07 | 5.6112e-07 | 5.6112e-07 | 5.6112e-07 | 5.6112e-07 | 5.6112e-07 | 5.6112e-07
IL MPS- Dynegy MER Rate Annual v5.12 | 643 | 5757 | MACT Fuel Choice Floor in lbs/MMBtu | FALSE | L | Annual | Generation | TWh | 6.4072 | 7.0347 | 6.9184 | 7.2551 | 6.2461 | 6.5637 | 6.2424 | 5.8015
IL MPS- Dynegy MER Rate Annual v5.12 | 643 | 5757 | MACT Fuel Choice Floor in lbs/MMBtu | FALSE | L | Annual | Qualifying Generation | TWh | 6.4072 | 7.0347 | 6.9184 | 7.2551 | 6.2461 | 6.5637 | 6.2424 | 5.8015
IL MPS- Dynegy MER Rate Annual v5.12 | 643 | 5757 | MACT Fuel Choice Floor in lbs/MMBtu | FALSE | L | Annual | Constraint Shadow Price | US2016$/Lb | 0 | 0 | 0 | 0 | 0 | 0 | 0 | 0
IL MPS- Dynegy NOx rate Annual v5.12 | 644 | 5760 | Rate Constraint in lbs/MMBtu | FALSE | L | Annual | Seasons Included | Seasons | Winter, WintShld, Summer | Winter, WintShld, Summer | Winter, WintShld, Summer | Winter, WintShld, Summer | Winter, WintShld, Summer | Winter, WintShld, Summer | Winter, WintShld, Summer | Winter, WintShld, Summer
IL MPS- Dynegy NOx rate Annual v5.12 | 644 | 5760 | Rate Constraint in lbs/MMBtu | FALSE | L | Annual | Standard NOX | lb/MMBtu | 0.11 | 0.11 | 0.11 | 0.11 | 0.11 | 0.11 | 0.11 | 0.11
IL MPS- Dynegy NOx rate Annual v5.12 | 644 | 5760 | Rate Constraint in lbs/MMBtu | FALSE | L | Annual | Emissions at Affected Plants NOX | Thousand Tons | 3.2362 | 3.4789 | 3.4308 | 3.573 | 3.0709 | 3.2673 | 3.0176 | 2.8214
IL MPS- Dynegy NOx rate Annual v5.12 | 644 | 5760 | Rate Constraint in lbs/MMBtu | FALSE | L | Annual | Allowances Purchased NOX | Thousand Tons | 0 | 0 | 0 | 0 | 0 | 0 | 0 | 0
IL MPS- Dynegy NOx rate Annual v5.12 | 644 | 5760 | Rate Constraint in lbs/MMBtu | FALSE | L | Annual | Allowances Sold NOX | Thousand Tons | 0 | 0 | 0 | 0 | 0 | 0 | 0 | 0
IL MPS- Dynegy NOx rate Annual v5.12 | 644 | 5760 | Rate Constraint in lbs/MMBtu | FALSE | L | Annual | Allowances Banked | Thousand Tons | 0 | 0 | 0 | 0 | 0 | 0 | 0 | 0
IL MPS- Dynegy NOx rate Annual v5.12 | 644 | 5760 | Rate Constraint in lbs/MMBtu | FALSE | L | Annual | Allowances Withdrawn (1:1) | Thousand Tons | 0 | 0 | 0 | 0 | 0 | 0 | 0 | 0
IL MPS- Dynegy NOx rate Annual v5.12 | 644 | 5760 | Rate Constraint in lbs/MMBtu | FALSE | L | Annual | Allowances Withdrawn (n:1) | Thousand Tons | 0 | 0 | 0 | 0 | 0 | 0 | 0 | 0
IL MPS- Dynegy NOx rate Annual v5.12 | 644 | 5760 | Rate Constraint in lbs/MMBtu | FALSE | L | Annual | Net Emissions Allowance Position | Thousand Tons | 3.2362 | 3.4789 | 3.4308 | 3.573 | 3.0709 | 3.2673 | 3.0176 | 2.8214
IL MPS- Dynegy NOx rate Annual v5.12 | 644 | 5760 | Rate Constraint in lbs/MMBtu | FALSE | L | Annual | Fuel Consumed | TBtu | 67.8598 | 74.4908 | 73.4753 | 77.2542 | 66.1038 | 69.6523 | 66.2098 | 61.4549
IL MPS- Dynegy NOx rate Annual v5.12 | 644 | 5760 | Rate Constraint in lbs/MMBtu | FALSE | L | Annual | Rate | lb/MMBtu | 0.095379 | 0.093404 | 0.093385 | 0.092499 | 0.092912 | 0.093818 | 0.091152 | 0.091821
IL MPS- Dynegy NOx rate Annual v5.12 | 644 | 5760 | Rate Constraint in lbs/MMBtu | FALSE | L | Annual | Generation | TWh | 6.4072 | 7.0347 | 6.9184 | 7.2551 | 6.2461 | 6.5637 | 6.2424 | 5.8015
IL MPS- Dynegy NOx rate Annual v5.12 | 644 | 5760 | Rate Constraint in lbs/MMBtu | FALSE | L | Annual | Qualifying Generation | TWh | 6.4072 | 7.0347 | 6.9184 | 7.2551 | 6.2461 | 6.5637 | 6.2424 | 5.8015
IL MPS- Dynegy NOx rate Annual v5.12 | 644 | 5760 | Rate Constraint in lbs/MMBtu | FALSE | L | Annual | Rate | lb/MWh | 1.0102 | 0.98905 | 0.99178 | 0.98495 | 0.9833 | 0.99557 | 0.9668 | 0.97264
IL MPS- Dynegy NOx rate Annual v5.12 | 644 | 5760 | Rate Constraint in lbs/MMBtu | FALSE | L | Annual | Constraint Shadow Price | US2016$/Ton | 0 | 0 | 0 | 0 | 0 | 0 | 0 | 0
IL MPS- Dynegy NOX rate Summer v5.12 | 645 | 5761 | Rate Constraint in lbs/MMBtu | FALSE | L | Annual | Seasons Included | Seasons | Summer | Summer | Summer | Summer | Summer | Summer | Summer | Summer
IL MPS- Dynegy NOX rate Summer v5.12 | 645 | 5761 | Rate Constraint in lbs/MMBtu | FALSE | L | Annual | Standard NOX | lb/MMBtu | 0.11 | 0.11 | 0.11 | 0.11 | 0.11 | 0.11 | 0.11 | 0.11
IL MPS- Dynegy NOX rate Summer v5.12 | 645 | 5761 | Rate Constraint in lbs/MMBtu | FALSE | L | Annual | Emissions at Affected Plants NOX | Thousand Tons | 1.4395 | 1.4824 | 1.4423 | 1.7003 | 1.4974 | 1.7066 | 1.6311 | 1.4423
IL MPS- Dynegy NOX rate Summer v5.12 | 645 | 5761 | Rate Constraint in lbs/MMBtu | FALSE | L | Annual | Allowances Purchased NOX | Thousand Tons | 0 | 0 | 0 | 0 | 0 | 0 | 0 | 0
IL MPS- Dynegy NOX rate Summer v5.12 | 645 | 5761 | Rate Constraint in lbs/MMBtu | FALSE | L | Annual | Allowances Sold NOX | Thousand Tons | 0 | 0 | 0 | 0 | 0 | 0 | 0 | 0
IL MPS- Dynegy NOX rate Summer v5.12 | 645 | 5761 | Rate Constraint in lbs/MMBtu | FALSE | L | Annual | Allowances Banked | Thousand Tons | 0 | 0 | 0 | 0 | 0 | 0 | 0 | 0
IL MPS- Dynegy NOX rate Summer v5.12 | 645 | 5761 | Rate Constraint in lbs/MMBtu | FALSE | L | Annual | Allowances Withdrawn (1:1) | Thousand Tons | 0 | 0 | 0 | 0 | 0 | 0 | 0 | 0
IL MPS- Dynegy NOX rate Summer v5.12 | 645 | 5761 | Rate Constraint in lbs/MMBtu | FALSE | L | Annual | Allowances Withdrawn (n:1) | Thousand Tons | 0 | 0 | 0 | 0 | 0 | 0 | 0 | 0
IL MPS- Dynegy NOX rate Summer v5.12 | 645 | 5761 | Rate Constraint in lbs/MMBtu | FALSE | L | Annual | Net Emissions Allowance Position | Thousand Tons | 1.4395 | 1.4824 | 1.4423 | 1.7003 | 1.4974 | 1.7066 | 1.6311 | 1.4423
IL MPS- Dynegy NOX rate Summer v5.12 | 645 | 5761 | Rate Constraint in lbs/MMBtu | FALSE | L | Annual | Fuel Consumed | TBtu | 30.6964 | 31.7571 | 30.7661 | 36.3724 | 32.5949 | 36.4601 | 35.4193 | 30.7661
IL MPS- Dynegy NOX rate Summer v5.12 | 645 | 5761 | Rate Constraint in lbs/MMBtu | FALSE | L | Annual | Rate | lb/MMBtu | 0.09379 | 0.093356 | 0.093761 | 0.093492 | 0.091878 | 0.093616 | 0.092104 | 0.093761
IL MPS- Dynegy NOX rate Summer v5.12 | 645 | 5761 | Rate Constraint in lbs/MMBtu | FALSE | L | Annual | Generation | TWh | 2.891 | 2.9956 | 2.8978 | 3.4182 | 3.0815 | 3.4264 | 3.3292 | 2.8978
IL MPS- Dynegy NOX rate Summer v5.12 | 645 | 5761 | Rate Constraint in lbs/MMBtu | FALSE | L | Annual | Qualifying Generation | TWh | 2.891 | 2.9956 | 2.8978 | 3.4182 | 3.0815 | 3.4264 | 3.3292 | 2.8978
IL MPS- Dynegy NOX rate Summer v5.12 | 645 | 5761 | Rate Constraint in lbs/MMBtu | FALSE | L | Annual | Rate | lb/MWh | 0.99587 | 0.98968 | 0.99546 | 0.99484 | 0.97186 | 0.99617 | 0.97988 | 0.99546
IL MPS- Dynegy NOX rate Summer v5.12 | 645 | 5761 | Rate Constraint in lbs/MMBtu | FALSE | L | Annual | Constraint Shadow Price | US2016$/Ton | 0 | 0 | 0 | 0 | 0 | 0 | 0 | 0
IL MPS- Dynegy SO2 Rate Annual v5.12 | 646 | 5762 | Rate Constraint in lbs/MMBtu | FALSE | L | Annual | Seasons Included | Seasons | Winter, WintShld, Summer | Winter, WintShld, Summer | Winter, WintShld, Summer | Winter, WintShld, Summer | Winter, WintShld, Summer | Winter, WintShld, Summer | Winter, WintShld, Summer | Winter, WintShld, Summer
IL MPS- Dynegy SO2 Rate Annual v5.12 | 646 | 5762 | Rate Constraint in lbs/MMBtu | FALSE | L | Annual | Standard SO2 | lb/MMBtu | 0.25 | 0.25 | 0.25 | 0.25 | 0.25 | 0.25 | 0.25 | 0.25
IL MPS- Dynegy SO2 Rate Annual v5.12 | 646 | 5762 | Rate Constraint in lbs/MMBtu | FALSE | L | Annual | Emissions at Affected Plants SO2 | Thousand Tons | 5.7983 | 5.8439 | 5.747 | 5.7881 | 5.0727 | 5.5582 | 4.6592 | 4.4748
IL MPS- Dynegy SO2 Rate Annual v5.12 | 646 | 5762 | Rate Constraint in lbs/MMBtu | FALSE | L | Annual | Allowances Purchased SO2 | Thousand Tons | 0 | 0 | 0 | 0 | 0 | 0 | 0 | 0
IL MPS- Dynegy SO2 Rate Annual v5.12 | 646 | 5762 | Rate Constraint in lbs/MMBtu | FALSE | L | Annual | Allowances Sold SO2 | Thousand Tons | 0 | 0 | 0 | 0 | 0 | 0 | 0 | 0
IL MPS- Dynegy SO2 Rate Annual v5.12 | 646 | 5762 | Rate Constraint in lbs/MMBtu | FALSE | L | Annual | Allowances Banked | Thousand Tons | 0 | 0 | 0 | 0 | 0 | 0 | 0 | 0
IL MPS- Dynegy SO2 Rate Annual v5.12 | 646 | 5762 | Rate Constraint in lbs/MMBtu | FALSE | L | Annual | Allowances Withdrawn (1:1) | Thousand Tons | 0 | 0 | 0 | 0 | 0 | 0 | 0 | 0
IL MPS- Dynegy SO2 Rate Annual v5.12 | 646 | 5762 | Rate Constraint in lbs/MMBtu | FALSE | L | Annual | Allowances Withdrawn (n:1) | Thousand Tons | 0 | 0 | 0 | 0 | 0 | 0 | 0 | 0
IL MPS- Dynegy SO2 Rate Annual v5.12 | 646 | 5762 | Rate Constraint in lbs/MMBtu | FALSE | L | Annual | Net Emissions Allowance Position | Thousand Tons | 5.7983 | 5.8439 | 5.747 | 5.7881 | 5.0727 | 5.5582 | 4.6592 | 4.4748
IL MPS- Dynegy SO2 Rate Annual v5.12 | 646 | 5762 | Rate Constraint in lbs/MMBtu | FALSE | L | Annual | Fuel Consumed | TBtu | 67.8598 | 74.4908 | 73.4753 | 77.2542 | 66.1038 | 69.6523 | 66.2098 | 61.4549
IL MPS- Dynegy SO2 Rate Annual v5.12 | 646 | 5762 | Rate Constraint in lbs/MMBtu | FALSE | L | Annual | Rate | lb/MMBtu | 0.17089 | 0.1569 | 0.15643 | 0.14984 | 0.15348 | 0.1596 | 0.14074 | 0.14563
IL MPS- Dynegy SO2 Rate Annual v5.12 | 646 | 5762 | Rate Constraint in lbs/MMBtu | FALSE | L | Annual | Generation | TWh | 6.4072 | 7.0347 | 6.9184 | 7.2551 | 6.2461 | 6.5637 | 6.2424 | 5.8015
IL MPS- Dynegy SO2 Rate Annual v5.12 | 646 | 5762 | Rate Constraint in lbs/MMBtu | FALSE | L | Annual | Qualifying Generation | TWh | 6.4072 | 7.0347 | 6.9184 | 7.2551 | 6.2461 | 6.5637 | 6.2424 | 5.8015
IL MPS- Dynegy SO2 Rate Annual v5.12 | 646 | 5762 | Rate Constraint in lbs/MMBtu | FALSE | L | Annual | Rate | lb/MWh | 1.81 | 1.6614 | 1.6614 | 1.5956 | 1.6243 | 1.6936 | 1.4927 | 1.5426
IL MPS- Dynegy SO2 Rate Annual v5.12 | 646 | 5762 | Rate Constraint in lbs/MMBtu | FALSE | L | Annual | Constraint Shadow Price | US2016$/Ton | 0 | 0 | 0 | 0 | 0 | 0 | 0 | 0
Kansas Nearman Unit 1NOx Rate Annual v4.10 | 647 | 2260 | Rate Constraint in lbs/MMBtu | FALSE | L | Annual | Seasons Included | Seasons | Winter, WintShld, Summer | Winter, WintShld, Summer | Winter, WintShld, Summer | Winter, WintShld, Summer | Winter, WintShld, Summer | Winter, WintShld, Summer | Winter, WintShld, Summer | Winter, WintShld, Summer
Kansas Nearman Unit 1NOx Rate Annual v4.10 | 647 | 2260 | Rate Constraint in lbs/MMBtu | FALSE | L | Annual | Standard NOX | lb/MMBtu | 0.26 | 0.26 | 0.26 | 0.26 | 0.26 | 0.26 | 0.26 | 0.26
Kansas Nearman Unit 1NOx Rate Annual v4.10 | 647 | 2260 | Rate Constraint in lbs/MMBtu | FALSE | L | Annual | Emissions at Affected Plants NOX | Thousand Tons | 0.88517 | 0.98477 | 1.0464 | 0.95295 | 0.96038 | 1.0107 | 1.1611 | 1.0029
Kansas Nearman Unit 1NOx Rate Annual v4.10 | 647 | 2260 | Rate Constraint in lbs/MMBtu | FALSE | L | Annual | Allowances Purchased NOX | Thousand Tons | 0 | 0 | 0 | 0 | 0 | 0 | 0 | 0
Kansas Nearman Unit 1NOx Rate Annual v4.10 | 647 | 2260 | Rate Constraint in lbs/MMBtu | FALSE | L | Annual | Allowances Sold NOX | Thousand Tons | 0 | 0 | 0 | 0 | 0 | 0 | 0 | 0
Kansas Nearman Unit 1NOx Rate Annual v4.10 | 647 | 2260 | Rate Constraint in lbs/MMBtu | FALSE | L | Annual | Allowances Banked | Thousand Tons | 0 | 0 | 0 | 0 | 0 | 0 | 0 | 0
Kansas Nearman Unit 1NOx Rate Annual v4.10 | 647 | 2260 | Rate Constraint in lbs/MMBtu | FALSE | L | Annual | Allowances Withdrawn (1:1) | Thousand Tons | 0 | 0 | 0 | 0 | 0 | 0 | 0 | 0
Kansas Nearman Unit 1NOx Rate Annual v4.10 | 647 | 2260 | Rate Constraint in lbs/MMBtu | FALSE | L | Annual | Allowances Withdrawn (n:1) | Thousand Tons | 0 | 0 | 0 | 0 | 0 | 0 | 0 | 0
Kansas Nearman Unit 1NOx Rate Annual v4.10 | 647 | 2260 | Rate Constraint in lbs/MMBtu | FALSE | L | Annual | Net Emissions Allowance Position | Thousand Tons | 0.88517 | 0.98477 | 1.0464 | 0.95295 | 0.96038 | 1.0107 | 1.1611 | 1.0029
Kansas Nearman Unit 1NOx Rate Annual v4.10 | 647 | 2260 | Rate Constraint in lbs/MMBtu | FALSE | L | Annual | Fuel Consumed | TBtu | 10.111 | 11.2487 | 11.9529 | 10.8853 | 10.9701 | 11.5451 | 13.2634 | 11.4561
Kansas Nearman Unit 1NOx Rate Annual v4.10 | 647 | 2260 | Rate Constraint in lbs/MMBtu | FALSE | L | Annual | Rate | lb/MMBtu | 0.17509 | 0.17509 | 0.17509 | 0.17509 | 0.17509 | 0.17509 | 0.17509 | 0.17509
Kansas Nearman Unit 1NOx Rate Annual v4.10 | 647 | 2260 | Rate Constraint in lbs/MMBtu | FALSE | L | Annual | Generation | TWh | 0.89684 | 0.99775 | 1.0602 | 0.96552 | 0.97304 | 1.024 | 1.1765 | 1.0162
Kansas Nearman Unit 1NOx Rate Annual v4.10 | 647 | 2260 | Rate Constraint in lbs/MMBtu | FALSE | L | Annual | Qualifying Generation | TWh | 0.89684 | 0.99775 | 1.0602 | 0.96552 | 0.97304 | 1.024 | 1.1765 | 1.0162
Kansas Nearman Unit 1NOx Rate Annual v4.10 | 647 | 2260 | Rate Constraint in lbs/MMBtu | FALSE | L | Annual | Rate | lb/MWh | 1.974 | 1.974 | 1.974 | 1.974 | 1.974 | 1.974 | 1.974 | 1.974
Kansas Nearman Unit 1NOx Rate Annual v4.10 | 647 | 2260 | Rate Constraint in lbs/MMBtu | FALSE | L | Annual | Constraint Shadow Price | US2016$/Ton | 0 | 0 | 0 | 0 | 0 | 0 | 0 | 0
Kansas Quindaro Unit 2 Nox Rate Annual v4.10 | 648 | 2259 | Rate Constraint in lbs/MMBtu | FALSE | L | Annual | Seasons Included | Seasons | Winter, WintShld, Summer | Winter, WintShld, Summer | Winter, WintShld, Summer | Winter, WintShld, Summer | Winter, WintShld, Summer | Winter, WintShld, Summer | Winter, WintShld, Summer | Winter, WintShld, Summer
Kansas Quindaro Unit 2 Nox Rate Annual v4.10 | 648 | 2259 | Rate Constraint in lbs/MMBtu | FALSE | L | Annual | Standard NOX | lb/MMBtu | 0.2 | 0.2 | 0.2 | 0.2 | 0.2 | 0.2 | 0.2 | 0.2
Kansas Quindaro Unit 2 Nox Rate Annual v4.10 | 648 | 2259 | Rate Constraint in lbs/MMBtu | FALSE | L | Annual | Emissions at Affected Plants NOX | Thousand Tons | 0.033392 | 0.036245 | 0.034581 | 0.04837 | 0.043646 | 0.039573 | 0.031736 | 0.010685
Kansas Quindaro Unit 2 Nox Rate Annual v4.10 | 648 | 2259 | Rate Constraint in lbs/MMBtu | FALSE | L | Annual | Allowances Purchased NOX | Thousand Tons | 0 | 0 | 0 | 0 | 0 | 0 | 0 | 0
Kansas Quindaro Unit 2 Nox Rate Annual v4.10 | 648 | 2259 | Rate Constraint in lbs/MMBtu | FALSE | L | Annual | Allowances Sold NOX | Thousand Tons | 0 | 0 | 0 | 0 | 0 | 0 | 0 | 0
Kansas Quindaro Unit 2 Nox Rate Annual v4.10 | 648 | 2259 | Rate Constraint in lbs/MMBtu | FALSE | L | Annual | Allowances Banked | Thousand Tons | 0 | 0 | 0 | 0 | 0 | 0 | 0 | 0
Kansas Quindaro Unit 2 Nox Rate Annual v4.10 | 648 | 2259 | Rate Constraint in lbs/MMBtu | FALSE | L | Annual | Allowances Withdrawn (1:1) | Thousand Tons | 0 | 0 | 0 | 0 | 0 | 0 | 0 | 0
Kansas Quindaro Unit 2 Nox Rate Annual v4.10 | 648 | 2259 | Rate Constraint in lbs/MMBtu | FALSE | L | Annual | Allowances Withdrawn (n:1) | Thousand Tons | 0 | 0 | 0 | 0 | 0 | 0 | 0 | 0
Kansas Quindaro Unit 2 Nox Rate Annual v4.10 | 648 | 2259 | Rate Constraint in lbs/MMBtu | FALSE | L | Annual | Net Emissions Allowance Position | Thousand Tons | 0.033392 | 0.036245 | 0.034581 | 0.04837 | 0.043646 | 0.039573 | 0.031736 | 0.010685
Kansas Quindaro Unit 2 Nox Rate Annual v4.10 | 648 | 2259 | Rate Constraint in lbs/MMBtu | FALSE | L | Annual | Fuel Consumed | TBtu | 0.50736 | 0.55071 | 0.52542 | 0.73494 | 0.66315 | 0.60128 | 0.4822 | 0.16235
Kansas Quindaro Unit 2 Nox Rate Annual v4.10 | 648 | 2259 | Rate Constraint in lbs/MMBtu | FALSE | L | Annual | Rate | lb/MMBtu | 0.13163 | 0.13163 | 0.13163 | 0.13163 | 0.13163 | 0.13163 | 0.13163 | 0.13163
Kansas Quindaro Unit 2 Nox Rate Annual v4.10 | 648 | 2259 | Rate Constraint in lbs/MMBtu | FALSE | L | Annual | Generation | TWh | 0.04295 | 0.046619 | 0.044478 | 0.062214 | 0.056138 | 0.0509 | 0.040819 | 0.013743
Kansas Quindaro Unit 2 Nox Rate Annual v4.10 | 648 | 2259 | Rate Constraint in lbs/MMBtu | FALSE | L | Annual | Qualifying Generation | TWh | 0.04295 | 0.046619 | 0.044478 | 0.062214 | 0.056138 | 0.0509 | 0.040819 | 0.013743
Kansas Quindaro Unit 2 Nox Rate Annual v4.10 | 648 | 2259 | Rate Constraint in lbs/MMBtu | FALSE | L | Annual | Rate | lb/MWh | 1.5549 | 1.5549 | 1.5549 | 1.5549 | 1.5549 | 1.5549 | 1.5549 | 1.5549
Kansas Quindaro Unit 2 Nox Rate Annual v4.10 | 648 | 2259 | Rate Constraint in lbs/MMBtu | FALSE | L | Annual | Constraint Shadow Price | US2016$/Ton | 0 | 0 | 0 | 0 | 0 | 0 | 0 | 0
KS La Cygne NOX Rate Annual v5.14 | 649 | 6150 | Rate Constraint in lbs/MMBtu | FALSE | L | Annual | Seasons Included | Seasons | Winter, WintShld, Summer | Winter, WintShld, Summer | Winter, WintShld, Summer | Winter, WintShld, Summer | Winter, WintShld, Summer | Winter, WintShld, Summer | Winter, WintShld, Summer | Winter, WintShld, Summer
KS La Cygne NOX Rate Annual v5.14 | 649 | 6150 | Rate Constraint in lbs/MMBtu | FALSE | L | Annual | Standard NOX | lb/MMBtu | 0.13 | 0.13 | 0.13 | 0.13 | 0.13 | 0.13 | 0.13 | 0.13
KS La Cygne NOX Rate Annual v5.14 | 649 | 6150 | Rate Constraint in lbs/MMBtu | FALSE | L | Annual | Emissions at Affected Plants NOX | Thousand Tons | 2.469 | 2.9348 | 3.5411 | 2.8232 | 2.881 | 3.0462 | 3.2195 | 2.8322
KS La Cygne NOX Rate Annual v5.14 | 649 | 6150 | Rate Constraint in lbs/MMBtu | FALSE | L | Annual | Allowances Purchased NOX | Thousand Tons | 0 | 0 | 0 | 0 | 0 | 0 | 0 | 0
KS La Cygne NOX Rate Annual v5.14 | 649 | 6150 | Rate Constraint in lbs/MMBtu | FALSE | L | Annual | Allowances Sold NOX | Thousand Tons | 0 | 0 | 0 | 0 | 0 | 0 | 0 | 0
KS La Cygne NOX Rate Annual v5.14 | 649 | 6150 | Rate Constraint in lbs/MMBtu | FALSE | L | Annual | Allowances Banked | Thousand Tons | 0 | 0 | 0 | 0 | 0 | 0 | 0 | 0
KS La Cygne NOX Rate Annual v5.14 | 649 | 6150 | Rate Constraint in lbs/MMBtu | FALSE | L | Annual | Allowances Withdrawn (1:1) | Thousand Tons | 0 | 0 | 0 | 0 | 0 | 0 | 0 | 0
KS La Cygne NOX Rate Annual v5.14 | 649 | 6150 | Rate Constraint in lbs/MMBtu | FALSE | L | Annual | Allowances Withdrawn (n:1) | Thousand Tons | 0 | 0 | 0 | 0 | 0 | 0 | 0 | 0
KS La Cygne NOX Rate Annual v5.14 | 649 | 6150 | Rate Constraint in lbs/MMBtu | FALSE | L | Annual | Net Emissions Allowance Position | Thousand Tons | 2.469 | 2.9348 | 3.5411 | 2.8232 | 2.881 | 3.0462 | 3.2195 | 2.8322
KS La Cygne NOX Rate Annual v5.14 | 649 | 6150 | Rate Constraint in lbs/MMBtu | FALSE | L | Annual | Fuel Consumed | TBtu | 57.7971 | 68.5125 | 82.0455 | 65.9566 | 67.3893 | 71.0473 | 75.3388 | 66.3161
KS La Cygne NOX Rate Annual v5.14 | 649 | 6150 | Rate Constraint in lbs/MMBtu | FALSE | L | Annual | Rate | lb/MMBtu | 0.085438 | 0.085671 | 0.086322 | 0.085607 | 0.085504 | 0.085752 | 0.085468 | 0.085416
KS La Cygne NOX Rate Annual v5.14 | 649 | 6150 | Rate Constraint in lbs/MMBtu | FALSE | L | Annual | Generation | TWh | 5.2314 | 6.2077 | 7.4555 | 5.9744 | 6.1014 | 6.4397 | 6.82 | 6.0019
KS La Cygne NOX Rate Annual v5.14 | 649 | 6150 | Rate Constraint in lbs/MMBtu | FALSE | L | Annual | Qualifying Generation | TWh | 5.2314 | 6.2077 | 7.4555 | 5.9744 | 6.1014 | 6.4397 | 6.82 | 6.0019
KS La Cygne NOX Rate Annual v5.14 | 649 | 6150 | Rate Constraint in lbs/MMBtu | FALSE | L | Annual | Rate | lb/MWh | 0.94393 | 0.94552 | 0.94994 | 0.94508 | 0.94438 | 0.94607 | 0.94413 | 0.94378
KS La Cygne NOX Rate Annual v5.14 | 649 | 6150 | Rate Constraint in lbs/MMBtu | FALSE | L | Annual | Constraint Shadow Price | US2016$/Ton | 0 | 0 | 0 | 0 | 0 | 0 | 0 | 0
KS La Cygne SO2 Rate Annual v5.14 | 650 | 6151 | Rate Constraint in lbs/MMBtu | FALSE | L | Annual | Seasons Included | Seasons | Winter, WintShld, Summer | Winter, WintShld, Summer | Winter, WintShld, Summer | Winter, WintShld, Summer | Winter, WintShld, Summer | Winter, WintShld, Summer | Winter, WintShld, Summer | Winter, WintShld, Summer
KS La Cygne SO2 Rate Annual v5.14 | 650 | 6151 | Rate Constraint in lbs/MMBtu | FALSE | L | Annual | Standard SO2 | lb/MMBtu | 0.1 | 0.1 | 0.1 | 0.1 | 0.1 | 0.1 | 0.1 | 0.1
KS La Cygne SO2 Rate Annual v5.14 | 650 | 6151 | Rate Constraint in lbs/MMBtu | FALSE | L | Annual | Emissions at Affected Plants SO2 | Thousand Tons | 2.8608 | 3.3305 | 3.7855 | 3.2224 | 3.3188 | 3.4319 | 3.7206 | 3.2881
KS La Cygne SO2 Rate Annual v5.14 | 650 | 6151 | Rate Constraint in lbs/MMBtu | FALSE | L | Annual | Allowances Purchased SO2 | Thousand Tons | 0 | 0 | 0 | 0 | 0 | 0 | 0 | 0
KS La Cygne SO2 Rate Annual v5.14 | 650 | 6151 | Rate Constraint in lbs/MMBtu | FALSE | L | Annual | Allowances Sold SO2 | Thousand Tons | 0 | 0 | 0 | 0 | 0 | 0 | 0 | 0
KS La Cygne SO2 Rate Annual v5.14 | 650 | 6151 | Rate Constraint in lbs/MMBtu | FALSE | L | Annual | Allowances Banked | Thousand Tons | 0 | 0 | 0 | 0 | 0 | 0 | 0 | 0
KS La Cygne SO2 Rate Annual v5.14 | 650 | 6151 | Rate Constraint in lbs/MMBtu | FALSE | L | Annual | Allowances Withdrawn (1:1) | Thousand Tons | 0 | 0 | 0 | 0 | 0 | 0 | 0 | 0
KS La Cygne SO2 Rate Annual v5.14 | 650 | 6151 | Rate Constraint in lbs/MMBtu | FALSE | L | Annual | Allowances Withdrawn (n:1) | Thousand Tons | 0 | 0 | 0 | 0 | 0 | 0 | 0 | 0
KS La Cygne SO2 Rate Annual v5.14 | 650 | 6151 | Rate Constraint in lbs/MMBtu | FALSE | L | Annual | Net Emissions Allowance Position | Thousand Tons | 2.8608 | 3.3305 | 3.7855 | 3.2224 | 3.3188 | 3.4319 | 3.7206 | 3.2881
KS La Cygne SO2 Rate Annual v5.14 | 650 | 6151 | Rate Constraint in lbs/MMBtu | FALSE | L | Annual | Fuel Consumed | TBtu | 57.7971 | 68.5125 | 82.0455 | 65.9566 | 67.3893 | 71.0473 | 75.3388 | 66.3161
KS La Cygne SO2 Rate Annual v5.14 | 650 | 6151 | Rate Constraint in lbs/MMBtu | FALSE | L | Annual | Rate | lb/MMBtu | 0.098996 | 0.097223 | 0.092279 | 0.097713 | 0.098496 | 0.09661 | 0.098771 | 0.099165
KS La Cygne SO2 Rate Annual v5.14 | 650 | 6151 | Rate Constraint in lbs/MMBtu | FALSE | L | Annual | Generation | TWh | 5.2314 | 6.2077 | 7.4555 | 5.9744 | 6.1014 | 6.4397 | 6.82 | 6.0019
KS La Cygne SO2 Rate Annual v5.14 | 650 | 6151 | Rate Constraint in lbs/MMBtu | FALSE | L | Annual | Qualifying Generation | TWh | 5.2314 | 6.2077 | 7.4555 | 5.9744 | 6.1014 | 6.4397 | 6.82 | 6.0019
KS La Cygne SO2 Rate Annual v5.14 | 650 | 6151 | Rate Constraint in lbs/MMBtu | FALSE | L | Annual | Rate | lb/MWh | 1.0937 | 1.073 | 1.0155 | 1.0787 | 1.0879 | 1.0659 | 1.0911 | 1.0957
KS La Cygne SO2 Rate Annual v5.14 | 650 | 6151 | Rate Constraint in lbs/MMBtu | FALSE | L | Annual | Constraint Shadow Price | US2016$/Ton | 0 | 0 | 0 | 0 | 0 | 0 | 0 | 0
LA Big Cajun 1 CT- NOx Summer v4.10 | 651 | 2425 | Rate Constraint in lbs/MMBtu | FALSE | L | Annual | Seasons Included | Seasons | Summer | Summer | Summer | Summer | Summer | Summer | Summer | Summer
LA Big Cajun 1 CT- NOx Summer v4.10 | 651 | 2425 | Rate Constraint in lbs/MMBtu | FALSE | L | Annual | Standard NOX | lb/MMBtu | 0.2 | 0.2 | 0.2 | 0.2 | 0.2 | 0.2 | 0.2 | 0.2
LA Big Cajun 1 CT- NOx Summer v4.10 | 651 | 2425 | Rate Constraint in lbs/MMBtu | FALSE | L | Annual | Emissions at Affected Plants NOX | Thousand Tons | 0.00015711 | 0 | 0.00015711 | 0.00015711 | 1.4842e-05 | 0.00015711 | 0.00015711 | 0.00015711
LA Big Cajun 1 CT- NOx Summer v4.10 | 651 | 2425 | Rate Constraint in lbs/MMBtu | FALSE | L | Annual | Allowances Purchased NOX | Thousand Tons | 0 | 0 | 0 | 0 | 0 | 0 | 0 | 0
LA Big Cajun 1 CT- NOx Summer v4.10 | 651 | 2425 | Rate Constraint in lbs/MMBtu | FALSE | L | Annual | Allowances Sold NOX | Thousand Tons | 0 | 0 | 0 | 0 | 0 | 0 | 0 | 0
LA Big Cajun 1 CT- NOx Summer v4.10 | 651 | 2425 | Rate Constraint in lbs/MMBtu | FALSE | L | Annual | Allowances Banked | Thousand Tons | 0 | 0 | 0 | 0 | 0 | 0 | 0 | 0
LA Big Cajun 1 CT- NOx Summer v4.10 | 651 | 2425 | Rate Constraint in lbs/MMBtu | FALSE | L | Annual | Allowances Withdrawn (1:1) | Thousand Tons | 0 | 0 | 0 | 0 | 0 | 0 | 0 | 0
LA Big Cajun 1 CT- NOx Summer v4.10 | 651 | 2425 | Rate Constraint in lbs/MMBtu | FALSE | L | Annual | Allowances Withdrawn (n:1) | Thousand Tons | 0 | 0 | 0 | 0 | 0 | 0 | 0 | 0
LA Big Cajun 1 CT- NOx Summer v4.10 | 651 | 2425 | Rate Constraint in lbs/MMBtu | FALSE | L | Annual | Net Emissions Allowance Position | Thousand Tons | 0.00015711 | 0 | 0.00015711 | 0.00015711 | 1.4842e-05 | 0.00015711 | 0.00015711 | 0.00015711
LA Big Cajun 1 CT- NOx Summer v4.10 | 651 | 2425 | Rate Constraint in lbs/MMBtu | FALSE | L | Annual | Fuel Consumed | TBtu | 0.0047222 | 0 | 0.0047222 | 0.0047222 | 0.00044612 | 0.0047222 | 0.0047222 | 0.0047222
LA Big Cajun 1 CT- NOx Summer v4.10 | 651 | 2425 | Rate Constraint in lbs/MMBtu | FALSE | L | Annual | Rate | lb/MMBtu | 0.06654 | 0 | 0.06654 | 0.06654 | 0.06654 | 0.06654 | 0.06654 | 0.06654
LA Big Cajun 1 CT- NOx Summer v4.10 | 651 | 2425 | Rate Constraint in lbs/MMBtu | FALSE | L | Annual | Generation | TWh | 0.00038453 | 0 | 0.00038453 | 0.00038453 | 3.6328e-05 | 0.00038453 | 0.00038453 | 0.00038453
LA Big Cajun 1 CT- NOx Summer v4.10 | 651 | 2425 | Rate Constraint in lbs/MMBtu | FALSE | L | Annual | Qualifying Generation | TWh | 0.00038453 | 0 | 0.00038453 | 0.00038453 | 3.6328e-05 | 0.00038453 | 0.00038453 | 0.00038453
LA Big Cajun 1 CT- NOx Summer v4.10 | 651 | 2425 | Rate Constraint in lbs/MMBtu | FALSE | L | Annual | Rate | lb/MWh | 0.81714 | 0 | 0.81714 | 0.81714 | 0.81714 | 0.81714 | 0.81714 | 0.81714
LA Big Cajun 1 CT- NOx Summer v4.10 | 651 | 2425 | Rate Constraint in lbs/MMBtu | FALSE | L | Annual | Constraint Shadow Price | US2016$/Ton | 0 | 0 | 0 | 0 | 0 | 0 | 0 | 0
LA Big Cajun 1 OGS- NOx Summer v4.10 | 652 | 2426 | Rate Constraint in lbs/MMBtu | FALSE | L | Annual | Seasons Included | Seasons | Summer | Summer | Summer | Summer | Summer | Summer | Summer | Summer
LA Big Cajun 1 OGS- NOx Summer v4.10 | 652 | 2426 | Rate Constraint in lbs/MMBtu | FALSE | L | Annual | Standard NOX | lb/MMBtu | 0.1 | 0.1 | 0.1 | 0.1 | 0.1 | 0.1 | 0.1 | 0.1
LA Big Cajun 1 OGS- NOx Summer v4.10 | 652 | 2426 | Rate Constraint in lbs/MMBtu | FALSE | L | Annual | Emissions at Affected Plants NOX | Thousand Tons | 0.025091 | 0.071568 | 0.11805 | 0.071568 | 0.032538 | 0.032538 | 0.032538 | 0.023302
LA Big Cajun 1 OGS- NOx Summer v4.10 | 652 | 2426 | Rate Constraint in lbs/MMBtu | FALSE | L | Annual | Allowances Purchased NOX | Thousand Tons | 0 | 0 | 0 | 0 | 0 | 0 | 0 | 0
LA Big Cajun 1 OGS- NOx Summer v4.10 | 652 | 2426 | Rate Constraint in lbs/MMBtu | FALSE | L | Annual | Allowances Sold NOX | Thousand Tons | 0 | 0 | 0 | 0 | 0 | 0 | 0 | 0
LA Big Cajun 1 OGS- NOx Summer v4.10 | 652 | 2426 | Rate Constraint in lbs/MMBtu | FALSE | L | Annual | Allowances Banked | Thousand Tons | 0 | 0 | 0 | 0 | 0 | 0 | 0 | 0
LA Big Cajun 1 OGS- NOx Summer v4.10 | 652 | 2426 | Rate Constraint in lbs/MMBtu | FALSE | L | Annual | Allowances Withdrawn (1:1) | Thousand Tons | 0 | 0 | 0 | 0 | 0 | 0 | 0 | 0
LA Big Cajun 1 OGS- NOx Summer v4.10 | 652 | 2426 | Rate Constraint in lbs/MMBtu | FALSE | L | Annual | Allowances Withdrawn (n:1) | Thousand Tons | 0 | 0 | 0 | 0 | 0 | 0 | 0 | 0
LA Big Cajun 1 OGS- NOx Summer v4.10 | 652 | 2426 | Rate Constraint in lbs/MMBtu | FALSE | L | Annual | Net Emissions Allowance Position | Thousand Tons | 0.025091 | 0.071568 | 0.11805 | 0.071568 | 0.032538 | 0.032538 | 0.032538 | 0.023302
LA Big Cajun 1 OGS- NOx Summer v4.10 | 652 | 2426 | Rate Constraint in lbs/MMBtu | FALSE | L | Annual | Fuel Consumed | TBtu | 0.55762 | 1.5842 | 2.6107 | 1.5842 | 0.71887 | 0.71887 | 0.71887 | 0.51486
LA Big Cajun 1 OGS- NOx Summer v4.10 | 652 | 2426 | Rate Constraint in lbs/MMBtu | FALSE | L | Annual | Rate | lb/MMBtu | 0.089993 | 0.090354 | 0.090431 | 0.090354 | 0.090526 | 0.090526 | 0.090526 | 0.090516
LA Big Cajun 1 OGS- NOx Summer v4.10 | 652 | 2426 | Rate Constraint in lbs/MMBtu | FALSE | L | Annual | Generation | TWh | 0.056213 | 0.16192 | 0.26763 | 0.16192 | 0.073959 | 0.073959 | 0.073959 | 0.052951
LA Big Cajun 1 OGS- NOx Summer v4.10 | 652 | 2426 | Rate Constraint in lbs/MMBtu | FALSE | L | Annual | Qualifying Generation | TWh | 0.056213 | 0.16192 | 0.26763 | 0.16192 | 0.073959 | 0.073959 | 0.073959 | 0.052951
LA Big Cajun 1 OGS- NOx Summer v4.10 | 652 | 2426 | Rate Constraint in lbs/MMBtu | FALSE | L | Annual | Rate | lb/MWh | 0.89271 | 0.88398 | 0.88214 | 0.88398 | 0.8799 | 0.8799 | 0.8799 | 0.88012
LA Big Cajun 1 OGS- NOx Summer v4.10 | 652 | 2426 | Rate Constraint in lbs/MMBtu | FALSE | L | Annual | Constraint Shadow Price | US2016$/Ton | 0 | 0 | 0 | 0 | 0 | 0 | 0 | 0
LA Big Cajun 2- NOx Summer v4.10 | 653 | 2427 | Rate Constraint in lbs/MMBtu | FALSE | L | Annual | Seasons Included | Seasons | Summer | Summer | Summer | Summer | Summer | Summer | Summer | Summer
LA Big Cajun 2- NOx Summer v4.10 | 653 | 2427 | Rate Constraint in lbs/MMBtu | FALSE | L | Annual | Standard NOX | lb/MMBtu | 0.21 | 0.21 | 0.21 | 0.21 | 0.21 | 0.21 | 0.21 | 0.21
LA Big Cajun 2- NOx Summer v4.10 | 653 | 2427 | Rate Constraint in lbs/MMBtu | FALSE | L | Annual | Emissions at Affected Plants NOX | Thousand Tons | 0.89171 | 1.1508 | 1.2469 | 1.1958 | 1.1958 | 1.3525 | 1.3525 | 1.1445
LA Big Cajun 2- NOx Summer v4.10 | 653 | 2427 | Rate Constraint in lbs/MMBtu | FALSE | L | Annual | Allowances Purchased NOX | Thousand Tons | 0 | 0 | 0 | 0 | 0 | 0 | 0 | 0
LA Big Cajun 2- NOx Summer v4.10 | 653 | 2427 | Rate Constraint in lbs/MMBtu | FALSE | L | Annual | Allowances Sold NOX | Thousand Tons | 0 | 0 | 0 | 0 | 0 | 0 | 0 | 0
LA Big Cajun 2- NOx Summer v4.10 | 653 | 2427 | Rate Constraint in lbs/MMBtu | FALSE | L | Annual | Allowances Banked | Thousand Tons | 0 | 0 | 0 | 0 | 0 | 0 | 0 | 0
LA Big Cajun 2- NOx Summer v4.10 | 653 | 2427 | Rate Constraint in lbs/MMBtu | FALSE | L | Annual | Allowances Withdrawn (1:1) | Thousand Tons | 0 | 0 | 0 | 0 | 0 | 0 | 0 | 0
LA Big Cajun 2- NOx Summer v4.10 | 653 | 2427 | Rate Constraint in lbs/MMBtu | FALSE | L | Annual | Allowances Withdrawn (n:1) | Thousand Tons | 0 | 0 | 0 | 0 | 0 | 0 | 0 | 0
LA Big Cajun 2- NOx Summer v4.10 | 653 | 2427 | Rate Constraint in lbs/MMBtu | FALSE | L | Annual | Net Emissions Allowance Position | Thousand Tons | 0.89171 | 1.1508 | 1.2469 | 1.1958 | 1.1958 | 1.3525 | 1.3525 | 1.1445
LA Big Cajun 2- NOx Summer v4.10 | 653 | 2427 | Rate Constraint in lbs/MMBtu | FALSE | L | Annual | Fuel Consumed | TBtu | 15.0405 | 19.2272 | 21.3354 | 20.2319 | 20.2319 | 22.4727 | 22.4727 | 19.1249
LA Big Cajun 2- NOx Summer v4.10 | 653 | 2427 | Rate Constraint in lbs/MMBtu | FALSE | L | Annual | Rate | lb/MMBtu | 0.11857 | 0.11971 | 0.11689 | 0.11821 | 0.11821 | 0.12037 | 0.12037 | 0.11968
LA Big Cajun 2- NOx Summer v4.10 | 653 | 2427 | Rate Constraint in lbs/MMBtu | FALSE | L | Annual | Generation | TWh | 1.4194 | 1.8155 | 2.0118 | 1.9089 | 1.9089 | 2.1226 | 2.1226 | 1.8058
LA Big Cajun 2- NOx Summer v4.10 | 653 | 2427 | Rate Constraint in lbs/MMBtu | FALSE | L | Annual | Qualifying Generation | TWh | 1.4194 | 1.8155 | 2.0118 | 1.9089 | 1.9089 | 2.1226 | 2.1226 | 1.8058
LA Big Cajun 2- NOx Summer v4.10 | 653 | 2427 | Rate Constraint in lbs/MMBtu | FALSE | L | Annual | Rate | lb/MWh | 1.2565 | 1.2678 | 1.2396 | 1.2528 | 1.2528 | 1.2743 | 1.2743 | 1.2675
LA Big Cajun 2- NOx Summer v4.10 | 653 | 2427 | Rate Constraint in lbs/MMBtu | FALSE | L | Annual | Constraint Shadow Price | US2016$/Ton | 0 | 0 | 0 | 0 | 0 | 0 | 0 | 0
LA Carville Energy LLC -Nox Summer v5.12 | 654 | 2522 | Rate Constraint in lbs/MMBtu | FALSE | L | Annual | Seasons Included | Seasons | Summer | Summer | Summer | Summer | Summer | Summer | Summer | Summer
LA Carville Energy LLC -Nox Summer v5.12 | 654 | 2522 | Rate Constraint in lbs/MMBtu | FALSE | L | Annual | Standard NOX | lb/MMBtu | 0.2 | 0.2 | 0.2 | 0.2 | 0.2 | 0.2 | 0.2 | 0.2
LA Carville Energy LLC -Nox Summer v5.12 | 654 | 2522 | Rate Constraint in lbs/MMBtu | FALSE | L | Annual | Emissions at Affected Plants NOX | Thousand Tons | 0.23321 | 0.23321 | 0.23321 | 0.23321 | 0.23321 | 0.23321 | 0.23321 | 0.23321
LA Carville Energy LLC -Nox Summer v5.12 | 654 | 2522 | Rate Constraint in lbs/MMBtu | FALSE | L | Annual | Allowances Purchased NOX | Thousand Tons | 0 | 0 | 0 | 0 | 0 | 0 | 0 | 0
LA Carville Energy LLC -Nox Summer v5.12 | 654 | 2522 | Rate Constraint in lbs/MMBtu | FALSE | L | Annual | Allowances Sold NOX | Thousand Tons | 0 | 0 | 0 | 0 | 0 | 0 | 0 | 0
LA Carville Energy LLC -Nox Summer v5.12 | 654 | 2522 | Rate Constraint in lbs/MMBtu | FALSE | L | Annual | Allowances Banked | Thousand Tons | 0 | 0 | 0 | 0 | 0 | 0 | 0 | 0
LA Carville Energy LLC -Nox Summer v5.12 | 654 | 2522 | Rate Constraint in lbs/MMBtu | FALSE | L | Annual | Allowances Withdrawn (1:1) | Thousand Tons | 0 | 0 | 0 | 0 | 0 | 0 | 0 | 0
LA Carville Energy LLC -Nox Summer v5.12 | 654 | 2522 | Rate Constraint in lbs/MMBtu | FALSE | L | Annual | Allowances Withdrawn (n:1) | Thousand Tons | 0 | 0 | 0 | 0 | 0 | 0 | 0 | 0
LA Carville Energy LLC -Nox Summer v5.12 | 654 | 2522 | Rate Constraint in lbs/MMBtu | FALSE | L | Annual | Net Emissions Allowance Position | Thousand Tons | 0.23321 | 0.23321 | 0.23321 | 0.23321 | 0.23321 | 0.23321 | 0.23321 | 0.23321
LA Carville Energy LLC -Nox Summer v5.12 | 654 | 2522 | Rate Constraint in lbs/MMBtu | FALSE | L | Annual | Fuel Consumed | TBtu | 10.3038 | 10.3038 | 10.3038 | 10.3038 | 10.3038 | 10.3038 | 10.3038 | 10.3038
LA Carville Energy LLC -Nox Summer v5.12 | 654 | 2522 | Rate Constraint in lbs/MMBtu | FALSE | L | Annual | Rate | lb/MMBtu | 0.045267 | 0.045267 | 0.045267 | 0.045267 | 0.045267 | 0.045267 | 0.045267 | 0.045267
LA Carville Energy LLC -Nox Summer v5.12 | 654 | 2522 | Rate Constraint in lbs/MMBtu | FALSE | L | Annual | Generation | TWh | 1.723 | 1.723 | 1.723 | 1.723 | 1.723 | 1.723 | 1.723 | 1.723
LA Carville Energy LLC -Nox Summer v5.12 | 654 | 2522 | Rate Constraint in lbs/MMBtu | FALSE | L | Annual | Qualifying Generation | TWh | 1.723 | 1.723 | 1.723 | 1.723 | 1.723 | 1.723 | 1.723 | 1.723
LA Carville Energy LLC -Nox Summer v5.12 | 654 | 2522 | Rate Constraint in lbs/MMBtu | FALSE | L | Annual | Rate | lb/MWh | 0.2707 | 0.2707 | 0.2707 | 0.2707 | 0.2707 | 0.2707 | 0.2707 | 0.2707
LA Carville Energy LLC -Nox Summer v5.12 | 654 | 2522 | Rate Constraint in lbs/MMBtu | FALSE | L | Annual | Constraint Shadow Price | US2016$/Ton | 0 | 0 | 0 | 0 | 0 | 0 | 0 | 0
LA Formosa Plastics High - NOx Summer v4.10 | 655 | 2421 | Rate Constraint in lbs/MMBtu | FALSE | L | Annual | Seasons Included | Seasons | Summer | Summer | Summer | Summer | Summer | Summer | Summer | Summer
LA Formosa Plastics High - NOx Summer v4.10 | 655 | 2421 | Rate Constraint in lbs/MMBtu | FALSE | L | Annual | Standard NOX | lb/MMBtu | 0.2 | 0.2 | 0.2 | 0.2 | 0.2 | 0.2 | 0.2 | 0.2
LA Formosa Plastics High - NOx Summer v4.10 | 655 | 2421 | Rate Constraint in lbs/MMBtu | FALSE | L | Annual | Emissions at Affected Plants NOX | Thousand Tons | 0.0025128 | 0.0025128 | 0.0025128 | 0.002121 | 0.002121 | 0.002121 | 0.00013883 | 7.7128e-06
LA Formosa Plastics High - NOx Summer v4.10 | 655 | 2421 | Rate Constraint in lbs/MMBtu | FALSE | L | Annual | Allowances Purchased NOX | Thousand Tons | 0 | 0 | 0 | 0 | 0 | 0 | 0 | 0
LA Formosa Plastics High - NOx Summer v4.10 | 655 | 2421 | Rate Constraint in lbs/MMBtu | FALSE | L | Annual | Allowances Sold NOX | Thousand Tons | 0 | 0 | 0 | 0 | 0 | 0 | 0 | 0
LA Formosa Plastics High - NOx Summer v4.10 | 655 | 2421 | Rate Constraint in lbs/MMBtu | FALSE | L | Annual | Allowances Banked | Thousand Tons | 0 | 0 | 0 | 0 | 0 | 0 | 0 | 0
LA Formosa Plastics High - NOx Summer v4.10 | 655 | 2421 | Rate Constraint in lbs/MMBtu | FALSE | L | Annual | Allowances Withdrawn (1:1) | Thousand Tons | 0 | 0 | 0 | 0 | 0 | 0 | 0 | 0
LA Formosa Plastics High - NOx Summer v4.10 | 655 | 2421 | Rate Constraint in lbs/MMBtu | FALSE | L | Annual | Allowances Withdrawn (n:1) | Thousand Tons | 0 | 0 | 0 | 0 | 0 | 0 | 0 | 0
LA Formosa Plastics High - NOx Summer v4.10 | 655 | 2421 | Rate Constraint in lbs/MMBtu | FALSE | L | Annual | Net Emissions Allowance Position | Thousand Tons | 0.0025128 | 0.0025128 | 0.0025128 | 0.002121 | 0.002121 | 0.002121 | 0.00013883 | 7.7128e-06
LA Formosa Plastics High - NOx Summer v4.10 | 655 | 2421 | Rate Constraint in lbs/MMBtu | FALSE | L | Annual | Fuel Consumed | TBtu | 0.10171 | 0.10171 | 0.10171 | 0.085854 | 0.085854 | 0.085854 | 0.0056195 | 0.0003122
LA Formosa Plastics High - NOx Summer v4.10 | 655 | 2421 | Rate Constraint in lbs/MMBtu | FALSE | L | Annual | Rate | lb/MMBtu | 0.04941 | 0.04941 | 0.04941 | 0.04941 | 0.04941 | 0.04941 | 0.04941 | 0.04941
LA Formosa Plastics High - NOx Summer v4.10 | 655 | 2421 | Rate Constraint in lbs/MMBtu | FALSE | L | Annual | Generation | TWh | 0.009026 | 0.009026 | 0.009026 | 0.0076186 | 0.0076186 | 0.0076186 | 0.00049867 | 2.7704e-05
LA Formosa Plastics High - NOx Summer v4.10 | 655 | 2421 | Rate Constraint in lbs/MMBtu | FALSE | L | Annual | Qualifying Generation | TWh | 0.009026 | 0.009026 | 0.009026 | 0.0076186 | 0.0076186 | 0.0076186 | 0.00049867 | 2.7704e-05
LA Formosa Plastics High - NOx Summer v4.10 | 655 | 2421 | Rate Constraint in lbs/MMBtu | FALSE | L | Annual | Rate | lb/MWh | 0.5568 | 0.5568 | 0.5568 | 0.5568 | 0.5568 | 0.5568 | 0.5568 | 0.5568
LA Formosa Plastics High - NOx Summer v4.10 | 655 | 2421 | Rate Constraint in lbs/MMBtu | FALSE | L | Annual | Constraint Shadow Price | US2016$/Ton | 0 | 0 | 0 | 0 | 0 | 0 | 0 | 0
LA Formosa Plastics Low - NOx Summer v4.10 | 656 | 2422 | Rate Constraint in lbs/MMBtu | FALSE | L | Annual | Seasons Included | Seasons | Summer | Summer | Summer | Summer | Summer | Summer | Summer | Summer
LA Formosa Plastics Low - NOx Summer v4.10 | 656 | 2422 | Rate Constraint in lbs/MMBtu | FALSE | L | Annual | Standard NOX | lb/MMBtu | 0.2 | 0.2 | 0.2 | 0.2 | 0.2 | 0.2 | 0.2 | 0.2
LA Formosa Plastics Low - NOx Summer v4.10 | 656 | 2422 | Rate Constraint in lbs/MMBtu | FALSE | L | Annual | Emissions at Affected Plants NOX | Thousand Tons | 6.9159e-05 | 0 | 6.9159e-05 | 6.9159e-05 | 0 | 6.9159e-05 | 6.9159e-05 | 6.9159e-05
LA Formosa Plastics Low - NOx Summer v4.10 | 656 | 2422 | Rate Constraint in lbs/MMBtu | FALSE | L | Annual | Allowances Purchased NOX | Thousand Tons | 0 | 0 | 0 | 0 | 0 | 0 | 0 | 0
LA Formosa Plastics Low - NOx Summer v4.10 | 656 | 2422 | Rate Constraint in lbs/MMBtu | FALSE | L | Annual | Allowances Sold NOX | Thousand Tons | 0 | 0 | 0 | 0 | 0 | 0 | 0 | 0
LA Formosa Plastics Low - NOx Summer v4.10 | 656 | 2422 | Rate Constraint in lbs/MMBtu | FALSE | L | Annual | Allowances Banked | Thousand Tons | 0 | 0 | 0 | 0 | 0 | 0 | 0 | 0
LA Formosa Plastics Low - NOx Summer v4.10 | 656 | 2422 | Rate Constraint in lbs/MMBtu | FALSE | L | Annual | Allowances Withdrawn (1:1) | Thousand Tons | 0 | 0 | 0 | 0 | 0 | 0 | 0 | 0
LA Formosa Plastics Low - NOx Summer v4.10 | 656 | 2422 | Rate Constraint in lbs/MMBtu | FALSE | L | Annual | Allowances Withdrawn (n:1) | Thousand Tons | 0 | 0 | 0 | 0 | 0 | 0 | 0 | 0
LA Formosa Plastics Low - NOx Summer v4.10 | 656 | 2422 | Rate Constraint in lbs/MMBtu | FALSE | L | Annual | Net Emissions Allowance Position | Thousand Tons | 6.9159e-05 | 0 | 6.9159e-05 | 6.9159e-05 | 0 | 6.9159e-05 | 6.9159e-05 | 6.9159e-05
LA Formosa Plastics Low - NOx Summer v4.10 | 656 | 2422 | Rate Constraint in lbs/MMBtu | FALSE | L | Annual | Fuel Consumed | TBtu | 0.0014545 | 0 | 0.0014545 | 0.0014545 | 0 | 0.0014545 | 0.0014545 | 0.0014545
LA Formosa Plastics Low - NOx Summer v4.10 | 656 | 2422 | Rate Constraint in lbs/MMBtu | FALSE | L | Annual | Rate | lb/MMBtu | 0.0951 | 0 | 0.0951 | 0.0951 | 0 | 0.0951 | 0.0951 | 0.0951
LA Formosa Plastics Low - NOx Summer v4.10 | 656 | 2422 | Rate Constraint in lbs/MMBtu | FALSE | L | Annual | Generation | TWh | 0.00011728 | 0 | 0.00011728 | 0.00011728 | 0 | 0.00011728 | 0.00011728 | 0.00011728
LA Formosa Plastics Low - NOx Summer v4.10 | 656 | 2422 | Rate Constraint in lbs/MMBtu | FALSE | L | Annual | Qualifying Generation | TWh | 0.00011728 | 0 | 0.00011728 | 0.00011728 | 0 | 0.00011728 | 0.00011728 | 0.00011728
LA Formosa Plastics Low - NOx Summer v4.10 | 656 | 2422 | Rate Constraint in lbs/MMBtu | FALSE | L | Annual | Rate | lb/MWh | 1.1793 | 0 | 1.1793 | 1.1793 | 0 | 1.1793 | 1.1793 | 1.1793
LA Formosa Plastics Low - NOx Summer v4.10 | 656 | 2422 | Rate Constraint in lbs/MMBtu | FALSE | L | Annual | Constraint Shadow Price | US2016$/Ton | 0 | 0 | 0 | 0 | 0 | 0 | 0 | 0
LA Geismar Cogen -Nox Summer v5.12 | 657 | 2524 | Rate Constraint in lbs/MMBtu | FALSE | L | Annual | Seasons Included | Seasons | Summer | Summer | Summer | Summer | Summer | Summer | Summer | Summer
LA Geismar Cogen -Nox Summer v5.12 | 657 | 2524 | Rate Constraint in lbs/MMBtu | FALSE | L | Annual | Standard NOX | lb/MMBtu | 0.2 | 0.2 | 0.2 | 0.2 | 0.2 | 0.2 | 0.2 | 0.2
LA Geismar Cogen -Nox Summer v5.12 | 657 | 2524 | Rate Constraint in lbs/MMBtu | FALSE | L | Annual | Emissions at Affected Plants NOX | Thousand Tons | 2.9049e-05 | 2.9049e-05 | 2.9049e-05 | 2.9049e-05 | 2.9049e-05 | 2.9049e-05 | 2.9049e-05 | 2.9049e-05
LA Geismar Cogen -Nox Summer v5.12 | 657 | 2524 | Rate Constraint in lbs/MMBtu | FALSE | L | Annual | Allowances Purchased NOX | Thousand Tons | 0 | 0 | 0 | 0 | 0 | 0 | 0 | 0
LA Geismar Cogen -Nox Summer v5.12 | 657 | 2524 | Rate Constraint in lbs/MMBtu | FALSE | L | Annual | Allowances Sold NOX | Thousand Tons | 0 | 0 | 0 | 0 | 0 | 0 | 0 | 0
LA Geismar Cogen -Nox Summer v5.12 | 657 | 2524 | Rate Constraint in lbs/MMBtu | FALSE | L | Annual | Allowances Banked | Thousand Tons | 0 | 0 | 0 | 0 | 0 | 0 | 0 | 0
LA Geismar Cogen -Nox Summer v5.12 | 657 | 2524 | Rate Constraint in lbs/MMBtu | FALSE | L | Annual | Allowances Withdrawn (1:1) | Thousand Tons | 0 | 0 | 0 | 0 | 0 | 0 | 0 | 0
LA Geismar Cogen -Nox Summer v5.12 | 657 | 2524 | Rate Constraint in lbs/MMBtu | FALSE | L | Annual | Allowances Withdrawn (n:1) | Thousand Tons | 0 | 0 | 0 | 0 | 0 | 0 | 0 | 0
LA Geismar Cogen -Nox Summer v5.12 | 657 | 2524 | Rate Constraint in lbs/MMBtu | FALSE | L | Annual | Net Emissions Allowance Position | Thousand Tons | 2.9049e-05 | 2.9049e-05 | 2.9049e-05 | 2.9049e-05 | 2.9049e-05 | 2.9049e-05 | 2.9049e-05 | 2.9049e-05
LA Geismar Cogen -Nox Summer v5.12 | 657 | 2524 | Rate Constraint in lbs/MMBtu | FALSE | L | Annual | Fuel Consumed | TBtu | 0.0015098 | 0.0015098 | 0.0015098 | 0.0015098 | 0.0015098 | 0.0015098 | 0.0015098 | 0.0015098
LA Geismar Cogen -Nox Summer v5.12 | 657 | 2524 | Rate Constraint in lbs/MMBtu | FALSE | L | Annual | Rate | lb/MMBtu | 0.03848 | 0.03848 | 0.03848 | 0.03848 | 0.03848 | 0.03848 | 0.03848 | 0.03848
LA Geismar Cogen -Nox Summer v5.12 | 657 | 2524 | Rate Constraint in lbs/MMBtu | FALSE | L | Annual | Generation | TWh | 0.00013275 | 0.00013275 | 0.00013275 | 0.00013275 | 0.00013275 | 0.00013275 | 0.00013275 | 0.00013275
LA Geismar Cogen -Nox Summer v5.12 | 657 | 2524 | Rate Constraint in lbs/MMBtu | FALSE | L | Annual | Qualifying Generation | TWh | 0.00013275 | 0.00013275 | 0.00013275 | 0.00013275 | 0.00013275 | 0.00013275 | 0.00013275 | 0.00013275
LA Geismar Cogen -Nox Summer v5.12 | 657 | 2524 | Rate Constraint in lbs/MMBtu | FALSE | L | Annual | Rate | lb/MWh | 0.43763 | 0.43763 | 0.43763 | 0.43763 | 0.43763 | 0.43763 | 0.43763 | 0.43763
LA Geismar Cogen -Nox Summer v5.12 | 657 | 2524 | Rate Constraint in lbs/MMBtu | FALSE | L | Annual | Constraint Shadow Price | US2016$/Ton | 0 | 0 | 0 | 0 | 0 | 0 | 0 | 0
LA Georgia Gulf Plaquemine -Nox Summer v5.12 | 658 | 2521 | Rate Constraint in lbs/MMBtu | FALSE | L | Annual | Seasons Included | Seasons | Summer | Summer | Summer | Summer | Summer | Summer | Summer | Summer
LA Georgia Gulf Plaquemine -Nox Summer v5.12 | 658 | 2521 | Rate Constraint in lbs/MMBtu | FALSE | L | Annual | Standard NOX | lb/MMBtu | 0.2 | 0.2 | 0.2 | 0.2 | 0.2 | 0.2 | 0.2 | 0.2
LA Georgia Gulf Plaquemine -Nox Summer v5.12 | 658 | 2521 | Rate Constraint in lbs/MMBtu | FALSE | L | Annual | Emissions at Affected Plants NOX | Thousand Tons | 0 | 0 | 0 | 0 | 0 | 0 | 0 | 0
LA Georgia Gulf Plaquemine -Nox Summer v5.12 | 658 | 2521 | Rate Constraint in lbs/MMBtu | FALSE | L | Annual | Allowances Purchased NOX | Thousand Tons | 0 | 0 | 0 | 0 | 0 | 0 | 0 | 0
LA Georgia Gulf Plaquemine -Nox Summer v5.12 | 658 | 2521 | Rate Constraint in lbs/MMBtu | FALSE | L | Annual | Allowances Sold NOX | Thousand Tons | 0 | 0 | 0 | 0 | 0 | 0 | 0 | 0
LA Georgia Gulf Plaquemine -Nox Summer v5.12 | 658 | 2521 | Rate Constraint in lbs/MMBtu | FALSE | L | Annual | Allowances Banked | Thousand Tons | 0 | 0 | 0 | 0 | 0 | 0 | 0 | 0
LA Georgia Gulf Plaquemine -Nox Summer v5.12 | 658 | 2521 | Rate Constraint in lbs/MMBtu | FALSE | L | Annual | Allowances Withdrawn (1:1) | Thousand Tons | 0 | 0 | 0 | 0 | 0 | 0 | 0 | 0
LA Georgia Gulf Plaquemine -Nox Summer v5.12 | 658 | 2521 | Rate Constraint in lbs/MMBtu | FALSE | L | Annual | Allowances Withdrawn (n:1) | Thousand Tons | 0 | 0 | 0 | 0 | 0 | 0 | 0 | 0
LA Georgia Gulf Plaquemine -Nox Summer v5.12 | 658 | 2521 | Rate Constraint in lbs/MMBtu | FALSE | L | Annual | Net Emissions Allowance Position | Thousand Tons | 0 | 0 | 0 | 0 | 0 | 0 | 0 | 0
LA Georgia Gulf Plaquemine -Nox Summer v5.12 | 658 | 2521 | Rate Constraint in lbs/MMBtu | FALSE | L | Annual | Fuel Consumed | TBtu | 0 | 0 | 0 | 0 | 0 | 0 | 0 | 0
LA Georgia Gulf Plaquemine -Nox Summer v5.12 | 658 | 2521 | Rate Constraint in lbs/MMBtu | FALSE | L | Annual | Rate | lb/MMBtu | 0 | 0 | 0 | 0 | 0 | 0 | 0 | 0
LA Georgia Gulf Plaquemine -Nox Summer v5.12 | 658 | 2521 | Rate Constraint in lbs/MMBtu | FALSE | L | Annual | Generation | TWh | 0 | 0 | 0 | 0 | 0 | 0 | 0 | 0
LA Georgia Gulf Plaquemine -Nox Summer v5.12 | 658 | 2521 | Rate Constraint in lbs/MMBtu | FALSE | L | Annual | Qualifying Generation | TWh | 0 | 0 | 0 | 0 | 0 | 0 | 0 | 0
LA Georgia Gulf Plaquemine -Nox Summer v5.12 | 658 | 2521 | Rate Constraint in lbs/MMBtu | FALSE | L | Annual | Rate | lb/MWh | 0 | 0 | 0 | 0 | 0 | 0 | 0 | 0
LA Georgia Gulf Plaquemine -Nox Summer v5.12 | 658 | 2521 | Rate Constraint in lbs/MMBtu | FALSE | L | Annual | Constraint Shadow Price | US2016$/Ton | 0 | 0 | 0 | 0 | 0 | 0 | 0 | 0
LA Louisiana 1 - NOx Summer v4.10 | 659 | 2419 | Rate Constraint in lbs/MMBtu | FALSE | L | Annual | Seasons Included | Seasons | Summer | Summer | Summer | Summer | Summer | Summer | Summer | Summer
LA Louisiana 1 - NOx Summer v4.10 | 659 | 2419 | Rate Constraint in lbs/MMBtu | FALSE | L | Annual | Standard NOX | lb/MMBtu | 0.1 | 0.1 | 0.1 | 0.1 | 0.1 | 0.1 | 0.1 | 0.1
LA Louisiana 1 - NOx Summer v4.10 | 659 | 2419 | Rate Constraint in lbs/MMBtu | FALSE | L | Annual | Emissions at Affected Plants NOX | Thousand Tons | 0.0095121 | 0.028588 | 0.028588 | 0.028588 | 0.028588 | 0.028588 | 0.0018712 | 0.00010396
LA Louisiana 1 - NOx Summer v4.10 | 659 | 2419 | Rate Constraint in lbs/MMBtu | FALSE | L | Annual | Allowances Purchased NOX | Thousand Tons | 0 | 0 | 0 | 0 | 0 | 0 | 0 | 0
LA Louisiana 1 - NOx Summer v4.10 | 659 | 2419 | Rate Constraint in lbs/MMBtu | FALSE | L | Annual | Allowances Sold NOX | Thousand Tons | 0 | 0 | 0 | 0 | 0 | 0 | 0 | 0
LA Louisiana 1 - NOx Summer v4.10 | 659 | 2419 | Rate Constraint in lbs/MMBtu | FALSE | L | Annual | Allowances Banked | Thousand Tons | 0 | 0 | 0 | 0 | 0 | 0 | 0 | 0
LA Louisiana 1 - NOx Summer v4.10 | 659 | 2419 | Rate Constraint in lbs/MMBtu | FALSE | L | Annual | Allowances Withdrawn (1:1) | Thousand Tons | 0 | 0 | 0 | 0 | 0 | 0 | 0 | 0
LA Louisiana 1 - NOx Summer v4.10 | 659 | 2419 | Rate Constraint in lbs/MMBtu | FALSE | L | Annual | Allowances Withdrawn (n:1) | Thousand Tons | 0 | 0 | 0 | 0 | 0 | 0 | 0 | 0
LA Louisiana 1 - NOx Summer v4.10 | 659 | 2419 | Rate Constraint in lbs/MMBtu | FALSE | L | Annual | Net Emissions Allowance Position | Thousand Tons | 0.0095121 | 0.028588 | 0.028588 | 0.028588 | 0.028588 | 0.028588 | 0.0018712 | 0.00010396
LA Louisiana 1 - NOx Summer v4.10 | 659 | 2419 | Rate Constraint in lbs/MMBtu | FALSE | L | Annual | Fuel Consumed | TBtu | 0.2214 | 0.66542 | 0.66542 | 0.66542 | 0.66542 | 0.66542 | 0.043555 | 0.0024197
LA Louisiana 1 - NOx Summer v4.10 | 659 | 2419 | Rate Constraint in lbs/MMBtu | FALSE | L | Annual | Rate | lb/MMBtu | 0.085925 | 0.085925 | 0.085925 | 0.085925 | 0.085925 | 0.085925 | 0.085925 | 0.085925
LA Louisiana 1 - NOx Summer v4.10 | 659 | 2419 | Rate Constraint in lbs/MMBtu | FALSE | L | Annual | Generation | TWh | 0.019551 | 0.058759 | 0.058759 | 0.058759 | 0.058759 | 0.058759 | 0.003846 | 0.00021367
LA Louisiana 1 - NOx Summer v4.10 | 659 | 2419 | Rate Constraint in lbs/MMBtu | FALSE | L | Annual | Qualifying Generation | TWh | 0.019551 | 0.058759 | 0.058759 | 0.058759 | 0.058759 | 0.058759 | 0.003846 | 0.00021367
LA Louisiana 1 - NOx Summer v4.10 | 659 | 2419 | Rate Constraint in lbs/MMBtu | FALSE | L | Annual | Rate | lb/MWh | 0.97307 | 0.97307 | 0.97307 | 0.97307 | 0.97307 | 0.97307 | 0.97307 | 0.97307
LA Louisiana 1 - NOx Summer v4.10 | 659 | 2419 | Rate Constraint in lbs/MMBtu | FALSE | L | Annual | Constraint Shadow Price | US2016$/Ton | 0 | 0 | 0 | 0 | 0 | 0 | 0 | 0
LA New Roads - NOx Summer v4.10 | 660 | 2424 | Rate Constraint in lbs/MMBtu | FALSE | L | Annual | Seasons Included | Seasons | Summer | Summer | Summer | Summer | Summer | Summer | Summer | Summer
LA New Roads - NOx Summer v4.10 | 660 | 2424 | Rate Constraint in lbs/MMBtu | FALSE | L | Annual | Standard NOX | lb/MMBtu | 0.2 | 0.2 | 0.2 | 0.2 | 0.2 | 0.2 | 0.2 | 0.2
LA New Roads - NOx Summer v4.10 | 660 | 2424 | Rate Constraint in lbs/MMBtu | FALSE | L | Annual | Emissions at Affected Plants NOX | Thousand Tons | 0 | 0 | 0 | 0 | 0 | 0 | 0 | 0
LA New Roads - NOx Summer v4.10 | 660 | 2424 | Rate Constraint in lbs/MMBtu | FALSE | L | Annual | Allowances Purchased NOX | Thousand Tons | 0 | 0 | 0 | 0 | 0 | 0 | 0 | 0
LA New Roads - NOx Summer v4.10 | 660 | 2424 | Rate Constraint in lbs/MMBtu | FALSE | L | Annual | Allowances Sold NOX | Thousand Tons | 0 | 0 | 0 | 0 | 0 | 0 | 0 | 0
LA New Roads - NOx Summer v4.10 | 660 | 2424 | Rate Constraint in lbs/MMBtu | FALSE | L | Annual | Allowances Banked | Thousand Tons | 0 | 0 | 0 | 0 | 0 | 0 | 0 | 0
LA New Roads - NOx Summer v4.10 | 660 | 2424 | Rate Constraint in lbs/MMBtu | FALSE | L | Annual | Allowances Withdrawn (1:1) | Thousand Tons | 0 | 0 | 0 | 0 | 0 | 0 | 0 | 0
LA New Roads - NOx Summer v4.10 | 660 | 2424 | Rate Constraint in lbs/MMBtu | FALSE | L | Annual | Allowances Withdrawn (n:1) | Thousand Tons | 0 | 0 | 0 | 0 | 0 | 0 | 0 | 0
LA New Roads - NOx Summer v4.10 | 660 | 2424 | Rate Constraint in lbs/MMBtu | FALSE | L | Annual | Net Emissions Allowance Position | Thousand Tons | 0 | 0 | 0 | 0 | 0 | 0 | 0 | 0
LA New Roads - NOx Summer v4.10 | 660 | 2424 | Rate Constraint in lbs/MMBtu | FALSE | L | Annual | Fuel Consumed | TBtu | 0 | 0 | 0 | 0 | 0 | 0 | 0 | 0
LA New Roads - NOx Summer v4.10 | 660 | 2424 | Rate Constraint in lbs/MMBtu | FALSE | L | Annual | Rate | lb/MMBtu | 0 | 0 | 0 | 0 | 0 | 0 | 0 | 0
LA New Roads - NOx Summer v4.10 | 660 | 2424 | Rate Constraint in lbs/MMBtu | FALSE | L | Annual | Generation | TWh | 0 | 0 | 0 | 0 | 0 | 0 | 0 | 0
LA New Roads - NOx Summer v4.10 | 660 | 2424 | Rate Constraint in lbs/MMBtu | FALSE | L | Annual | Qualifying Generation | TWh | 0 | 0 | 0 | 0 | 0 | 0 | 0 | 0
LA New Roads - NOx Summer v4.10 | 660 | 2424 | Rate Constraint in lbs/MMBtu | FALSE | L | Annual | Rate | lb/MWh | 0 | 0 | 0 | 0 | 0 | 0 | 0 | 0
LA New Roads - NOx Summer v4.10 | 660 | 2424 | Rate Constraint in lbs/MMBtu | FALSE | L | Annual | Constraint Shadow Price | US2016$/Ton | 0 | 0 | 0 | 48.6289 | 0 | 1573.9587 | 0 | 4263.6092
LA Plaquemine Cogeneration Plant -Nox Summer v5.12 | 661 | 2523 | Rate Constraint in lbs/MMBtu | FALSE | L | Annual | Seasons Included | Seasons | Summer | Summer | Summer | Summer | Summer | Summer | Summer | Summer
LA Plaquemine Cogeneration Plant -Nox Summer v5.12 | 661 | 2523 | Rate Constraint in lbs/MMBtu | FALSE | L | Annual | Standard NOX | lb/MMBtu | 0.2 | 0.2 | 0.2 | 0.2 | 0.2 | 0.2 | 0.2 | 0.2
LA Plaquemine Cogeneration Plant -Nox Summer v5.12 | 661 | 2523 | Rate Constraint in lbs/MMBtu | FALSE | L | Annual | Emissions at Affected Plants NOX | Thousand Tons | 0.14153 | 0.14153 | 0.14153 | 0.14153 | 0.14153 | 0.14153 | 0.14153 | 0.14153
LA Plaquemine Cogeneration Plant -Nox Summer v5.12 | 661 | 2523 | Rate Constraint in lbs/MMBtu | FALSE | L | Annual | Allowances Purchased NOX | Thousand Tons | 0 | 0 | 0 | 0 | 0 | 0 | 0 | 0
LA Plaquemine Cogeneration Plant -Nox Summer v5.12 | 661 | 2523 | Rate Constraint in lbs/MMBtu | FALSE | L | Annual | Allowances Sold NOX | Thousand Tons | 0 | 0 | 0 | 0 | 0 | 0 | 0 | 0
LA Plaquemine Cogeneration Plant -Nox Summer v5.12 | 661 | 2523 | Rate Constraint in lbs/MMBtu | FALSE | L | Annual | Allowances Banked | Thousand Tons | 0 | 0 | 0 | 0 | 0 | 0 | 0 | 0
LA Plaquemine Cogeneration Plant -Nox Summer v5.12 | 661 | 2523 | Rate Constraint in lbs/MMBtu | FALSE | L | Annual | Allowances Withdrawn (1:1) | Thousand Tons | 0 | 0 | 0 | 0 | 0 | 0 | 0 | 0
LA Plaquemine Cogeneration Plant -Nox Summer v5.12 | 661 | 2523 | Rate Constraint in lbs/MMBtu | FALSE | L | Annual | Allowances Withdrawn (n:1) | Thousand Tons | 0 | 0 | 0 | 0 | 0 | 0 | 0 | 0
LA Plaquemine Cogeneration Plant -Nox Summer v5.12 | 661 | 2523 | Rate Constraint in lbs/MMBtu | FALSE | L | Annual | Net Emissions Allowance Position | Thousand Tons | 0.14153 | 0.14153 | 0.14153 | 0.14153 | 0.14153 | 0.14153 | 0.14153 | 0.14153
LA Plaquemine Cogeneration Plant -Nox Summer v5.12 | 661 | 2523 | Rate Constraint in lbs/MMBtu | FALSE | L | Annual | Fuel Consumed | TBtu | 16.6698 | 16.6698 | 16.6698 | 16.6698 | 16.6698 | 16.6698 | 16.6698 | 16.6698
LA Plaquemine Cogeneration Plant -Nox Summer v5.12 | 661 | 2523 | Rate Constraint in lbs/MMBtu | FALSE | L | Annual | Rate | lb/MMBtu | 0.01698 | 0.01698 | 0.01698 | 0.01698 | 0.01698 | 0.01698 | 0.01698 | 0.01698
LA Plaquemine Cogeneration Plant -Nox Summer v5.12 | 661 | 2523 | Rate Constraint in lbs/MMBtu | FALSE | L | Annual | Generation | TWh | 2.6026 | 2.6026 | 2.6026 | 2.6026 | 2.6026 | 2.6026 | 2.6026 | 2.6026
LA Plaquemine Cogeneration Plant -Nox Summer v5.12 | 661 | 2523 | Rate Constraint in lbs/MMBtu | FALSE | L | Annual | Qualifying Generation | TWh | 2.6026 | 2.6026 | 2.6026 | 2.6026 | 2.6026 | 2.6026 | 2.6026 | 2.6026
LA Plaquemine Cogeneration Plant -Nox Summer v5.12 | 661 | 2523 | Rate Constraint in lbs/MMBtu | FALSE | L | Annual | Rate | lb/MWh | 0.10876 | 0.10876 | 0.10876 | 0.10876 | 0.10876 | 0.10876 | 0.10876 | 0.10876
LA Plaquemine Cogeneration Plant -Nox Summer v5.12 | 661 | 2523 | Rate Constraint in lbs/MMBtu | FALSE | L | Annual | Constraint Shadow Price | US2016$/Ton | 0 | 0 | 0 | 0 | 0 | 0 | 0 | 0
LA Shell Chemical - NOx Summer v4.10 | 662 | 2423 | Rate Constraint in lbs/MMBtu | FALSE | L | Annual | Seasons Included | Seasons | Summer | Summer | Summer | Summer | Summer | Summer | Summer | Summer
LA Shell Chemical - NOx Summer v4.10 | 662 | 2423 | Rate Constraint in lbs/MMBtu | FALSE | L | Annual | Standard NOX | lb/MMBtu | 0.2 | 0.2 | 0.2 | 0.2 | 0.2 | 0.2 | 0.2 | 0.2
LA Shell Chemical - NOx Summer v4.10 | 662 | 2423 | Rate Constraint in lbs/MMBtu | FALSE | L | Annual | Emissions at Affected Plants NOX | Thousand Tons | 6.484e-05 | 6.484e-05 | 6.484e-05 | 6.484e-05 | 6.484e-05 | 6.484e-05 | 6.484e-05 | 6.484e-05
LA Shell Chemical - NOx Summer v4.10 | 662 | 2423 | Rate Constraint in lbs/MMBtu | FALSE | L | Annual | Allowances Purchased NOX | Thousand Tons | 0 | 0 | 0 | 0 | 0 | 0 | 0 | 0
LA Shell Chemical - NOx Summer v4.10 | 662 | 2423 | Rate Constraint in lbs/MMBtu | FALSE | L | Annual | Allowances Sold NOX | Thousand Tons | 0 | 0 | 0 | 0 | 0 | 0 | 0 | 0
LA Shell Chemical - NOx Summer v4.10 | 662 | 2423 | Rate Constraint in lbs/MMBtu | FALSE | L | Annual | Allowances Banked | Thousand Tons | 0 | 0 | 0 | 0 | 0 | 0 | 0 | 0
LA Shell Chemical - NOx Summer v4.10 | 662 | 2423 | Rate Constraint in lbs/MMBtu | FALSE | L | Annual | Allowances Withdrawn (1:1) | Thousand Tons | 0 | 0 | 0 | 0 | 0 | 0 | 0 | 0
LA Shell Chemical - NOx Summer v4.10 | 662 | 2423 | Rate Constraint in lbs/MMBtu | FALSE | L | Annual | Allowances Withdrawn (n:1) | Thousand Tons | 0 | 0 | 0 | 0 | 0 | 0 | 0 | 0
LA Shell Chemical - NOx Summer v4.10 | 662 | 2423 | Rate Constraint in lbs/MMBtu | FALSE | L | Annual | Net Emissions Allowance Position | Thousand Tons | 6.484e-05 | 6.484e-05 | 6.484e-05 | 6.484e-05 | 6.484e-05 | 6.484e-05 | 6.484e-05 | 6.484e-05
LA Shell Chemical - NOx Summer v4.10 | 662 | 2423 | Rate Constraint in lbs/MMBtu | FALSE | L | Annual | Fuel Consumed | TBtu | 0.0013636 | 0.0013636 | 0.0013636 | 0.0013636 | 0.0013636 | 0.0013636 | 0.0013636 | 0.0013636
LA Shell Chemical - NOx Summer v4.10 | 662 | 2423 | Rate Constraint in lbs/MMBtu | FALSE | L | Annual | Rate | lb/MMBtu | 0.0951 | 0.0951 | 0.0951 | 0.0951 | 0.0951 | 0.0951 | 0.0951 | 0.0951
LA Shell Chemical - NOx Summer v4.10 | 662 | 2423 | Rate Constraint in lbs/MMBtu | FALSE | L | Annual | Generation | TWh | 0.00012262 | 0.00012262 | 0.00012262 | 0.00012262 | 0.00012262 | 0.00012262 | 0.00012262 | 0.00012262
LA Shell Chemical - NOx Summer v4.10 | 662 | 2423 | Rate Constraint in lbs/MMBtu | FALSE | L | Annual | Qualifying Generation | TWh | 0.00012262 | 0.00012262 | 0.00012262 | 0.00012262 | 0.00012262 | 0.00012262 | 0.00012262 | 0.00012262
LA Shell Chemical - NOx Summer v4.10 | 662 | 2423 | Rate Constraint in lbs/MMBtu | FALSE | L | Annual | Rate | lb/MWh | 1.0576 | 1.0576 | 1.0576 | 1.0576 | 1.0576 | 1.0576 | 1.0576 | 1.0576
LA Shell Chemical - NOx Summer v4.10 | 662 | 2423 | Rate Constraint in lbs/MMBtu | FALSE | L | Annual | Constraint Shadow Price | US2016$/Ton | 0 | 0 | 0 | 0 | 0 | 0 | 0 | 0
LA Willow Glen 1-4 -NOx Summer Cap v5.13 | 663 | 6971 | Rate Constraint in MTons | FALSE | L | Annual | Seasons Included | Seasons | Summer | Summer | Summer | Summer | Summer | Summer | Summer | Summer
LA Willow Glen 1-4 -NOx Summer Cap v5.13 | 663 | 6971 | Rate Constraint in MTons | FALSE | L | Annual | Standard NOX | Thousand Tons | 5.1794 | 5.1794 | 5.1794 | 5.1794 | 5.1794 | 5.1794 | 5.1794 | 5.1794
LA Willow Glen 1-4 -NOx Summer Cap v5.13 | 663 | 6971 | Rate Constraint in MTons | FALSE | L | Annual | Emissions at Affected Plants NOX | Thousand Tons | 0 | 0 | 0 | 0 | 0 | 0 | 0 | 0
LA Willow Glen 1-4 -NOx Summer Cap v5.13 | 663 | 6971 | Rate Constraint in MTons | FALSE | L | Annual | Allowances Purchased NOX | Thousand Tons | 0 | 0 | 0 | 0 | 0 | 0 | 0 | 0
LA Willow Glen 1-4 -NOx Summer Cap v5.13 | 663 | 6971 | Rate Constraint in MTons | FALSE | L | Annual | Allowances Sold NOX | Thousand Tons | 0 | 0 | 0 | 0 | 0 | 0 | 0 | 0
LA Willow Glen 1-4 -NOx Summer Cap v5.13 | 663 | 6971 | Rate Constraint in MTons | FALSE | L | Annual | Allowances Banked | Thousand Tons | 0 | 0 | 0 | 0 | 0 | 0 | 0 | 0
LA Willow Glen 1-4 -NOx Summer Cap v5.13 | 663 | 6971 | Rate Constraint in MTons | FALSE | L | Annual | Allowances Withdrawn (1:1) | Thousand Tons | 0 | 0 | 0 | 0 | 0 | 0 | 0 | 0
LA Willow Glen 1-4 -NOx Summer Cap v5.13 | 663 | 6971 | Rate Constraint in MTons | FALSE | L | Annual | Allowances Withdrawn (n:1) | Thousand Tons | 0 | 0 | 0 | 0 | 0 | 0 | 0 | 0
LA Willow Glen 1-4 -NOx Summer Cap v5.13 | 663 | 6971 | Rate Constraint in MTons | FALSE | L | Annual | Net Emissions Allowance Position | Thousand Tons | 0 | 0 | 0 | 0 | 0 | 0 | 0 | 0
LA Willow Glen 1-4 -NOx Summer Cap v5.13 | 663 | 6971 | Rate Constraint in MTons | FALSE | L | Annual | Fuel Consumed | TBtu | 0 | 0 | 0 | 0 | 0 | 0 | 0 | 0
LA Willow Glen 1-4 -NOx Summer Cap v5.13 | 663 | 6971 | Rate Constraint in MTons | FALSE | L | Annual | Rate | lb/MMBtu | 0 | 0 | 0 | 0 | 0 | 0 | 0 | 0
LA Willow Glen 1-4 -NOx Summer Cap v5.13 | 663 | 6971 | Rate Constraint in MTons | FALSE | L | Annual | Generation | TWh | 0 | 0 | 0 | 0 | 0 | 0 | 0 | 0
LA Willow Glen 1-4 -NOx Summer Cap v5.13 | 663 | 6971 | Rate Constraint in MTons | FALSE | L | Annual | Qualifying Generation | TWh | 0 | 0 | 0 | 0 | 0 | 0 | 0 | 0
LA Willow Glen 1-4 -NOx Summer Cap v5.13 | 663 | 6971 | Rate Constraint in MTons | FALSE | L | Annual | Rate | lb/MWh | 0 | 0 | 0 | 0 | 0 | 0 | 0 | 0
LA Willow Glen 1-4 -NOx Summer Cap v5.13 | 663 | 6971 | Rate Constraint in MTons | FALSE | L | Annual | Constraint Shadow Price | US2016$/Ton | 0 | 0 | 0 | 0 | 0 | 0 | 0 | 0
Louisiana Coal Units - SO2 Rate Annual v3.1, Unit 4241 and retrofits | 664 | 2199 | Rate Constraint in lbs/MMBtu | FALSE | L | Annual | Seasons Included | Seasons | Winter, WintShld, Summer | Winter, WintShld, Summer | Winter, WintShld, Summer | Winter, WintShld, Summer | Winter, WintShld, Summer | Winter, WintShld, Summer | Winter, WintShld, Summer | Winter, WintShld, Summer
Louisiana Coal Units - SO2 Rate Annual v3.1, Unit 4241 and retrofits | 664 | 2199 | Rate Constraint in lbs/MMBtu | FALSE | L | Annual | Standard SO2 | lb/MMBtu | 1.2 | 1.2 | 1.2 | 1.2 | 1.2 | 1.2 | 1.2 | 1.2
Louisiana Coal Units - SO2 Rate Annual v3.1, Unit 4241 and retrofits | 664 | 2199 | Rate Constraint in lbs/MMBtu | FALSE | L | Annual | Emissions at Affected Plants SO2 | Thousand Tons | 3.7846 | 4.691 | 4.7737 | 4.6453 | 4.6453 | 4.8187 | 5.3121 | 4.6453
Louisiana Coal Units - SO2 Rate Annual v3.1, Unit 4241 and retrofits | 664 | 2199 | Rate Constraint in lbs/MMBtu | FALSE | L | Annual | Allowances Purchased SO2 | Thousand Tons | 0 | 0 | 0 | 0 | 0 | 0 | 0 | 0
Louisiana Coal Units - SO2 Rate Annual v3.1, Unit 4241 and retrofits | 664 | 2199 | Rate Constraint in lbs/MMBtu | FALSE | L | Annual | Allowances Sold SO2 | Thousand Tons | 0 | 0 | 0 | 0 | 0 | 0 | 0 | 0
Louisiana Coal Units - SO2 Rate Annual v3.1, Unit 4241 and retrofits | 664 | 2199 | Rate Constraint in lbs/MMBtu | FALSE | L | Annual | Allowances Banked | Thousand Tons | 0 | 0 | 0 | 0 | 0 | 0 | 0 | 0
Louisiana Coal Units - SO2 Rate Annual v3.1, Unit 4241 and retrofits | 664 | 2199 | Rate Constraint in lbs/MMBtu | FALSE | L | Annual | Allowances Withdrawn (1:1) | Thousand Tons | 0 | 0 | 0 | 0 | 0 | 0 | 0 | 0
Louisiana Coal Units - SO2 Rate Annual v3.1, Unit 4241 and retrofits | 664 | 2199 | Rate Constraint in lbs/MMBtu | FALSE | L | Annual | Allowances Withdrawn (n:1) | Thousand Tons | 0 | 0 | 0 | 0 | 0 | 0 | 0 | 0
Louisiana Coal Units - SO2 Rate Annual v3.1, Unit 4241 and retrofits | 664 | 2199 | Rate Constraint in lbs/MMBtu | FALSE | L | Annual | Net Emissions Allowance Position | Thousand Tons | 3.7846 | 4.691 | 4.7737 | 4.6453 | 4.6453 | 4.8187 | 5.3121 | 4.6453
Louisiana Coal Units - SO2 Rate Annual v3.1, Unit 4241 and retrofits | 664 | 2199 | Rate Constraint in lbs/MMBtu | FALSE | L | Annual | Fuel Consumed | TBtu | 19.0002 | 23.5506 | 23.9655 | 23.321 | 23.321 | 24.1918 | 26.6688 | 23.321
Louisiana Coal Units - SO2 Rate Annual v3.1, Unit 4241 and retrofits | 664 | 2199 | Rate Constraint in lbs/MMBtu | FALSE | L | Annual | Rate | lb/MMBtu | 0.39838 | 0.39838 | 0.39838 | 0.39838 | 0.39838 | 0.39838 | 0.39838 | 0.39838
Louisiana Coal Units - SO2 Rate Annual v3.1, Unit 4241 and retrofits | 664 | 2199 | Rate Constraint in lbs/MMBtu | FALSE | L | Annual | Generation | TWh | 1.7981 | 2.2287 | 2.268 | 2.207 | 2.207 | 2.2894 | 2.5238 | 2.207
Louisiana Coal Units - SO2 Rate Annual v3.1, Unit 4241 and retrofits | 664 | 2199 | Rate Constraint in lbs/MMBtu | FALSE | L | Annual | Qualifying Generation | TWh | 1.7981 | 2.2287 | 2.268 | 2.207 | 2.207 | 2.2894 | 2.5238 | 2.207
Louisiana Coal Units - SO2 Rate Annual v3.1, Unit 4241 and retrofits | 664 | 2199 | Rate Constraint in lbs/MMBtu | FALSE | L | Annual | Rate | lb/MWh | 4.2097 | 4.2097 | 4.2097 | 4.2097 | 4.2097 | 4.2097 | 4.2097 | 4.2097
Louisiana Coal Units - SO2 Rate Annual v3.1, Unit 4241 and retrofits | 664 | 2199 | Rate Constraint in lbs/MMBtu | FALSE | L | Annual | Constraint Shadow Price | US2016$/Ton | 0 | 0 | 0 | 0 | 0 | 0 | 0 | 0
Louisiana Coal Units - SO2 Rate Annual v3.1, Unit 4275 and retrofits | 665 | 2199 | Rate Constraint in lbs/MMBtu | FALSE | L | Annual | Seasons Included | Seasons | Winter, WintShld, Summer | Winter, WintShld, Summer | Winter, WintShld, Summer | Winter, WintShld, Summer | Winter, WintShld, Summer | Winter, WintShld, Summer | Winter, WintShld, Summer | Winter, WintShld, Summer
Louisiana Coal Units - SO2 Rate Annual v3.1, Unit 4275 and retrofits | 665 | 2199 | Rate Constraint in lbs/MMBtu | FALSE | L | Annual | Standard SO2 | lb/MMBtu | 1.2 | 1.2 | 1.2 | 1.2 | 1.2 | 1.2 | 1.2 | 1.2
Louisiana Coal Units - SO2 Rate Annual v3.1, Unit 4275 and retrofits | 665 | 2199 | Rate Constraint in lbs/MMBtu | FALSE | L | Annual | Emissions at Affected Plants SO2 | Thousand Tons | 3.864 | 7.1384 | 7.0152 | 6.9887 | 7.5206 | 7.5206 | 8.2703 | 7.357
Louisiana Coal Units - SO2 Rate Annual v3.1, Unit 4275 and retrofits | 665 | 2199 | Rate Constraint in lbs/MMBtu | FALSE | L | Annual | Allowances Purchased SO2 | Thousand Tons | 0 | 0 | 0 | 0 | 0 | 0 | 0 | 0
Louisiana Coal Units - SO2 Rate Annual v3.1, Unit 4275 and retrofits | 665 | 2199 | Rate Constraint in lbs/MMBtu | FALSE | L | Annual | Allowances Sold SO2 | Thousand Tons | 0 | 0 | 0 | 0 | 0 | 0 | 0 | 0
Louisiana Coal Units - SO2 Rate Annual v3.1, Unit 4275 and retrofits | 665 | 2199 | Rate Constraint in lbs/MMBtu | FALSE | L | Annual | Allowances Banked | Thousand Tons | 0 | 0 | 0 | 0 | 0 | 0 | 0 | 0
Louisiana Coal Units - SO2 Rate Annual v3.1, Unit 4275 and retrofits | 665 | 2199 | Rate Constraint in lbs/MMBtu | FALSE | L | Annual | Allowances Withdrawn (1:1) | Thousand Tons | 0 | 0 | 0 | 0 | 0 | 0 | 0 | 0
Louisiana Coal Units - SO2 Rate Annual v3.1, Unit 4275 and retrofits | 665 | 2199 | Rate Constraint in lbs/MMBtu | FALSE | L | Annual | Allowances Withdrawn (n:1) | Thousand Tons | 0 | 0 | 0 | 0 | 0 | 0 | 0 | 0
Louisiana Coal Units - SO2 Rate Annual v3.1, Unit 4275 and retrofits | 665 | 2199 | Rate Constraint in lbs/MMBtu | FALSE | L | Annual | Net Emissions Allowance Position | Thousand Tons | 3.864 | 7.1384 | 7.0152 | 6.9887 | 7.5206 | 7.5206 | 8.2703 | 7.357
Louisiana Coal Units - SO2 Rate Annual v3.1, Unit 4275 and retrofits | 665 | 2199 | Rate Constraint in lbs/MMBtu | FALSE | L | Annual | Fuel Consumed | TBtu | 14.7956 | 27.3335 | 26.8619 | 26.7602 | 28.7969 | 28.7969 | 31.6678 | 28.1707
Louisiana Coal Units - SO2 Rate Annual v3.1, Unit 4275 and retrofits | 665 | 2199 | Rate Constraint in lbs/MMBtu | FALSE | L | Annual | Rate | lb/MMBtu | 0.52232 | 0.52232 | 0.52232 | 0.52232 | 0.52232 | 0.52232 | 0.52232 | 0.52232
Louisiana Coal Units - SO2 Rate Annual v3.1, Unit 4275 and retrofits | 665 | 2199 | Rate Constraint in lbs/MMBtu | FALSE | L | Annual | Generation | TWh | 1.2554 | 2.3191 | 2.2791 | 2.2705 | 2.4433 | 2.4433 | 2.6869 | 2.3902
Louisiana Coal Units - SO2 Rate Annual v3.1, Unit 4275 and retrofits | 665 | 2199 | Rate Constraint in lbs/MMBtu | FALSE | L | Annual | Qualifying Generation | TWh | 1.2554 | 2.3191 | 2.2791 | 2.2705 | 2.4433 | 2.4433 | 2.6869 | 2.3902
Louisiana Coal Units - SO2 Rate Annual v3.1, Unit 4275 and retrofits | 665 | 2199 | Rate Constraint in lbs/MMBtu | FALSE | L | Annual | Rate | lb/MWh | 6.156 | 6.156 | 6.156 | 6.156 | 6.156 | 6.156 | 6.156 | 6.156
Louisiana Coal Units - SO2 Rate Annual v3.1, Unit 4275 and retrofits | 665 | 2199 | Rate Constraint in lbs/MMBtu | FALSE | L | Annual | Constraint Shadow Price | US2016$/Ton | 0 | 0 | 0 | 0 | 0 | 0 | 0 | 0
Louisiana Coal Units - SO2 Rate Annual v3.1, Unit 5075 and retrofits | 666 | 2199 | Rate Constraint in lbs/MMBtu | FALSE | L | Annual | Seasons Included | Seasons | Winter, WintShld, Summer | Winter, WintShld, Summer | Winter, WintShld, Summer | Winter, WintShld, Summer | Winter, WintShld, Summer | Winter, WintShld, Summer | Winter, WintShld, Summer | Winter, WintShld, Summer
Louisiana Coal Units - SO2 Rate Annual v3.1, Unit 5075 and retrofits | 666 | 2199 | Rate Constraint in lbs/MMBtu | FALSE | L | Annual | Standard SO2 | lb/MMBtu | 1.2 | 1.2 | 1.2 | 1.2 | 1.2 | 1.2 | 1.2 | 1.2
Louisiana Coal Units - SO2 Rate Annual v3.1, Unit 5075 and retrofits | 666 | 2199 | Rate Constraint in lbs/MMBtu | FALSE | L | Annual | Emissions at Affected Plants SO2 | Thousand Tons | 0 | 0 | 0 | 0.34483 | 0.34483 | 0.34483 | 0.34483 | 0
Louisiana Coal Units - SO2 Rate Annual v3.1, Unit 5075 and retrofits | 666 | 2199 | Rate Constraint in lbs/MMBtu | FALSE | L | Annual | Allowances Purchased SO2 | Thousand Tons | 0 | 0 | 0 | 0 | 0 | 0 | 0 | 0
Louisiana Coal Units - SO2 Rate Annual v3.1, Unit 5075 and retrofits | 666 | 2199 | Rate Constraint in lbs/MMBtu | FALSE | L | Annual | Allowances Sold SO2 | Thousand Tons | 0 | 0 | 0 | 0 | 0 | 0 | 0 | 0
Louisiana Coal Units - SO2 Rate Annual v3.1, Unit 5075 and retrofits | 666 | 2199 | Rate Constraint in lbs/MMBtu | FALSE | L | Annual | Allowances Banked | Thousand Tons | 0 | 0 | 0 | 0 | 0 | 0 | 0 | 0
Louisiana Coal Units - SO2 Rate Annual v3.1, Unit 5075 and retrofits | 666 | 2199 | Rate Constraint in lbs/MMBtu | FALSE | L | Annual | Allowances Withdrawn (1:1) | Thousand Tons | 0 | 0 | 0 | 0 | 0 | 0 | 0 | 0
Louisiana Coal Units - SO2 Rate Annual v3.1, Unit 5075 and retrofits | 666 | 2199 | Rate Constraint in lbs/MMBtu | FALSE | L | Annual | Allowances Withdrawn (n:1) | Thousand Tons | 0 | 0 | 0 | 0 | 0 | 0 | 0 | 0
Louisiana Coal Units - SO2 Rate Annual v3.1, Unit 5075 and retrofits | 666 | 2199 | Rate Constraint in lbs/MMBtu | FALSE | L | Annual | Net Emissions Allowance Position | Thousand Tons | 0 | 0 | 0 | 0.34483 | 0.34483 | 0.34483 | 0.34483 | 0
Louisiana Coal Units - SO2 Rate Annual v3.1, Unit 5075 and retrofits | 666 | 2199 | Rate Constraint in lbs/MMBtu | FALSE | L | Annual | Fuel Consumed | TBtu | 0 | 0 | 0 | 8.2081 | 8.2081 | 8.2081 | 8.2081 | 0
Louisiana Coal Units - SO2 Rate Annual v3.1, Unit 5075 and retrofits | 666 | 2199 | Rate Constraint in lbs/MMBtu | FALSE | L | Annual | Rate | lb/MMBtu | 0 | 0 | 0 | 0.084021 | 0.084021 | 0.084021 | 0.084021 | 0
Louisiana Coal Units - SO2 Rate Annual v3.1, Unit 5075 and retrofits | 666 | 2199 | Rate Constraint in lbs/MMBtu | FALSE | L | Annual | Generation | TWh | 0 | 0 | 0 | 0.79513 | 0.79513 | 0.79513 | 0.79513 | 0
Louisiana Coal Units - SO2 Rate Annual v3.1, Unit 5075 and retrofits | 666 | 2199 | Rate Constraint in lbs/MMBtu | FALSE | L | Annual | Qualifying Generation | TWh | 0 | 0 | 0 | 0.79513 | 0.79513 | 0.79513 | 0.79513 | 0
Louisiana Coal Units - SO2 Rate Annual v3.1, Unit 5075 and retrofits | 666 | 2199 | Rate Constraint in lbs/MMBtu | FALSE | L | Annual | Rate | lb/MWh | 0 | 0 | 0 | 0.86734 | 0.86734 | 0.86734 | 0.86734 | 0
Louisiana Coal Units - SO2 Rate Annual v3.1, Unit 5075 and retrofits | 666 | 2199 | Rate Constraint in lbs/MMBtu | FALSE | L | Annual | Constraint Shadow Price | US2016$/Ton | 0 | 0 | 0 | 0 | 0 | 0 | 0 | 0
Louisiana Coal Units - SO2 Rate Annual v3.1, Unit 5076 and retrofits | 667 | 2199 | Rate Constraint in lbs/MMBtu | FALSE | L | Annual | Seasons Included | Seasons | Winter, WintShld, Summer | Winter, WintShld, Summer | Winter, WintShld, Summer | Winter, WintShld, Summer | Winter, WintShld, Summer | Winter, WintShld, Summer | Winter, WintShld, Summer | Winter, WintShld, Summer
Louisiana Coal Units - SO2 Rate Annual v3.1, Unit 5076 and retrofits | 667 | 2199 | Rate Constraint in lbs/MMBtu | FALSE | L | Annual | Standard SO2 | lb/MMBtu | 1.2 | 1.2 | 1.2 | 1.2 | 1.2 | 1.2 | 1.2 | 1.2
Louisiana Coal Units - SO2 Rate Annual v3.1, Unit 5076 and retrofits | 667 | 2199 | Rate Constraint in lbs/MMBtu | FALSE | L | Annual | Emissions at Affected Plants SO2 | Thousand Tons | 0 | 0 | 0 | 0.34483 | 0.34483 | 0.34483 | 0.34483 | 0
Louisiana Coal Units - SO2 Rate Annual v3.1, Unit 5076 and retrofits | 667 | 2199 | Rate Constraint in lbs/MMBtu | FALSE | L | Annual | Allowances Purchased SO2 | Thousand Tons | 0 | 0 | 0 | 0 | 0 | 0 | 0 | 0
Louisiana Coal Units - SO2 Rate Annual v3.1, Unit 5076 and retrofits | 667 | 2199 | Rate Constraint in lbs/MMBtu | FALSE | L | Annual | Allowances Sold SO2 | Thousand Tons | 0 | 0 | 0 | 0 | 0 | 0 | 0 | 0
Louisiana Coal Units - SO2 Rate Annual v3.1, Unit 5076 and retrofits | 667 | 2199 | Rate Constraint in lbs/MMBtu | FALSE | L | Annual | Allowances Banked | Thousand Tons | 0 | 0 | 0 | 0 | 0 | 0 | 0 | 0
Louisiana Coal Units - SO2 Rate Annual v3.1, Unit 5076 and retrofits | 667 | 2199 | Rate Constraint in lbs/MMBtu | FALSE | L | Annual | Allowances Withdrawn (1:1) | Thousand Tons | 0 | 0 | 0 | 0 | 0 | 0 | 0 | 0
Louisiana Coal Units - SO2 Rate Annual v3.1, Unit 5076 and retrofits | 667 | 2199 | Rate Constraint in lbs/MMBtu | FALSE | L | Annual | Allowances Withdrawn (n:1) | Thousand Tons | 0 | 0 | 0 | 0 | 0 | 0 | 0 | 0
Louisiana Coal Units - SO2 Rate Annual v3.1, Unit 5076 and retrofits | 667 | 2199 | Rate Constraint in lbs/MMBtu | FALSE | L | Annual | Net Emissions Allowance Position | Thousand Tons | 0 | 0 | 0 | 0.34483 | 0.34483 | 0.34483 | 0.34483 | 0
Louisiana Coal Units - SO2 Rate Annual v3.1, Unit 5076 and retrofits | 667 | 2199 | Rate Constraint in lbs/MMBtu | FALSE | L | Annual | Fuel Consumed | TBtu | 0 | 0 | 0 | 8.2081 | 8.2081 | 8.2081 | 8.2081 | 0
Louisiana Coal Units - SO2 Rate Annual v3.1, Unit 5076 and retrofits | 667 | 2199 | Rate Constraint in lbs/MMBtu | FALSE | L | Annual | Rate | lb/MMBtu | 0 | 0 | 0 | 0.084021 | 0.084021 | 0.084021 | 0.084021 | 0
Louisiana Coal Units - SO2 Rate Annual v3.1, Unit 5076 and retrofits | 667 | 2199 | Rate Constraint in lbs/MMBtu | FALSE | L | Annual | Generation | TWh | 0 | 0 | 0 | 0.79513 | 0.79513 | 0.79513 | 0.79513 | 0
Louisiana Coal Units - SO2 Rate Annual v3.1, Unit 5076 and retrofits | 667 | 2199 | Rate Constraint in lbs/MMBtu | FALSE | L | Annual | Qualifying Generation | TWh | 0 | 0 | 0 | 0.79513 | 0.79513 | 0.79513 | 0.79513 | 0
Louisiana Coal Units - SO2 Rate Annual v3.1, Unit 5076 and retrofits | 667 | 2199 | Rate Constraint in lbs/MMBtu | FALSE | L | Annual | Rate | lb/MWh | 0 | 0 | 0 | 0.86734 | 0.86734 | 0.86734 | 0.86734 | 0
Louisiana Coal Units - SO2 Rate Annual v3.1, Unit 5076 and retrofits | 667 | 2199 | Rate Constraint in lbs/MMBtu | FALSE | L | Annual | Constraint Shadow Price | US2016$/Ton | 0 | 0 | 0 | 0 | 0 | 0 | 0 | 0
Louisiana Coal Units - SO2 Rate Annual v3.1, Unit 5081 and retrofits | 668 | 2199 | Rate Constraint in lbs/MMBtu | FALSE | L | Annual | Seasons Included | Seasons | Winter, WintShld, Summer | Winter, WintShld, Summer | Winter, WintShld, Summer | Winter, WintShld, Summer | Winter, WintShld, Summer | Winter, WintShld, Summer | Winter, WintShld, Summer | Winter, WintShld, Summer
Louisiana Coal Units - SO2 Rate Annual v3.1, Unit 5081 and retrofits | 668 | 2199 | Rate Constraint in lbs/MMBtu | FALSE | L | Annual | Standard SO2 | lb/MMBtu | 1.2 | 1.2 | 1.2 | 1.2 | 1.2 | 1.2 | 1.2 | 1.2
Louisiana Coal Units - SO2 Rate Annual v3.1, Unit 5081 and retrofits | 668 | 2199 | Rate Constraint in lbs/MMBtu | FALSE | L | Annual | Emissions at Affected Plants SO2 | Thousand Tons | 0 | 0 | 0 | 0 | 0 | 0 | 0 | 0
Louisiana Coal Units - SO2 Rate Annual v3.1, Unit 5081 and retrofits | 668 | 2199 | Rate Constraint in lbs/MMBtu | FALSE | L | Annual | Allowances Purchased SO2 | Thousand Tons | 0 | 0 | 0 | 0 | 0 | 0 | 0 | 0
Louisiana Coal Units - SO2 Rate Annual v3.1, Unit 5081 and retrofits | 668 | 2199 | Rate Constraint in lbs/MMBtu | FALSE | L | Annual | Allowances Sold SO2 | Thousand Tons | 0 | 0 | 0 | 0 | 0 | 0 | 0 | 0
Louisiana Coal Units - SO2 Rate Annual v3.1, Unit 5081 and retrofits | 668 | 2199 | Rate Constraint in lbs/MMBtu | FALSE | L | Annual | Allowances Banked | Thousand Tons | 0 | 0 | 0 | 0 | 0 | 0 | 0 | 0
Louisiana Coal Units - SO2 Rate Annual v3.1, Unit 5081 and retrofits | 668 | 2199 | Rate Constraint in lbs/MMBtu | FALSE | L | Annual | Allowances Withdrawn (1:1) | Thousand Tons | 0 | 0 | 0 | 0 | 0 | 0 | 0 | 0
Louisiana Coal Units - SO2 Rate Annual v3.1, Unit 5081 and retrofits | 668 | 2199 | Rate Constraint in lbs/MMBtu | FALSE | L | Annual | Allowances Withdrawn (n:1) | Thousand Tons | 0 | 0 | 0 | 0 | 0 | 0 | 0 | 0
Louisiana Coal Units - SO2 Rate Annual v3.1, Unit 5081 and retrofits | 668 | 2199 | Rate Constraint in lbs/MMBtu | FALSE | L | Annual | Net Emissions Allowance Position | Thousand Tons | 0 | 0 | 0 | 0 | 0 | 0 | 0 | 0
Louisiana Coal Units - SO2 Rate Annual v3.1, Unit 5081 and retrofits | 668 | 2199 | Rate Constraint in lbs/MMBtu | FALSE | L | Annual | Fuel Consumed | TBtu | 0 | 0 | 0 | 0 | 0 | 0 | 0 | 0
Louisiana Coal Units - SO2 Rate Annual v3.1, Unit 5081 and retrofits | 668 | 2199 | Rate Constraint in lbs/MMBtu | FALSE | L | Annual | Rate | lb/MMBtu | 0 | 0 | 0 | 0 | 0 | 0 | 0 | 0
Louisiana Coal Units - SO2 Rate Annual v3.1, Unit 5081 and retrofits | 668 | 2199 | Rate Constraint in lbs/MMBtu | FALSE | L | Annual | Generation | TWh | 0 | 0 | 0 | 0 | 0 | 0 | 0 | 0
Louisiana Coal Units - SO2 Rate Annual v3.1, Unit 5081 and retrofits | 668 | 2199 | Rate Constraint in lbs/MMBtu | FALSE | L | Annual | Qualifying Generation | TWh | 0 | 0 | 0 | 0 | 0 | 0 | 0 | 0
Louisiana Coal Units - SO2 Rate Annual v3.1, Unit 5081 and retrofits | 668 | 2199 | Rate Constraint in lbs/MMBtu | FALSE | L | Annual | Rate | lb/MWh | 0 | 0 | 0 | 0 | 0 | 0 | 0 | 0
Louisiana Coal Units - SO2 Rate Annual v3.1, Unit 5081 and retrofits | 668 | 2199 | Rate Constraint in lbs/MMBtu | FALSE | L | Annual | Constraint Shadow Price | US2016$/Ton | 0 | 0 | 0 | 0 | 0 | 0 | 0 | 0
Louisiana Coal Units - SO2 Rate Annual v3.1, Unit 5082 and retrofits | 669 | 2199 | Rate Constraint in lbs/MMBtu | FALSE | L | Annual | Seasons Included | Seasons | Winter, WintShld, Summer | Winter, WintShld, Summer | Winter, WintShld, Summer | Winter, WintShld, Summer | Winter, WintShld, Summer | Winter, WintShld, Summer | Winter, WintShld, Summer | Winter, WintShld, Summer
Louisiana Coal Units - SO2 Rate Annual v3.1, Unit 5082 and retrofits | 669 | 2199 | Rate Constraint in lbs/MMBtu | FALSE | L | Annual | Standard SO2 | lb/MMBtu | 1.2 | 1.2 | 1.2 | 1.2 | 1.2 | 1.2 | 1.2 | 1.2
Louisiana Coal Units - SO2 Rate Annual v3.1, Unit 5082 and retrofits | 669 | 2199 | Rate Constraint in lbs/MMBtu | FALSE | L | Annual | Emissions at Affected Plants SO2 | Thousand Tons | 0 | 0 | 0 | 0 | 0 | 0 | 0 | 0
Louisiana Coal Units - SO2 Rate Annual v3.1, Unit 5082 and retrofits | 669 | 2199 | Rate Constraint in lbs/MMBtu | FALSE | L | Annual | Allowances Purchased SO2 | Thousand Tons | 0 | 0 | 0 | 0 | 0 | 0 | 0 | 0
Louisiana Coal Units - SO2 Rate Annual v3.1, Unit 5082 and retrofits | 669 | 2199 | Rate Constraint in lbs/MMBtu | FALSE | L | Annual | Allowances Sold SO2 | Thousand Tons | 0 | 0 | 0 | 0 | 0 | 0 | 0 | 0
Louisiana Coal Units - SO2 Rate Annual v3.1, Unit 5082 and retrofits | 669 | 2199 | Rate Constraint in lbs/MMBtu | FALSE | L | Annual | Allowances Banked | Thousand Tons | 0 | 0 | 0 | 0 | 0 | 0 | 0 | 0
Louisiana Coal Units - SO2 Rate Annual v3.1, Unit 5082 and retrofits | 669 | 2199 | Rate Constraint in lbs/MMBtu | FALSE | L | Annual | Allowances Withdrawn (1:1) | Thousand Tons | 0 | 0 | 0 | 0 | 0 | 0 | 0 | 0
Louisiana Coal Units - SO2 Rate Annual v3.1, Unit 5082 and retrofits | 669 | 2199 | Rate Constraint in lbs/MMBtu | FALSE | L | Annual | Allowances Withdrawn (n:1) | Thousand Tons | 0 | 0 | 0 | 0 | 0 | 0 | 0 | 0
Louisiana Coal Units - SO2 Rate Annual v3.1, Unit 5082 and retrofits | 669 | 2199 | Rate Constraint in lbs/MMBtu | FALSE | L | Annual | Net Emissions Allowance Position | Thousand Tons | 0 | 0 | 0 | 0 | 0 | 0 | 0 | 0
Louisiana Coal Units - SO2 Rate Annual v3.1, Unit 5082 and retrofits | 669 | 2199 | Rate Constraint in lbs/MMBtu | FALSE | L | Annual | Fuel Consumed | TBtu | 0 | 0 | 0 | 0 | 0 | 0 | 0 | 0
Louisiana Coal Units - SO2 Rate Annual v3.1, Unit 5082 and retrofits | 669 | 2199 | Rate Constraint in lbs/MMBtu | FALSE | L | Annual | Rate | lb/MMBtu | 0 | 0 | 0 | 0 | 0 | 0 | 0 | 0
Louisiana Coal Units - SO2 Rate Annual v3.1, Unit 5082 and retrofits | 669 | 2199 | Rate Constraint in lbs/MMBtu | FALSE | L | Annual | Generation | TWh | 0 | 0 | 0 | 0 | 0 | 0 | 0 | 0
Louisiana Coal Units - SO2 Rate Annual v3.1, Unit 5082 and retrofits | 669 | 2199 | Rate Constraint in lbs/MMBtu | FALSE | L | Annual | Qualifying Generation | TWh | 0 | 0 | 0 | 0 | 0 | 0 | 0 | 0
Louisiana Coal Units - SO2 Rate Annual v3.1, Unit 5082 and retrofits | 669 | 2199 | Rate Constraint in lbs/MMBtu | FALSE | L | Annual | Rate | lb/MWh | 0 | 0 | 0 | 0 | 0 | 0 | 0 | 0
Louisiana Coal Units - SO2 Rate Annual v3.1, Unit 5082 and retrofits | 669 | 2199 | Rate Constraint in lbs/MMBtu | FALSE | L | Annual | Constraint Shadow Price | US2016$/Ton | 0 | 0 | 0 | 0 | 0 | 0 | 0 | 0
Louisiana Coal Units - SO2 Rate Annual v3.1, Unit 5474 and retrofits | 670 | 2199 | Rate Constraint in lbs/MMBtu | FALSE | L | Annual | Seasons Included | Seasons | Winter, WintShld, Summer | Winter, WintShld, Summer | Winter, WintShld, Summer | Winter, WintShld, Summer | Winter, WintShld, Summer | Winter, WintShld, Summer | Winter, WintShld, Summer | Winter, WintShld, Summer
Louisiana Coal Units - SO2 Rate Annual v3.1, Unit 5474 and retrofits | 670 | 2199 | Rate Constraint in lbs/MMBtu | FALSE | L | Annual | Standard SO2 | lb/MMBtu | 1.2 | 1.2 | 1.2 | 1.2 | 1.2 | 1.2 | 1.2 | 1.2
Louisiana Coal Units - SO2 Rate Annual v3.1, Unit 5474 and retrofits | 670 | 2199 | Rate Constraint in lbs/MMBtu | FALSE | L | Annual | Emissions at Affected Plants SO2 | Thousand Tons | 0 | 0 | 0 | 0 | 0 | 0 | 0 | 0
Louisiana Coal Units - SO2 Rate Annual v3.1, Unit 5474 and retrofits | 670 | 2199 | Rate Constraint in lbs/MMBtu | FALSE | L | Annual | Allowances Purchased SO2 | Thousand Tons | 0 | 0 | 0 | 0 | 0 | 0 | 0 | 0
Louisiana Coal Units - SO2 Rate Annual v3.1, Unit 5474 and retrofits | 670 | 2199 | Rate Constraint in lbs/MMBtu | FALSE | L | Annual | Allowances Sold SO2 | Thousand Tons | 0 | 0 | 0 | 0 | 0 | 0 | 0 | 0
Louisiana Coal Units - SO2 Rate Annual v3.1, Unit 5474 and retrofits | 670 | 2199 | Rate Constraint in lbs/MMBtu | FALSE | L | Annual | Allowances Banked | Thousand Tons | 0 | 0 | 0 | 0 | 0 | 0 | 0 | 0
Louisiana Coal Units - SO2 Rate Annual v3.1, Unit 5474 and retrofits | 670 | 2199 | Rate Constraint in lbs/MMBtu | FALSE | L | Annual | Allowances Withdrawn (1:1) | Thousand Tons | 0 | 0 | 0 | 0 | 0 | 0 | 0 | 0
Louisiana Coal Units - SO2 Rate Annual v3.1, Unit 5474 and retrofits | 670 | 2199 | Rate Constraint in lbs/MMBtu | FALSE | L | Annual | Allowances Withdrawn (n:1) | Thousand Tons | 0 | 0 | 0 | 0 | 0 | 0 | 0 | 0
Louisiana Coal Units - SO2 Rate Annual v3.1, Unit 5474 and retrofits | 670 | 2199 | Rate Constraint in lbs/MMBtu | FALSE | L | Annual | Net Emissions Allowance Position | Thousand Tons | 0 | 0 | 0 | 0 | 0 | 0 | 0 | 0
Louisiana Coal Units - SO2 Rate Annual v3.1, Unit 5474 and retrofits | 670 | 2199 | Rate Constraint in lbs/MMBtu | FALSE | L | Annual | Fuel Consumed | TBtu | 0 | 0 | 0 | 0 | 0 | 0 | 0 | 0
Louisiana Coal Units - SO2 Rate Annual v3.1, Unit 5474 and retrofits | 670 | 2199 | Rate Constraint in lbs/MMBtu | FALSE | L | Annual | Rate | lb/MMBtu | 0 | 0 | 0 | 0 | 0 | 0 | 0 | 0
Louisiana Coal Units - SO2 Rate Annual v3.1, Unit 5474 and retrofits | 670 | 2199 | Rate Constraint in lbs/MMBtu | FALSE | L | Annual | Generation | TWh | 0 | 0 | 0 | 0 | 0 | 0 | 0 | 0
Louisiana Coal Units - SO2 Rate Annual v3.1, Unit 5474 and retrofits | 670 | 2199 | Rate Constraint in lbs/MMBtu | FALSE | L | Annual | Qualifying Generation | TWh | 0 | 0 | 0 | 0 | 0 | 0 | 0 | 0
Louisiana Coal Units - SO2 Rate Annual v3.1, Unit 5474 and retrofits | 670 | 2199 | Rate Constraint in lbs/MMBtu | FALSE | L | Annual | Rate | lb/MWh | 0 | 0 | 0 | 0 | 0 | 0 | 0 | 0
Louisiana Coal Units - SO2 Rate Annual v3.1, Unit 5474 and retrofits | 670 | 2199 | Rate Constraint in lbs/MMBtu | FALSE | L | Annual | Constraint Shadow Price | US2016$/Ton | 0 | 0 | 0 | 0 | 0 | 0 | 0 | 0
Louisiana Coal Units - SO2 Rate Annual v3.1, Unit 5499 and retrofits | 671 | 2199 | Rate Constraint in lbs/MMBtu | FALSE | L | Annual | Seasons Included | Seasons | Winter, WintShld, Summer | Winter, WintShld, Summer | Winter, WintShld, Summer | Winter, WintShld, Summer | Winter, WintShld, Summer | Winter, WintShld, Summer | Winter, WintShld, Summer | Winter, WintShld, Summer
Louisiana Coal Units - SO2 Rate Annual v3.1, Unit 5499 and retrofits | 671 | 2199 | Rate Constraint in lbs/MMBtu | FALSE | L | Annual | Standard SO2 | lb/MMBtu | 1.2 | 1.2 | 1.2 | 1.2 | 1.2 | 1.2 | 1.2 | 1.2
Louisiana Coal Units - SO2 Rate Annual v3.1, Unit 5499 and retrofits | 671 | 2199 | Rate Constraint in lbs/MMBtu | FALSE | L | Annual | Emissions at Affected Plants SO2 | Thousand Tons | 0 | 0 | 0 | 0 | 0 | 0 | 0 | 0
Louisiana Coal Units - SO2 Rate Annual v3.1, Unit 5499 and retrofits | 671 | 2199 | Rate Constraint in lbs/MMBtu | FALSE | L | Annual | Allowances Purchased SO2 | Thousand Tons | 0 | 0 | 0 | 0 | 0 | 0 | 0 | 0
Louisiana Coal Units - SO2 Rate Annual v3.1, Unit 5499 and retrofits | 671 | 2199 | Rate Constraint in lbs/MMBtu | FALSE | L | Annual | Allowances Sold SO2 | Thousand Tons | 0 | 0 | 0 | 0 | 0 | 0 | 0 | 0
Louisiana Coal Units - SO2 Rate Annual v3.1, Unit 5499 and retrofits | 671 | 2199 | Rate Constraint in lbs/MMBtu | FALSE | L | Annual | Allowances Banked | Thousand Tons | 0 | 0 | 0 | 0 | 0 | 0 | 0 | 0
Louisiana Coal Units - SO2 Rate Annual v3.1, Unit 5499 and retrofits | 671 | 2199 | Rate Constraint in lbs/MMBtu | FALSE | L | Annual | Allowances Withdrawn (1:1) | Thousand Tons | 0 | 0 | 0 | 0 | 0 | 0 | 0 | 0
Louisiana Coal Units - SO2 Rate Annual v3.1, Unit 5499 and retrofits | 671 | 2199 | Rate Constraint in lbs/MMBtu | FALSE | L | Annual | Allowances Withdrawn (n:1) | Thousand Tons | 0 | 0 | 0 | 0 | 0 | 0 | 0 | 0
Louisiana Coal Units - SO2 Rate Annual v3.1, Unit 5499 and retrofits | 671 | 2199 | Rate Constraint in lbs/MMBtu | FALSE | L | Annual | Net Emissions Allowance Position | Thousand Tons | 0 | 0 | 0 | 0 | 0 | 0 | 0 | 0
Louisiana Coal Units - SO2 Rate Annual v3.1, Unit 5499 and retrofits | 671 | 2199 | Rate Constraint in lbs/MMBtu | FALSE | L | Annual | Fuel Consumed | TBtu | 0 | 0 | 0 | 0 | 0 | 0 | 0 | 0
Louisiana Coal Units - SO2 Rate Annual v3.1, Unit 5499 and retrofits | 671 | 2199 | Rate Constraint in lbs/MMBtu | FALSE | L | Annual | Rate | lb/MMBtu | 0 | 0 | 0 | 0 | 0 | 0 | 0 | 0
Louisiana Coal Units - SO2 Rate Annual v3.1, Unit 5499 and retrofits | 671 | 2199 | Rate Constraint in lbs/MMBtu | FALSE | L | Annual | Generation | TWh | 0 | 0 | 0 | 0 | 0 | 0 | 0 | 0
Louisiana Coal Units - SO2 Rate Annual v3.1, Unit 5499 and retrofits | 671 | 2199 | Rate Constraint in lbs/MMBtu | FALSE | L | Annual | Qualifying Generation | TWh | 0 | 0 | 0 | 0 | 0 | 0 | 0 | 0
Louisiana Coal Units - SO2 Rate Annual v3.1, Unit 5499 and retrofits | 671 | 2199 | Rate Constraint in lbs/MMBtu | FALSE | L | Annual | Rate | lb/MWh | 0 | 0 | 0 | 0 | 0 | 0 | 0 | 0
Louisiana Coal Units - SO2 Rate Annual v3.1, Unit 5499 and retrofits | 671 | 2199 | Rate Constraint in lbs/MMBtu | FALSE | L | Annual | Constraint Shadow Price | US2016$/Ton | 0 | 0 | 0 | 0 | 0 | 0 | 0 | 0
Louisiana Coal Units - SO2 Rate Annual v3.1, Unit 5500 and retrofits | 672 | 2199 | Rate Constraint in lbs/MMBtu | FALSE | L | Annual | Seasons Included | Seasons | Winter, WintShld, Summer | Winter, WintShld, Summer | Winter, WintShld, Summer | Winter, WintShld, Summer | Winter, WintShld, Summer | Winter, WintShld, Summer | Winter, WintShld, Summer | Winter, WintShld, Summer
Louisiana Coal Units - SO2 Rate Annual v3.1, Unit 5500 and retrofits | 672 | 2199 | Rate Constraint in lbs/MMBtu | FALSE | L | Annual | Standard SO2 | lb/MMBtu | 1.2 | 1.2 | 1.2 | 1.2 | 1.2 | 1.2 | 1.2 | 1.2
Louisiana Coal Units - SO2 Rate Annual v3.1, Unit 5500 and retrofits | 672 | 2199 | Rate Constraint in lbs/MMBtu | FALSE | L | Annual | Emissions at Affected Plants SO2 | Thousand Tons | 0 | 0 | 0 | 0 | 0 | 0 | 0 | 0
Louisiana Coal Units - SO2 Rate Annual v3.1, Unit 5500 and retrofits | 672 | 2199 | Rate Constraint in lbs/MMBtu | FALSE | L | Annual | Allowances Purchased SO2 | Thousand Tons | 0 | 0 | 0 | 0 | 0 | 0 | 0 | 0
Louisiana Coal Units - SO2 Rate Annual v3.1, Unit 5500 and retrofits | 672 | 2199 | Rate Constraint in lbs/MMBtu | FALSE | L | Annual | Allowances Sold SO2 | Thousand Tons | 0 | 0 | 0 | 0 | 0 | 0 | 0 | 0
Louisiana Coal Units - SO2 Rate Annual v3.1, Unit 5500 and retrofits | 672 | 2199 | Rate Constraint in lbs/MMBtu | FALSE | L | Annual | Allowances Banked | Thousand Tons | 0 | 0 | 0 | 0 | 0 | 0 | 0 | 0
Louisiana Coal Units - SO2 Rate Annual v3.1, Unit 5500 and retrofits | 672 | 2199 | Rate Constraint in lbs/MMBtu | FALSE | L | Annual | Allowances Withdrawn (1:1) | Thousand Tons | 0 | 0 | 0 | 0 | 0 | 0 | 0 | 0
Louisiana Coal Units - SO2 Rate Annual v3.1, Unit 5500 and retrofits | 672 | 2199 | Rate Constraint in lbs/MMBtu | FALSE | L | Annual | Allowances Withdrawn (n:1) | Thousand Tons | 0 | 0 | 0 | 0 | 0 | 0 | 0 | 0
Louisiana Coal Units - SO2 Rate Annual v3.1, Unit 5500 and retrofits | 672 | 2199 | Rate Constraint in lbs/MMBtu | FALSE | L | Annual | Net Emissions Allowance Position | Thousand Tons | 0 | 0 | 0 | 0 | 0 | 0 | 0 | 0
Louisiana Coal Units - SO2 Rate Annual v3.1, Unit 5500 and retrofits | 672 | 2199 | Rate Constraint in lbs/MMBtu | FALSE | L | Annual | Fuel Consumed | TBtu | 0 | 0 | 0 | 0 | 0 | 0 | 0 | 0
Louisiana Coal Units - SO2 Rate Annual v3.1, Unit 5500 and retrofits | 672 | 2199 | Rate Constraint in lbs/MMBtu | FALSE | L | Annual | Rate | lb/MMBtu | 0 | 0 | 0 | 0 | 0 | 0 | 0 | 0
Louisiana Coal Units - SO2 Rate Annual v3.1, Unit 5500 and retrofits | 672 | 2199 | Rate Constraint in lbs/MMBtu | FALSE | L | Annual | Generation | TWh | 0 | 0 | 0 | 0 | 0 | 0 | 0 | 0
Louisiana Coal Units - SO2 Rate Annual v3.1, Unit 5500 and retrofits | 672 | 2199 | Rate Constraint in lbs/MMBtu | FALSE | L | Annual | Qualifying Generation | TWh | 0 | 0 | 0 | 0 | 0 | 0 | 0 | 0
Louisiana Coal Units - SO2 Rate Annual v3.1, Unit 5500 and retrofits | 672 | 2199 | Rate Constraint in lbs/MMBtu | FALSE | L | Annual | Rate | lb/MWh | 0 | 0 | 0 | 0 | 0 | 0 | 0 | 0
Louisiana Coal Units - SO2 Rate Annual v3.1, Unit 5500 and retrofits | 672 | 2199 | Rate Constraint in lbs/MMBtu | FALSE | L | Annual | Constraint Shadow Price | US2016$/Ton | 0 | 0 | 0 | 0 | 0 | 0 | 0 | 0
MA Fac. Spec. - Canal NOx v3.1 | 673 | 2103 | Rate Constraint in lbs/MWh | FALSE | L | Annual | Seasons Included | Seasons | Winter, WintShld, Summer | Winter, WintShld, Summer | Winter, WintShld, Summer | Winter, WintShld, Summer | Winter, WintShld, Summer | Winter, WintShld, Summer | Winter, WintShld, Summer | Winter, WintShld, Summer
MA Fac. Spec. - Canal NOx v3.1 | 673 | 2103 | Rate Constraint in lbs/MWh | FALSE | L | Annual | Standard NOX | lb/MWh | 1.5 | 1.5 | 1.5 | 1.5 | 1.5 | 1.5 | 1.5 | 1.5
MA Fac. Spec. - Canal NOx v3.1 | 673 | 2103 | Rate Constraint in lbs/MWh | FALSE | L | Annual | Emissions at Affected Plants NOX | Thousand Tons | 0.0091689 | 0.010309 | 0.0091689 | 0.0091689 | 0.0091689 | 0.0091689 | 0.0091689 | 0.0091689
MA Fac. Spec. - Canal NOx v3.1 | 673 | 2103 | Rate Constraint in lbs/MWh | FALSE | L | Annual | Allowances Purchased NOX | Thousand Tons | 0 | 0 | 0 | 0 | 0 | 0 | 0 | 0
MA Fac. Spec. - Canal NOx v3.1 | 673 | 2103 | Rate Constraint in lbs/MWh | FALSE | L | Annual | Allowances Sold NOX | Thousand Tons | 0 | 0 | 0 | 0 | 0 | 0 | 0 | 0
MA Fac. Spec. - Canal NOx v3.1 | 673 | 2103 | Rate Constraint in lbs/MWh | FALSE | L | Annual | Allowances Banked | Thousand Tons | 0 | 0 | 0 | 0 | 0 | 0 | 0 | 0
MA Fac. Spec. - Canal NOx v3.1 | 673 | 2103 | Rate Constraint in lbs/MWh | FALSE | L | Annual | Allowances Withdrawn (1:1) | Thousand Tons | 0 | 0 | 0 | 0 | 0 | 0 | 0 | 0
MA Fac. Spec. - Canal NOx v3.1 | 673 | 2103 | Rate Constraint in lbs/MWh | FALSE | L | Annual | Allowances Withdrawn (n:1) | Thousand Tons | 0 | 0 | 0 | 0 | 0 | 0 | 0 | 0
MA Fac. Spec. - Canal NOx v3.1 | 673 | 2103 | Rate Constraint in lbs/MWh | FALSE | L | Annual | Net Emissions Allowance Position | Thousand Tons | 0.0091689 | 0.010309 | 0.0091689 | 0.0091689 | 0.0091689 | 0.0091689 | 0.0091689 | 0.0091689
MA Fac. Spec. - Canal NOx v3.1 | 673 | 2103 | Rate Constraint in lbs/MWh | FALSE | L | Annual | Fuel Consumed | TBtu | 0.19883 | 0.22355 | 0.19883 | 0.19883 | 0.19883 | 0.19883 | 0.19883 | 0.19883
MA Fac. Spec. - Canal NOx v3.1 | 673 | 2103 | Rate Constraint in lbs/MWh | FALSE | L | Annual | Rate | lb/MMBtu | 0.09223 | 0.09223 | 0.09223 | 0.09223 | 0.09223 | 0.09223 | 0.09223 | 0.09223
MA Fac. Spec. - Canal NOx v3.1 | 673 | 2103 | Rate Constraint in lbs/MWh | FALSE | L | Annual | Generation | TWh | 0.016436 | 0.01848 | 0.016436 | 0.016436 | 0.016436 | 0.016436 | 0.016436 | 0.016436
MA Fac. Spec. - Canal NOx v3.1 | 673 | 2103 | Rate Constraint in lbs/MWh | FALSE | L | Annual | Qualifying Generation | TWh | 0.016436 | 0.01848 | 0.016436 | 0.016436 | 0.016436 | 0.016436 | 0.016436 | 0.016436
MA Fac. Spec. - Canal NOx v3.1 | 673 | 2103 | Rate Constraint in lbs/MWh | FALSE | L | Annual | Constraint Shadow Price | US2016$/Ton | 0 | 0 | 0 | 0 | 0 | 0 | 0 | 0
MA Fac. Spec. - Canal SO2 Annual v3.1 | 674 | 2107 | Rate Constraint in lbs/MWh | FALSE | L | Annual | Seasons Included | Seasons | Winter, WintShld, Summer | Winter, WintShld, Summer | Winter, WintShld, Summer | Winter, WintShld, Summer | Winter, WintShld, Summer | Winter, WintShld, Summer | Winter, WintShld, Summer | Winter, WintShld, Summer
MA Fac. Spec. - Canal SO2 Annual v3.1 | 674 | 2107 | Rate Constraint in lbs/MWh | FALSE | L | Annual | Standard SO2 | lb/MWh | 3 | 3 | 3 | 3 | 3 | 3 | 3 | 3
MA Fac. Spec. - Canal SO2 Annual v3.1 | 674 | 2107 | Rate Constraint in lbs/MWh | FALSE | L | Annual | Emissions at Affected Plants SO2 | Thousand Tons | 0 | 0 | 0 | 0 | 0 | 0 | 0 | 0
MA Fac. Spec. - Canal SO2 Annual v3.1 | 674 | 2107 | Rate Constraint in lbs/MWh | FALSE | L | Annual | Allowances Purchased SO2 | Thousand Tons | 0 | 0 | 0 | 0 | 0 | 0 | 0 | 0
MA Fac. Spec. - Canal SO2 Annual v3.1 | 674 | 2107 | Rate Constraint in lbs/MWh | FALSE | L | Annual | Allowances Sold SO2 | Thousand Tons | 0 | 0 | 0 | 0 | 0 | 0 | 0 | 0
MA Fac. Spec. - Canal SO2 Annual v3.1 | 674 | 2107 | Rate Constraint in lbs/MWh | FALSE | L | Annual | Allowances Banked | Thousand Tons | 0 | 0 | 0 | 0 | 0 | 0 | 0 | 0
MA Fac. Spec. - Canal SO2 Annual v3.1 | 674 | 2107 | Rate Constraint in lbs/MWh | FALSE | L | Annual | Allowances Withdrawn (1:1) | Thousand Tons | 0 | 0 | 0 | 0 | 0 | 0 | 0 | 0
MA Fac. Spec. - Canal SO2 Annual v3.1 | 674 | 2107 | Rate Constraint in lbs/MWh | FALSE | L | Annual | Allowances Withdrawn (n:1) | Thousand Tons | 0 | 0 | 0 | 0 | 0 | 0 | 0 | 0
MA Fac. Spec. - Canal SO2 Annual v3.1 | 674 | 2107 | Rate Constraint in lbs/MWh | FALSE | L | Annual | Net Emissions Allowance Position | Thousand Tons | 0 | 0 | 0 | 0 | 0 | 0 | 0 | 0
MA Fac. Spec. - Canal SO2 Annual v3.1 | 674 | 2107 | Rate Constraint in lbs/MWh | FALSE | L | Annual | Fuel Consumed | TBtu | 0.19883 | 0.22355 | 0.19883 | 0.19883 | 0.19883 | 0.19883 | 0.19883 | 0.19883
MA Fac. Spec. - Canal SO2 Annual v3.1 | 674 | 2107 | Rate Constraint in lbs/MWh | FALSE | L | Annual | Rate | lb/MMBtu | 0 | 0 | 0 | 0 | 0 | 0 | 0 | 0
MA Fac. Spec. - Canal SO2 Annual v3.1 | 674 | 2107 | Rate Constraint in lbs/MWh | FALSE | L | Annual | Generation | TWh | 0.016436 | 0.01848 | 0.016436 | 0.016436 | 0.016436 | 0.016436 | 0.016436 | 0.016436
MA Fac. Spec. - Canal SO2 Annual v3.1 | 674 | 2107 | Rate Constraint in lbs/MWh | FALSE | L | Annual | Qualifying Generation | TWh | 0.016436 | 0.01848 | 0.016436 | 0.016436 | 0.016436 | 0.016436 | 0.016436 | 0.016436
MA Fac. Spec. - Canal SO2 Annual v3.1 | 674 | 2107 | Rate Constraint in lbs/MWh | FALSE | L | Annual | Constraint Shadow Price | US2016$/Ton | 0 | 0 | 0 | 0 | 0 | 0 | 0 | 0
MA Fac. Spec. - MER Output Annual v3.1 | 675 | 1815 | Rate Constraint in lbs/MWh | FALSE | L | Annual | Seasons Included | Seasons | Winter, WintShld, Summer | Winter, WintShld, Summer | Winter, WintShld, Summer | Winter, WintShld, Summer | Winter, WintShld, Summer | Winter, WintShld, Summer | Winter, WintShld, Summer | Winter, WintShld, Summer
MA Fac. Spec. - MER Output Annual v3.1 | 675 | 1815 | Rate Constraint in lbs/MWh | FALSE | L | Annual | Standard MER | lb/MWh | 2.5e-06 | 2.5e-06 | 2.5e-06 | 2.5e-06 | 2.5e-06 | 2.5e-06 | 2.5e-06 | 2.5e-06
MA Fac. Spec. - MER Output Annual v3.1 | 675 | 1815 | Rate Constraint in lbs/MWh | FALSE | L | Annual | Emissions at Affected Plants MER | lbs | 0.0045263 | 0.0044611 | 0.0044565 | 0.0034 | 0.0038442 | 0.0039163 | 0.0026028 | 0.0026224
MA Fac. Spec. - MER Output Annual v3.1 | 675 | 1815 | Rate Constraint in lbs/MWh | FALSE | L | Annual | Allowances Purchased MER | lbs | 0 | 0 | 0 | 0 | 0 | 0 | 0 | 0
MA Fac. Spec. - MER Output Annual v3.1 | 675 | 1815 | Rate Constraint in lbs/MWh | FALSE | L | Annual | Allowances Sold MER | lbs | 0 | 0 | 0 | 0 | 0 | 0 | 0 | 0
MA Fac. Spec. - MER Output Annual v3.1 | 675 | 1815 | Rate Constraint in lbs/MWh | FALSE | L | Annual | Allowances Banked | lbs | 0 | 0 | 0 | 0 | 0 | 0 | 0 | 0
MA Fac. Spec. - MER Output Annual v3.1 | 675 | 1815 | Rate Constraint in lbs/MWh | FALSE | L | Annual | Allowances Withdrawn (1:1) | lbs | 0 | 0 | 0 | 0 | 0 | 0 | 0 | 0
MA Fac. Spec. - MER Output Annual v3.1 | 675 | 1815 | Rate Constraint in lbs/MWh | FALSE | L | Annual | Allowances Withdrawn (n:1) | lbs | 0 | 0 | 0 | 0 | 0 | 0 | 0 | 0
MA Fac. Spec. - MER Output Annual v3.1 | 675 | 1815 | Rate Constraint in lbs/MWh | FALSE | L | Annual | Net Emissions Allowance Position | lbs | 0.0045263 | 0.0044611 | 0.0044565 | 0.0034 | 0.0038442 | 0.0039163 | 0.0026028 | 0.0026224
MA Fac. Spec. - MER Output Annual v3.1 | 675 | 1815 | Rate Constraint in lbs/MWh | FALSE | L | Annual | Fuel Consumed | TBtu | 32.3307 | 31.8653 | 31.832 | 24.2859 | 27.4582 | 27.9736 | 18.5912 | 18.7314
MA Fac. Spec. - MER Output Annual v3.1 | 675 | 1815 | Rate Constraint in lbs/MWh | FALSE | L | Annual | Rate | lb/MMBtu | 1.4e-10 | 1.4e-10 | 1.4e-10 | 1.4e-10 | 1.4e-10 | 1.4e-10 | 1.4e-10 | 1.4e-10
MA Fac. Spec. - MER Output Annual v3.1 | 675 | 1815 | Rate Constraint in lbs/MWh | FALSE | L | Annual | Generation | TWh | 4.3184 | 4.2498 | 4.2466 | 3.265 | 3.6941 | 3.7383 | 2.4947 | 2.5136
MA Fac. Spec. - MER Output Annual v3.1 | 675 | 1815 | Rate Constraint in lbs/MWh | FALSE | L | Annual | Qualifying Generation | TWh | 4.3184 | 4.2498 | 4.2466 | 3.265 | 3.6941 | 3.7383 | 2.4947 | 2.5136
MA Fac. Spec. - MER Output Annual v3.1 | 675 | 1815 | Rate Constraint in lbs/MWh | FALSE | L | Annual | Constraint Shadow Price | US2016$/Lb | 0 | 0 | 0 | 0 | 0 | 0 | 0 | 0
MA Fac. Spec. - Mystic Gen NOx v3.1 | 676 | 2101 | Rate Constraint in lbs/MWh | FALSE | L | Annual | Seasons Included | Seasons | Winter, WintShld, Summer | Winter, WintShld, Summer | Winter, WintShld, Summer | Winter, WintShld, Summer | Winter, WintShld, Summer | Winter, WintShld, Summer | Winter, WintShld, Summer | Winter, WintShld, Summer
MA Fac. Spec. - Mystic Gen NOx v3.1 | 676 | 2101 | Rate Constraint in lbs/MWh | FALSE | L | Annual | Standard NOX | lb/MWh | 1.5 | 1.5 | 1.5 | 1.5 | 1.5 | 1.5 | 1.5 | 1.5
MA Fac. Spec. - Mystic Gen NOx v3.1 | 676 | 2101 | Rate Constraint in lbs/MWh | FALSE | L | Annual | Emissions at Affected Plants NOX | Thousand Tons | 0.18547 | 0.19041 | 0.19038 | 0.10266 | 0.11423 | 0.15525 | 0.08187 | 0.082382
MA Fac. Spec. - Mystic Gen NOx v3.1 | 676 | 2101 | Rate Constraint in lbs/MWh | FALSE | L | Annual | Allowances Purchased NOX | Thousand Tons | 0 | 0 | 0 | 0 | 0 | 0 | 0 | 0
MA Fac. Spec. - Mystic Gen NOx v3.1 | 676 | 2101 | Rate Constraint in lbs/MWh | FALSE | L | Annual | Allowances Sold NOX | Thousand Tons | 0 | 0 | 0 | 0 | 0 | 0 | 0 | 0
MA Fac. Spec. - Mystic Gen NOx v3.1 | 676 | 2101 | Rate Constraint in lbs/MWh | FALSE | L | Annual | Allowances Banked | Thousand Tons | 0 | 0 | 0 | 0 | 0 | 0 | 0 | 0
MA Fac. Spec. - Mystic Gen NOx v3.1 | 676 | 2101 | Rate Constraint in lbs/MWh | FALSE | L | Annual | Allowances Withdrawn (1:1) | Thousand Tons | 0 | 0 | 0 | 0 | 0 | 0 | 0 | 0
MA Fac. Spec. - Mystic Gen NOx v3.1 | 676 | 2101 | Rate Constraint in lbs/MWh | FALSE | L | Annual | Allowances Withdrawn (n:1) | Thousand Tons | 0 | 0 | 0 | 0 | 0 | 0 | 0 | 0
MA Fac. Spec. - Mystic Gen NOx v3.1 | 676 | 2101 | Rate Constraint in lbs/MWh | FALSE | L | Annual | Net Emissions Allowance Position | Thousand Tons | 0.18547 | 0.19041 | 0.19038 | 0.10266 | 0.11423 | 0.15525 | 0.08187 | 0.082382
MA Fac. Spec. - Mystic Gen NOx v3.1 | 676 | 2101 | Rate Constraint in lbs/MWh | FALSE | L | Annual | Fuel Consumed | TBtu | 32.1318 | 31.6418 | 31.6331 | 24.0871 | 27.2594 | 27.7748 | 18.3924 | 18.5326
MA Fac. Spec. - Mystic Gen NOx v3.1 | 676 | 2101 | Rate Constraint in lbs/MWh | FALSE | L | Annual | Rate | lb/MMBtu | 0.011544 | 0.012035 | 0.012037 | 0.0085237 | 0.0083813 | 0.01118 | 0.0089026 | 0.0088905
MA Fac. Spec. - Mystic Gen NOx v3.1 | 676 | 2101 | Rate Constraint in lbs/MWh | FALSE | L | Annual | Generation | TWh | 4.302 | 4.2313 | 4.2301 | 3.2485 | 3.6776 | 3.7219 | 2.4782 | 2.4972
MA Fac. Spec. - Mystic Gen NOx v3.1 | 676 | 2101 | Rate Constraint in lbs/MWh | FALSE | L | Annual | Qualifying Generation | TWh | 4.302 | 4.2313 | 4.2301 | 3.2485 | 3.6776 | 3.7219 | 2.4782 | 2.4972
MA Fac. Spec. - Mystic Gen NOx v3.1 | 676 | 2101 | Rate Constraint in lbs/MWh | FALSE | L | Annual | Constraint Shadow Price | US2016$/Ton | 0 | 0 | 0 | 0 | 0 | 0 | 0 | 0
MA Fac. Spec. - Mystic Gen SO2 Annual v3.1 | 677 | 2106 | Rate Constraint in lbs/MWh | FALSE | L | Annual | Seasons Included | Seasons | Winter, WintShld, Summer | Winter, WintShld, Summer | Winter, WintShld, Summer | Winter, WintShld, Summer | Winter, WintShld, Summer | Winter, WintShld, Summer | Winter, WintShld, Summer | Winter, WintShld, Summer
MA Fac. Spec. - Mystic Gen SO2 Annual v3.1 | 677 | 2106 | Rate Constraint in lbs/MWh | FALSE | L | Annual | Standard SO2 | lb/MWh | 3 | 3 | 3 | 3 | 3 | 3 | 3 | 3
MA Fac. Spec. - Mystic Gen SO2 Annual v3.1 | 677 | 2106 | Rate Constraint in lbs/MWh | FALSE | L | Annual | Emissions at Affected Plants SO2 | Thousand Tons | 0 | 0 | 0 | 0 | 0 | 0 | 0 | 0
MA Fac. Spec. - Mystic Gen SO2 Annual v3.1 | 677 | 2106 | Rate Constraint in lbs/MWh | FALSE | L | Annual | Allowances Purchased SO2 | Thousand Tons | 0 | 0 | 0 | 0 | 0 | 0 | 0 | 0
MA Fac. Spec. - Mystic Gen SO2 Annual v3.1 | 677 | 2106 | Rate Constraint in lbs/MWh | FALSE | L | Annual | Allowances Sold SO2 | Thousand Tons | 0 | 0 | 0 | 0 | 0 | 0 | 0 | 0
MA Fac. Spec. - Mystic Gen SO2 Annual v3.1 | 677 | 2106 | Rate Constraint in lbs/MWh | FALSE | L | Annual | Allowances Banked | Thousand Tons | 0 | 0 | 0 | 0 | 0 | 0 | 0 | 0
MA Fac. Spec. - Mystic Gen SO2 Annual v3.1 | 677 | 2106 | Rate Constraint in lbs/MWh | FALSE | L | Annual | Allowances Withdrawn (1:1) | Thousand Tons | 0 | 0 | 0 | 0 | 0 | 0 | 0 | 0
MA Fac. Spec. - Mystic Gen SO2 Annual v3.1 | 677 | 2106 | Rate Constraint in lbs/MWh | FALSE | L | Annual | Allowances Withdrawn (n:1) | Thousand Tons | 0 | 0 | 0 | 0 | 0 | 0 | 0 | 0
MA Fac. Spec. - Mystic Gen SO2 Annual v3.1 | 677 | 2106 | Rate Constraint in lbs/MWh | FALSE | L | Annual | Net Emissions Allowance Position | Thousand Tons | 0 | 0 | 0 | 0 | 0 | 0 | 0 | 0
MA Fac. Spec. - Mystic Gen SO2 Annual v3.1 | 677 | 2106 | Rate Constraint in lbs/MWh | FALSE | L | Annual | Fuel Consumed | TBtu | 32.1318 | 31.6418 | 31.6331 | 24.0871 | 27.2594 | 27.7748 | 18.3924 | 18.5326
MA Fac. Spec. - Mystic Gen SO2 Annual v3.1 | 677 | 2106 | Rate Constraint in lbs/MWh | FALSE | L | Annual | Rate | lb/MMBtu | 0 | 0 | 0 | 0 | 0 | 0 | 0 | 0
MA Fac. Spec. - Mystic Gen SO2 Annual v3.1 | 677 | 2106 | Rate Constraint in lbs/MWh | FALSE | L | Annual | Generation | TWh | 4.302 | 4.2313 | 4.2301 | 3.2485 | 3.6776 | 3.7219 | 2.4782 | 2.4972
MA Fac. Spec. - Mystic Gen SO2 Annual v3.1 | 677 | 2106 | Rate Constraint in lbs/MWh | FALSE | L | Annual | Qualifying Generation | TWh | 4.302 | 4.2313 | 4.2301 | 3.2485 | 3.6776 | 3.7219 | 2.4782 | 2.4972
MA Fac. Spec. - Mystic Gen SO2 Annual v3.1 | 677 | 2106 | Rate Constraint in lbs/MWh | FALSE | L | Annual | Constraint Shadow Price | US2016$/Ton | 0 | 0 | 0 | 0 | 0 | 0 | 0 | 0
MD Coal-fired EGUs NOx rate - NRG & GenOn v5.16 | 678 | 6592 | Rate Constraint in lbs/MMBtu | FALSE | L | Annual | Seasons Included | Seasons | Summer | Summer | Summer | Summer | Summer | Summer | Summer | Summer
MD Coal-fired EGUs NOx rate - NRG & GenOn v5.16 | 678 | 6592 | Rate Constraint in lbs/MMBtu | FALSE | L | Annual | Standard NOX | lb/MMBtu | 0.15 | 0.15 | 0.15 | 0.15 | 0.15 | 0.15 | 0.15 | 0.15
MD Coal-fired EGUs NOx rate - NRG & GenOn v5.16 | 678 | 6592 | Rate Constraint in lbs/MMBtu | FALSE | L | Annual | Emissions at Affected Plants NOX | Thousand Tons | 0.024991 | 0.46416 | 0.35592 | 0 | 0 | 0 | 0 | 0
MD Coal-fired EGUs NOx rate - NRG & GenOn v5.16 | 678 | 6592 | Rate Constraint in lbs/MMBtu | FALSE | L | Annual | Allowances Purchased NOX | Thousand Tons | 0 | 0 | 0 | 0 | 0 | 0 | 0 | 0
MD Coal-fired EGUs NOx rate - NRG & GenOn v5.16 | 678 | 6592 | Rate Constraint in lbs/MMBtu | FALSE | L | Annual | Allowances Sold NOX | Thousand Tons | 0 | 0 | 0 | 0 | 0 | 0 | 0 | 0
MD Coal-fired EGUs NOx rate - NRG & GenOn v5.16 | 678 | 6592 | Rate Constraint in lbs/MMBtu | FALSE | L | Annual | Allowances Banked | Thousand Tons | 0 | 0 | 0 | 0 | 0 | 0 | 0 | 0
MD Coal-fired EGUs NOx rate - NRG & GenOn v5.16 | 678 | 6592 | Rate Constraint in lbs/MMBtu | FALSE | L | Annual | Allowances Withdrawn (1:1) | Thousand Tons | 0 | 0 | 0 | 0 | 0 | 0 | 0 | 0
MD Coal-fired EGUs NOx rate - NRG & GenOn v5.16 | 678 | 6592 | Rate Constraint in lbs/MMBtu | FALSE | L | Annual | Allowances Withdrawn (n:1) | Thousand Tons | 0 | 0 | 0 | 0 | 0 | 0 | 0 | 0
MD Coal-fired EGUs NOx rate - NRG & GenOn v5.16 | 678 | 6592 | Rate Constraint in lbs/MMBtu | FALSE | L | Annual | Net Emissions Allowance Position | Thousand Tons | 0.024991 | 0.46416 | 0.35592 | 0 | 0 | 0 | 0 | 0
MD Coal-fired EGUs NOx rate - NRG & GenOn v5.16 | 678 | 6592 | Rate Constraint in lbs/MMBtu | FALSE | L | Annual | Fuel Consumed | TBtu | 1.2832 | 23.6653 | 18.1473 | 0 | 0 | 0 | 0 | 0
MD Coal-fired EGUs NOx rate - NRG & GenOn v5.16 | 678 | 6592 | Rate Constraint in lbs/MMBtu | FALSE | L | Annual | Rate | lb/MMBtu | 0.03895 | 0.039227 | 0.039226 | 0 | 0 | 0 | 0 | 0
MD Coal-fired EGUs NOx rate - NRG & GenOn v5.16 | 678 | 6592 | Rate Constraint in lbs/MMBtu | FALSE | L | Annual | Generation | TWh | 0.12949 | 2.3783 | 1.8238 | 0 | 0 | 0 | 0 | 0
MD Coal-fired EGUs NOx rate - NRG & GenOn v5.16 | 678 | 6592 | Rate Constraint in lbs/MMBtu | FALSE | L | Annual | Qualifying Generation | TWh | 0.12949 | 2.3783 | 1.8238 | 0 | 0 | 0 | 0 | 0
MD Coal-fired EGUs NOx rate - NRG & GenOn v5.16 | 678 | 6592 | Rate Constraint in lbs/MMBtu | FALSE | L | Annual | Rate | lb/MWh | 0.38599 | 0.39033 | 0.39031 | 0 | 0 | 0 | 0 | 0
MD Coal-fired EGUs NOx rate - NRG & GenOn v5.16 | 678 | 6592 | Rate Constraint in lbs/MMBtu | FALSE | L | Annual | Constraint Shadow Price | US2016$/Ton | 0 | 0 | 0 | 0 | 0 | 0 | 0 | 0
MD Coal-fired EGUs NOx rate - Raven v5.16 | 679 | 6591 | Rate Constraint in lbs/MMBtu | FALSE | L | Annual | Seasons Included | Seasons | Summer | Summer | Summer | Summer | Summer | Summer | Summer | Summer
MD Coal-fired EGUs NOx rate - Raven v5.16 | 679 | 6591 | Rate Constraint in lbs/MMBtu | FALSE | L | Annual | Standard NOX | lb/MMBtu | 0.15 | 0.15 | 0.15 | 0.15 | 0.15 | 0.15 | 0.15 | 0.15
MD Coal-fired EGUs NOx rate - Raven v5.16 | 679 | 6591 | Rate Constraint in lbs/MMBtu | FALSE | L | Annual | Emissions at Affected Plants NOX | Thousand Tons | 0 | 0 | 0 | 0 | 0 | 0 | 0 | 0
MD Coal-fired EGUs NOx rate - Raven v5.16 | 679 | 6591 | Rate Constraint in lbs/MMBtu | FALSE | L | Annual | Allowances Purchased NOX | Thousand Tons | 0 | 0 | 0 | 0 | 0 | 0 | 0 | 0
MD Coal-fired EGUs NOx rate - Raven v5.16 | 679 | 6591 | Rate Constraint in lbs/MMBtu | FALSE | L | Annual | Allowances Sold NOX | Thousand Tons | 0 | 0 | 0 | 0 | 0 | 0 | 0 | 0
MD Coal-fired EGUs NOx rate - Raven v5.16 | 679 | 6591 | Rate Constraint in lbs/MMBtu | FALSE | L | Annual | Allowances Banked | Thousand Tons | 0 | 0 | 0 | 0 | 0 | 0 | 0 | 0
MD Coal-fired EGUs NOx rate - Raven v5.16 | 679 | 6591 | Rate Constraint in lbs/MMBtu | FALSE | L | Annual | Allowances Withdrawn (1:1) | Thousand Tons | 0 | 0 | 0 | 0 | 0 | 0 | 0 | 0
MD Coal-fired EGUs NOx rate - Raven v5.16 | 679 | 6591 | Rate Constraint in lbs/MMBtu | FALSE | L | Annual | Allowances Withdrawn (n:1) | Thousand Tons | 0 | 0 | 0 | 0 | 0 | 0 | 0 | 0
MD Coal-fired EGUs NOx rate - Raven v5.16 | 679 | 6591 | Rate Constraint in lbs/MMBtu | FALSE | L | Annual | Net Emissions Allowance Position | Thousand Tons | 0 | 0 | 0 | 0 | 0 | 0 | 0 | 0
MD Coal-fired EGUs NOx rate - Raven v5.16 | 679 | 6591 | Rate Constraint in lbs/MMBtu | FALSE | L | Annual | Fuel Consumed | TBtu | 0 | 0 | 0 | 0 | 0 | 0 | 0 | 0
MD Coal-fired EGUs NOx rate - Raven v5.16 | 679 | 6591 | Rate Constraint in lbs/MMBtu | FALSE | L | Annual | Rate | lb/MMBtu | 0 | 0 | 0 | 0 | 0 | 0 | 0 | 0
MD Coal-fired EGUs NOx rate - Raven v5.16 | 679 | 6591 | Rate Constraint in lbs/MMBtu | FALSE | L | Annual | Generation | TWh | 0 | 0 | 0 | 0 | 0 | 0 | 0 | 0
MD Coal-fired EGUs NOx rate - Raven v5.16 | 679 | 6591 | Rate Constraint in lbs/MMBtu | FALSE | L | Annual | Qualifying Generation | TWh | 0 | 0 | 0 | 0 | 0 | 0 | 0 | 0
MD Coal-fired EGUs NOx rate - Raven v5.16 | 679 | 6591 | Rate Constraint in lbs/MMBtu | FALSE | L | Annual | Rate | lb/MWh | 0 | 0 | 0 | 0 | 0 | 0 | 0 | 0
MD Coal-fired EGUs NOx rate - Raven v5.16 | 679 | 6591 | Rate Constraint in lbs/MMBtu | FALSE | L | Annual | Constraint Shadow Price | US2016$/Ton | 0 | 0 | 0 | 0 | 0 | 0 | 0 | 0
MD Healthy Air Act - Constellation NOx Cap Ann 4.1 | 680 | 2433 | Rate Constraint in MTons | FALSE | L | Annual | Seasons Included | Seasons | Winter, WintShld, Summer | Winter, WintShld, Summer | Winter, WintShld, Summer | Winter, WintShld, Summer | Winter, WintShld, Summer | Winter, WintShld, Summer | Winter, WintShld, Summer | Winter, WintShld, Summer
MD Healthy Air Act - Constellation NOx Cap Ann 4.1 | 680 | 2433 | Rate Constraint in MTons | FALSE | L | Annual | Standard NOX | Thousand Tons | 8.026 | 8.026 | 8.026 | 8.026 | 8.026 | 8.026 | 8.026 | 8.026
MD Healthy Air Act - Constellation NOx Cap Ann 4.1 | 680 | 2433 | Rate Constraint in MTons | FALSE | L | Annual | Emissions at Affected Plants NOX | Thousand Tons | 0 | 0 | 0 | 0 | 0 | 0 | 0 | 0
MD Healthy Air Act - Constellation NOx Cap Ann 4.1 | 680 | 2433 | Rate Constraint in MTons | FALSE | L | Annual | Allowances Purchased NOX | Thousand Tons | 0 | 0 | 0 | 0 | 0 | 0 | 0 | 0
MD Healthy Air Act - Constellation NOx Cap Ann 4.1 | 680 | 2433 | Rate Constraint in MTons | FALSE | L | Annual | Allowances Sold NOX | Thousand Tons | 0 | 0 | 0 | 0 | 0 | 0 | 0 | 0
MD Healthy Air Act - Constellation NOx Cap Ann 4.1 | 680 | 2433 | Rate Constraint in MTons | FALSE | L | Annual | Allowances Banked | Thousand Tons | 0 | 0 | 0 | 0 | 0 | 0 | 0 | 0
MD Healthy Air Act - Constellation NOx Cap Ann 4.1 | 680 | 2433 | Rate Constraint in MTons | FALSE | L | Annual | Allowances Withdrawn (1:1) | Thousand Tons | 0 | 0 | 0 | 0 | 0 | 0 | 0 | 0
MD Healthy Air Act - Constellation NOx Cap Ann 4.1 | 680 | 2433 | Rate Constraint in MTons | FALSE | L | Annual | Allowances Withdrawn (n:1) | Thousand Tons | 0 | 0 | 0 | 0 | 0 | 0 | 0 | 0
MD Healthy Air Act - Constellation NOx Cap Ann 4.1 | 680 | 2433 | Rate Constraint in MTons | FALSE | L | Annual | Net Emissions Allowance Position | Thousand Tons | 0 | 0 | 0 | 0 | 0 | 0 | 0 | 0
MD Healthy Air Act - Constellation NOx Cap Ann 4.1 | 680 | 2433 | Rate Constraint in MTons | FALSE | L | Annual | Fuel Consumed | TBtu | 0 | 0 | 0 | 0 | 0 | 0 | 0 | 0
MD Healthy Air Act - Constellation NOx Cap Ann 4.1 | 680 | 2433 | Rate Constraint in MTons | FALSE | L | Annual | Rate | lb/MMBtu | 0 | 0 | 0 | 0 | 0 | 0 | 0 | 0
MD Healthy Air Act - Constellation NOx Cap Ann 4.1 | 680 | 2433 | Rate Constraint in MTons | FALSE | L | Annual | Generation | TWh | 0 | 0 | 0 | 0 | 0 | 0 | 0 | 0
MD Healthy Air Act - Constellation NOx Cap Ann 4.1 | 680 | 2433 | Rate Constraint in MTons | FALSE | L | Annual | Qualifying Generation | TWh | 0 | 0 | 0 | 0 | 0 | 0 | 0 | 0
MD Healthy Air Act - Constellation NOx Cap Ann 4.1 | 680 | 2433 | Rate Constraint in MTons | FALSE | L | Annual | Rate | lb/MWh | 0 | 0 | 0 | 0 | 0 | 0 | 0 | 0
MD Healthy Air Act - Constellation NOx Cap Ann 4.1 | 680 | 2433 | Rate Constraint in MTons | FALSE | L | Annual | Constraint Shadow Price | US2016$/Ton | 0 | 0 | 0 | 0 | 0 | 0 | 0 | 0
MD Healthy Air Act - Constellation NOx Cap Sum 4.1 | 681 | 2435 | Rate Constraint in MTons | FALSE | L | Annual | Seasons Included | Seasons | Winter, WintShld, Summer | Winter, WintShld, Summer | Winter, WintShld, Summer | Winter, WintShld, Summer | Winter, WintShld, Summer | Winter, WintShld, Summer | Winter, WintShld, Summer | Winter, WintShld, Summer
MD Healthy Air Act - Constellation NOx Cap Sum 4.1 | 681 | 2435 | Rate Constraint in MTons | FALSE | L | Annual | Standard NOX | Thousand Tons | 3.63 | 3.63 | 3.63 | 3.63 | 3.63 | 3.63 | 3.63 | 3.63
MD Healthy Air Act - Constellation NOx Cap Sum 4.1 | 681 | 2435 | Rate Constraint in MTons | FALSE | L | Annual | Emissions at Affected Plants NOX | Thousand Tons | 0 | 0 | 0 | 0 | 0 | 0 | 0 | 0
MD Healthy Air Act - Constellation NOx Cap Sum 4.1 | 681 | 2435 | Rate Constraint in MTons | FALSE | L | Annual | Allowances Purchased NOX | Thousand Tons | 0 | 0 | 0 | 0 | 0 | 0 | 0 | 0
MD Healthy Air Act - Constellation NOx Cap Sum 4.1 | 681 | 2435 | Rate Constraint in MTons | FALSE | L | Annual | Allowances Sold NOX | Thousand Tons | 0 | 0 | 0 | 0 | 0 | 0 | 0 | 0
MD Healthy Air Act - Constellation NOx Cap Sum 4.1 | 681 | 2435 | Rate Constraint in MTons | FALSE | L | Annual | Allowances Banked | Thousand Tons | 0 | 0 | 0 | 0 | 0 | 0 | 0 | 0
MD Healthy Air Act - Constellation NOx Cap Sum 4.1 | 681 | 2435 | Rate Constraint in MTons | FALSE | L | Annual | Allowances Withdrawn (1:1) | Thousand Tons | 0 | 0 | 0 | 0 | 0 | 0 | 0 | 0
MD Healthy Air Act - Constellation NOx Cap Sum 4.1 | 681 | 2435 | Rate Constraint in MTons | FALSE | L | Annual | Allowances Withdrawn (n:1) | Thousand Tons | 0 | 0 | 0 | 0 | 0 | 0 | 0 | 0
MD Healthy Air Act - Constellation NOx Cap Sum 4.1 | 681 | 2435 | Rate Constraint in MTons | FALSE | L | Annual | Net Emissions Allowance Position | Thousand Tons | 0 | 0 | 0 | 0 | 0 | 0 | 0 | 0
MD Healthy Air Act - Constellation NOx Cap Sum 4.1 | 681 | 2435 | Rate Constraint in MTons | FALSE | L | Annual | Fuel Consumed | TBtu | 0 | 0 | 0 | 0 | 0 | 0 | 0 | 0
MD Healthy Air Act - Constellation NOx Cap Sum 4.1 | 681 | 2435 | Rate Constraint in MTons | FALSE | L | Annual | Rate | lb/MMBtu | 0 | 0 | 0 | 0 | 0 | 0 | 0 | 0
MD Healthy Air Act - Constellation NOx Cap Sum 4.1 | 681 | 2435 | Rate Constraint in MTons | FALSE | L | Annual | Generation | TWh | 0 | 0 | 0 | 0 | 0 | 0 | 0 | 0
MD Healthy Air Act - Constellation NOx Cap Sum 4.1 | 681 | 2435 | Rate Constraint in MTons | FALSE | L | Annual | Qualifying Generation | TWh | 0 | 0 | 0 | 0 | 0 | 0 | 0 | 0
MD Healthy Air Act - Constellation NOx Cap Sum 4.1 | 681 | 2435 | Rate Constraint in MTons | FALSE | L | Annual | Rate | lb/MWh | 0 | 0 | 0 | 0 | 0 | 0 | 0 | 0
MD Healthy Air Act - Constellation NOx Cap Sum 4.1 | 681 | 2435 | Rate Constraint in MTons | FALSE | L | Annual | Constraint Shadow Price | US2016$/Ton | 0 | 0 | 0 | 0 | 0 | 0 | 0 | 0
MD Healthy Air Act - Constellation SO2 Cap Ann 4.1 | 682 | 2434 | Rate Constraint in MTons | FALSE | L | Annual | Seasons Included | Seasons | Winter, WintShld, Summer | Winter, WintShld, Summer | Winter, WintShld, Summer | Winter, WintShld, Summer | Winter, WintShld, Summer | Winter, WintShld, Summer | Winter, WintShld, Summer | Winter, WintShld, Summer
MD Healthy Air Act - Constellation SO2 Cap Ann 4.1 | 682 | 2434 | Rate Constraint in MTons | FALSE | L | Annual | Standard SO2 | Thousand Tons | 17.926 | 17.926 | 17.926 | 17.926 | 17.926 | 17.926 | 17.926 | 17.926
MD Healthy Air Act - Constellation SO2 Cap Ann 4.1 | 682 | 2434 | Rate Constraint in MTons | FALSE | L | Annual | Emissions at Affected Plants SO2 | Thousand Tons | 0 | 0 | 0 | 0 | 0 | 0 | 0 | 0
MD Healthy Air Act - Constellation SO2 Cap Ann 4.1 | 682 | 2434 | Rate Constraint in MTons | FALSE | L | Annual | Allowances Purchased SO2 | Thousand Tons | 0 | 0 | 0 | 0 | 0 | 0 | 0 | 0
MD Healthy Air Act - Constellation SO2 Cap Ann 4.1 | 682 | 2434 | Rate Constraint in MTons | FALSE | L | Annual | Allowances Sold SO2 | Thousand Tons | 0 | 0 | 0 | 0 | 0 | 0 | 0 | 0
MD Healthy Air Act - Constellation SO2 Cap Ann 4.1 | 682 | 2434 | Rate Constraint in MTons | FALSE | L | Annual | Allowances Banked | Thousand Tons | 0 | 0 | 0 | 0 | 0 | 0 | 0 | 0
MD Healthy Air Act - Constellation SO2 Cap Ann 4.1 | 682 | 2434 | Rate Constraint in MTons | FALSE | L | Annual | Allowances Withdrawn (1:1) | Thousand Tons | 0 | 0 | 0 | 0 | 0 | 0 | 0 | 0
MD Healthy Air Act - Constellation SO2 Cap Ann 4.1 | 682 | 2434 | Rate Constraint in MTons | FALSE | L | Annual | Allowances Withdrawn (n:1) | Thousand Tons | 0 | 0 | 0 | 0 | 0 | 0 | 0 | 0
MD Healthy Air Act - Constellation SO2 Cap Ann 4.1 | 682 | 2434 | Rate Constraint in MTons | FALSE | L | Annual | Net Emissions Allowance Position | Thousand Tons | 0 | 0 | 0 | 0 | 0 | 0 | 0 | 0
MD Healthy Air Act - Constellation SO2 Cap Ann 4.1 | 682 | 2434 | Rate Constraint in MTons | FALSE | L | Annual | Fuel Consumed | TBtu | 0 | 0 | 0 | 0 | 0 | 0 | 0 | 0
MD Healthy Air Act - Constellation SO2 Cap Ann 4.1 | 682 | 2434 | Rate Constraint in MTons | FALSE | L | Annual | Rate | lb/MMBtu | 0 | 0 | 0 | 0 | 0 | 0 | 0 | 0
MD Healthy Air Act - Constellation SO2 Cap Ann 4.1 | 682 | 2434 | Rate Constraint in MTons | FALSE | L | Annual | Generation | TWh | 0 | 0 | 0 | 0 | 0 | 0 | 0 | 0
MD Healthy Air Act - Constellation SO2 Cap Ann 4.1 | 682 | 2434 | Rate Constraint in MTons | FALSE | L | Annual | Qualifying Generation | TWh | 0 | 0 | 0 | 0 | 0 | 0 | 0 | 0
MD Healthy Air Act - Constellation SO2 Cap Ann 4.1 | 682 | 2434 | Rate Constraint in MTons | FALSE | L | Annual | Rate | lb/MWh | 0 | 0 | 0 | 0 | 0 | 0 | 0 | 0
MD Healthy Air Act - Constellation SO2 Cap Ann 4.1 | 682 | 2434 | Rate Constraint in MTons | FALSE | L | Annual | Constraint Shadow Price | US2016$/Ton | 0 | 0 | 0 | 0 | 0 | 0 | 0 | 0
MD Healthy Air Act - MER Removal Annual v3.1 | 683 | 1800 | MACT Fuel Choice Floor in lbs/MMBtu | FALSE | L | Annual | Seasons Included | Seasons | Winter, WintShld, Summer | Winter, WintShld, Summer | Winter, WintShld, Summer | Winter, WintShld, Summer | Winter, WintShld, Summer | Winter, WintShld, Summer | Winter, WintShld, Summer | Winter, WintShld, Summer
MD Healthy Air Act - MER Removal Annual v3.1 | 683 | 1800 | MACT Fuel Choice Floor in lbs/MMBtu | FALSE | L | Annual | Emission Floor | lbs/MMBtu | 0 | 0 | 0 | 0 | 0 | 0 | 0 | 0
MD Healthy Air Act - MER Removal Annual v3.1 | 683 | 1800 | MACT Fuel Choice Floor in lbs/MMBtu | FALSE | L | Annual | Emissions at Affected Plants MER | lbs | 8.5323 | 31.8676 | 25.8475 | 9.3988 | 0 | 0 | 0 | 0
MD Healthy Air Act - MER Removal Annual v3.1 | 683 | 1800 | MACT Fuel Choice Floor in lbs/MMBtu | FALSE | L | Annual | Allowances Purchased MER | lbs | 0 | 0 | 0 | 0 | 0 | 0 | 0 | 0
MD Healthy Air Act - MER Removal Annual v3.1 | 683 | 1800 | MACT Fuel Choice Floor in lbs/MMBtu | FALSE | L | Annual | Allowances Sold MER | lbs | 0 | 0 | 0 | 0 | 0 | 0 | 0 | 0
MD Healthy Air Act - MER Removal Annual v3.1 | 683 | 1800 | MACT Fuel Choice Floor in lbs/MMBtu | FALSE | L | Annual | Allowances Banked | lbs | 0 | 0 | 0 | 0 | 0 | 0 | 0 | 0
MD Healthy Air Act - MER Removal Annual v3.1 | 683 | 1800 | MACT Fuel Choice Floor in lbs/MMBtu | FALSE | L | Annual | Allowances Withdrawn (1:1) | lbs | 0 | 0 | 0 | 0 | 0 | 0 | 0 | 0
MD Healthy Air Act - MER Removal Annual v3.1 | 683 | 1800 | MACT Fuel Choice Floor in lbs/MMBtu | FALSE | L | Annual | Allowances Withdrawn (n:1) | lbs | 0 | 0 | 0 | 0 | 0 | 0 | 0 | 0
MD Healthy Air Act - MER Removal Annual v3.1 | 683 | 1800 | MACT Fuel Choice Floor in lbs/MMBtu | FALSE | L | Annual | Net Emissions Allowance Position | lbs | 8.5323 | 31.8676 | 25.8475 | 9.3988 | 0 | 0 | 0 | 0
MD Healthy Air Act - MER Removal Annual v3.1 | 683 | 1800 | MACT Fuel Choice Floor in lbs/MMBtu | FALSE | L | Annual | Fuel Consumed | TBtu | 9.4134 | 35.1585 | 28.5167 | 10.3694 | 0 | 0 | 0 | 0
MD Healthy Air Act - MER Removal Annual v3.1 | 683 | 1800 | MACT Fuel Choice Floor in lbs/MMBtu | FALSE | L | Annual | Rate | lb/MMBtu | 9.064e-07 | 9.064e-07 | 9.064e-07 | 9.064e-07 | 0 | 0 | 0 | 0
MD Healthy Air Act - MER Removal Annual v3.1 | 683 | 1800 | MACT Fuel Choice Floor in lbs/MMBtu | FALSE | L | Annual | Generation | TWh | 0.94752 | 3.5338 | 2.8659 | 1.0421 | 0 | 0 | 0 | 0
MD Healthy Air Act - MER Removal Annual v3.1 | 683 | 1800 | MACT Fuel Choice Floor in lbs/MMBtu | FALSE | L | Annual | Qualifying Generation | TWh | 0.94752 | 3.5338 | 2.8659 | 1.0421 | 0 | 0 | 0 | 0
MD Healthy Air Act - MER Removal Annual v3.1 | 683 | 1800 | MACT Fuel Choice Floor in lbs/MMBtu | FALSE | L | Annual | Constraint Shadow Price | US2016$/Lb | 0 | 0 | 0 | 0 | 0 | 0 | 0 | 0
MD Healthy Air Act - Mirant NOx Cap Annual v4.10 | 684 | 2262 | Rate Constraint in MTons | FALSE | L | Annual | Seasons Included | Seasons | Winter, WintShld, Summer | Winter, WintShld, Summer | Winter, WintShld, Summer | Winter, WintShld, Summer | Winter, WintShld, Summer | Winter, WintShld, Summer | Winter, WintShld, Summer | Winter, WintShld, Summer
MD Healthy Air Act - Mirant NOx Cap Annual v4.10 | 684 | 2262 | Rate Constraint in MTons | FALSE | L | Annual | Standard NOX | Thousand Tons | 8.298 | 8.298 | 8.298 | 8.298 | 8.298 | 8.298 | 8.298 | 8.298
MD Healthy Air Act - Mirant NOx Cap Annual v4.10 | 684 | 2262 | Rate Constraint in MTons | FALSE | L | Annual | Emissions at Affected Plants NOX | Thousand Tons | 0.18413 | 0.68942 | 0.5593 | 0.20337 | 0 | 0 | 0 | 0
MD Healthy Air Act - Mirant NOx Cap Annual v4.10 | 684 | 2262 | Rate Constraint in MTons | FALSE | L | Annual | Allowances Purchased NOX | Thousand Tons | 0 | 0 | 0 | 0 | 0 | 0 | 0 | 0
MD Healthy Air Act - Mirant NOx Cap Annual v4.10 | 684 | 2262 | Rate Constraint in MTons | FALSE | L | Annual | Allowances Sold NOX | Thousand Tons | 0 | 0 | 0 | 0 | 0 | 0 | 0 | 0
MD Healthy Air Act - Mirant NOx Cap Annual v4.10 | 684 | 2262 | Rate Constraint in MTons | FALSE | L | Annual | Allowances Banked | Thousand Tons | 0 | 0 | 0 | 0 | 0 | 0 | 0 | 0
MD Healthy Air Act - Mirant NOx Cap Annual v4.10 | 684 | 2262 | Rate Constraint in MTons | FALSE | L | Annual | Allowances Withdrawn (1:1) | Thousand Tons | 0 | 0 | 0 | 0 | 0 | 0 | 0 | 0
MD Healthy Air Act - Mirant NOx Cap Annual v4.10 | 684 | 2262 | Rate Constraint in MTons | FALSE | L | Annual | Allowances Withdrawn (n:1) | Thousand Tons | 0 | 0 | 0 | 0 | 0 | 0 | 0 | 0
MD Healthy Air Act - Mirant NOx Cap Annual v4.10 | 684 | 2262 | Rate Constraint in MTons | FALSE | L | Annual | Net Emissions Allowance Position | Thousand Tons | 0.18413 | 0.68942 | 0.5593 | 0.20337 | 0 | 0 | 0 | 0
MD Healthy Air Act - Mirant NOx Cap Annual v4.10 | 684 | 2262 | Rate Constraint in MTons | FALSE | L | Annual | Fuel Consumed | TBtu | 9.4134 | 35.1585 | 28.5167 | 10.3694 | 0 | 0 | 0 | 0
MD Healthy Air Act - Mirant NOx Cap Annual v4.10 | 684 | 2262 | Rate Constraint in MTons | FALSE | L | Annual | Rate | lb/MMBtu | 0.039121 | 0.039218 | 0.039226 | 0.039226 | 0 | 0 | 0 | 0
MD Healthy Air Act - Mirant NOx Cap Annual v4.10 | 684 | 2262 | Rate Constraint in MTons | FALSE | L | Annual | Generation | TWh | 0.94752 | 3.5338 | 2.8659 | 1.0421 | 0 | 0 | 0 | 0
MD Healthy Air Act - Mirant NOx Cap Annual v4.10 | 684 | 2262 | Rate Constraint in MTons | FALSE | L | Annual | Qualifying Generation | TWh | 0.94752 | 3.5338 | 2.8659 | 1.0421 | 0 | 0 | 0 | 0
MD Healthy Air Act - Mirant NOx Cap Annual v4.10 | 684 | 2262 | Rate Constraint in MTons | FALSE | L | Annual | Rate | lb/MWh | 0.38866 | 0.39018 | 0.39031 | 0.39031 | 0 | 0 | 0 | 0
MD Healthy Air Act - Mirant NOx Cap Annual v4.10 | 684 | 2262 | Rate Constraint in MTons | FALSE | L | Annual | Constraint Shadow Price | US2016$/Ton | 0 | 0 | 0 | 0 | 0 | 0 | 0 | 0
MD Healthy Air Act - Mirant NOx Cap Summer v4.10 | 685 | 2265 | Rate Constraint in MTons | FALSE | L | Annual | Seasons Included | Seasons | Summer | Summer | Summer | Summer | Summer | Summer | Summer | Summer
MD Healthy Air Act - Mirant NOx Cap Summer v4.10 | 685 | 2265 | Rate Constraint in MTons | FALSE | L | Annual | Standard NOX | Thousand Tons | 3.567 | 3.567 | 3.567 | 3.567 | 3.567 | 3.567 | 3.567 | 3.567
MD Healthy Air Act - Mirant NOx Cap Summer v4.10 | 685 | 2265 | Rate Constraint in MTons | FALSE | L | Annual | Emissions at Affected Plants NOX | Thousand Tons | 0.024991 | 0.46416 | 0.35592 | 0 | 0 | 0 | 0 | 0
MD Healthy Air Act - Mirant NOx Cap Summer v4.10 | 685 | 2265 | Rate Constraint in MTons | FALSE | L | Annual | Allowances Purchased NOX | Thousand Tons | 0 | 0 | 0 | 0 | 0 | 0 | 0 | 0
MD Healthy Air Act - Mirant NOx Cap Summer v4.10 | 685 | 2265 | Rate Constraint in MTons | FALSE | L | Annual | Allowances Sold NOX | Thousand Tons | 0 | 0 | 0 | 0 | 0 | 0 | 0 | 0
MD Healthy Air Act - Mirant NOx Cap Summer v4.10 | 685 | 2265 | Rate Constraint in MTons | FALSE | L | Annual | Allowances Banked | Thousand Tons | 0 | 0 | 0 | 0 | 0 | 0 | 0 | 0
MD Healthy Air Act - Mirant NOx Cap Summer v4.10 | 685 | 2265 | Rate Constraint in MTons | FALSE | L | Annual | Allowances Withdrawn (1:1) | Thousand Tons | 0 | 0 | 0 | 0 | 0 | 0 | 0 | 0
MD Healthy Air Act - Mirant NOx Cap Summer v4.10 | 685 | 2265 | Rate Constraint in MTons | FALSE | L | Annual | Allowances Withdrawn (n:1) | Thousand Tons | 0 | 0 | 0 | 0 | 0 | 0 | 0 | 0
MD Healthy Air Act - Mirant NOx Cap Summer v4.10 | 685 | 2265 | Rate Constraint in MTons | FALSE | L | Annual | Net Emissions Allowance Position | Thousand Tons | 0.024991 | 0.46416 | 0.35592 | 0 | 0 | 0 | 0 | 0
MD Healthy Air Act - Mirant NOx Cap Summer v4.10 | 685 | 2265 | Rate Constraint in MTons | FALSE | L | Annual | Fuel Consumed | TBtu | 1.2832 | 23.6653 | 18.1473 | 0 | 0 | 0 | 0 | 0
MD Healthy Air Act - Mirant NOx Cap Summer v4.10 | 685 | 2265 | Rate Constraint in MTons | FALSE | L | Annual | Rate | lb/MMBtu | 0.03895 | 0.039227 | 0.039226 | 0 | 0 | 0 | 0 | 0
MD Healthy Air Act - Mirant NOx Cap Summer v4.10 | 685 | 2265 | Rate Constraint in MTons | FALSE | L | Annual | Generation | TWh | 0.12949 | 2.3783 | 1.8238 | 0 | 0 | 0 | 0 | 0
MD Healthy Air Act - Mirant NOx Cap Summer v4.10 | 685 | 2265 | Rate Constraint in MTons | FALSE | L | Annual | Qualifying Generation | TWh | 0.12949 | 2.3783 | 1.8238 | 0 | 0 | 0 | 0 | 0
MD Healthy Air Act - Mirant NOx Cap Summer v4.10 | 685 | 2265 | Rate Constraint in MTons | FALSE | L | Annual | Rate | lb/MWh | 0.38599 | 0.39033 | 0.39031 | 0 | 0 | 0 | 0 | 0
MD Healthy Air Act - Mirant NOx Cap Summer v4.10 | 685 | 2265 | Rate Constraint in MTons | FALSE | L | Annual | Constraint Shadow Price | US2016$/Ton | 0 | 0 | 0 | 0 | 0 | 0 | 0 | 0
MD Healthy Air Act - Mirant SO2 Cap Annual v4.10 | 686 | 2268 | Rate Constraint in MTons | FALSE | L | Annual | Seasons Included | Seasons | Winter, WintShld, Summer | Winter, WintShld, Summer | Winter, WintShld, Summer | Winter, WintShld, Summer | Winter, WintShld, Summer | Winter, WintShld, Summer | Winter, WintShld, Summer | Winter, WintShld, Summer
MD Healthy Air Act - Mirant SO2 Cap Annual v4.10 | 686 | 2268 | Rate Constraint in MTons | FALSE | L | Annual | Standard SO2 | Thousand Tons | 18.541 | 18.541 | 18.541 | 18.541 | 18.541 | 18.541 | 18.541 | 18.541
MD Healthy Air Act - Mirant SO2 Cap Annual v4.10 | 686 | 2268 | Rate Constraint in MTons | FALSE | L | Annual | Emissions at Affected Plants SO2 | Thousand Tons | 0.37429 | 1.3979 | 1.1338 | 0.41229 | 0 | 0 | 0 | 0
MD Healthy Air Act - Mirant SO2 Cap Annual v4.10 | 686 | 2268 | Rate Constraint in MTons | FALSE | L | Annual | Allowances Purchased SO2 | Thousand Tons | 0 | 0 | 0 | 0 | 0 | 0 | 0 | 0
MD Healthy Air Act - Mirant SO2 Cap Annual v4.10 | 686 | 2268 | Rate Constraint in MTons | FALSE | L | Annual | Allowances Sold SO2 | Thousand Tons | 0 | 0 | 0 | 0 | 0 | 0 | 0 | 0
MD Healthy Air Act - Mirant SO2 Cap Annual v4.10 | 686 | 2268 | Rate Constraint in MTons | FALSE | L | Annual | Allowances Banked | Thousand Tons | 0 | 0 | 0 | 0 | 0 | 0 | 0 | 0
MD Healthy Air Act - Mirant SO2 Cap Annual v4.10 | 686 | 2268 | Rate Constraint in MTons | FALSE | L | Annual | Allowances Withdrawn (1:1) | Thousand Tons | 0 | 0 | 0 | 0 | 0 | 0 | 0 | 0
MD Healthy Air Act - Mirant SO2 Cap Annual v4.10 | 686 | 2268 | Rate Constraint in MTons | FALSE | L | Annual | Allowances Withdrawn (n:1) | Thousand Tons | 0 | 0 | 0 | 0 | 0 | 0 | 0 | 0
MD Healthy Air Act - Mirant SO2 Cap Annual v4.10 | 686 | 2268 | Rate Constraint in MTons | FALSE | L | Annual | Net Emissions Allowance Position | Thousand Tons | 0.37429 | 1.3979 | 1.1338 | 0.41229 | 0 | 0 | 0 | 0
MD Healthy Air Act - Mirant SO2 Cap Annual v4.10 | 686 | 2268 | Rate Constraint in MTons | FALSE | L | Annual | Fuel Consumed | TBtu | 9.4134 | 35.1585 | 28.5167 | 10.3694 | 0 | 0 | 0 | 0
MD Healthy Air Act - Mirant SO2 Cap Annual v4.10 | 686 | 2268 | Rate Constraint in MTons | FALSE | L | Annual | Rate | lb/MMBtu | 0.079521 | 0.079521 | 0.079521 | 0.079521 | 0 | 0 | 0 | 0
MD Healthy Air Act - Mirant SO2 Cap Annual v4.10 | 686 | 2268 | Rate Constraint in MTons | FALSE | L | Annual | Generation | TWh | 0.94752 | 3.5338 | 2.8659 | 1.0421 | 0 | 0 | 0 | 0
MD Healthy Air Act - Mirant SO2 Cap Annual v4.10 | 686 | 2268 | Rate Constraint in MTons | FALSE | L | Annual | Qualifying Generation | TWh | 0.94752 | 3.5338 | 2.8659 | 1.0421 | 0 | 0 | 0 | 0
MD Healthy Air Act - Mirant SO2 Cap Annual v4.10 | 686 | 2268 | Rate Constraint in MTons | FALSE | L | Annual | Rate | lb/MWh | 0.79004 | 0.79116 | 0.79126 | 0.79126 | 0 | 0 | 0 | 0
MD Healthy Air Act - Mirant SO2 Cap Annual v4.10 | 686 | 2268 | Rate Constraint in MTons | FALSE | L | Annual | Constraint Shadow Price | US2016$/Ton | 0 | 0 | 0 | 0 | 0 | 0 | 0 | 0
ME Fac. Spec. - NOX 0.15 Rate Annual v3.1, Unit 3949 and retrofits | 687 | 1798 | Rate Constraint in lbs/MMBtu | FALSE | L | Annual | Seasons Included | Seasons | Winter, WintShld, Summer | Winter, WintShld, Summer | Winter, WintShld, Summer | Winter, WintShld, Summer | Winter, WintShld, Summer | Winter, WintShld, Summer | Winter, WintShld, Summer | Winter, WintShld, Summer
ME Fac. Spec. - NOX 0.15 Rate Annual v3.1, Unit 3949 and retrofits | 687 | 1798 | Rate Constraint in lbs/MMBtu | FALSE | L | Annual | Standard NOX | lb/MMBtu | 0.15 | 0.15 | 0.15 | 0.15 | 0.15 | 0.15 | 0.15 | 0.15
ME Fac. Spec. - NOX 0.15 Rate Annual v3.1, Unit 3949 and retrofits | 687 | 1798 | Rate Constraint in lbs/MMBtu | FALSE | L | Annual | Emissions at Affected Plants NOX | Thousand Tons | 0 | 0 | 0 | 0 | 0 | 0 | 0 | 0
ME Fac. Spec. - NOX 0.15 Rate Annual v3.1, Unit 3949 and retrofits | 687 | 1798 | Rate Constraint in lbs/MMBtu | FALSE | L | Annual | Allowances Purchased NOX | Thousand Tons | 0 | 0 | 0 | 0 | 0 | 0 | 0 | 0
ME Fac. Spec. - NOX 0.15 Rate Annual v3.1, Unit 3949 and retrofits | 687 | 1798 | Rate Constraint in lbs/MMBtu | FALSE | L | Annual | Allowances Sold NOX | Thousand Tons | 0 | 0 | 0 | 0 | 0 | 0 | 0 | 0
ME Fac. Spec. - NOX 0.15 Rate Annual v3.1, Unit 3949 and retrofits | 687 | 1798 | Rate Constraint in lbs/MMBtu | FALSE | L | Annual | Allowances Banked | Thousand Tons | 0 | 0 | 0 | 0 | 0 | 0 | 0 | 0
ME Fac. Spec. - NOX 0.15 Rate Annual v3.1, Unit 3949 and retrofits | 687 | 1798 | Rate Constraint in lbs/MMBtu | FALSE | L | Annual | Allowances Withdrawn (1:1) | Thousand Tons | 0 | 0 | 0 | 0 | 0 | 0 | 0 | 0
ME Fac. Spec. - NOX 0.15 Rate Annual v3.1, Unit 3949 and retrofits | 687 | 1798 | Rate Constraint in lbs/MMBtu | FALSE | L | Annual | Allowances Withdrawn (n:1) | Thousand Tons | 0 | 0 | 0 | 0 | 0 | 0 | 0 | 0
ME Fac. Spec. - NOX 0.15 Rate Annual v3.1, Unit 3949 and retrofits | 687 | 1798 | Rate Constraint in lbs/MMBtu | FALSE | L | Annual | Net Emissions Allowance Position | Thousand Tons | 0 | 0 | 0 | 0 | 0 | 0 | 0 | 0
ME Fac. Spec. - NOX 0.15 Rate Annual v3.1, Unit 3949 and retrofits | 687 | 1798 | Rate Constraint in lbs/MMBtu | FALSE | L | Annual | Fuel Consumed | TBtu | 0 | 0 | 0 | 0 | 0 | 0 | 0 | 0
ME Fac. Spec. - NOX 0.15 Rate Annual v3.1, Unit 3949 and retrofits | 687 | 1798 | Rate Constraint in lbs/MMBtu | FALSE | L | Annual | Rate | lb/MMBtu | 0 | 0 | 0 | 0 | 0 | 0 | 0 | 0
ME Fac. Spec. - NOX 0.15 Rate Annual v3.1, Unit 3949 and retrofits | 687 | 1798 | Rate Constraint in lbs/MMBtu | FALSE | L | Annual | Generation | TWh | 0 | 0 | 0 | 0 | 0 | 0 | 0 | 0
ME Fac. Spec. - NOX 0.15 Rate Annual v3.1, Unit 3949 and retrofits | 687 | 1798 | Rate Constraint in lbs/MMBtu | FALSE | L | Annual | Qualifying Generation | TWh | 0 | 0 | 0 | 0 | 0 | 0 | 0 | 0
ME Fac. Spec. - NOX 0.15 Rate Annual v3.1, Unit 3949 and retrofits | 687 | 1798 | Rate Constraint in lbs/MMBtu | FALSE | L | Annual | Rate | lb/MWh | 0 | 0 | 0 | 0 | 0 | 0 | 0 | 0
ME Fac. Spec. - NOX 0.15 Rate Annual v3.1, Unit 3949 and retrofits | 687 | 1798 | Rate Constraint in lbs/MMBtu | FALSE | L | Annual | Constraint Shadow Price | US2016$/Ton | 0 | 0 | 0 | 0 | 0 | 0 | 0 | 0
ME Fac. Spec. - NOX 0.15 Rate Annual v3.1, Unit 3951 and retrofits | 688 | 1798 | Rate Constraint in lbs/MMBtu | FALSE | L | Annual | Seasons Included | Seasons | Winter, WintShld, Summer | Winter, WintShld, Summer | Winter, WintShld, Summer | Winter, WintShld, Summer | Winter, WintShld, Summer | Winter, WintShld, Summer | Winter, WintShld, Summer | Winter, WintShld, Summer
ME Fac. Spec. - NOX 0.15 Rate Annual v3.1, Unit 3951 and retrofits | 688 | 1798 | Rate Constraint in lbs/MMBtu | FALSE | L | Annual | Standard NOX | lb/MMBtu | 0.15 | 0.15 | 0.15 | 0.15 | 0.15 | 0.15 | 0.15 | 0.15
ME Fac. Spec. - NOX 0.15 Rate Annual v3.1, Unit 3951 and retrofits | 688 | 1798 | Rate Constraint in lbs/MMBtu | FALSE | L | Annual | Emissions at Affected Plants NOX | Thousand Tons | 0 | 0 | 0 | 0 | 0 | 0 | 0 | 0
ME Fac. Spec. - NOX 0.15 Rate Annual v3.1, Unit 3951 and retrofits | 688 | 1798 | Rate Constraint in lbs/MMBtu | FALSE | L | Annual | Allowances Purchased NOX | Thousand Tons | 0 | 0 | 0 | 0 | 0 | 0 | 0 | 0
ME Fac. Spec. - NOX 0.15 Rate Annual v3.1, Unit 3951 and retrofits | 688 | 1798 | Rate Constraint in lbs/MMBtu | FALSE | L | Annual | Allowances Sold NOX | Thousand Tons | 0 | 0 | 0 | 0 | 0 | 0 | 0 | 0
ME Fac. Spec. - NOX 0.15 Rate Annual v3.1, Unit 3951 and retrofits | 688 | 1798 | Rate Constraint in lbs/MMBtu | FALSE | L | Annual | Allowances Banked | Thousand Tons | 0 | 0 | 0 | 0 | 0 | 0 | 0 | 0
ME Fac. Spec. - NOX 0.15 Rate Annual v3.1, Unit 3951 and retrofits | 688 | 1798 | Rate Constraint in lbs/MMBtu | FALSE | L | Annual | Allowances Withdrawn (1:1) | Thousand Tons | 0 | 0 | 0 | 0 | 0 | 0 | 0 | 0
ME Fac. Spec. - NOX 0.15 Rate Annual v3.1, Unit 3951 and retrofits | 688 | 1798 | Rate Constraint in lbs/MMBtu | FALSE | L | Annual | Allowances Withdrawn (n:1) | Thousand Tons | 0 | 0 | 0 | 0 | 0 | 0 | 0 | 0
ME Fac. Spec. - NOX 0.15 Rate Annual v3.1, Unit 3951 and retrofits | 688 | 1798 | Rate Constraint in lbs/MMBtu | FALSE | L | Annual | Net Emissions Allowance Position | Thousand Tons | 0 | 0 | 0 | 0 | 0 | 0 | 0 | 0
ME Fac. Spec. - NOX 0.15 Rate Annual v3.1, Unit 3951 and retrofits | 688 | 1798 | Rate Constraint in lbs/MMBtu | FALSE | L | Annual | Fuel Consumed | TBtu | 0 | 0 | 0 | 0 | 0 | 0 | 0 | 0
ME Fac. Spec. - NOX 0.15 Rate Annual v3.1, Unit 3951 and retrofits | 688 | 1798 | Rate Constraint in lbs/MMBtu | FALSE | L | Annual | Rate | lb/MMBtu | 0 | 0 | 0 | 0 | 0 | 0 | 0 | 0
ME Fac. Spec. - NOX 0.15 Rate Annual v3.1, Unit 3951 and retrofits | 688 | 1798 | Rate Constraint in lbs/MMBtu | FALSE | L | Annual | Generation | TWh | 0 | 0 | 0 | 0 | 0 | 0 | 0 | 0
ME Fac. Spec. - NOX 0.15 Rate Annual v3.1, Unit 3951 and retrofits | 688 | 1798 | Rate Constraint in lbs/MMBtu | FALSE | L | Annual | Qualifying Generation | TWh | 0 | 0 | 0 | 0 | 0 | 0 | 0 | 0
ME Fac. Spec. - NOX 0.15 Rate Annual v3.1, Unit 3951 and retrofits | 688 | 1798 | Rate Constraint in lbs/MMBtu | FALSE | L | Annual | Rate | lb/MWh | 0 | 0 | 0 | 0 | 0 | 0 | 0 | 0
ME Fac. Spec. - NOX 0.15 Rate Annual v3.1, Unit 3951 and retrofits | 688 | 1798 | Rate Constraint in lbs/MMBtu | FALSE | L | Annual | Constraint Shadow Price | US2016$/Ton | 0 | 0 | 0 | 0 | 0 | 0 | 0 | 0
ME Fac. Spec. - NOx 0.20 Rate Annual v3.1, Unit 2406 and retrofits | 689 | 1818 | Rate Constraint in lbs/MMBtu | FALSE | L | Annual | Seasons Included | Seasons | Winter, WintShld, Summer | Winter, WintShld, Summer | Winter, WintShld, Summer | Winter, WintShld, Summer | Winter, WintShld, Summer | Winter, WintShld, Summer | Winter, WintShld, Summer | Winter, WintShld, Summer
ME Fac. Spec. - NOx 0.20 Rate Annual v3.1, Unit 2406 and retrofits | 689 | 1818 | Rate Constraint in lbs/MMBtu | FALSE | L | Annual | Standard NOX | lb/MMBtu | 0.2 | 0.2 | 0.2 | 0.2 | 0.2 | 0.2 | 0.2 | 0.2
ME Fac. Spec. - NOx 0.20 Rate Annual v3.1, Unit 2406 and retrofits | 689 | 1818 | Rate Constraint in lbs/MMBtu | FALSE | L | Annual | Emissions at Affected Plants NOX | Thousand Tons | 0 | 0 | 0 | 0 | 0 | 0 | 0 | 0
ME Fac. Spec. - NOx 0.20 Rate Annual v3.1, Unit 2406 and retrofits | 689 | 1818 | Rate Constraint in lbs/MMBtu | FALSE | L | Annual | Allowances Purchased NOX | Thousand Tons | 0 | 0 | 0 | 0 | 0 | 0 | 0 | 0
ME Fac. Spec. - NOx 0.20 Rate Annual v3.1, Unit 2406 and retrofits | 689 | 1818 | Rate Constraint in lbs/MMBtu | FALSE | L | Annual | Allowances Sold NOX | Thousand Tons | 0 | 0 | 0 | 0 | 0 | 0 | 0 | 0
ME Fac. Spec. - NOx 0.20 Rate Annual v3.1, Unit 2406 and retrofits | 689 | 1818 | Rate Constraint in lbs/MMBtu | FALSE | L | Annual | Allowances Banked | Thousand Tons | 0 | 0 | 0 | 0 | 0 | 0 | 0 | 0
ME Fac. Spec. - NOx 0.20 Rate Annual v3.1, Unit 2406 and retrofits | 689 | 1818 | Rate Constraint in lbs/MMBtu | FALSE | L | Annual | Allowances Withdrawn (1:1) | Thousand Tons | 0 | 0 | 0 | 0 | 0 | 0 | 0 | 0
ME Fac. Spec. - NOx 0.20 Rate Annual v3.1, Unit 2406 and retrofits | 689 | 1818 | Rate Constraint in lbs/MMBtu | FALSE | L | Annual | Allowances Withdrawn (n:1) | Thousand Tons | 0 | 0 | 0 | 0 | 0 | 0 | 0 | 0
ME Fac. Spec. - NOx 0.20 Rate Annual v3.1, Unit 2406 and retrofits | 689 | 1818 | Rate Constraint in lbs/MMBtu | FALSE | L | Annual | Net Emissions Allowance Position | Thousand Tons | 0 | 0 | 0 | 0 | 0 | 0 | 0 | 0
ME Fac. Spec. - NOx 0.20 Rate Annual v3.1, Unit 2406 and retrofits | 689 | 1818 | Rate Constraint in lbs/MMBtu | FALSE | L | Annual | Fuel Consumed | TBtu | 0 | 0 | 0 | 0 | 0 | 0 | 0 | 0
ME Fac. Spec. - NOx 0.20 Rate Annual v3.1, Unit 2406 and retrofits | 689 | 1818 | Rate Constraint in lbs/MMBtu | FALSE | L | Annual | Rate | lb/MMBtu | 0 | 0 | 0 | 0 | 0 | 0 | 0 | 0
ME Fac. Spec. - NOx 0.20 Rate Annual v3.1, Unit 2406 and retrofits | 689 | 1818 | Rate Constraint in lbs/MMBtu | FALSE | L | Annual | Generation | TWh | 0 | 0 | 0 | 0 | 0 | 0 | 0 | 0
ME Fac. Spec. - NOx 0.20 Rate Annual v3.1, Unit 2406 and retrofits | 689 | 1818 | Rate Constraint in lbs/MMBtu | FALSE | L | Annual | Qualifying Generation | TWh | 0 | 0 | 0 | 0 | 0 | 0 | 0 | 0
ME Fac. Spec. - NOx 0.20 Rate Annual v3.1, Unit 2406 and retrofits | 689 | 1818 | Rate Constraint in lbs/MMBtu | FALSE | L | Annual | Rate | lb/MWh | 0 | 0 | 0 | 0 | 0 | 0 | 0 | 0
ME Fac. Spec. - NOx 0.20 Rate Annual v3.1, Unit 2406 and retrofits | 689 | 1818 | Rate Constraint in lbs/MMBtu | FALSE | L | Annual | Constraint Shadow Price | US2016$/Ton | 0 | 0 | 0 | 0 | 0 | 0 | 0 | 0
ME Fac. Spec. - NOx 0.20 Rate Annual v3.1, Unit 2407 and retrofits | 690 | 1818 | Rate Constraint in lbs/MMBtu | FALSE | L | Annual | Seasons Included | Seasons | Winter, WintShld, Summer | Winter, WintShld, Summer | Winter, WintShld, Summer | Winter, WintShld, Summer | Winter, WintShld, Summer | Winter, WintShld, Summer | Winter, WintShld, Summer | Winter, WintShld, Summer
ME Fac. Spec. - NOx 0.20 Rate Annual v3.1, Unit 2407 and retrofits | 690 | 1818 | Rate Constraint in lbs/MMBtu | FALSE | L | Annual | Standard NOX | lb/MMBtu | 0.2 | 0.2 | 0.2 | 0.2 | 0.2 | 0.2 | 0.2 | 0.2
ME Fac. Spec. - NOx 0.20 Rate Annual v3.1, Unit 2407 and retrofits | 690 | 1818 | Rate Constraint in lbs/MMBtu | FALSE | L | Annual | Emissions at Affected Plants NOX | Thousand Tons | 0 | 0 | 0 | 0 | 0 | 0 | 0 | 0
ME Fac. Spec. - NOx 0.20 Rate Annual v3.1, Unit 2407 and retrofits | 690 | 1818 | Rate Constraint in lbs/MMBtu | FALSE | L | Annual | Allowances Purchased NOX | Thousand Tons | 0 | 0 | 0 | 0 | 0 | 0 | 0 | 0
ME Fac. Spec. - NOx 0.20 Rate Annual v3.1, Unit 2407 and retrofits | 690 | 1818 | Rate Constraint in lbs/MMBtu | FALSE | L | Annual | Allowances Sold NOX | Thousand Tons | 0 | 0 | 0 | 0 | 0 | 0 | 0 | 0
ME Fac. Spec. - NOx 0.20 Rate Annual v3.1, Unit 2407 and retrofits | 690 | 1818 | Rate Constraint in lbs/MMBtu | FALSE | L | Annual | Allowances Banked | Thousand Tons | 0 | 0 | 0 | 0 | 0 | 0 | 0 | 0
ME Fac. Spec. - NOx 0.20 Rate Annual v3.1, Unit 2407 and retrofits | 690 | 1818 | Rate Constraint in lbs/MMBtu | FALSE | L | Annual | Allowances Withdrawn (1:1) | Thousand Tons | 0 | 0 | 0 | 0 | 0 | 0 | 0 | 0
ME Fac. Spec. - NOx 0.20 Rate Annual v3.1, Unit 2407 and retrofits | 690 | 1818 | Rate Constraint in lbs/MMBtu | FALSE | L | Annual | Allowances Withdrawn (n:1) | Thousand Tons | 0 | 0 | 0 | 0 | 0 | 0 | 0 | 0
ME Fac. Spec. - NOx 0.20 Rate Annual v3.1, Unit 2407 and retrofits | 690 | 1818 | Rate Constraint in lbs/MMBtu | FALSE | L | Annual | Net Emissions Allowance Position | Thousand Tons | 0 | 0 | 0 | 0 | 0 | 0 | 0 | 0
ME Fac. Spec. - NOx 0.20 Rate Annual v3.1, Unit 2407 and retrofits | 690 | 1818 | Rate Constraint in lbs/MMBtu | FALSE | L | Annual | Fuel Consumed | TBtu | 0 | 0 | 0 | 0 | 0 | 0 | 0 | 0
ME Fac. Spec. - NOx 0.20 Rate Annual v3.1, Unit 2407 and retrofits | 690 | 1818 | Rate Constraint in lbs/MMBtu | FALSE | L | Annual | Rate | lb/MMBtu | 0 | 0 | 0 | 0 | 0 | 0 | 0 | 0
ME Fac. Spec. - NOx 0.20 Rate Annual v3.1, Unit 2407 and retrofits | 690 | 1818 | Rate Constraint in lbs/MMBtu | FALSE | L | Annual | Generation | TWh | 0 | 0 | 0 | 0 | 0 | 0 | 0 | 0
ME Fac. Spec. - NOx 0.20 Rate Annual v3.1, Unit 2407 and retrofits | 690 | 1818 | Rate Constraint in lbs/MMBtu | FALSE | L | Annual | Qualifying Generation | TWh | 0 | 0 | 0 | 0 | 0 | 0 | 0 | 0
ME Fac. Spec. - NOx 0.20 Rate Annual v3.1, Unit 2407 and retrofits | 690 | 1818 | Rate Constraint in lbs/MMBtu | FALSE | L | Annual | Rate | lb/MWh | 0 | 0 | 0 | 0 | 0 | 0 | 0 | 0
ME Fac. Spec. - NOx 0.20 Rate Annual v3.1, Unit 2407 and retrofits | 690 | 1818 | Rate Constraint in lbs/MMBtu | FALSE | L | Annual | Constraint Shadow Price | US2016$/Ton | 0 | 0 | 0 | 0 | 0 | 0 | 0 | 0
ME Fac. Spec. - NOx 0.20 Rate Annual v3.1, Unit 3950 and retrofits | 691 | 1818 | Rate Constraint in lbs/MMBtu | FALSE | L | Annual | Seasons Included | Seasons | Winter, WintShld, Summer | Winter, WintShld, Summer | Winter, WintShld, Summer | Winter, WintShld, Summer | Winter, WintShld, Summer | Winter, WintShld, Summer | Winter, WintShld, Summer | Winter, WintShld, Summer
ME Fac. Spec. - NOx 0.20 Rate Annual v3.1, Unit 3950 and retrofits | 691 | 1818 | Rate Constraint in lbs/MMBtu | FALSE | L | Annual | Standard NOX | lb/MMBtu | 0.2 | 0.2 | 0.2 | 0.2 | 0.2 | 0.2 | 0.2 | 0.2
ME Fac. Spec. - NOx 0.20 Rate Annual v3.1, Unit 3950 and retrofits | 691 | 1818 | Rate Constraint in lbs/MMBtu | FALSE | L | Annual | Emissions at Affected Plants NOX | Thousand Tons | 0 | 0 | 0 | 0 | 0 | 0 | 0 | 0
ME Fac. Spec. - NOx 0.20 Rate Annual v3.1, Unit 3950 and retrofits | 691 | 1818 | Rate Constraint in lbs/MMBtu | FALSE | L | Annual | Allowances Purchased NOX | Thousand Tons | 0 | 0 | 0 | 0 | 0 | 0 | 0 | 0
ME Fac. Spec. - NOx 0.20 Rate Annual v3.1, Unit 3950 and retrofits | 691 | 1818 | Rate Constraint in lbs/MMBtu | FALSE | L | Annual | Allowances Sold NOX | Thousand Tons | 0 | 0 | 0 | 0 | 0 | 0 | 0 | 0
ME Fac. Spec. - NOx 0.20 Rate Annual v3.1, Unit 3950 and retrofits | 691 | 1818 | Rate Constraint in lbs/MMBtu | FALSE | L | Annual | Allowances Banked | Thousand Tons | 0 | 0 | 0 | 0 | 0 | 0 | 0 | 0
ME Fac. Spec. - NOx 0.20 Rate Annual v3.1, Unit 3950 and retrofits | 691 | 1818 | Rate Constraint in lbs/MMBtu | FALSE | L | Annual | Allowances Withdrawn (1:1) | Thousand Tons | 0 | 0 | 0 | 0 | 0 | 0 | 0 | 0
ME Fac. Spec. - NOx 0.20 Rate Annual v3.1, Unit 3950 and retrofits | 691 | 1818 | Rate Constraint in lbs/MMBtu | FALSE | L | Annual | Allowances Withdrawn (n:1) | Thousand Tons | 0 | 0 | 0 | 0 | 0 | 0 | 0 | 0
ME Fac. Spec. - NOx 0.20 Rate Annual v3.1, Unit 3950 and retrofits | 691 | 1818 | Rate Constraint in lbs/MMBtu | FALSE | L | Annual | Net Emissions Allowance Position | Thousand Tons | 0 | 0 | 0 | 0 | 0 | 0 | 0 | 0
ME Fac. Spec. - NOx 0.20 Rate Annual v3.1, Unit 3950 and retrofits | 691 | 1818 | Rate Constraint in lbs/MMBtu | FALSE | L | Annual | Fuel Consumed | TBtu | 0 | 0 | 0 | 0 | 0 | 0 | 0 | 0
ME Fac. Spec. - NOx 0.20 Rate Annual v3.1, Unit 3950 and retrofits | 691 | 1818 | Rate Constraint in lbs/MMBtu | FALSE | L | Annual | Rate | lb/MMBtu | 0 | 0 | 0 | 0 | 0 | 0 | 0 | 0
ME Fac. Spec. - NOx 0.20 Rate Annual v3.1, Unit 3950 and retrofits | 691 | 1818 | Rate Constraint in lbs/MMBtu | FALSE | L | Annual | Generation | TWh | 0 | 0 | 0 | 0 | 0 | 0 | 0 | 0
ME Fac. Spec. - NOx 0.20 Rate Annual v3.1, Unit 3950 and retrofits | 691 | 1818 | Rate Constraint in lbs/MMBtu | FALSE | L | Annual | Qualifying Generation | TWh | 0 | 0 | 0 | 0 | 0 | 0 | 0 | 0
ME Fac. Spec. - NOx 0.20 Rate Annual v3.1, Unit 3950 and retrofits | 691 | 1818 | Rate Constraint in lbs/MMBtu | FALSE | L | Annual | Rate | lb/MWh | 0 | 0 | 0 | 0 | 0 | 0 | 0 | 0
ME Fac. Spec. - NOx 0.20 Rate Annual v3.1, Unit 3950 and retrofits | 691 | 1818 | Rate Constraint in lbs/MMBtu | FALSE | L | Annual | Constraint Shadow Price | US2016$/Ton | 0 | 0 | 0 | 0 | 0 | 0 | 0 | 0
ME Fac. Spec. - NOx 0.20 Rate Annual v3.1, Unit 3952 and retrofits | 692 | 1818 | Rate Constraint in lbs/MMBtu | FALSE | L | Annual | Seasons Included | Seasons | Winter, WintShld, Summer | Winter, WintShld, Summer | Winter, WintShld, Summer | Winter, WintShld, Summer | Winter, WintShld, Summer | Winter, WintShld, Summer | Winter, WintShld, Summer | Winter, WintShld, Summer
ME Fac. Spec. - NOx 0.20 Rate Annual v3.1, Unit 3952 and retrofits | 692 | 1818 | Rate Constraint in lbs/MMBtu | FALSE | L | Annual | Standard NOX | lb/MMBtu | 0.2 | 0.2 | 0.2 | 0.2 | 0.2 | 0.2 | 0.2 | 0.2
ME Fac. Spec. - NOx 0.20 Rate Annual v3.1, Unit 3952 and retrofits | 692 | 1818 | Rate Constraint in lbs/MMBtu | FALSE | L | Annual | Emissions at Affected Plants NOX | Thousand Tons | 0 | 0 | 0 | 0 | 0 | 0 | 0 | 0
ME Fac. Spec. - NOx 0.20 Rate Annual v3.1, Unit 3952 and retrofits | 692 | 1818 | Rate Constraint in lbs/MMBtu | FALSE | L | Annual | Allowances Purchased NOX | Thousand Tons | 0 | 0 | 0 | 0 | 0 | 0 | 0 | 0
ME Fac. Spec. - NOx 0.20 Rate Annual v3.1, Unit 3952 and retrofits | 692 | 1818 | Rate Constraint in lbs/MMBtu | FALSE | L | Annual | Allowances Sold NOX | Thousand Tons | 0 | 0 | 0 | 0 | 0 | 0 | 0 | 0
ME Fac. Spec. - NOx 0.20 Rate Annual v3.1, Unit 3952 and retrofits | 692 | 1818 | Rate Constraint in lbs/MMBtu | FALSE | L | Annual | Allowances Banked | Thousand Tons | 0 | 0 | 0 | 0 | 0 | 0 | 0 | 0
ME Fac. Spec. - NOx 0.20 Rate Annual v3.1, Unit 3952 and retrofits | 692 | 1818 | Rate Constraint in lbs/MMBtu | FALSE | L | Annual | Allowances Withdrawn (1:1) | Thousand Tons | 0 | 0 | 0 | 0 | 0 | 0 | 0 | 0
ME Fac. Spec. - NOx 0.20 Rate Annual v3.1, Unit 3952 and retrofits | 692 | 1818 | Rate Constraint in lbs/MMBtu | FALSE | L | Annual | Allowances Withdrawn (n:1) | Thousand Tons | 0 | 0 | 0 | 0 | 0 | 0 | 0 | 0
ME Fac. Spec. - NOx 0.20 Rate Annual v3.1, Unit 3952 and retrofits | 692 | 1818 | Rate Constraint in lbs/MMBtu | FALSE | L | Annual | Net Emissions Allowance Position | Thousand Tons | 0 | 0 | 0 | 0 | 0 | 0 | 0 | 0
ME Fac. Spec. - NOx 0.20 Rate Annual v3.1, Unit 3952 and retrofits | 692 | 1818 | Rate Constraint in lbs/MMBtu | FALSE | L | Annual | Fuel Consumed | TBtu | 0 | 0 | 0 | 0 | 0 | 0 | 0 | 0
ME Fac. Spec. - NOx 0.20 Rate Annual v3.1, Unit 3952 and retrofits | 692 | 1818 | Rate Constraint in lbs/MMBtu | FALSE | L | Annual | Rate | lb/MMBtu | 0 | 0 | 0 | 0 | 0 | 0 | 0 | 0
ME Fac. Spec. - NOx 0.20 Rate Annual v3.1, Unit 3952 and retrofits | 692 | 1818 | Rate Constraint in lbs/MMBtu | FALSE | L | Annual | Generation | TWh | 0 | 0 | 0 | 0 | 0 | 0 | 0 | 0
ME Fac. Spec. - NOx 0.20 Rate Annual v3.1, Unit 3952 and retrofits | 692 | 1818 | Rate Constraint in lbs/MMBtu | FALSE | L | Annual | Qualifying Generation | TWh | 0 | 0 | 0 | 0 | 0 | 0 | 0 | 0
ME Fac. Spec. - NOx 0.20 Rate Annual v3.1, Unit 3952 and retrofits | 692 | 1818 | Rate Constraint in lbs/MMBtu | FALSE | L | Annual | Rate | lb/MWh | 0 | 0 | 0 | 0 | 0 | 0 | 0 | 0
ME Fac. Spec. - NOx 0.20 Rate Annual v3.1, Unit 3952 and retrofits | 692 | 1818 | Rate Constraint in lbs/MMBtu | FALSE | L | Annual | Constraint Shadow Price | US2016$/Ton | 0 | 0 | 0 | 0 | 0 | 0 | 0 | 0
ME Fac. Spec. - NOX 0.22 Rate Annual v3.1, Unit 3952 and retrofits | 693 | 1799 | Rate Constraint in lbs/MMBtu | FALSE | L | Annual | Seasons Included | Seasons | Winter, WintShld, Summer | Winter, WintShld, Summer | Winter, WintShld, Summer | Winter, WintShld, Summer | Winter, WintShld, Summer | Winter, WintShld, Summer | Winter, WintShld, Summer | Winter, WintShld, Summer
ME Fac. Spec. - NOX 0.22 Rate Annual v3.1, Unit 3952 and retrofits | 693 | 1799 | Rate Constraint in lbs/MMBtu | FALSE | L | Annual | Standard NOX | lb/MMBtu | 0.22 | 0.22 | 0.22 | 0.22 | 0.22 | 0.22 | 0.22 | 0.22
ME Fac. Spec. - NOX 0.22 Rate Annual v3.1, Unit 3952 and retrofits | 693 | 1799 | Rate Constraint in lbs/MMBtu | FALSE | L | Annual | Emissions at Affected Plants NOX | Thousand Tons | 0 | 0 | 0 | 0 | 0 | 0 | 0 | 0
ME Fac. Spec. - NOX 0.22 Rate Annual v3.1, Unit 3952 and retrofits | 693 | 1799 | Rate Constraint in lbs/MMBtu | FALSE | L | Annual | Allowances Purchased NOX | Thousand Tons | 0 | 0 | 0 | 0 | 0 | 0 | 0 | 0
ME Fac. Spec. - NOX 0.22 Rate Annual v3.1, Unit 3952 and retrofits | 693 | 1799 | Rate Constraint in lbs/MMBtu | FALSE | L | Annual | Allowances Sold NOX | Thousand Tons | 0 | 0 | 0 | 0 | 0 | 0 | 0 | 0
ME Fac. Spec. - NOX 0.22 Rate Annual v3.1, Unit 3952 and retrofits | 693 | 1799 | Rate Constraint in lbs/MMBtu | FALSE | L | Annual | Allowances Banked | Thousand Tons | 0 | 0 | 0 | 0 | 0 | 0 | 0 | 0
ME Fac. Spec. - NOX 0.22 Rate Annual v3.1, Unit 3952 and retrofits | 693 | 1799 | Rate Constraint in lbs/MMBtu | FALSE | L | Annual | Allowances Withdrawn (1:1) | Thousand Tons | 0 | 0 | 0 | 0 | 0 | 0 | 0 | 0
ME Fac. Spec. - NOX 0.22 Rate Annual v3.1, Unit 3952 and retrofits | 693 | 1799 | Rate Constraint in lbs/MMBtu | FALSE | L | Annual | Allowances Withdrawn (n:1) | Thousand Tons | 0 | 0 | 0 | 0 | 0 | 0 | 0 | 0
ME Fac. Spec. - NOX 0.22 Rate Annual v3.1, Unit 3952 and retrofits | 693 | 1799 | Rate Constraint in lbs/MMBtu | FALSE | L | Annual | Net Emissions Allowance Position | Thousand Tons | 0 | 0 | 0 | 0 | 0 | 0 | 0 | 0
ME Fac. Spec. - NOX 0.22 Rate Annual v3.1, Unit 3952 and retrofits | 693 | 1799 | Rate Constraint in lbs/MMBtu | FALSE | L | Annual | Fuel Consumed | TBtu | 0 | 0 | 0 | 0 | 0 | 0 | 0 | 0
ME Fac. Spec. - NOX 0.22 Rate Annual v3.1, Unit 3952 and retrofits | 693 | 1799 | Rate Constraint in lbs/MMBtu | FALSE | L | Annual | Rate | lb/MMBtu | 0 | 0 | 0 | 0 | 0 | 0 | 0 | 0
ME Fac. Spec. - NOX 0.22 Rate Annual v3.1, Unit 3952 and retrofits | 693 | 1799 | Rate Constraint in lbs/MMBtu | FALSE | L | Annual | Generation | TWh | 0 | 0 | 0 | 0 | 0 | 0 | 0 | 0
ME Fac. Spec. - NOX 0.22 Rate Annual v3.1, Unit 3952 and retrofits | 693 | 1799 | Rate Constraint in lbs/MMBtu | FALSE | L | Annual | Qualifying Generation | TWh | 0 | 0 | 0 | 0 | 0 | 0 | 0 | 0
ME Fac. Spec. - NOX 0.22 Rate Annual v3.1, Unit 3952 and retrofits | 693 | 1799 | Rate Constraint in lbs/MMBtu | FALSE | L | Annual | Rate | lb/MWh | 0 | 0 | 0 | 0 | 0 | 0 | 0 | 0
ME Fac. Spec. - NOX 0.22 Rate Annual v3.1, Unit 3952 and retrofits | 693 | 1799 | Rate Constraint in lbs/MMBtu | FALSE | L | Annual | Constraint Shadow Price | US2016$/Ton | 0 | 0 | 0 | 0 | 0 | 0 | 0 | 0
ME Mercury Cap Annual v3.1 | 694 | 1509 | Rate Constraint in MTons | FALSE | L | Annual | Seasons Included | Seasons | Winter, WintShld, Summer | Winter, WintShld, Summer | Winter, WintShld, Summer | Winter, WintShld, Summer | Winter, WintShld, Summer | Winter, WintShld, Summer | Winter, WintShld, Summer | Winter, WintShld, Summer
ME Mercury Cap Annual v3.1 | 694 | 1509 | Rate Constraint in MTons | FALSE | L | Annual | Standard MER | lbs | 26 | 26 | 26 | 26 | 26 | 26 | 26 | 26
ME Mercury Cap Annual v3.1 | 694 | 1509 | Rate Constraint in MTons | FALSE | L | Annual | Emissions at Affected Plants MER | lbs | 12.032 | 12.032 | 12.032 | 12.032 | 12.032 | 12.032 | 12.032 | 12.032
ME Mercury Cap Annual v3.1 | 694 | 1509 | Rate Constraint in MTons | FALSE | L | Annual | Allowances Purchased MER | lbs | 0 | 0 | 0 | 0 | 0 | 0 | 0 | 0
ME Mercury Cap Annual v3.1 | 694 | 1509 | Rate Constraint in MTons | FALSE | L | Annual | Allowances Sold MER | lbs | 0 | 0 | 0 | 0 | 0 | 0 | 0 | 0
ME Mercury Cap Annual v3.1 | 694 | 1509 | Rate Constraint in MTons | FALSE | L | Annual | Allowances Banked | lbs | 0 | 0 | 0 | 0 | 0 | 0 | 0 | 0
ME Mercury Cap Annual v3.1 | 694 | 1509 | Rate Constraint in MTons | FALSE | L | Annual | Allowances Withdrawn (1:1) | lbs | 0 | 0 | 0 | 0 | 0 | 0 | 0 | 0
ME Mercury Cap Annual v3.1 | 694 | 1509 | Rate Constraint in MTons | FALSE | L | Annual | Allowances Withdrawn (n:1) | lbs | 0 | 0 | 0 | 0 | 0 | 0 | 0 | 0
ME Mercury Cap Annual v3.1 | 694 | 1509 | Rate Constraint in MTons | FALSE | L | Annual | Net Emissions Allowance Position | lbs | 12.032 | 12.032 | 12.032 | 12.032 | 12.032 | 12.032 | 12.032 | 12.032
ME Mercury Cap Annual v3.1 | 694 | 1509 | Rate Constraint in MTons | FALSE | L | Annual | Fuel Consumed | TBtu | 0.65486 | 0.65486 | 0.65486 | 0.65486 | 0.65486 | 0.65486 | 0.65486 | 0.65486
ME Mercury Cap Annual v3.1 | 694 | 1509 | Rate Constraint in MTons | FALSE | L | Annual | Rate | lb/MMBtu | 1.8373e-05 | 1.8373e-05 | 1.8373e-05 | 1.8373e-05 | 1.8373e-05 | 1.8373e-05 | 1.8373e-05 | 1.8373e-05
ME Mercury Cap Annual v3.1 | 694 | 1509 | Rate Constraint in MTons | FALSE | L | Annual | Generation | TWh | 0.12696 | 0.12696 | 0.12696 | 0.12696 | 0.12696 | 0.12696 | 0.12696 | 0.12696
ME Mercury Cap Annual v3.1 | 694 | 1509 | Rate Constraint in MTons | FALSE | L | Annual | Qualifying Generation | TWh | 0.12696 | 0.12696 | 0.12696 | 0.12696 | 0.12696 | 0.12696 | 0.12696 | 0.12696
ME Mercury Cap Annual v3.1 | 694 | 1509 | Rate Constraint in MTons | FALSE | L | Annual | Rate | lb/MWh | 9.477e-05 | 9.477e-05 | 9.477e-05 | 9.477e-05 | 9.477e-05 | 9.477e-05 | 9.477e-05 | 9.477e-05
ME Mercury Cap Annual v3.1 | 694 | 1509 | Rate Constraint in MTons | FALSE | L | Annual | Constraint Shadow Price | US2016$/Lb | 0 | 0 | 0 | 0 | 0 | 0 | 0 | 0
MI Hg Rule - MER Annual Reduction v4.10 | 695 | 2216 | MACT Fuel Choice Floor in lbs/MMBtu | FALSE | L | Annual | Seasons Included | Seasons | Winter, WintShld, Summer | Winter, WintShld, Summer | Winter, WintShld, Summer | Winter, WintShld, Summer | Winter, WintShld, Summer | Winter, WintShld, Summer | Winter, WintShld, Summer | Winter, WintShld, Summer
MI Hg Rule - MER Annual Reduction v4.10 | 695 | 2216 | MACT Fuel Choice Floor in lbs/MMBtu | FALSE | L | Annual | Emission Floor | lbs/MMBtu | 8.07e-07 | 8.07e-07 | 8.07e-07 | 8.07e-07 | 8.07e-07 | 8.07e-07 | 8.07e-07 | 8.07e-07
MI Hg Rule - MER Annual Reduction v4.10 | 695 | 2216 | MACT Fuel Choice Floor in lbs/MMBtu | FALSE | L | Annual | Emissions at Affected Plants MER | lbs | 211.5674 | 219.9593 | 252.8398 | 256.4457 | 224.7809 | 225.1971 | 225.3179 | 192.6879
MI Hg Rule - MER Annual Reduction v4.10 | 695 | 2216 | MACT Fuel Choice Floor in lbs/MMBtu | FALSE | L | Annual | Allowances Purchased MER | lbs | 0 | 0 | 0 | 0 | 0 | 0 | 0 | 0
MI Hg Rule - MER Annual Reduction v4.10 | 695 | 2216 | MACT Fuel Choice Floor in lbs/MMBtu | FALSE | L | Annual | Allowances Sold MER | lbs | 0 | 0 | 0 | 0 | 0 | 0 | 0 | 0
MI Hg Rule - MER Annual Reduction v4.10 | 695 | 2216 | MACT Fuel Choice Floor in lbs/MMBtu | FALSE | L | Annual | Allowances Banked | lbs | 0 | 0 | 0 | 0 | 0 | 0 | 0 | 0
MI Hg Rule - MER Annual Reduction v4.10 | 695 | 2216 | MACT Fuel Choice Floor in lbs/MMBtu | FALSE | L | Annual | Allowances Withdrawn (1:1) | lbs | 0 | 0 | 0 | 0 | 0 | 0 | 0 | 0
MI Hg Rule - MER Annual Reduction v4.10 | 695 | 2216 | MACT Fuel Choice Floor in lbs/MMBtu | FALSE | L | Annual | Allowances Withdrawn (n:1) | lbs | 0 | 0 | 0 | 0 | 0 | 0 | 0 | 0
MI Hg Rule - MER Annual Reduction v4.10 | 695 | 2216 | MACT Fuel Choice Floor in lbs/MMBtu | FALSE | L | Annual | Net Emissions Allowance Position | lbs | 211.5674 | 219.9593 | 252.8398 | 256.4457 | 224.7809 | 225.1971 | 225.3179 | 192.6879
MI Hg Rule - MER Annual Reduction v4.10 | 695 | 2216 | MACT Fuel Choice Floor in lbs/MMBtu | FALSE | L | Annual | Fuel Consumed | TBtu | 361.0744 | 409.874 | 425.8905 | 432.0242 | 379.0917 | 379.8195 | 380.1589 | 322.2988
MI Hg Rule - MER Annual Reduction v4.10 | 695 | 2216 | MACT Fuel Choice Floor in lbs/MMBtu | FALSE | L | Annual | Rate | lb/MMBtu | 5.8594e-07 | 5.3665e-07 | 5.9367e-07 | 5.9359e-07 | 5.9295e-07 | 5.9291e-07 | 5.9269e-07 | 5.9785e-07
MI Hg Rule - MER Annual Reduction v4.10 | 695 | 2216 | MACT Fuel Choice Floor in lbs/MMBtu | FALSE | L | Annual | Generation | TWh | 33.9637 | 38.5982 | 40.1181 | 40.6958 | 35.6704 | 35.7556 | 35.7807 | 30.419
MI Hg Rule - MER Annual Reduction v4.10 | 695 | 2216 | MACT Fuel Choice Floor in lbs/MMBtu | FALSE | L | Annual | Qualifying Generation | TWh | 33.9637 | 38.5982 | 40.1181 | 40.6958 | 35.6704 | 35.7556 | 35.7807 | 30.419
MI Hg Rule - MER Annual Reduction v4.10 | 695 | 2216 | MACT Fuel Choice Floor in lbs/MMBtu | FALSE | L | Annual | Constraint Shadow Price | US2016$/Lb | 0 | 0 | 0 | 0 | 0 | 0 | 0 | 0
Missouri - NOX .18 Rate Annual v3.1 | 696 | 1820 | Rate Constraint in lbs/MMBtu | FALSE | L | Annual | Seasons Included | Seasons | Winter, WintShld, Summer | Winter, WintShld, Summer | Winter, WintShld, Summer | Winter, WintShld, Summer | Winter, WintShld, Summer | Winter, WintShld, Summer | Winter, WintShld, Summer | Winter, WintShld, Summer
Missouri - NOX .18 Rate Annual v3.1 | 696 | 1820 | Rate Constraint in lbs/MMBtu | FALSE | L | Annual | Standard NOX | lb/MMBtu | 0.18 | 0.18 | 0.18 | 0.18 | 0.18 | 0.18 | 0.18 | 0.18
Missouri - NOX .18 Rate Annual v3.1 | 696 | 1820 | Rate Constraint in lbs/MMBtu | FALSE | L | Annual | Emissions at Affected Plants NOX | Thousand Tons | 11.39 | 11.3975 | 11.3975 | 11.4281 | 11.4281 | 11.4306 | 11.3975 | 11.395
Missouri - NOX .18 Rate Annual v3.1 | 696 | 1820 | Rate Constraint in lbs/MMBtu | FALSE | L | Annual | Allowances Purchased NOX | Thousand Tons | 0 | 0 | 0 | 0 | 0 | 0 | 0 | 0
Missouri - NOX .18 Rate Annual v3.1 | 696 | 1820 | Rate Constraint in lbs/MMBtu | FALSE | L | Annual | Allowances Sold NOX | Thousand Tons | 0 | 0 | 0 | 0 | 0 | 0 | 0 | 0
Missouri - NOX .18 Rate Annual v3.1 | 696 | 1820 | Rate Constraint in lbs/MMBtu | FALSE | L | Annual | Allowances Banked | Thousand Tons | 0 | 0 | 0 | 0 | 0 | 0 | 0 | 0
Missouri - NOX .18 Rate Annual v3.1 | 696 | 1820 | Rate Constraint in lbs/MMBtu | FALSE | L | Annual | Allowances Withdrawn (1:1) | Thousand Tons | 0 | 0 | 0 | 0 | 0 | 0 | 0 | 0
Missouri - NOX .18 Rate Annual v3.1 | 696 | 1820 | Rate Constraint in lbs/MMBtu | FALSE | L | Annual | Allowances Withdrawn (n:1) | Thousand Tons | 0 | 0 | 0 | 0 | 0 | 0 | 0 | 0
Missouri - NOX .18 Rate Annual v3.1 | 696 | 1820 | Rate Constraint in lbs/MMBtu | FALSE | L | Annual | Net Emissions Allowance Position | Thousand Tons | 11.39 | 11.3975 | 11.3975 | 11.4281 | 11.4281 | 11.4306 | 11.3975 | 11.395
Missouri - NOX .18 Rate Annual v3.1 | 696 | 1820 | Rate Constraint in lbs/MMBtu | FALSE | L | Annual | Fuel Consumed | TBtu | 261.7246 | 261.746 | 261.746 | 261.8334 | 261.8334 | 261.8405 | 261.746 | 261.7389
Missouri - NOX .18 Rate Annual v3.1 | 696 | 1820 | Rate Constraint in lbs/MMBtu | FALSE | L | Annual | Rate | lb/MMBtu | 0.087038 | 0.087088 | 0.087088 | 0.087293 | 0.087293 | 0.08731 | 0.087088 | 0.087072
Missouri - NOX .18 Rate Annual v3.1 | 696 | 1820 | Rate Constraint in lbs/MMBtu | FALSE | L | Annual | Generation | TWh | 25.6143 | 25.6159 | 25.6159 | 25.6223 | 25.6223 | 25.6228 | 25.6159 | 25.6153
Missouri - NOX .18 Rate Annual v3.1 | 696 | 1820 | Rate Constraint in lbs/MMBtu | FALSE | L | Annual | Qualifying Generation | TWh | 25.6143 | 25.6159 | 25.6159 | 25.6223 | 25.6223 | 25.6228 | 25.6159 | 25.6153
Missouri - NOX .18 Rate Annual v3.1 | 696 | 1820 | Rate Constraint in lbs/MMBtu | FALSE | L | Annual | Rate | lb/MWh | 0.88935 | 0.88988 | 0.88988 | 0.89204 | 0.89204 | 0.89222 | 0.88988 | 0.8897
Missouri - NOX .18 Rate Annual v3.1 | 696 | 1820 | Rate Constraint in lbs/MMBtu | FALSE | L | Annual | Constraint Shadow Price | US2016$/Ton | 0 | 0 | 0 | 0 | 0 | 0 | 0 | 0
Missouri - NOX .25 Rate Annual v3.1 | 697 | 1821 | Rate Constraint in lbs/MMBtu | FALSE | L | Annual | Seasons Included | Seasons | Winter, WintShld, Summer | Winter, WintShld, Summer | Winter, WintShld, Summer | Winter, WintShld, Summer | Winter, WintShld, Summer | Winter, WintShld, Summer | Winter, WintShld, Summer | Winter, WintShld, Summer
Missouri - NOX .25 Rate Annual v3.1 | 697 | 1821 | Rate Constraint in lbs/MMBtu | FALSE | L | Annual | Standard NOX | lb/MMBtu | 0.25 | 0.25 | 0.25 | 0.25 | 0.25 | 0.25 | 0.25 | 0.25
Missouri - NOX .25 Rate Annual v3.1 | 697 | 1821 | Rate Constraint in lbs/MMBtu | FALSE | L | Annual | Emissions at Affected Plants NOX | Thousand Tons | 17.3189 | 22.1274 | 21.9508 | 19.2903 | 19.2336 | 19.131 | 18.8473 | 18.9693
Missouri - NOX .25 Rate Annual v3.1 | 697 | 1821 | Rate Constraint in lbs/MMBtu | FALSE | L | Annual | Allowances Purchased NOX | Thousand Tons | 0 | 0 | 0 | 0 | 0 | 0 | 0 | 0
Missouri - NOX .25 Rate Annual v3.1 | 697 | 1821 | Rate Constraint in lbs/MMBtu | FALSE | L | Annual | Allowances Sold NOX | Thousand Tons | 0 | 0 | 0 | 0 | 0 | 0 | 0 | 0
Missouri - NOX .25 Rate Annual v3.1 | 697 | 1821 | Rate Constraint in lbs/MMBtu | FALSE | L | Annual | Allowances Banked | Thousand Tons | 0.2291 | 0 | 0 | 0 | 0 | 0.21196 | 0.23315 | 0
Missouri - NOX .25 Rate Annual v3.1 | 697 | 1821 | Rate Constraint in lbs/MMBtu | FALSE | L | Annual | Allowances Withdrawn (1:1) | Thousand Tons | 0 | -0.11455 | 0 | 0 | 0 | 0 | 0 | -0.31793
Missouri - NOX .25 Rate Annual v3.1 | 697 | 1821 | Rate Constraint in lbs/MMBtu | FALSE | L | Annual | Allowances Withdrawn (n:1) | Thousand Tons | 0 | 0 | 0 | 0 | 0 | 0 | 0 | 0
Missouri - NOX .25 Rate Annual v3.1 | 697 | 1821 | Rate Constraint in lbs/MMBtu | FALSE | L | Annual | Net Emissions Allowance Position | Thousand Tons | 17.548 | 22.0129 | 21.9508 | 19.2903 | 19.2336 | 19.343 | 19.0805 | 18.6514
Missouri - NOX .25 Rate Annual v3.1 | 697 | 1821 | Rate Constraint in lbs/MMBtu | FALSE | L | Annual | Fuel Consumed | TBtu | 140.3838 | 176.1029 | 175.6061 | 154.3223 | 153.8689 | 154.7436 | 152.6437 | 149.2108
Missouri - NOX .25 Rate Annual v3.1 | 697 | 1821 | Rate Constraint in lbs/MMBtu | FALSE | L | Annual | Rate | lb/MMBtu | 0.24674 | 0.2513 | 0.25 | 0.25 | 0.25 | 0.24726 | 0.24695 | 0.25426
Missouri - NOX .25 Rate Annual v3.1 | 697 | 1821 | Rate Constraint in lbs/MMBtu | FALSE | L | Annual | Generation | TWh | 14.5157 | 17.827 | 17.7753 | 15.7957 | 15.6914 | 15.742 | 15.3776 | 15.0661
Missouri - NOX .25 Rate Annual v3.1 | 697 | 1821 | Rate Constraint in lbs/MMBtu | FALSE | L | Annual | Qualifying Generation | TWh | 14.5157 | 17.827 | 17.7753 | 15.7957 | 15.6914 | 15.742 | 15.3776 | 15.0661
Missouri - NOX .25 Rate Annual v3.1 | 697 | 1821 | Rate Constraint in lbs/MMBtu | FALSE | L | Annual | Rate | lb/MWh | 2.3862 | 2.4825 | 2.4698 | 2.4425 | 2.4515 | 2.4306 | 2.4513 | 2.5181
Missouri - NOX .25 Rate Annual v3.1 | 697 | 1821 | Rate Constraint in lbs/MMBtu | FALSE | L | Annual | Constraint Shadow Price | US2016$/Ton | 1650.006 | 1755.9235 | 1945.2986 | 1353.7576 | 886.9369 | 715.0998 | 880.5357 | 1128.3707
Missouri - NOX .35 Rate Annual v3.1 | 698 | 1822 | Rate Constraint in lbs/MMBtu | FALSE | L | Annual | Seasons Included | Seasons | Winter, WintShld, Summer | Winter, WintShld, Summer | Winter, WintShld, Summer | Winter, WintShld, Summer | Winter, WintShld, Summer | Winter, WintShld, Summer | Winter, WintShld, Summer | Winter, WintShld, Summer
Missouri - NOX .35 Rate Annual v3.1 | 698 | 1822 | Rate Constraint in lbs/MMBtu | FALSE | L | Annual | Standard NOX | lb/MMBtu | 0.35 | 0.35 | 0.35 | 0.35 | 0.35 | 0.35 | 0.35 | 0.35
Missouri - NOX .35 Rate Annual v3.1 | 698 | 1822 | Rate Constraint in lbs/MMBtu | FALSE | L | Annual | Emissions at Affected Plants NOX | Thousand Tons | 13.0321 | 15.6169 | 15.907 | 15.2026 | 13.8716 | 13.6221 | 13.4769 | 13.1082
Missouri - NOX .35 Rate Annual v3.1 | 698 | 1822 | Rate Constraint in lbs/MMBtu | FALSE | L | Annual | Allowances Purchased NOX | Thousand Tons | 0 | 0 | 0 | 0 | 0 | 0 | 0 | 0
Missouri - NOX .35 Rate Annual v3.1 | 698 | 1822 | Rate Constraint in lbs/MMBtu | FALSE | L | Annual | Allowances Sold NOX | Thousand Tons | 0 | 0 | 0 | 0 | 0 | 0 | 0 | 0
Missouri - NOX .35 Rate Annual v3.1 | 698 | 1822 | Rate Constraint in lbs/MMBtu | FALSE | L | Annual | Allowances Banked | Thousand Tons | 0 | 0 | 0 | 0 | 0 | 0 | 0 | 0
Missouri - NOX .35 Rate Annual v3.1 | 698 | 1822 | Rate Constraint in lbs/MMBtu | FALSE | L | Annual | Allowances Withdrawn (1:1) | Thousand Tons | 0 | 0 | 0 | 0 | 0 | 0 | 0 | 0
Missouri - NOX .35 Rate Annual v3.1 | 698 | 1822 | Rate Constraint in lbs/MMBtu | FALSE | L | Annual | Allowances Withdrawn (n:1) | Thousand Tons | 0 | 0 | 0 | 0 | 0 | 0 | 0 | 0
Missouri - NOX .35 Rate Annual v3.1 | 698 | 1822 | Rate Constraint in lbs/MMBtu | FALSE | L | Annual | Net Emissions Allowance Position | Thousand Tons | 13.0321 | 15.6169 | 15.907 | 15.2026 | 13.8716 | 13.6221 | 13.4769 | 13.1082
Missouri - NOX .35 Rate Annual v3.1 | 698 | 1822 | Rate Constraint in lbs/MMBtu | FALSE | L | Annual | Fuel Consumed | TBtu | 272.3077 | 309.1666 | 312.2341 | 308.3721 | 294.1488 | 288.359 | 280.7232 | 264.7627
Missouri - NOX .35 Rate Annual v3.1 | 698 | 1822 | Rate Constraint in lbs/MMBtu | FALSE | L | Annual | Rate | lb/MMBtu | 0.095716 | 0.10103 | 0.10189 | 0.098599 | 0.094317 | 0.09448 | 0.096016 | 0.099018
Missouri - NOX .35 Rate Annual v3.1 | 698 | 1822 | Rate Constraint in lbs/MMBtu | FALSE | L | Annual | Generation | TWh | 28.795 | 32.5432 | 32.7472 | 32.4911 | 31.274 | 30.4216 | 29.4643 | 27.5495
Missouri - NOX .35 Rate Annual v3.1 | 698 | 1822 | Rate Constraint in lbs/MMBtu | FALSE | L | Annual | Qualifying Generation | TWh | 28.795 | 32.5432 | 32.7472 | 32.4911 | 31.274 | 30.4216 | 29.4643 | 27.5495
Missouri - NOX .35 Rate Annual v3.1 | 698 | 1822 | Rate Constraint in lbs/MMBtu | FALSE | L | Annual | Rate | lb/MWh | 0.90516 | 0.95976 | 0.9715 | 0.9358 | 0.8871 | 0.89555 | 0.91479 | 0.95161
Missouri - NOX .35 Rate Annual v3.1 | 698 | 1822 | Rate Constraint in lbs/MMBtu | FALSE | L | Annual | Constraint Shadow Price | US2016$/Ton | 0 | 0 | 0 | 0 | 0 | 0 | 0 | 0
MN Hg Emis Red Act - MER Removal Annual v3.1 | 699 | 1511 | MACT Fuel Choice Floor in lbs/MMBtu | FALSE | L | Annual | Seasons Included | Seasons | Winter, WintShld, Summer | Winter, WintShld, Summer | Winter, WintShld, Summer | Winter, WintShld, Summer | Winter, WintShld, Summer | Winter, WintShld, Summer | Winter, WintShld, Summer | Winter, WintShld, Summer
MN Hg Emis Red Act - MER Removal Annual v3.1 | 699 | 1511 | MACT Fuel Choice Floor in lbs/MMBtu | FALSE | L | Annual | Emission Floor | lbs/MMBtu | 0 | 0 | 0 | 0 | 0 | 0 | 0 | 0
MN Hg Emis Red Act - MER Removal Annual v3.1 | 699 | 1511 | MACT Fuel Choice Floor in lbs/MMBtu | FALSE | L | Annual | Emissions at Affected Plants MER | lbs | 107.4129 | 100.8698 | 123.2374 | 90.3772 | 87.6291 | 89.8396 | 89.7257 | 89.0991
MN Hg Emis Red Act - MER Removal Annual v3.1 | 699 | 1511 | MACT Fuel Choice Floor in lbs/MMBtu | FALSE | L | Annual | Allowances Purchased MER | lbs | 0 | 0 | 0 | 0 | 0 | 0 | 0 | 0
MN Hg Emis Red Act - MER Removal Annual v3.1 | 699 | 1511 | MACT Fuel Choice Floor in lbs/MMBtu | FALSE | L | Annual | Allowances Sold MER | lbs | 0 | 0 | 0 | 0 | 0 | 0 | 0 | 0
MN Hg Emis Red Act - MER Removal Annual v3.1 | 699 | 1511 | MACT Fuel Choice Floor in lbs/MMBtu | FALSE | L | Annual | Allowances Banked | lbs | 0 | 0 | 0 | 0 | 0 | 0 | 0 | 0
MN Hg Emis Red Act - MER Removal Annual v3.1 | 699 | 1511 | MACT Fuel Choice Floor in lbs/MMBtu | FALSE | L | Annual | Allowances Withdrawn (1:1) | lbs | 0 | 0 | 0 | 0 | 0 | 0 | 0 | 0
MN Hg Emis Red Act - MER Removal Annual v3.1 | 699 | 1511 | MACT Fuel Choice Floor in lbs/MMBtu | FALSE | L | Annual | Allowances Withdrawn (n:1) | lbs | 0 | 0 | 0 | 0 | 0 | 0 | 0 | 0
MN Hg Emis Red Act - MER Removal Annual v3.1 | 699 | 1511 | MACT Fuel Choice Floor in lbs/MMBtu | FALSE | L | Annual | Net Emissions Allowance Position | lbs | 107.4129 | 100.8698 | 123.2374 | 90.3772 | 87.6291 | 89.8396 | 89.7257 | 89.0991
MN Hg Emis Red Act - MER Removal Annual v3.1 | 699 | 1511 | MACT Fuel Choice Floor in lbs/MMBtu | FALSE | L | Annual | Fuel Consumed | TBtu | 191.082 | 199.143 | 213.5432 | 156.2093 | 150.6578 | 155.1233 | 154.8934 | 153.6275
MN Hg Emis Red Act - MER Removal Annual v3.1 | 699 | 1511 | MACT Fuel Choice Floor in lbs/MMBtu | FALSE | L | Annual | Rate | lb/MMBtu | 5.6213e-07 | 5.0652e-07 | 5.7711e-07 | 5.7856e-07 | 5.8164e-07 | 5.7915e-07 | 5.7927e-07 | 5.7997e-07
MN Hg Emis Red Act - MER Removal Annual v3.1 | 699 | 1511 | MACT Fuel Choice Floor in lbs/MMBtu | FALSE | L | Annual | Generation | TWh | 18.6147 | 19.3828 | 20.7437 | 15.2726 | 14.7481 | 15.17 | 15.1483 | 15.0287
MN Hg Emis Red Act - MER Removal Annual v3.1 | 699 | 1511 | MACT Fuel Choice Floor in lbs/MMBtu | FALSE | L | Annual | Qualifying Generation | TWh | 18.6147 | 19.3828 | 20.7437 | 15.2726 | 14.7481 | 15.17 | 15.1483 | 15.0287
MN Hg Emis Red Act - MER Removal Annual v3.1 | 699 | 1511 | MACT Fuel Choice Floor in lbs/MMBtu | FALSE | L | Annual | Constraint Shadow Price | US2016$/Lb | 0 | 0 | 0 | 0 | 0 | 0 | 0 | 0
MT Hg Rate Lignite Annual v3.1 | 700 | 1517 | Rate Constraint in lbs/MMBtu | FALSE | L | Annual | Seasons Included | Seasons | Winter, WintShld, Summer | Winter, WintShld, Summer | Winter, WintShld, Summer | Winter, WintShld, Summer | Winter, WintShld, Summer | Winter, WintShld, Summer | Winter, WintShld, Summer | Winter, WintShld, Summer
MT Hg Rate Lignite Annual v3.1 | 700 | 1517 | Rate Constraint in lbs/MMBtu | FALSE | L | Annual | Standard MER | lb/MMBtu | 1.5e-06 | 1.5e-06 | 1.5e-06 | 1.5e-06 | 1.5e-06 | 1.5e-06 | 1.5e-06 | 1.5e-06
MT Hg Rate Lignite Annual v3.1 | 700 | 1517 | Rate Constraint in lbs/MMBtu | FALSE | L | Annual | Emissions at Affected Plants MER | lbs | 0 | 0 | 0 | 0 | 0 | 0 | 0 | 0
MT Hg Rate Lignite Annual v3.1 | 700 | 1517 | Rate Constraint in lbs/MMBtu | FALSE | L | Annual | Allowances Purchased MER | lbs | 0 | 0 | 0 | 0 | 0 | 0 | 0 | 0
MT Hg Rate Lignite Annual v3.1 | 700 | 1517 | Rate Constraint in lbs/MMBtu | FALSE | L | Annual | Allowances Sold MER | lbs | 0 | 0 | 0 | 0 | 0 | 0 | 0 | 0
MT Hg Rate Lignite Annual v3.1 | 700 | 1517 | Rate Constraint in lbs/MMBtu | FALSE | L | Annual | Allowances Banked | lbs | 0 | 0 | 0 | 0 | 0 | 0 | 0 | 0
MT Hg Rate Lignite Annual v3.1 | 700 | 1517 | Rate Constraint in lbs/MMBtu | FALSE | L | Annual | Allowances Withdrawn (1:1) | lbs | 0 | 0 | 0 | 0 | 0 | 0 | 0 | 0
MT Hg Rate Lignite Annual v3.1 | 700 | 1517 | Rate Constraint in lbs/MMBtu | FALSE | L | Annual | Allowances Withdrawn (n:1) | lbs | 0 | 0 | 0 | 0 | 0 | 0 | 0 | 0
MT Hg Rate Lignite Annual v3.1 | 700 | 1517 | Rate Constraint in lbs/MMBtu | FALSE | L | Annual | Net Emissions Allowance Position | lbs | 0 | 0 | 0 | 0 | 0 | 0 | 0 | 0
MT Hg Rate Lignite Annual v3.1 | 700 | 1517 | Rate Constraint in lbs/MMBtu | FALSE | L | Annual | Fuel Consumed | TBtu | 0 | 0 | 0 | 0 | 0 | 0 | 0 | 0
MT Hg Rate Lignite Annual v3.1 | 700 | 1517 | Rate Constraint in lbs/MMBtu | FALSE | L | Annual | Rate | lb/MMBtu | 0 | 0 | 0 | 0 | 0 | 0 | 0 | 0
MT Hg Rate Lignite Annual v3.1 | 700 | 1517 | Rate Constraint in lbs/MMBtu | FALSE | L | Annual | Generation | TWh | 0 | 0 | 0 | 0 | 0 | 0 | 0 | 0
MT Hg Rate Lignite Annual v3.1 | 700 | 1517 | Rate Constraint in lbs/MMBtu | FALSE | L | Annual | Qualifying Generation | TWh | 0 | 0 | 0 | 0 | 0 | 0 | 0 | 0
MT Hg Rate Lignite Annual v3.1 | 700 | 1517 | Rate Constraint in lbs/MMBtu | FALSE | L | Annual | Rate | lb/MWh | 0 | 0 | 0 | 0 | 0 | 0 | 0 | 0
MT Hg Rate Lignite Annual v3.1 | 700 | 1517 | Rate Constraint in lbs/MMBtu | FALSE | L | Annual | Constraint Shadow Price | US2016$/Lb | 74003.4394 | 18402.1612 | 20831.5196 | 25106.2166 | 30914.4547 | 23404.6371 | 0 | 0
MT Hg Rate Non Lignite Annual v3.1 | 701 | 1518 | Rate Constraint in lbs/MMBtu | FALSE | L | Annual | Seasons Included | Seasons | Winter, WintShld, Summer | Winter, WintShld, Summer | Winter, WintShld, Summer | Winter, WintShld, Summer | Winter, WintShld, Summer | Winter, WintShld, Summer | Winter, WintShld, Summer | Winter, WintShld, Summer
MT Hg Rate Non Lignite Annual v3.1 | 701 | 1518 | Rate Constraint in lbs/MMBtu | FALSE | L | Annual | Standard MER | lb/MMBtu | 9e-07 | 9e-07 | 9e-07 | 9e-07 | 9e-07 | 9e-07 | 9e-07 | 9e-07
MT Hg Rate Non Lignite Annual v3.1 | 701 | 1518 | Rate Constraint in lbs/MMBtu | FALSE | L | Annual | Emissions at Affected Plants MER | lbs | 84.7024 | 61.3601 | 61.3601 | 60.2924 | 60.2924 | 60.2924 | 60.2924 | 59.0118
MT Hg Rate Non Lignite Annual v3.1 | 701 | 1518 | Rate Constraint in lbs/MMBtu | FALSE | L | Annual | Allowances Purchased MER | lbs | 0 | 0 | 0 | 0 | 0 | 0 | 0 | 0
MT Hg Rate Non Lignite Annual v3.1 | 701 | 1518 | Rate Constraint in lbs/MMBtu | FALSE | L | Annual | Allowances Sold MER | lbs | 0 | 0 | 0 | 0 | 0 | 0 | 0 | 0
MT Hg Rate Non Lignite Annual v3.1 | 701 | 1518 | Rate Constraint in lbs/MMBtu | FALSE | L | Annual | Allowances Banked | lbs | 0 | 0 | 50.354 | 51.4216 | 0 | 51.4216 | 0 | 0
MT Hg Rate Non Lignite Annual v3.1 | 701 | 1518 | Rate Constraint in lbs/MMBtu | FALSE | L | Annual | Allowances Withdrawn (1:1) | lbs | 0 | 0 | 0 | 0 | -91.7048 | 0 | -51.4216 | 0
MT Hg Rate Non Lignite Annual v3.1 | 701 | 1518 | Rate Constraint in lbs/MMBtu | FALSE | L | Annual | Allowances Withdrawn (n:1) | lbs | 0 | 0 | 0 | 0 | 0 | 0 | 0 | 0
MT Hg Rate Non Lignite Annual v3.1 | 701 | 1518 | Rate Constraint in lbs/MMBtu | FALSE | L | Annual | Net Emissions Allowance Position | lbs | 84.7024 | 61.3601 | 111.7141 | 111.714 | -31.4124 | 111.714 | 8.8708 | 59.0118
MT Hg Rate Non Lignite Annual v3.1 | 701 | 1518 | Rate Constraint in lbs/MMBtu | FALSE | L | Annual | Fuel Consumed | TBtu | 171.3464 | 124.1267 | 124.1267 | 124.1267 | 124.1267 | 124.1267 | 124.1267 | 124.1267
MT Hg Rate Non Lignite Annual v3.1 | 701 | 1518 | Rate Constraint in lbs/MMBtu | FALSE | L | Annual | Rate | lb/MMBtu | 4.9433e-07 | 4.9433e-07 | 4.9433e-07 | 4.8573e-07 | 4.8573e-07 | 4.8573e-07 | 4.8573e-07 | 4.7542e-07
MT Hg Rate Non Lignite Annual v3.1 | 701 | 1518 | Rate Constraint in lbs/MMBtu | FALSE | L | Annual | Generation | TWh | 15.8627 | 11.4571 | 11.4571 | 11.4571 | 11.4571 | 11.4571 | 11.4571 | 11.4571
MT Hg Rate Non Lignite Annual v3.1 | 701 | 1518 | Rate Constraint in lbs/MMBtu | FALSE | L | Annual | Qualifying Generation | TWh | 15.8627 | 11.4571 | 11.4571 | 11.4571 | 11.4571 | 11.4571 | 11.4571 | 11.4571
MT Hg Rate Non Lignite Annual v3.1 | 701 | 1518 | Rate Constraint in lbs/MMBtu | FALSE | L | Annual | Rate | lb/MWh | 5.3397e-06 | 5.3556e-06 | 5.3556e-06 | 5.2625e-06 | 5.2625e-06 | 5.2625e-06 | 5.2625e-06 | 5.1507e-06
MT Hg Rate Non Lignite Annual v3.1 | 701 | 1518 | Rate Constraint in lbs/MMBtu | FALSE | L | Annual | Constraint Shadow Price | US2016$/Lb | 0 | 0 | 0 | 0 | 0 | 0 | 0 | 0
New Hampshire MER Removal Annual v3.1 | 702 | 1966 | MACT Fuel Choice Floor in lbs/MMBtu | FALSE | L | Annual | Seasons Included | Seasons | Winter, WintShld, Summer | Winter, WintShld, Summer | Winter, WintShld, Summer | Winter, WintShld, Summer | Winter, WintShld, Summer | Winter, WintShld, Summer | Winter, WintShld, Summer | Winter, WintShld, Summer
New Hampshire MER Removal Annual v3.1 | 702 | 1966 | MACT Fuel Choice Floor in lbs/MMBtu | FALSE | L | Annual | Emission Floor | lbs/MMBtu | 0 | 0 | 0 | 0 | 0 | 0 | 0 | 0
New Hampshire MER Removal Annual v3.1 | 702 | 1966 | MACT Fuel Choice Floor in lbs/MMBtu | FALSE | L | Annual | Emissions at Affected Plants MER | lbs | 0 | 0 | 0 | 0 | 0 | 0 | 0 | 0
New Hampshire MER Removal Annual v3.1 | 702 | 1966 | MACT Fuel Choice Floor in lbs/MMBtu | FALSE | L | Annual | Allowances Purchased MER | lbs | 0 | 0 | 0 | 0 | 0 | 0 | 0 | 0
New Hampshire MER Removal Annual v3.1 | 702 | 1966 | MACT Fuel Choice Floor in lbs/MMBtu | FALSE | L | Annual | Allowances Sold MER | lbs | 0 | 0 | 0 | 0 | 0 | 0 | 0 | 0
New Hampshire MER Removal Annual v3.1 | 702 | 1966 | MACT Fuel Choice Floor in lbs/MMBtu | FALSE | L | Annual | Allowances Banked | lbs | 0 | 0 | 0 | 0 | 0 | 0 | 0 | 0
New Hampshire MER Removal Annual v3.1 | 702 | 1966 | MACT Fuel Choice Floor in lbs/MMBtu | FALSE | L | Annual | Allowances Withdrawn (1:1) | lbs | 0 | 0 | 0 | 0 | 0 | 0 | 0 | 0
New Hampshire MER Removal Annual v3.1 | 702 | 1966 | MACT Fuel Choice Floor in lbs/MMBtu | FALSE | L | Annual | Allowances Withdrawn (n:1) | lbs | 0 | 0 | 0 | 0 | 0 | 0 | 0 | 0
New Hampshire MER Removal Annual v3.1 | 702 | 1966 | MACT Fuel Choice Floor in lbs/MMBtu | FALSE | L | Annual | Net Emissions Allowance Position | lbs | 0 | 0 | 0 | 0 | 0 | 0 | 0 | 0
New Hampshire MER Removal Annual v3.1 | 702 | 1966 | MACT Fuel Choice Floor in lbs/MMBtu | FALSE | L | Annual | Fuel Consumed | TBtu | 0 | 0 | 0 | 0 | 0 | 0 | 0 | 0
New Hampshire MER Removal Annual v3.1 | 702 | 1966 | MACT Fuel Choice Floor in lbs/MMBtu | FALSE | L | Annual | Rate | lb/MMBtu | 0 | 0 | 0 | 0 | 0 | 0 | 0 | 0
New Hampshire MER Removal Annual v3.1 | 702 | 1966 | MACT Fuel Choice Floor in lbs/MMBtu | FALSE | L | Annual | Generation | TWh | 0 | 0 | 0 | 0 | 0 | 0 | 0 | 0
New Hampshire MER Removal Annual v3.1 | 702 | 1966 | MACT Fuel Choice Floor in lbs/MMBtu | FALSE | L | Annual | Qualifying Generation | TWh | 0 | 0 | 0 | 0 | 0 | 0 | 0 | 0
New Hampshire MER Removal Annual v3.1 | 702 | 1966 | MACT Fuel Choice Floor in lbs/MMBtu | FALSE | L | Annual | Constraint Shadow Price | US2016$/Lb | 0 | 0 | 0 | 0 | 0 | 0 | 0 | 0
New Hampshire 6 Unit - NOX Cap Annual v3.1 | 703 | 1830 | Rate Constraint in MTons | FALSE | L | Annual | Seasons Included | Seasons | Winter, WintShld, Summer | Winter, WintShld, Summer | Winter, WintShld, Summer | Winter, WintShld, Summer | Winter, WintShld, Summer | Winter, WintShld, Summer | Winter, WintShld, Summer | Winter, WintShld, Summer
New Hampshire 6 Unit - NOX Cap Annual v3.1 | 703 | 1830 | Rate Constraint in MTons | FALSE | L | Annual | Standard NOX | Thousand Tons | 3.64 | 3.64 | 3.64 | 3.64 | 3.64 | 3.64 | 3.64 | 3.64
New Hampshire 6 Unit - NOX Cap Annual v3.1 | 703 | 1830 | Rate Constraint in MTons | FALSE | L | Annual | Emissions at Affected Plants NOX | Thousand Tons | 0.010941 | 0.010941 | 0.010941 | 0 | 0 | 0 | 0 | 0
New Hampshire 6 Unit - NOX Cap Annual v3.1 | 703 | 1830 | Rate Constraint in MTons | FALSE | L | Annual | Allowances Purchased NOX | Thousand Tons | 0 | 0 | 0 | 0 | 0 | 0 | 0 | 0
New Hampshire 6 Unit - NOX Cap Annual v3.1 | 703 | 1830 | Rate Constraint in MTons | FALSE | L | Annual | Allowances Sold NOX | Thousand Tons | 0 | 0 | 0 | 0 | 0 | 0 | 0 | 0
New Hampshire 6 Unit - NOX Cap Annual v3.1 | 703 | 1830 | Rate Constraint in MTons | FALSE | L | Annual | Allowances Banked | Thousand Tons | 0 | 0 | 0 | 0 | 0 | 0 | 0 | 0
New Hampshire 6 Unit - NOX Cap Annual v3.1 | 703 | 1830 | Rate Constraint in MTons | FALSE | L | Annual | Allowances Withdrawn (1:1) | Thousand Tons | 0 | 0 | 0 | 0 | 0 | 0 | 0 | 0
New Hampshire 6 Unit - NOX Cap Annual v3.1 | 703 | 1830 | Rate Constraint in MTons | FALSE | L | Annual | Allowances Withdrawn (n:1) | Thousand Tons | 0 | 0 | 0 | 0 | 0 | 0 | 0 | 0
New Hampshire 6 Unit - NOX Cap Annual v3.1 | 703 | 1830 | Rate Constraint in MTons | FALSE | L | Annual | Net Emissions Allowance Position | Thousand Tons | 0.010941 | 0.010941 | 0.010941 | 0 | 0 | 0 | 0 | 0
New Hampshire 6 Unit - NOX Cap Annual v3.1 | 703 | 1830 | Rate Constraint in MTons | FALSE | L | Annual | Fuel Consumed | TBtu | 0.15773 | 0.15773 | 0.15773 | 0 | 0 | 0 | 0 | 0
New Hampshire 6 Unit - NOX Cap Annual v3.1 | 703 | 1830 | Rate Constraint in MTons | FALSE | L | Annual | Rate | lb/MMBtu | 0.13874 | 0.13874 | 0.13874 | 0 | 0 | 0 | 0 | 0
New Hampshire 6 Unit - NOX Cap Annual v3.1 | 703 | 1830 | Rate Constraint in MTons | FALSE | L | Annual | Generation | TWh | 0.011889 | 0.011889 | 0.011889 | 0 | 0 | 0 | 0 | 0
New Hampshire 6 Unit - NOX Cap Annual v3.1 | 703 | 1830 | Rate Constraint in MTons | FALSE | L | Annual | Qualifying Generation | TWh | 0.011889 | 0.011889 | 0.011889 | 0 | 0 | 0 | 0 | 0
New Hampshire 6 Unit - NOX Cap Annual v3.1 | 703 | 1830 | Rate Constraint in MTons | FALSE | L | Annual | Rate | lb/MWh | 1.8407 | 1.8407 | 1.8407 | 0 | 0 | 0 | 0 | 0
New Hampshire 6 Unit - NOX Cap Annual v3.1 | 703 | 1830 | Rate Constraint in MTons | FALSE | L | Annual | Constraint Shadow Price | US2016$/Ton | 0 | 0 | 0 | 0 | 0 | 0 | 0 | 0
New Hampshire 6 Unit - SO2 Cap Annual v3.1 | 704 | 1831 | Rate Constraint in MTons | FALSE | L | Annual | Seasons Included | Seasons | Winter, WintShld, Summer | Winter, WintShld, Summer | Winter, WintShld, Summer | Winter, WintShld, Summer | Winter, WintShld, Summer | Winter, WintShld, Summer | Winter, WintShld, Summer | Winter, WintShld, Summer
New Hampshire 6 Unit - SO2 Cap Annual v3.1 | 704 | 1831 | Rate Constraint in MTons | FALSE | L | Annual | Standard SO2 | Thousand Tons | 7.29 | 7.29 | 7.29 | 7.29 | 7.29 | 7.29 | 7.29 | 7.29
New Hampshire 6 Unit - SO2 Cap Annual v3.1 | 704 | 1831 | Rate Constraint in MTons | FALSE | L | Annual | Emissions at Affected Plants SO2 | Thousand Tons | 0 | 0 | 0 | 0 | 0 | 0 | 0 | 0
New Hampshire 6 Unit - SO2 Cap Annual v3.1 | 704 | 1831 | Rate Constraint in MTons | FALSE | L | Annual | Allowances Purchased SO2 | Thousand Tons | 0 | 0 | 0 | 0 | 0 | 0 | 0 | 0
New Hampshire 6 Unit - SO2 Cap Annual v3.1 | 704 | 1831 | Rate Constraint in MTons | FALSE | L | Annual | Allowances Sold SO2 | Thousand Tons | 0 | 0 | 0 | 0 | 0 | 0 | 0 | 0
New Hampshire 6 Unit - SO2 Cap Annual v3.1 | 704 | 1831 | Rate Constraint in MTons | FALSE | L | Annual | Allowances Banked | Thousand Tons | 0 | 0 | 0 | 0 | 0 | 0 | 0 | 0
New Hampshire 6 Unit - SO2 Cap Annual v3.1 | 704 | 1831 | Rate Constraint in MTons | FALSE | L | Annual | Allowances Withdrawn (1:1) | Thousand Tons | 0 | 0 | 0 | 0 | 0 | 0 | 0 | 0
New Hampshire 6 Unit - SO2 Cap Annual v3.1 | 704 | 1831 | Rate Constraint in MTons | FALSE | L | Annual | Allowances Withdrawn (n:1) | Thousand Tons | 0 | 0 | 0 | 0 | 0 | 0 | 0 | 0
New Hampshire 6 Unit - SO2 Cap Annual v3.1 | 704 | 1831 | Rate Constraint in MTons | FALSE | L | Annual | Net Emissions Allowance Position | Thousand Tons | 0 | 0 | 0 | 0 | 0 | 0 | 0 | 0
New Hampshire 6 Unit - SO2 Cap Annual v3.1 | 704 | 1831 | Rate Constraint in MTons | FALSE | L | Annual | Fuel Consumed | TBtu | 0.15773 | 0.15773 | 0.15773 | 0 | 0 | 0 | 0 | 0
New Hampshire 6 Unit - SO2 Cap Annual v3.1 | 704 | 1831 | Rate Constraint in MTons | FALSE | L | Annual | Rate | lb/MMBtu | 0 | 0 | 0 | 0 | 0 | 0 | 0 | 0
New Hampshire 6 Unit - SO2 Cap Annual v3.1 | 704 | 1831 | Rate Constraint in MTons | FALSE | L | Annual | Generation | TWh | 0.011889 | 0.011889 | 0.011889 | 0 | 0 | 0 | 0 | 0
New Hampshire 6 Unit - SO2 Cap Annual v3.1 | 704 | 1831 | Rate Constraint in MTons | FALSE | L | Annual | Qualifying Generation | TWh | 0.011889 | 0.011889 | 0.011889 | 0 | 0 | 0 | 0 | 0
New Hampshire 6 Unit - SO2 Cap Annual v3.1 | 704 | 1831 | Rate Constraint in MTons | FALSE | L | Annual | Rate | lb/MWh | 0 | 0 | 0 | 0 | 0 | 0 | 0 | 0
New Hampshire 6 Unit - SO2 Cap Annual v3.1 | 704 | 1831 | Rate Constraint in MTons | FALSE | L | Annual | Constraint Shadow Price | US2016$/Ton | 0 | 0 | 0 | 0 | 0 | 0 | 0 | 0
New Hampshire State - NOX Cap Summer v3.1 | 705 | 1832 | Rate Constraint in MTons | FALSE | L | Annual | Seasons Included | Seasons | Summer | Summer | Summer | Summer | Summer | Summer | Summer | Summer
New Hampshire State - NOX Cap Summer v3.1 | 705 | 1832 | Rate Constraint in MTons | FALSE | L | Annual | Standard NOX | Thousand Tons | 2.4 | 2.4 | 2.4 | 2.4 | 2.4 | 2.4 | 2.4 | 2.4
New Hampshire State - NOX Cap Summer v3.1 | 705 | 1832 | Rate Constraint in MTons | FALSE | L | Annual | Emissions at Affected Plants NOX | Thousand Tons | 0.010941 | 0.010941 | 0.010941 | 0 | 0 | 0 | 0 | 0.00073411
New Hampshire State - NOX Cap Summer v3.1 | 705 | 1832 | Rate Constraint in MTons | FALSE | L | Annual | Allowances Purchased NOX | Thousand Tons | 0 | 0 | 0 | 0 | 0 | 0 | 0 | 0
New Hampshire State - NOX Cap Summer v3.1 | 705 | 1832 | Rate Constraint in MTons | FALSE | L | Annual | Allowances Sold NOX | Thousand Tons | 0 | 0 | 0 | 0 | 0 | 0 | 0 | 0
New Hampshire State - NOX Cap Summer v3.1 | 705 | 1832 | Rate Constraint in MTons | FALSE | L | Annual | Allowances Banked | Thousand Tons | 0 | 0 | 0 | 0 | 0 | 0 | 0 | 0
New Hampshire State - NOX Cap Summer v3.1 | 705 | 1832 | Rate Constraint in MTons | FALSE | L | Annual | Allowances Withdrawn (1:1) | Thousand Tons | 0 | 0 | 0 | 0 | 0 | 0 | 0 | 0
New Hampshire State - NOX Cap Summer v3.1 | 705 | 1832 | Rate Constraint in MTons | FALSE | L | Annual | Allowances Withdrawn (n:1) | Thousand Tons | 0 | 0 | 0 | 0 | 0 | 0 | 0 | 0
New Hampshire State - NOX Cap Summer v3.1 | 705 | 1832 | Rate Constraint in MTons | FALSE | L | Annual | Net Emissions Allowance Position | Thousand Tons | 0.010941 | 0.010941 | 0.010941 | 0 | 0 | 0 | 0 | 0.00073411
New Hampshire State - NOX Cap Summer v3.1 | 705 | 1832 | Rate Constraint in MTons | FALSE | L | Annual | Fuel Consumed | TBtu | 0.15773 | 0.15773 | 0.15773 | 0 | 0 | 0 | 0 | 0.13347
New Hampshire State - NOX Cap Summer v3.1 | 705 | 1832 | Rate Constraint in MTons | FALSE | L | Annual | Rate | lb/MMBtu | 0.13874 | 0.13874 | 0.13874 | 0 | 0 | 0 | 0 | 0.011
New Hampshire State - NOX Cap Summer v3.1 | 705 | 1832 | Rate Constraint in MTons | FALSE | L | Annual | Generation | TWh | 0.011889 | 0.011889 | 0.011889 | 0 | 0 | 0 | 0 | 0.066962
New Hampshire State - NOX Cap Summer v3.1 | 705 | 1832 | Rate Constraint in MTons | FALSE | L | Annual | Qualifying Generation | TWh | 0.011889 | 0.011889 | 0.011889 | 0 | 0 | 0 | 0 | 0.015611
New Hampshire State - NOX Cap Summer v3.1 | 705 | 1832 | Rate Constraint in MTons | FALSE | L | Annual | Rate | lb/MWh | 1.8407 | 1.8407 | 1.8407 | 0 | 0 | 0 | 0 | 0.09405
New Hampshire State - NOX Cap Summer v3.1 | 705 | 1832 | Rate Constraint in MTons | FALSE | L | Annual | Constraint Shadow Price | US2016$/Ton | 0 | 0 | 0 | 0 | 0 | 0 | 0 | 0
New Jersey - MER Removal Annual v3.1 | 706 | 1833 | MACT Fuel Choice Floor in lbs/MMBtu | FALSE | L | Annual | Seasons Included | Seasons | Winter, WintShld, Summer | Winter, WintShld, Summer | Winter, WintShld, Summer | Winter, WintShld, Summer | Winter, WintShld, Summer | Winter, WintShld, Summer | Winter, WintShld, Summer | Winter, WintShld, Summer
New Jersey - MER Removal Annual v3.1 | 706 | 1833 | MACT Fuel Choice Floor in lbs/MMBtu | FALSE | L | Annual | Emission Floor | lbs/MMBtu | 0 | 0 | 0 | 0 | 0 | 0 | 0 | 0
New Jersey - MER Removal Annual v3.1 | 706 | 1833 | MACT Fuel Choice Floor in lbs/MMBtu | FALSE | L | Annual | Emissions at Affected Plants MER | lbs | 0 | 0 | 0 | 0 | 0 | 0 | 0 | 0
New Jersey - MER Removal Annual v3.1 | 706 | 1833 | MACT Fuel Choice Floor in lbs/MMBtu | FALSE | L | Annual | Allowances Purchased MER | lbs | 0 | 0 | 0 | 0 | 0 | 0 | 0 | 0
New Jersey - MER Removal Annual v3.1 | 706 | 1833 | MACT Fuel Choice Floor in lbs/MMBtu | FALSE | L | Annual | Allowances Sold MER | lbs | 0 | 0 | 0 | 0 | 0 | 0 | 0 | 0
New Jersey - MER Removal Annual v3.1 | 706 | 1833 | MACT Fuel Choice Floor in lbs/MMBtu | FALSE | L | Annual | Allowances Banked | lbs | 0 | 0 | 0 | 0 | 0 | 0 | 0 | 0
New Jersey - MER Removal Annual v3.1 | 706 | 1833 | MACT Fuel Choice Floor in lbs/MMBtu | FALSE | L | Annual | Allowances Withdrawn (1:1) | lbs | 0 | 0 | 0 | 0 | 0 | 0 | 0 | 0
New Jersey - MER Removal Annual v3.1 | 706 | 1833 | MACT Fuel Choice Floor in lbs/MMBtu | FALSE | L | Annual | Allowances Withdrawn (n:1) | lbs | 0 | 0 | 0 | 0 | 0 | 0 | 0 | 0
New Jersey - MER Removal Annual v3.1 | 706 | 1833 | MACT Fuel Choice Floor in lbs/MMBtu | FALSE | L | Annual | Net Emissions Allowance Position | lbs | 0 | 0 | 0 | 0 | 0 | 0 | 0 | 0
New Jersey - MER Removal Annual v3.1 | 706 | 1833 | MACT Fuel Choice Floor in lbs/MMBtu | FALSE | L | Annual | Fuel Consumed | TBtu | 0 | 0 | 0 | 0 | 0 | 0 | 0 | 0
New Jersey - MER Removal Annual v3.1 | 706 | 1833 | MACT Fuel Choice Floor in lbs/MMBtu | FALSE | L | Annual | Rate | lb/MMBtu | 0 | 0 | 0 | 0 | 0 | 0 | 0 | 0
New Jersey - MER Removal Annual v3.1 | 706 | 1833 | MACT Fuel Choice Floor in lbs/MMBtu | FALSE | L | Annual | Generation | TWh | 0 | 0 | 0 | 0 | 0 | 0 | 0 | 0
New Jersey - MER Removal Annual v3.1 | 706 | 1833 | MACT Fuel Choice Floor in lbs/MMBtu | FALSE | L | Annual | Qualifying Generation | TWh | 0 | 0 | 0 | 0 | 0 | 0 | 0 | 0
New Jersey - MER Removal Annual v3.1 | 706 | 1833 | MACT Fuel Choice Floor in lbs/MMBtu | FALSE | L | Annual | Constraint Shadow Price | US2016$/Lb | 0 | 0 | 0 | 0 | 0 | 0 | 0 | 0
Newington Station 1 - SO2 Rate v5.12 | 707 | 6977 | Rate Constraint in lbs/MMBtu | FALSE | L | Annual | Seasons Included | Seasons | Winter, WintShld, Summer | Winter, WintShld, Summer | Winter, WintShld, Summer | Winter, WintShld, Summer | Winter, WintShld, Summer | Winter, WintShld, Summer | Winter, WintShld, Summer | Winter, WintShld, Summer
Newington Station 1 - SO2 Rate v5.12 | 707 | 6977 | Rate Constraint in lbs/MMBtu | FALSE | L | Annual | Standard SO2 | lb/MMBtu | 0.5 | 0.5 | 0.5 | 0.5 | 0.5 | 0.5 | 0.5 | 0.5
Newington Station 1 - SO2 Rate v5.12 | 707 | 6977 | Rate Constraint in lbs/MMBtu | FALSE | L | Annual | Emissions at Affected Plants SO2 | Thousand Tons | 0 | 0 | 0 | 0 | 0 | 0 | 0 | 0
Newington Station 1 - SO2 Rate v5.12 | 707 | 6977 | Rate Constraint in lbs/MMBtu | FALSE | L | Annual | Allowances Purchased SO2 | Thousand Tons | 0 | 0 | 0 | 0 | 0 | 0 | 0 | 0
Newington Station 1 - SO2 Rate v5.12 | 707 | 6977 | Rate Constraint in lbs/MMBtu | FALSE | L | Annual | Allowances Sold SO2 | Thousand Tons | 0 | 0 | 0 | 0 | 0 | 0 | 0 | 0
Newington Station 1 - SO2 Rate v5.12 | 707 | 6977 | Rate Constraint in lbs/MMBtu | FALSE | L | Annual | Allowances Banked | Thousand Tons | 0 | 0 | 0 | 0 | 0 | 0 | 0 | 0
Newington Station 1 - SO2 Rate v5.12 | 707 | 6977 | Rate Constraint in lbs/MMBtu | FALSE | L | Annual | Allowances Withdrawn (1:1) | Thousand Tons | 0 | 0 | 0 | 0 | 0 | 0 | 0 | 0
Newington Station 1 - SO2 Rate v5.12 | 707 | 6977 | Rate Constraint in lbs/MMBtu | FALSE | L | Annual | Allowances Withdrawn (n:1) | Thousand Tons | 0 | 0 | 0 | 0 | 0 | 0 | 0 | 0
Newington Station 1 - SO2 Rate v5.12 | 707 | 6977 | Rate Constraint in lbs/MMBtu | FALSE | L | Annual | Net Emissions Allowance Position | Thousand Tons | 0 | 0 | 0 | 0 | 0 | 0 | 0 | 0
Newington Station 1 - SO2 Rate v5.12 | 707 | 6977 | Rate Constraint in lbs/MMBtu | FALSE | L | Annual | Fuel Consumed | TBtu | 0.15773 | 0.15773 | 0.15773 | 0 | 0 | 0 | 0 | 0
Newington Station 1 - SO2 Rate v5.12 | 707 | 6977 | Rate Constraint in lbs/MMBtu | FALSE | L | Annual | Rate | lb/MMBtu | 0 | 0 | 0 | 0 | 0 | 0 | 0 | 0
Newington Station 1 - SO2 Rate v5.12 | 707 | 6977 | Rate Constraint in lbs/MMBtu | FALSE | L | Annual | Generation | TWh | 0.011889 | 0.011889 | 0.011889 | 0 | 0 | 0 | 0 | 0
Newington Station 1 - SO2 Rate v5.12 | 707 | 6977 | Rate Constraint in lbs/MMBtu | FALSE | L | Annual | Qualifying Generation | TWh | 0.011889 | 0.011889 | 0.011889 | 0 | 0 | 0 | 0 | 0
Newington Station 1 - SO2 Rate v5.12 | 707 | 6977 | Rate Constraint in lbs/MMBtu | FALSE | L | Annual | Rate | lb/MWh | 0 | 0 | 0 | 0 | 0 | 0 | 0 | 0
Newington Station 1 - SO2 Rate v5.12 | 707 | 6977 | Rate Constraint in lbs/MMBtu | FALSE | L | Annual | Constraint Shadow Price | US2016$/Ton | 0 | 0 | 0 | 0 | 0 | 0 | 0 | 0
NJ BLEngland - NOx Annual GPS v4.10, Unit 3678 and retrofits | 708 | 2271 | Rate Constraint in lbs/MWh | FALSE | L | Annual | Seasons Included | Seasons | Winter, WintShld, Summer | Winter, WintShld, Summer | Winter, WintShld, Summer | Winter, WintShld, Summer | Winter, WintShld, Summer | Winter, WintShld, Summer | Winter, WintShld, Summer | Winter, WintShld, Summer
NJ BLEngland - NOx Annual GPS v4.10, Unit 3678 and retrofits | 708 | 2271 | Rate Constraint in lbs/MWh | FALSE | L | Annual | Standard NOX | lb/MWh | 1 | 1 | 1 | 1 | 1 | 1 | 1 | 1
NJ BLEngland - NOx Annual GPS v4.10, Unit 3678 and retrofits | 708 | 2271 | Rate Constraint in lbs/MWh | FALSE | L | Annual | Emissions at Affected Plants NOX | Thousand Tons | 0 | 0 | 0 | 0 | 0 | 0 | 0 | 0
NJ BLEngland - NOx Annual GPS v4.10, Unit 3678 and retrofits | 708 | 2271 | Rate Constraint in lbs/MWh | FALSE | L | Annual | Allowances Purchased NOX | Thousand Tons | 0 | 0 | 0 | 0 | 0 | 0 | 0 | 0
NJ BLEngland - NOx Annual GPS v4.10, Unit 3678 and retrofits | 708 | 2271 | Rate Constraint in lbs/MWh | FALSE | L | Annual | Allowances Sold NOX | Thousand Tons | 0 | 0 | 0 | 0 | 0 | 0 | 0 | 0
NJ BLEngland - NOx Annual GPS v4.10, Unit 3678 and retrofits | 708 | 2271 | Rate Constraint in lbs/MWh | FALSE | L | Annual | Allowances Banked | Thousand Tons | 0 | 0 | 0 | 0 | 0 | 0 | 0 | 0
NJ BLEngland - NOx Annual GPS v4.10, Unit 3678 and retrofits | 708 | 2271 | Rate Constraint in lbs/MWh | FALSE | L | Annual | Allowances Withdrawn (1:1) | Thousand Tons | 0 | 0 | 0 | 0 | 0 | 0 | 0 | 0
NJ BLEngland - NOx Annual GPS v4.10, Unit 3678 and retrofits | 708 | 2271 | Rate Constraint in lbs/MWh | FALSE | L | Annual | Allowances Withdrawn (n:1) | Thousand Tons | 0 | 0 | 0 | 0 | 0 | 0 | 0 | 0
NJ BLEngland - NOx Annual GPS v4.10, Unit 3678 and retrofits | 708 | 2271 | Rate Constraint in lbs/MWh | FALSE | L | Annual | Net Emissions Allowance Position | Thousand Tons | 0 | 0 | 0 | 0 | 0 | 0 | 0 | 0
NJ BLEngland - NOx Annual GPS v4.10, Unit 3678 and retrofits | 708 | 2271 | Rate Constraint in lbs/MWh | FALSE | L | Annual | Fuel Consumed | TBtu | 0 | 0 | 0 | 0 | 0 | 0 | 0 | 0
NJ BLEngland - NOx Annual GPS v4.10, Unit 3678 and retrofits | 708 | 2271 | Rate Constraint in lbs/MWh | FALSE | L | Annual | Rate | lb/MMBtu | 0 | 0 | 0 | 0 | 0 | 0 | 0 | 0
NJ BLEngland - NOx Annual GPS v4.10, Unit 3678 and retrofits | 708 | 2271 | Rate Constraint in lbs/MWh | FALSE | L | Annual | Generation | TWh | 0 | 0 | 0 | 0 | 0 | 0 | 0 | 0
NJ BLEngland - NOx Annual GPS v4.10, Unit 3678 and retrofits | 708 | 2271 | Rate Constraint in lbs/MWh | FALSE | L | Annual | Qualifying Generation | TWh | 0 | 0 | 0 | 0 | 0 | 0 | 0 | 0
NJ BLEngland - NOx Annual GPS v4.10, Unit 3678 and retrofits | 708 | 2271 | Rate Constraint in lbs/MWh | FALSE | L | Annual | Constraint Shadow Price | US2016$/Ton | 0 | 0 | 0 | 0 | 0 | 0 | 0 | 0
NJ ChambersCogen- NOx Annual GPS v4.10, Unit 3637 and retrofits | 709 | 2273 | Rate Constraint in lbs/MWh | FALSE | L | Annual | Seasons Included | Seasons | Winter, WintShld, Summer | Winter, WintShld, Summer | Winter, WintShld, Summer | Winter, WintShld, Summer | Winter, WintShld, Summer | Winter, WintShld, Summer | Winter, WintShld, Summer | Winter, WintShld, Summer
NJ ChambersCogen- NOx Annual GPS v4.10, Unit 3637 and retrofits | 709 | 2273 | Rate Constraint in lbs/MWh | FALSE | L | Annual | Standard NOX | lb/MWh | 2.01 | 2.01 | 2.01 | 2.01 | 2.01 | 2.01 | 2.01 | 2.01
NJ ChambersCogen- NOx Annual GPS v4.10, Unit 3637 and retrofits | 709 | 2273 | Rate Constraint in lbs/MWh | FALSE | L | Annual | Emissions at Affected Plants NOX | Thousand Tons | 0 | 0 | 0 | 0 | 0 | 0 | 0 | 0
NJ ChambersCogen- NOx Annual GPS v4.10, Unit 3637 and retrofits | 709 | 2273 | Rate Constraint in lbs/MWh | FALSE | L | Annual | Allowances Purchased NOX | Thousand Tons | 0 | 0 | 0 | 0 | 0 | 0 | 0 | 0
NJ ChambersCogen- NOx Annual GPS v4.10, Unit 3637 and retrofits | 709 | 2273 | Rate Constraint in lbs/MWh | FALSE | L | Annual | Allowances Sold NOX | Thousand Tons | 0 | 0 | 0 | 0 | 0 | 0 | 0 | 0
NJ ChambersCogen- NOx Annual GPS v4.10, Unit 3637 and retrofits | 709 | 2273 | Rate Constraint in lbs/MWh | FALSE | L | Annual | Allowances Banked | Thousand Tons | 0 | 0 | 0 | 0 | 0 | 0 | 0 | 0
NJ ChambersCogen- NOx Annual GPS v4.10, Unit 3637 and retrofits | 709 | 2273 | Rate Constraint in lbs/MWh | FALSE | L | Annual | Allowances Withdrawn (1:1) | Thousand Tons | 0 | 0 | 0 | 0 | 0 | 0 | 0 | 0
NJ ChambersCogen- NOx Annual GPS v4.10, Unit 3637 and retrofits | 709 | 2273 | Rate Constraint in lbs/MWh | FALSE | L | Annual | Allowances Withdrawn (n:1) | Thousand Tons | 0 | 0 | 0 | 0 | 0 | 0 | 0 | 0
NJ ChambersCogen- NOx Annual GPS v4.10, Unit 3637 and retrofits | 709 | 2273 | Rate Constraint in lbs/MWh | FALSE | L | Annual | Net Emissions Allowance Position | Thousand Tons | 0 | 0 | 0 | 0 | 0 | 0 | 0 | 0
NJ ChambersCogen- NOx Annual GPS v4.10, Unit 3637 and retrofits | 709 | 2273 | Rate Constraint in lbs/MWh | FALSE | L | Annual | Fuel Consumed | TBtu | 0 | 0 | 0 | 0 | 0 | 0 | 0 | 0
NJ ChambersCogen- NOx Annual GPS v4.10, Unit 3637 and retrofits | 709 | 2273 | Rate Constraint in lbs/MWh | FALSE | L | Annual | Rate | lb/MMBtu | 0 | 0 | 0 | 0 | 0 | 0 | 0 | 0
NJ ChambersCogen- NOx Annual GPS v4.10, Unit 3637 and retrofits | 709 | 2273 | Rate Constraint in lbs/MWh | FALSE | L | Annual | Generation | TWh | 0 | 0 | 0 | 0 | 0 | 0 | 0 | 0
NJ ChambersCogen- NOx Annual GPS v4.10, Unit 3637 and retrofits | 709 | 2273 | Rate Constraint in lbs/MWh | FALSE | L | Annual | Qualifying Generation | TWh | 0 | 0 | 0 | 0 | 0 | 0 | 0 | 0
NJ ChambersCogen- NOx Annual GPS v4.10, Unit 3637 and retrofits | 709 | 2273 | Rate Constraint in lbs/MWh | FALSE | L | Annual | Constraint Shadow Price | US2016$/Ton | 0 | 0 | 0 | 0 | 0 | 0 | 0 | 0
NJ ChambersCogen- NOx Annual GPS v4.10, Unit 3638 and retrofits | 710 | 2273 | Rate Constraint in lbs/MWh | FALSE | L | Annual | Seasons Included | Seasons | Winter, WintShld, Summer | Winter, WintShld, Summer | Winter, WintShld, Summer | Winter, WintShld, Summer | Winter, WintShld, Summer | Winter, WintShld, Summer | Winter, WintShld, Summer | Winter, WintShld, Summer
NJ ChambersCogen- NOx Annual GPS v4.10, Unit 3638 and retrofits | 710 | 2273 | Rate Constraint in lbs/MWh | FALSE | L | Annual | Standard NOX | lb/MWh | 2.01 | 2.01 | 2.01 | 2.01 | 2.01 | 2.01 | 2.01 | 2.01
NJ ChambersCogen- NOx Annual GPS v4.10, Unit 3638 and retrofits | 710 | 2273 | Rate Constraint in lbs/MWh | FALSE | L | Annual | Emissions at Affected Plants NOX | Thousand Tons | 0 | 0 | 0 | 0 | 0 | 0 | 0 | 0
NJ ChambersCogen- NOx Annual GPS v4.10, Unit 3638 and retrofits | 710 | 2273 | Rate Constraint in lbs/MWh | FALSE | L | Annual | Allowances Purchased NOX | Thousand Tons | 0 | 0 | 0 | 0 | 0 | 0 | 0 | 0
NJ ChambersCogen- NOx Annual GPS v4.10, Unit 3638 and retrofits | 710 | 2273 | Rate Constraint in lbs/MWh | FALSE | L | Annual | Allowances Sold NOX | Thousand Tons | 0 | 0 | 0 | 0 | 0 | 0 | 0 | 0
NJ ChambersCogen- NOx Annual GPS v4.10, Unit 3638 and retrofits | 710 | 2273 | Rate Constraint in lbs/MWh | FALSE | L | Annual | Allowances Banked | Thousand Tons | 0 | 0 | 0 | 0 | 0 | 0 | 0 | 0
NJ ChambersCogen- NOx Annual GPS v4.10, Unit 3638 and retrofits | 710 | 2273 | Rate Constraint in lbs/MWh | FALSE | L | Annual | Allowances Withdrawn (1:1) | Thousand Tons | 0 | 0 | 0 | 0 | 0 | 0 | 0 | 0
NJ ChambersCogen- NOx Annual GPS v4.10, Unit 3638 and retrofits | 710 | 2273 | Rate Constraint in lbs/MWh | FALSE | L | Annual | Allowances Withdrawn (n:1) | Thousand Tons | 0 | 0 | 0 | 0 | 0 | 0 | 0 | 0
NJ ChambersCogen- NOx Annual GPS v4.10, Unit 3638 and retrofits | 710 | 2273 | Rate Constraint in lbs/MWh | FALSE | L | Annual | Net Emissions Allowance Position | Thousand Tons | 0 | 0 | 0 | 0 | 0 | 0 | 0 | 0
NJ ChambersCogen- NOx Annual GPS v4.10, Unit 3638 and retrofits | 710 | 2273 | Rate Constraint in lbs/MWh | FALSE | L | Annual | Fuel Consumed | TBtu | 0 | 0 | 0 | 0 | 0 | 0 | 0 | 0
NJ ChambersCogen- NOx Annual GPS v4.10, Unit 3638 and retrofits | 710 | 2273 | Rate Constraint in lbs/MWh | FALSE | L | Annual | Rate | lb/MMBtu | 0 | 0 | 0 | 0 | 0 | 0 | 0 | 0
NJ ChambersCogen- NOx Annual GPS v4.10, Unit 3638 and retrofits | 710 | 2273 | Rate Constraint in lbs/MWh | FALSE | L | Annual | Generation | TWh | 0 | 0 | 0 | 0 | 0 | 0 | 0 | 0
NJ ChambersCogen- NOx Annual GPS v4.10, Unit 3638 and retrofits | 710 | 2273 | Rate Constraint in lbs/MWh | FALSE | L | Annual | Qualifying Generation | TWh | 0 | 0 | 0 | 0 | 0 | 0 | 0 | 0
NJ ChambersCogen- NOx Annual GPS v4.10, Unit 3638 and retrofits | 710 | 2273 | Rate Constraint in lbs/MWh | FALSE | L | Annual | Constraint Shadow Price | US2016$/Ton | 0 | 0 | 0 | 0 | 0 | 0 | 0 | 0
NJ LoganGen- NOx Annual GPS v4.10, Unit 3639 and retrofits | 808 | 2278 | Rate Constraint in lbs/MWh | FALSE | L | Annual | Seasons Included | Seasons | Winter, WintShld, Summer | Winter, WintShld, Summer | Winter, WintShld, Summer | Winter, WintShld, Summer | Winter, WintShld, Summer | Winter, WintShld, Summer | Winter, WintShld, Summer | Winter, WintShld, Summer
NJ LoganGen- NOx Annual GPS v4.10, Unit 3639 and retrofits | 808 | 2278 | Rate Constraint in lbs/MWh | FALSE | L | Annual | Standard NOX | lb/MWh | 1.5 | 1.5 | 1.5 | 1.5 | 1.5 | 1.5 | 1.5 | 1.5
NJ LoganGen- NOx Annual GPS v4.10, Unit 3639 and retrofits | 808 | 2278 | Rate Constraint in lbs/MWh | FALSE | L | Annual | Emissions at Affected Plants NOX | Thousand Tons | 0 | 0 | 0 | 0 | 0 | 0 | 0 | 0
NJ LoganGen- NOx Annual GPS v4.10, Unit 3639 and retrofits | 808 | 2278 | Rate Constraint in lbs/MWh | FALSE | L | Annual | Allowances Purchased NOX | Thousand Tons | 0 | 0 | 0 | 0 | 0 | 0 | 0 | 0
NJ LoganGen- NOx Annual GPS v4.10, Unit 3639 and retrofits | 808 | 2278 | Rate Constraint in lbs/MWh | FALSE | L | Annual | Allowances Sold NOX | Thousand Tons | 0 | 0 | 0 | 0 | 0 | 0 | 0 | 0
NJ LoganGen- NOx Annual GPS v4.10, Unit 3639 and retrofits | 808 | 2278 | Rate Constraint in lbs/MWh | FALSE | L | Annual | Allowances Banked | Thousand Tons | 0 | 0 | 0 | 0 | 0 | 0 | 0 | 0
NJ LoganGen- NOx Annual GPS v4.10, Unit 3639 and retrofits | 808 | 2278 | Rate Constraint in lbs/MWh | FALSE | L | Annual | Allowances Withdrawn (1:1) | Thousand Tons | 0 | 0 | 0 | 0 | 0 | 0 | 0 | 0
NJ LoganGen- NOx Annual GPS v4.10, Unit 3639 and retrofits | 808 | 2278 | Rate Constraint in lbs/MWh | FALSE | L | Annual | Allowances Withdrawn (n:1) | Thousand Tons | 0 | 0 | 0 | 0 | 0 | 0 | 0 | 0
NJ LoganGen- NOx Annual GPS v4.10, Unit 3639 and retrofits | 808 | 2278 | Rate Constraint in lbs/MWh | FALSE | L | Annual | Net Emissions Allowance Position | Thousand Tons | 0 | 0 | 0 | 0 | 0 | 0 | 0 | 0
NJ LoganGen- NOx Annual GPS v4.10, Unit 3639 and retrofits | 808 | 2278 | Rate Constraint in lbs/MWh | FALSE | L | Annual | Fuel Consumed | TBtu | 0 | 0 | 0 | 0 | 0 | 0 | 0 | 0
NJ LoganGen- NOx Annual GPS v4.10, Unit 3639 and retrofits | 808 | 2278 | Rate Constraint in lbs/MWh | FALSE | L | Annual | Rate | lb/MMBtu | 0 | 0 | 0 | 0 | 0 | 0 | 0 | 0
NJ LoganGen- NOx Annual GPS v4.10, Unit 3639 and retrofits | 808 | 2278 | Rate Constraint in lbs/MWh | FALSE | L | Annual | Generation | TWh | 0 | 0 | 0 | 0 | 0 | 0 | 0 | 0
NJ LoganGen- NOx Annual GPS v4.10, Unit 3639 and retrofits | 808 | 2278 | Rate Constraint in lbs/MWh | FALSE | L | Annual | Qualifying Generation | TWh | 0 | 0 | 0 | 0 | 0 | 0 | 0 | 0
NJ LoganGen- NOx Annual GPS v4.10, Unit 3639 and retrofits | 808 | 2278 | Rate Constraint in lbs/MWh | FALSE | L | Annual | Constraint Shadow Price | US2016$/Ton | 0 | 0 | 0 | 0 | 0 | 0 | 0 | 0
NJ SO2 Constraint v5.14 | 826 | 6126 | Rate Constraint in lbs/MMBtu | FALSE | L | Annual | Seasons Included | Seasons | Winter, WintShld, Summer | Winter, WintShld, Summer | Winter, WintShld, Summer | Winter, WintShld, Summer | Winter, WintShld, Summer | Winter, WintShld, Summer | Winter, WintShld, Summer | Winter, WintShld, Summer
NJ SO2 Constraint v5.14 | 826 | 6126 | Rate Constraint in lbs/MMBtu | FALSE | L | Annual | Standard SO2 | lb/MMBtu | 0.15 | 0.15 | 0.15 | 0.15 | 0.15 | 0.15 | 0.15 | 0.15
NJ SO2 Constraint v5.14 | 826 | 6126 | Rate Constraint in lbs/MMBtu | FALSE | L | Annual | Emissions at Affected Plants SO2 | Thousand Tons | 0 | 0 | 0 | 0 | 0 | 0 | 0 | 0
NJ SO2 Constraint v5.14 | 826 | 6126 | Rate Constraint in lbs/MMBtu | FALSE | L | Annual | Allowances Purchased SO2 | Thousand Tons | 0 | 0 | 0 | 0 | 0 | 0 | 0 | 0
NJ SO2 Constraint v5.14 | 826 | 6126 | Rate Constraint in lbs/MMBtu | FALSE | L | Annual | Allowances Sold SO2 | Thousand Tons | 0 | 0 | 0 | 0 | 0 | 0 | 0 | 0
NJ SO2 Constraint v5.14 | 826 | 6126 | Rate Constraint in lbs/MMBtu | FALSE | L | Annual | Allowances Banked | Thousand Tons | 0 | 0 | 0 | 0 | 0 | 0 | 0 | 0
NJ SO2 Constraint v5.14 | 826 | 6126 | Rate Constraint in lbs/MMBtu | FALSE | L | Annual | Allowances Withdrawn (1:1) | Thousand Tons | 0 | 0 | 0 | 0 | 0 | 0 | 0 | 0
NJ SO2 Constraint v5.14 | 826 | 6126 | Rate Constraint in lbs/MMBtu | FALSE | L | Annual | Allowances Withdrawn (n:1) | Thousand Tons | 0 | 0 | 0 | 0 | 0 | 0 | 0 | 0
NJ SO2 Constraint v5.14 | 826 | 6126 | Rate Constraint in lbs/MMBtu | FALSE | L | Annual | Net Emissions Allowance Position | Thousand Tons | 0 | 0 | 0 | 0 | 0 | 0 | 0 | 0
NJ SO2 Constraint v5.14 | 826 | 6126 | Rate Constraint in lbs/MMBtu | FALSE | L | Annual | Fuel Consumed | TBtu | 0 | 0 | 0 | 0 | 0 | 0 | 0 | 0
NJ SO2 Constraint v5.14 | 826 | 6126 | Rate Constraint in lbs/MMBtu | FALSE | L | Annual | Rate | lb/MMBtu | 0 | 0 | 0 | 0 | 0 | 0 | 0 | 0
NJ SO2 Constraint v5.14 | 826 | 6126 | Rate Constraint in lbs/MMBtu | FALSE | L | Annual | Generation | TWh | 0 | 0 | 0 | 0 | 0 | 0 | 0 | 0
NJ SO2 Constraint v5.14 | 826 | 6126 | Rate Constraint in lbs/MMBtu | FALSE | L | Annual | Qualifying Generation | TWh | 0 | 0 | 0 | 0 | 0 | 0 | 0 | 0
NJ SO2 Constraint v5.14 | 826 | 6126 | Rate Constraint in lbs/MMBtu | FALSE | L | Annual | Rate | lb/MWh | 0 | 0 | 0 | 0 | 0 | 0 | 0 | 0
NJ SO2 Constraint v5.14 | 826 | 6126 | Rate Constraint in lbs/MMBtu | FALSE | L | Annual | Constraint Shadow Price | US2016$/Ton | 11268.881 | 8718.8833 | 7157.9668 | 7294.1742 | 7596.4437 | 8946.3973 | 10251.1179 | 9387.0034
NODA Asbury NOx Cap Annual v5.15 | 827 | 6597 | Rate Constraint in MTons | FALSE | L | Annual | Seasons Included | Seasons | Winter, WintShld, Summer | Winter, WintShld, Summer | Winter, WintShld, Summer | Winter, WintShld, Summer | Winter, WintShld, Summer | Winter, WintShld, Summer | Winter, WintShld, Summer | Winter, WintShld, Summer
NODA Asbury NOx Cap Annual v5.15 | 827 | 6597 | Rate Constraint in MTons | FALSE | L | Annual | Standard NOX | Thousand Tons | 1.5795 | 1.5795 | 1.5795 | 1.5795 | 1.5795 | 1.5795 | 1.5795 | 1.5795
NODA Asbury NOx Cap Annual v5.15 | 827 | 6597 | Rate Constraint in MTons | FALSE | L | Annual | Emissions at Affected Plants NOX | Thousand Tons | 0.47879 | 0.70926 | 0.72873 | 0.51353 | 0.50005 | 0.53849 | 0.53849 | 0.48787
NODA Asbury NOx Cap Annual v5.15 | 827 | 6597 | Rate Constraint in MTons | FALSE | L | Annual | Allowances Purchased NOX | Thousand Tons | 0 | 0 | 0 | 0 | 0 | 0 | 0 | 0
NODA Asbury NOx Cap Annual v5.15 | 827 | 6597 | Rate Constraint in MTons | FALSE | L | Annual | Allowances Sold NOX | Thousand Tons | 0 | 0 | 0 | 0 | 0 | 0 | 0 | 0
NODA Asbury NOx Cap Annual v5.15 | 827 | 6597 | Rate Constraint in MTons | FALSE | L | Annual | Allowances Banked | Thousand Tons | 0 | 0 | 0 | 0 | 0 | 0 | 0 | 0
NODA Asbury NOx Cap Annual v5.15 | 827 | 6597 | Rate Constraint in MTons | FALSE | L | Annual | Allowances Withdrawn (1:1) | Thousand Tons | 0 | 0 | 0 | 0 | 0 | 0 | 0 | 0
NODA Asbury NOx Cap Annual v5.15 | 827 | 6597 | Rate Constraint in MTons | FALSE | L | Annual | Allowances Withdrawn (n:1) | Thousand Tons | 0 | 0 | 0 | 0 | 0 | 0 | 0 | 0
NODA Asbury NOx Cap Annual v5.15 | 827 | 6597 | Rate Constraint in MTons | FALSE | L | Annual | Net Emissions Allowance Position | Thousand Tons | 0.47879 | 0.70926 | 0.72873 | 0.51353 | 0.50005 | 0.53849 | 0.53849 | 0.48787
NODA Asbury NOx Cap Annual v5.15 | 827 | 6597 | Rate Constraint in MTons | FALSE | L | Annual | Fuel Consumed | TBtu | 10.148 | 15.0328 | 15.4454 | 10.8843 | 10.5985 | 11.4133 | 11.4133 | 10.3404
NODA Asbury NOx Cap Annual v5.15 | 827 | 6597 | Rate Constraint in MTons | FALSE | L | Annual | Rate | lb/MMBtu | 0.094362 | 0.094362 | 0.094362 | 0.094362 | 0.094362 | 0.094362 | 0.094362 | 0.094362
NODA Asbury NOx Cap Annual v5.15 | 827 | 6597 | Rate Constraint in MTons | FALSE | L | Annual | Generation | TWh | 0.8815 | 1.3058 | 1.3417 | 0.94546 | 0.92063 | 0.99141 | 0.99141 | 0.89822
NODA Asbury NOx Cap Annual v5.15 | 827 | 6597 | Rate Constraint in MTons | FALSE | L | Annual | Qualifying Generation | TWh | 0.8815 | 1.3058 | 1.3417 | 0.94546 | 0.92063 | 0.99141 | 0.99141 | 0.89822
NODA Asbury NOx Cap Annual v5.15 | 827 | 6597 | Rate Constraint in MTons | FALSE | L | Annual | Rate | lb/MWh | 1.0863 | 1.0863 | 1.0863 | 1.0863 | 1.0863 | 1.0863 | 1.0863 | 1.0863
NODA Asbury NOx Cap Annual v5.15 | 827 | 6597 | Rate Constraint in MTons | FALSE | L | Annual | Constraint Shadow Price | US2016$/Ton | 0 | 0 | 0 | 0 | 0 | 0 | 0 | 0
NODA Asbury SO2 Cap Annual v5.15 | 828 | 6598 | Rate Constraint in MTons | FALSE | L | Annual | Seasons Included | Seasons | Winter, WintShld, Summer | Winter, WintShld, Summer | Winter, WintShld, Summer | Winter, WintShld, Summer | Winter, WintShld, Summer | Winter, WintShld, Summer | Winter, WintShld, Summer | Winter, WintShld, Summer
NODA Asbury SO2 Cap Annual v5.15 | 828 | 6598 | Rate Constraint in MTons | FALSE | L | Annual | Standard SO2 | Thousand Tons | 0.71744 | 0.71744 | 0.71744 | 0.71744 | 0.71744 | 0.71744 | 0.71744 | 0.71744
NODA Asbury SO2 Cap Annual v5.15 | 828 | 6598 | Rate Constraint in MTons | FALSE | L | Annual | Emissions at Affected Plants SO2 | Thousand Tons | 0.38659 | 0.57268 | 0.5884 | 0.41464 | 0.40375 | 0.43479 | 0.43479 | 0.39392
NODA Asbury SO2 Cap Annual v5.15 | 828 | 6598 | Rate Constraint in MTons | FALSE | L | Annual | Allowances Purchased SO2 | Thousand Tons | 0 | 0 | 0 | 0 | 0 | 0 | 0 | 0
NODA Asbury SO2 Cap Annual v5.15 | 828 | 6598 | Rate Constraint in MTons | FALSE | L | Annual | Allowances Sold SO2 | Thousand Tons | 0 | 0 | 0 | 0 | 0 | 0 | 0 | 0
NODA Asbury SO2 Cap Annual v5.15 | 828 | 6598 | Rate Constraint in MTons | FALSE | L | Annual | Allowances Banked | Thousand Tons | 0 | 0 | 0 | 0 | 0 | 0 | 0 | 0
NODA Asbury SO2 Cap Annual v5.15 | 828 | 6598 | Rate Constraint in MTons | FALSE | L | Annual | Allowances Withdrawn (1:1) | Thousand Tons | 0 | 0 | 0 | 0 | 0 | 0 | 0 | 0
NODA Asbury SO2 Cap Annual v5.15 | 828 | 6598 | Rate Constraint in MTons | FALSE | L | Annual | Allowances Withdrawn (n:1) | Thousand Tons | 0 | 0 | 0 | 0 | 0 | 0 | 0 | 0
NODA Asbury SO2 Cap Annual v5.15 | 828 | 6598 | Rate Constraint in MTons | FALSE | L | Annual | Net Emissions Allowance Position | Thousand Tons | 0.38659 | 0.57268 | 0.5884 | 0.41464 | 0.40375 | 0.43479 | 0.43479 | 0.39392
NODA Asbury SO2 Cap Annual v5.15 | 828 | 6598 | Rate Constraint in MTons | FALSE | L | Annual | Fuel Consumed | TBtu | 10.148 | 15.0328 | 15.4454 | 10.8843 | 10.5985 | 11.4133 | 11.4133 | 10.3404
NODA Asbury SO2 Cap Annual v5.15 | 828 | 6598 | Rate Constraint in MTons | FALSE | L | Annual | Rate | lb/MMBtu | 0.07619 | 0.07619 | 0.07619 | 0.07619 | 0.07619 | 0.07619 | 0.07619 | 0.07619
NODA Asbury SO2 Cap Annual v5.15 | 828 | 6598 | Rate Constraint in MTons | FALSE | L | Annual | Generation | TWh | 0.8815 | 1.3058 | 1.3417 | 0.94546 | 0.92063 | 0.99141 | 0.99141 | 0.89822
NODA Asbury SO2 Cap Annual v5.15 | 828 | 6598 | Rate Constraint in MTons | FALSE | L | Annual | Qualifying Generation | TWh | 0.8815 | 1.3058 | 1.3417 | 0.94546 | 0.92063 | 0.99141 | 0.99141 | 0.89822
NODA Asbury SO2 Cap Annual v5.15 | 828 | 6598 | Rate Constraint in MTons | FALSE | L | Annual | Rate | lb/MWh | 0.87712 | 0.87712 | 0.87712 | 0.87712 | 0.87712 | 0.87712 | 0.87712 | 0.87712
NODA Asbury SO2 Cap Annual v5.15 | 828 | 6598 | Rate Constraint in MTons | FALSE | L | Annual | Constraint Shadow Price | US2016$/Ton | 0 | 0 | 0 | 0 | 0 | 0 | 0 | 0
NODA Covanta Bristol 1 NOX Cap Annual v5.15 | 829 | 6604 | Rate Constraint in MTons | FALSE | L | Annual | Seasons Included | Seasons | Winter, WintShld, Summer | Winter, WintShld, Summer | Winter, WintShld, Summer | Winter, WintShld, Summer | Winter, WintShld, Summer | Winter, WintShld, Summer | Winter, WintShld, Summer | Winter, WintShld, Summer
NODA Covanta Bristol 1 NOX Cap Annual v5.15 | 829 | 6604 | Rate Constraint in MTons | FALSE | L | Annual | Standard NOX | Thousand Tons | 0.112 | 0.112 | 0.112 | 0.112 | 0.112 | 0.112 | 0.112 | 0.112
NODA Covanta Bristol 1 NOX Cap Annual v5.15 | 829 | 6604 | Rate Constraint in MTons | FALSE | L | Annual | Emissions at Affected Plants NOX | Thousand Tons | 0.112 | 0.112 | 0.112 | 0.112 | 0.112 | 0.112 | 0.112 | 0.112
NODA Covanta Bristol 1 NOX Cap Annual v5.15 | 829 | 6604 | Rate Constraint in MTons | FALSE | L | Annual | Allowances Purchased NOX | Thousand Tons | 0 | 0 | 0 | 0 | 0 | 0 | 0 | 0
NODA Covanta Bristol 1 NOX Cap Annual v5.15 | 829 | 6604 | Rate Constraint in MTons | FALSE | L | Annual | Allowances Sold NOX | Thousand Tons | 0 | 0 | 0 | 0 | 0 | 0 | 0 | 0
NODA Covanta Bristol 1 NOX Cap Annual v5.15 | 829 | 6604 | Rate Constraint in MTons | FALSE | L | Annual | Allowances Banked | Thousand Tons | 0 | 0 | 0 | 0 | 0 | 0 | 0 | 0
NODA Covanta Bristol 1 NOX Cap Annual v5.15 | 829 | 6604 | Rate Constraint in MTons | FALSE | L | Annual | Allowances Withdrawn (1:1) | Thousand Tons | 0 | 0 | 0 | 0 | 0 | 0 | 0 | 0
NODA Covanta Bristol 1 NOX Cap Annual v5.15 | 829 | 6604 | Rate Constraint in MTons | FALSE | L | Annual | Allowances Withdrawn (n:1) | Thousand Tons | 0 | 0 | 0 | 0 | 0 | 0 | 0 | 0
NODA Covanta Bristol 1 NOX Cap Annual v5.15 | 829 | 6604 | Rate Constraint in MTons | FALSE | L | Annual | Net Emissions Allowance Position | Thousand Tons | 0.112 | 0.112 | 0.112 | 0.112 | 0.112 | 0.112 | 0.112 | 0.112
NODA Covanta Bristol 1 NOX Cap Annual v5.15 | 829 | 6604 | Rate Constraint in MTons | FALSE | L | Annual | Fuel Consumed | TBtu | 0.58828 | 0.58828 | 0.58828 | 0.58828 | 0.58828 | 0.58828 | 0.58828 | 0.58828
NODA Covanta Bristol 1 NOX Cap Annual v5.15 | 829 | 6604 | Rate Constraint in MTons | FALSE | L | Annual | Rate | lb/MMBtu | 0.38077 | 0.38077 | 0.38077 | 0.38077 | 0.38077 | 0.38077 | 0.38077 | 0.38077
NODA Covanta Bristol 1 NOX Cap Annual v5.15 | 829 | 6604 | Rate Constraint in MTons | FALSE | L | Annual | Generation | TWh | 0.031415 | 0.031415 | 0.031415 | 0.031415 | 0.031415 | 0.031415 | 0.031415 | 0.031415
NODA Covanta Bristol 1 NOX Cap Annual v5.15 | 829 | 6604 | Rate Constraint in MTons | FALSE | L | Annual | Qualifying Generation | TWh | 0.031415 | 0.031415 | 0.031415 | 0.031415 | 0.031415 | 0.031415 | 0.031415 | 0.031415
NODA Covanta Bristol 1 NOX Cap Annual v5.15 | 829 | 6604 | Rate Constraint in MTons | FALSE | L | Annual | Rate | lb/MWh | 7.1303 | 7.1303 | 7.1303 | 7.1303 | 7.1303 | 7.1303 | 7.1303 | 7.1303
NODA Covanta Bristol 1 NOX Cap Annual v5.15 | 829 | 6604 | Rate Constraint in MTons | FALSE | L | Annual | Constraint Shadow Price | US2016$/Ton | 6235.91 | 6968.7943 | 7054.4229 | 6796.9462 | 6836.5843 | 7801.4958 | 8553.2421 | 8682.0407
NODA Covanta Bristol 2 NOX Cap Annual v5.15 | 830 | 6605 | Rate Constraint in MTons | FALSE | L | Annual | Seasons Included | Seasons | Winter, WintShld, Summer | Winter, WintShld, Summer | Winter, WintShld, Summer | Winter, WintShld, Summer | Winter, WintShld, Summer | Winter, WintShld, Summer | Winter, WintShld, Summer | Winter, WintShld, Summer
NODA Covanta Bristol 2 NOX Cap Annual v5.15 | 830 | 6605 | Rate Constraint in MTons | FALSE | L | Annual | Standard NOX | Thousand Tons | 0.1917 | 0.1917 | 0.1917 | 0.1917 | 0.1917 | 0.1917 | 0.1917 | 0.1917
NODA Covanta Bristol 2 NOX Cap Annual v5.15 | 830 | 6605 | Rate Constraint in MTons | FALSE | L | Annual | Emissions at Affected Plants NOX | Thousand Tons | 0.1917 | 0.1917 | 0.1917 | 0.1917 | 0.1917 | 0.1917 | 0.1917 | 0.1917
NODA Covanta Bristol 2 NOX Cap Annual v5.15 | 830 | 6605 | Rate Constraint in MTons | FALSE | L | Annual | Allowances Purchased NOX | Thousand Tons | 0 | 0 | 0 | 0 | 0 | 0 | 0 | 0
NODA Covanta Bristol 2 NOX Cap Annual v5.15 | 830 | 6605 | Rate Constraint in MTons | FALSE | L | Annual | Allowances Sold NOX | Thousand Tons | 0 | 0 | 0 | 0 | 0 | 0 | 0 | 0
NODA Covanta Bristol 2 NOX Cap Annual v5.15 | 830 | 6605 | Rate Constraint in MTons | FALSE | L | Annual | Allowances Banked | Thousand Tons | 0 | 0 | 0 | 0 | 0 | 0 | 0 | 0
NODA Covanta Bristol 2 NOX Cap Annual v5.15 | 830 | 6605 | Rate Constraint in MTons | FALSE | L | Annual | Allowances Withdrawn (1:1) | Thousand Tons | 0 | 0 | 0 | 0 | 0 | 0 | 0 | 0
NODA Covanta Bristol 2 NOX Cap Annual v5.15 | 830 | 6605 | Rate Constraint in MTons | FALSE | L | Annual | Allowances Withdrawn (n:1) | Thousand Tons | 0 | 0 | 0 | 0 | 0 | 0 | 0 | 0
NODA Covanta Bristol 2 NOX Cap Annual v5.15 | 830 | 6605 | Rate Constraint in MTons | FALSE | L | Annual | Net Emissions Allowance Position | Thousand Tons | 0.1917 | 0.1917 | 0.1917 | 0.1917 | 0.1917 | 0.1917 | 0.1917 | 0.1917
NODA Covanta Bristol 2 NOX Cap Annual v5.15 | 830 | 6605 | Rate Constraint in MTons | FALSE | L | Annual | Fuel Consumed | TBtu | 0.89806 | 0.89806 | 0.89806 | 0.89806 | 0.89806 | 0.89806 | 0.89806 | 0.89806
NODA Covanta Bristol 2 NOX Cap Annual v5.15 | 830 | 6605 | Rate Constraint in MTons | FALSE | L | Annual | Rate | lb/MMBtu | 0.42692 | 0.42692 | 0.42692 | 0.42692 | 0.42692 | 0.42692 | 0.42692 | 0.42692
NODA Covanta Bristol 2 NOX Cap Annual v5.15 | 830 | 6605 | Rate Constraint in MTons | FALSE | L | Annual | Generation | TWh | 0.047958 | 0.047958 | 0.047958 | 0.047958 | 0.047958 | 0.047958 | 0.047958 | 0.047958
NODA Covanta Bristol 2 NOX Cap Annual v5.15 | 830 | 6605 | Rate Constraint in MTons | FALSE | L | Annual | Qualifying Generation | TWh | 0.047958 | 0.047958 | 0.047958 | 0.047958 | 0.047958 | 0.047958 | 0.047958 | 0.047958
NODA Covanta Bristol 2 NOX Cap Annual v5.15 | 830 | 6605 | Rate Constraint in MTons | FALSE | L | Annual | Rate | lb/MWh | 7.9945 | 7.9945 | 7.9945 | 7.9945 | 7.9945 | 7.9945 | 7.9945 | 7.9945
NODA Covanta Bristol 2 NOX Cap Annual v5.15 | 830 | 6605 | Rate Constraint in MTons | FALSE | L | Annual | Constraint Shadow Price | US2016$/Ton | 5074.87 | 5658.099 | 5599.0929 | 5420.6795 | 4986.8434 | 6146.509 | 6033.1258 | 6434.5847
NODA Covanta Mid-Connecticut NOX Cap Annual v5.15 | 831 | 6612 | Rate Constraint in MTons | FALSE | L | Annual | Seasons Included | Seasons | Winter, WintShld, Summer | Winter, WintShld, Summer | Winter, WintShld, Summer | Winter, WintShld, Summer | Winter, WintShld, Summer | Winter, WintShld, Summer | Winter, WintShld, Summer | Winter, WintShld, Summer
NODA Covanta Mid-Connecticut NOX Cap Annual v5.15 | 831 | 6612 | Rate Constraint in MTons | FALSE | L | Annual | Standard NOX | Thousand Tons | 1.26 | 1.26 | 1.26 | 1.26 | 1.26 | 1.26 | 1.26 | 1.26
NODA Covanta Mid-Connecticut NOX Cap Annual v5.15 | 831 | 6612 | Rate Constraint in MTons | FALSE | L | Annual | Emissions at Affected Plants NOX | Thousand Tons | 1.2124 | 1.2124 | 1.2124 | 1.2124 | 1.2124 | 1.2124 | 1.2124 | 1.2124
NODA Covanta Mid-Connecticut NOX Cap Annual v5.15 | 831 | 6612 | Rate Constraint in MTons | FALSE | L | Annual | Allowances Purchased NOX | Thousand Tons | 0 | 0 | 0 | 0 | 0 | 0 | 0 | 0
NODA Covanta Mid-Connecticut NOX Cap Annual v5.15 | 831 | 6612 | Rate Constraint in MTons | FALSE | L | Annual | Allowances Sold NOX | Thousand Tons | 0 | 0 | 0 | 0 | 0 | 0 | 0 | 0
NODA Covanta Mid-Connecticut NOX Cap Annual v5.15 | 831 | 6612 | Rate Constraint in MTons | FALSE | L | Annual | Allowances Banked | Thousand Tons | 0 | 0 | 0 | 0 | 0 | 0 | 0 | 0
NODA Covanta Mid-Connecticut NOX Cap Annual v5.15 | 831 | 6612 | Rate Constraint in MTons | FALSE | L | Annual | Allowances Withdrawn (1:1) | Thousand Tons | 0 | 0 | 0 | 0 | 0 | 0 | 0 | 0
NODA Covanta Mid-Connecticut NOX Cap Annual v5.15 | 831 | 6612 | Rate Constraint in MTons | FALSE | L | Annual | Allowances Withdrawn (n:1) | Thousand Tons | 0 | 0 | 0 | 0 | 0 | 0 | 0 | 0
NODA Covanta Mid-Connecticut NOX Cap Annual v5.15 | 831 | 6612 | Rate Constraint in MTons | FALSE | L | Annual | Net Emissions Allowance Position | Thousand Tons | 1.2124 | 1.2124 | 1.2124 | 1.2124 | 1.2124 | 1.2124 | 1.2124 | 1.2124
NODA Covanta Mid-Connecticut NOX Cap Annual v5.15 | 831 | 6612 | Rate Constraint in MTons | FALSE | L | Annual | Fuel Consumed | TBtu | 8.7565 | 8.7565 | 8.7565 | 8.7565 | 8.7565 | 8.7565 | 8.7565 | 8.7565
NODA Covanta Mid-Connecticut NOX Cap Annual v5.15 | 831 | 6612 | Rate Constraint in MTons | FALSE | L | Annual | Rate | lb/MMBtu | 0.27692 | 0.27692 | 0.27692 | 0.27692 | 0.27692 | 0.27692 | 0.27692 | 0.27692
NODA Covanta Mid-Connecticut NOX Cap Annual v5.15 | 831 | 6612 | Rate Constraint in MTons | FALSE | L | Annual | Generation | TWh | 0.44045 | 0.44045 | 0.44045 | 0.44045 | 0.44045 | 0.44045 | 0.44045 | 0.44045
NODA Covanta Mid-Connecticut NOX Cap Annual v5.15 | 831 | 6612 | Rate Constraint in MTons | FALSE | L | Annual | Qualifying Generation | TWh | 0.44045 | 0.44045 | 0.44045 | 0.44045 | 0.44045 | 0.44045 | 0.44045 | 0.44045
NODA Covanta Mid-Connecticut NOX Cap Annual v5.15 | 831 | 6612 | Rate Constraint in MTons | FALSE | L | Annual | Rate | lb/MWh | 5.5054 | 5.5054 | 5.5054 | 5.5054 | 5.5054 | 5.5054 | 5.5054 | 5.5054
NODA Covanta Mid-Connecticut NOX Cap Annual v5.15 | 831 | 6612 | Rate Constraint in MTons | FALSE | L | Annual | Constraint Shadow Price | US2016$/Ton | 0 | 0 | 0 | 0 | 0 | 0 | 0 | 0
NODA G G Allen NOx Cap Annual v5.15 | 832 | 6601 | Rate Constraint in MTons | FALSE | L | Annual | Seasons Included | Seasons | Winter, WintShld, Summer | Winter, WintShld, Summer | Winter, WintShld, Summer | Winter, WintShld, Summer | Winter, WintShld, Summer | Winter, WintShld, Summer | Winter, WintShld, Summer | Winter, WintShld, Summer
NODA G G Allen NOx Cap Annual v5.15 | 832 | 6601 | Rate Constraint in MTons | FALSE | L | Annual | Standard NOX | Thousand Tons | 0.6 | 0.6 | 0.6 | 0.6 | 0.6 | 0.6 | 0.6 | 0.6
NODA G G Allen NOx Cap Annual v5.15 | 832 | 6601 | Rate Constraint in MTons | FALSE | L | Annual | Emissions at Affected Plants NOX | Thousand Tons | 0 | 0 | 0 | 0 | 0 | 0 | 0 | 0
NODA G G Allen NOx Cap Annual v5.15 | 832 | 6601 | Rate Constraint in MTons | FALSE | L | Annual | Allowances Purchased NOX | Thousand Tons | 0 | 0 | 0 | 0 | 0 | 0 | 0 | 0
NODA G G Allen NOx Cap Annual v5.15 | 832 | 6601 | Rate Constraint in MTons | FALSE | L | Annual | Allowances Sold NOX | Thousand Tons | 0 | 0 | 0 | 0 | 0 | 0 | 0 | 0
NODA G G Allen NOx Cap Annual v5.15 | 832 | 6601 | Rate Constraint in MTons | FALSE | L | Annual | Allowances Banked | Thousand Tons | 0 | 0 | 0 | 0 | 0 | 0 | 0 | 0
NODA G G Allen NOx Cap Annual v5.15 | 832 | 6601 | Rate Constraint in MTons | FALSE | L | Annual | Allowances Withdrawn (1:1) | Thousand Tons | 0 | 0 | 0 | 0 | 0 | 0 | 0 | 0
NODA G G Allen NOx Cap Annual v5.15 | 832 | 6601 | Rate Constraint in MTons | FALSE | L | Annual | Allowances Withdrawn (n:1) | Thousand Tons | 0 | 0 | 0 | 0 | 0 | 0 | 0 | 0
NODA G G Allen NOx Cap Annual v5.15 | 832 | 6601 | Rate Constraint in MTons | FALSE | L | Annual | Net Emissions Allowance Position | Thousand Tons | 0 | 0 | 0 | 0 | 0 | 0 | 0 | 0
NODA G G Allen NOx Cap Annual v5.15 | 832 | 6601 | Rate Constraint in MTons | FALSE | L | Annual | Fuel Consumed | TBtu | 0 | 0 | 0 | 0 | 0 | 0 | 0 | 0
NODA G G Allen NOx Cap Annual v5.15 | 832 | 6601 | Rate Constraint in MTons | FALSE | L | Annual | Rate | lb/MMBtu | 0 | 0 | 0 | 0 | 0 | 0 | 0 | 0
NODA G G Allen NOx Cap Annual v5.15 | 832 | 6601 | Rate Constraint in MTons | FALSE | L | Annual | Generation | TWh | 0 | 0 | 0 | 0 | 0 | 0 | 0 | 0
NODA G G Allen NOx Cap Annual v5.15 | 832 | 6601 | Rate Constraint in MTons | FALSE | L | Annual | Qualifying Generation | TWh | 0 | 0 | 0 | 0 | 0 | 0 | 0 | 0
NODA G G Allen NOx Cap Annual v5.15 | 832 | 6601 | Rate Constraint in MTons | FALSE | L | Annual | Rate | lb/MWh | 0 | 0 | 0 | 0 | 0 | 0 | 0 | 0
NODA G G Allen NOx Cap Annual v5.15 | 832 | 6601 | Rate Constraint in MTons | FALSE | L | Annual | Constraint Shadow Price | US2016$/Ton | 0 | 0 | 0 | 0 | 0 | 0 | 0 | 0
NODA Greene County NOx Cap Annual v5.15 | 833 | 6600 | Rate Constraint in MTons | FALSE | L | Annual | Seasons Included | Seasons | Winter, WintShld, Summer | Winter, WintShld, Summer | Winter, WintShld, Summer | Winter, WintShld, Summer | Winter, WintShld, Summer | Winter, WintShld, Summer | Winter, WintShld, Summer | Winter, WintShld, Summer
NODA Greene County NOx Cap Annual v5.15 | 833 | 6600 | Rate Constraint in MTons | FALSE | L | Annual | Standard NOX | Thousand Tons | 4.79 | 4.79 | 4.79 | 4.79 | 4.79 | 4.79 | 4.79 | 4.79
NODA Greene County NOx Cap Annual v5.15 | 833 | 6600 | Rate Constraint in MTons | FALSE | L | Annual | Emissions at Affected Plants NOX | Thousand Tons | 0.51893 | 0.39725 | 0.31053 | 0.50805 | 0.80369 | 0.44871 | 0.44871 | 0.36094
NODA Greene County NOx Cap Annual v5.15 | 833 | 6600 | Rate Constraint in MTons | FALSE | L | Annual | Allowances Purchased NOX | Thousand Tons | 0 | 0 | 0 | 0 | 0 | 0 | 0 | 0
NODA Greene County NOx Cap Annual v5.15 | 833 | 6600 | Rate Constraint in MTons | FALSE | L | Annual | Allowances Sold NOX | Thousand Tons | 0 | 0 | 0 | 0 | 0 | 0 | 0 | 0
NODA Greene County NOx Cap Annual v5.15 | 833 | 6600 | Rate Constraint in MTons | FALSE | L | Annual | Allowances Banked | Thousand Tons | 0 | 0 | 0 | 0 | 0 | 0 | 0 | 0
NODA Greene County NOx Cap Annual v5.15 | 833 | 6600 | Rate Constraint in MTons | FALSE | L | Annual | Allowances Withdrawn (1:1) | Thousand Tons | 0 | 0 | 0 | 0 | 0 | 0 | 0 | 0
NODA Greene County NOx Cap Annual v5.15 | 833 | 6600 | Rate Constraint in MTons | FALSE | L | Annual | Allowances Withdrawn (n:1) | Thousand Tons | 0 | 0 | 0 | 0 | 0 | 0 | 0 | 0
NODA Greene County NOx Cap Annual v5.15 | 833 | 6600 | Rate Constraint in MTons | FALSE | L | Annual | Net Emissions Allowance Position | Thousand Tons | 0.51893 | 0.39725 | 0.31053 | 0.50805 | 0.80369 | 0.44871 | 0.44871 | 0.36094
NODA Greene County NOx Cap Annual v5.15 | 833 | 6600 | Rate Constraint in MTons | FALSE | L | Annual | Fuel Consumed | TBtu | 8.5658 | 6.5228 | 5.1262 | 8.3664 | 13.0997 | 7.3974 | 7.3974 | 5.9225
NODA Greene County NOx Cap Annual v5.15 | 833 | 6600 | Rate Constraint in MTons | FALSE | L | Annual | Rate | lb/MMBtu | 0.12116 | 0.1218 | 0.12116 | 0.12145 | 0.1227 | 0.12132 | 0.12132 | 0.12189
NODA Greene County NOx Cap Annual v5.15 | 833 | 6600 | Rate Constraint in MTons | FALSE | L | Annual | Generation | TWh | 0.85072 | 0.64837 | 0.50911 | 0.83123 | 1.3037 | 0.73483 | 0.73483 | 0.58877
NODA Greene County NOx Cap Annual v5.15 | 833 | 6600 | Rate Constraint in MTons | FALSE | L | Annual | Qualifying Generation | TWh | 0.85072 | 0.64837 | 0.50911 | 0.83123 | 1.3037 | 0.73483 | 0.73483 | 0.58877
NODA Greene County NOx Cap Annual v5.15 | 833 | 6600 | Rate Constraint in MTons | FALSE | L | Annual | Rate | lb/MWh | 1.22 | 1.2254 | 1.2199 | 1.2224 | 1.2329 | 1.2213 | 1.2213 | 1.2261
NODA Greene County NOx Cap Annual v5.15 | 833 | 6600 | Rate Constraint in MTons | FALSE | L | Annual | Constraint Shadow Price | US2016$/Ton | 0 | 0 | 0 | 0 | 0 | 0 | 0 | 0
NODA Kemper County IGCC SO2 Cap Annual v5.15 | 834 | 6613 | Rate Constraint in MTons | FALSE | L | Annual | Seasons Included | Seasons | Winter, WintShld, Summer | Winter, WintShld, Summer | Winter, WintShld, Summer | Winter, WintShld, Summer | Winter, WintShld, Summer | Winter, WintShld, Summer | Winter, WintShld, Summer | Winter, WintShld, Summer
NODA Kemper County IGCC SO2 Cap Annual v5.15 | 834 | 6613 | Rate Constraint in MTons | FALSE | L | Annual | Standard SO2 | Thousand Tons | 0.116 | 0.116 | 0.116 | 0.116 | 0.116 | 0.116 | 0.116 | 0.116
NODA Kemper County IGCC SO2 Cap Annual v5.15 | 834 | 6613 | Rate Constraint in MTons | FALSE | L | Annual | Emissions at Affected Plants SO2 | Thousand Tons | 0 | 0 | 0 | 0 | 0 | 0 | 0 | 0
NODA Kemper County IGCC SO2 Cap Annual v5.15 | 834 | 6613 | Rate Constraint in MTons | FALSE | L | Annual | Allowances Purchased SO2 | Thousand Tons | 0 | 0 | 0 | 0 | 0 | 0 | 0 | 0
NODA Kemper County IGCC SO2 Cap Annual v5.15 | 834 | 6613 | Rate Constraint in MTons | FALSE | L | Annual | Allowances Sold SO2 | Thousand Tons | 0 | 0 | 0 | 0 | 0 | 0 | 0 | 0
NODA Kemper County IGCC SO2 Cap Annual v5.15 | 834 | 6613 | Rate Constraint in MTons | FALSE | L | Annual | Allowances Banked | Thousand Tons | 0 | 0 | 0 | 0 | 0 | 0 | 0 | 0
NODA Kemper County IGCC SO2 Cap Annual v5.15 | 834 | 6613 | Rate Constraint in MTons | FALSE | L | Annual | Allowances Withdrawn (1:1) | Thousand Tons | 0 | 0 | 0 | 0 | 0 | 0 | 0 | 0
NODA Kemper County IGCC SO2 Cap Annual v5.15 | 834 | 6613 | Rate Constraint in MTons | FALSE | L | Annual | Allowances Withdrawn (n:1) | Thousand Tons | 0 | 0 | 0 | 0 | 0 | 0 | 0 | 0
NODA Kemper County IGCC SO2 Cap Annual v5.15 | 834 | 6613 | Rate Constraint in MTons | FALSE | L | Annual | Net Emissions Allowance Position | Thousand Tons | 0 | 0 | 0 | 0 | 0 | 0 | 0 | 0
NODA Kemper County IGCC SO2 Cap Annual v5.15 | 834 | 6613 | Rate Constraint in MTons | FALSE | L | Annual | Fuel Consumed | TBtu | 0 | 0 | 0 | 0 | 0 | 0 | 0 | 0
NODA Kemper County IGCC SO2 Cap Annual v5.15 | 834 | 6613 | Rate Constraint in MTons | FALSE | L | Annual | Rate | lb/MMBtu | 0 | 0 | 0 | 0 | 0 | 0 | 0 | 0
NODA Kemper County IGCC SO2 Cap Annual v5.15 | 834 | 6613 | Rate Constraint in MTons | FALSE | L | Annual | Generation | TWh | 0 | 0 | 0 | 0 | 0 | 0 | 0 | 0
NODA Kemper County IGCC SO2 Cap Annual v5.15 | 834 | 6613 | Rate Constraint in MTons | FALSE | L | Annual | Qualifying Generation | TWh | 0 | 0 | 0 | 0 | 0 | 0 | 0 | 0
NODA Kemper County IGCC SO2 Cap Annual v5.15 | 834 | 6613 | Rate Constraint in MTons | FALSE | L | Annual | Rate | lb/MWh | 0 | 0 | 0 | 0 | 0 | 0 | 0 | 0
NODA Kemper County IGCC SO2 Cap Annual v5.15 | 834 | 6613 | Rate Constraint in MTons | FALSE | L | Annual | Constraint Shadow Price | US2016$/Ton | 0 | 0 | 0 | 0 | 0 | 0 | 0 | 0
NODA Marshalltown NOx Cap Annual v5.15 | 835 | 7006 | Rate Constraint in MTons | FALSE | L | Annual | Seasons Included | Seasons | Winter, WintShld, Summer | Winter, WintShld, Summer | Winter, WintShld, Summer | Winter, WintShld, Summer | Winter, WintShld, Summer | Winter, WintShld, Summer | Winter, WintShld, Summer | Winter, WintShld, Summer
NODA Marshalltown NOx Cap Annual v5.15 | 835 | 7006 | Rate Constraint in MTons | FALSE | L | Annual | Standard NOX | Thousand Tons | 0.229 | 0.229 | 0.229 | 0.229 | 0.229 | 0.229 | 0.229 | 0.229
NODA Marshalltown NOx Cap Annual v5.15 | 835 | 7006 | Rate Constraint in MTons | FALSE | L | Annual | Emissions at Affected Plants NOX | Thousand Tons | 0.13083 | 0.13083 | 0.13083 | 0.13083 | 0.13083 | 0.13083 | 0.10258 | 0.13083
NODA Marshalltown NOx Cap Annual v5.15 | 835 | 7006 | Rate Constraint in MTons | FALSE | L | Annual | Allowances Purchased NOX | Thousand Tons | 0 | 0 | 0 | 0 | 0 | 0 | 0 | 0
NODA Marshalltown NOx Cap Annual v5.15 | 835 | 7006 | Rate Constraint in MTons | FALSE | L | Annual | Allowances Sold NOX | Thousand Tons | 0 | 0 | 0 | 0 | 0 | 0 | 0 | 0
NODA Marshalltown NOx Cap Annual v5.15 | 835 | 7006 | Rate Constraint in MTons | FALSE | L | Annual | Allowances Banked | Thousand Tons | 0 | 0 | 0 | 0 | 0 | 0 | 0 | 0
NODA Marshalltown NOx Cap Annual v5.15 | 835 | 7006 | Rate Constraint in MTons | FALSE | L | Annual | Allowances Withdrawn (1:1) | Thousand Tons | 0 | 0 | 0 | 0 | 0 | 0 | 0 | 0
NODA Marshalltown NOx Cap Annual v5.15 | 835 | 7006 | Rate Constraint in MTons | FALSE | L | Annual | Allowances Withdrawn (n:1) | Thousand Tons | 0 | 0 | 0 | 0 | 0 | 0 | 0 | 0
NODA Marshalltown NOx Cap Annual v5.15 | 835 | 7006 | Rate Constraint in MTons | FALSE | L | Annual | Net Emissions Allowance Position | Thousand Tons | 0.13083 | 0.13083 | 0.13083 | 0.13083 | 0.13083 | 0.13083 | 0.10258 | 0.13083
NODA Marshalltown NOx Cap Annual v5.15 | 835 | 7006 | Rate Constraint in MTons | FALSE | L | Annual | Fuel Consumed | TBtu | 30.2845 | 30.2845 | 30.2845 | 30.2845 | 30.2845 | 30.2845 | 23.7443 | 30.2845
NODA Marshalltown NOx Cap Annual v5.15 | 835 | 7006 | Rate Constraint in MTons | FALSE | L | Annual | Rate | lb/MMBtu | 0.00864 | 0.00864 | 0.00864 | 0.00864 | 0.00864 | 0.00864 | 0.00864 | 0.00864
NODA Marshalltown NOx Cap Annual v5.15 | 835 | 7006 | Rate Constraint in MTons | FALSE | L | Annual | Generation | TWh | 4.8455 | 4.8455 | 4.8455 | 4.8455 | 4.8455 | 4.8455 | 3.7991 | 4.8455
NODA Marshalltown NOx Cap Annual v5.15 | 835 | 7006 | Rate Constraint in MTons | FALSE | L | Annual | Qualifying Generation | TWh | 4.8455 | 4.8455 | 4.8455 | 4.8455 | 4.8455 | 4.8455 | 3.7991 | 4.8455
NODA Marshalltown NOx Cap Annual v5.15 | 835 | 7006 | Rate Constraint in MTons | FALSE | L | Annual | Rate | lb/MWh | 0.054 | 0.054 | 0.054 | 0.054 | 0.054 | 0.054 | 0.054 | 0.054
NODA Marshalltown NOx Cap Annual v5.15 | 835 | 7006 | Rate Constraint in MTons | FALSE | L | Annual | Constraint Shadow Price | US2016$/Ton | 0 | 0 | 0 | 0 | 0 | 0 | 0 | 0
NODA Nacogdoches SO2 Cap Annual v5.15 | 836 | 6599 | Rate Constraint in MTons | FALSE | L | Annual | Seasons Included | Seasons | Winter, WintShld, Summer | Winter, WintShld, Summer | Winter, WintShld, Summer | Winter, WintShld, Summer | Winter, WintShld, Summer | Winter, WintShld, Summer | Winter, WintShld, Summer | Winter, WintShld, Summer
NODA Nacogdoches SO2 Cap Annual v5.15 | 836 | 6599 | Rate Constraint in MTons | FALSE | L | Annual | Standard SO2 | Thousand Tons | 0.277 | 0.277 | 0.277 | 0.277 | 0.277 | 0.277 | 0.277 | 0.277
NODA Nacogdoches SO2 Cap Annual v5.15 | 836 | 6599 | Rate Constraint in MTons | FALSE | L | Annual | Emissions at Affected Plants SO2 | Thousand Tons | 0 | 0 | 0 | 0 | 0 | 0 | 0 | 0
NODA Nacogdoches SO2 Cap Annual v5.15 | 836 | 6599 | Rate Constraint in MTons | FALSE | L | Annual | Allowances Purchased SO2 | Thousand Tons | 0 | 0 | 0 | 0 | 0 | 0 | 0 | 0
NODA Nacogdoches SO2 Cap Annual v5.15 | 836 | 6599 | Rate Constraint in MTons | FALSE | L | Annual | Allowances Sold SO2 | Thousand Tons | 0 | 0 | 0 | 0 | 0 | 0 | 0 | 0
NODA Nacogdoches SO2 Cap Annual v5.15 | 836 | 6599 | Rate Constraint in MTons | FALSE | L | Annual | Allowances Banked | Thousand Tons | 0 | 0 | 0 | 0 | 0 | 0 | 0 | 0
NODA Nacogdoches SO2 Cap Annual v5.15 | 836 | 6599 | Rate Constraint in MTons | FALSE | L | Annual | Allowances Withdrawn (1:1) | Thousand Tons | 0 | 0 | 0 | 0 | 0 | 0 | 0 | 0
NODA Nacogdoches SO2 Cap Annual v5.15 | 836 | 6599 | Rate Constraint in MTons | FALSE | L | Annual | Allowances Withdrawn (n:1) | Thousand Tons | 0 | 0 | 0 | 0 | 0 | 0 | 0 | 0
NODA Nacogdoches SO2 Cap Annual v5.15 | 836 | 6599 | Rate Constraint in MTons | FALSE | L | Annual | Net Emissions Allowance Position | Thousand Tons | 0 | 0 | 0 | 0 | 0 | 0 | 0 | 0
NODA Nacogdoches SO2 Cap Annual v5.15 | 836 | 6599 | Rate Constraint in MTons | FALSE | L | Annual | Fuel Consumed | TBtu | 0 | 0 | 0 | 0 | 0 | 0 | 0 | 0
NODA Nacogdoches SO2 Cap Annual v5.15 | 836 | 6599 | Rate Constraint in MTons | FALSE | L | Annual | Rate | lb/MMBtu | 0 | 0 | 0 | 0 | 0 | 0 | 0 | 0
NODA Nacogdoches SO2 Cap Annual v5.15 | 836 | 6599 | Rate Constraint in MTons | FALSE | L | Annual | Generation | TWh | 0 | 0 | 0 | 0 | 0 | 0 | 0 | 0
NODA Nacogdoches SO2 Cap Annual v5.15 | 836 | 6599 | Rate Constraint in MTons | FALSE | L | Annual | Qualifying Generation | TWh | 0 | 0 | 0 | 0 | 0 | 0 | 0 | 0
NODA Nacogdoches SO2 Cap Annual v5.15 | 836 | 6599 | Rate Constraint in MTons | FALSE | L | Annual | Rate | lb/MWh | 0 | 0 | 0 | 0 | 0 | 0 | 0 | 0
NODA Nacogdoches SO2 Cap Annual v5.15 | 836 | 6599 | Rate Constraint in MTons | FALSE | L | Annual | Constraint Shadow Price | US2016$/Ton | 0 | 0 | 0 | 0 | 0 | 0 | 0 | 0
NODA Newark NOx Cap Annual v5.15 | 837 | 6593 | Rate Constraint in MTons | FALSE | L | Annual | Seasons Included | Seasons | Winter, WintShld, Summer | Winter, WintShld, Summer | Winter, WintShld, Summer | Winter, WintShld, Summer | Winter, WintShld, Summer | Winter, WintShld, Summer | Winter, WintShld, Summer | Winter, WintShld, Summer
NODA Newark NOx Cap Annual v5.15 | 837 | 6593 | Rate Constraint in MTons | FALSE | L | Annual | Standard NOX | Thousand Tons | 0.278 | 0.278 | 0.278 | 0.278 | 0.278 | 0.278 | 0.278 | 0.278
NODA Newark NOx Cap Annual v5.15 | 837 | 6593 | Rate Constraint in MTons | FALSE | L | Annual | Emissions at Affected Plants NOX | Thousand Tons | 0.11027 | 0.11027 | 0.11027 | 0.11027 | 0.11027 | 0.11027 | 0.11027 | 0.093408
NODA Newark NOx Cap Annual v5.15 | 837 | 6593 | Rate Constraint in MTons | FALSE | L | Annual | Allowances Purchased NOX | Thousand Tons | 0 | 0 | 0 | 0 | 0 | 0 | 0 | 0
NODA Newark NOx Cap Annual v5.15 | 837 | 6593 | Rate Constraint in MTons | FALSE | L | Annual | Allowances Sold NOX | Thousand Tons | 0 | 0 | 0 | 0 | 0 | 0 | 0 | 0
NODA Newark NOx Cap Annual v5.15 | 837 | 6593 | Rate Constraint in MTons | FALSE | L | Annual | Allowances Banked | Thousand Tons | 0 | 0 | 0 | 0 | 0 | 0 | 0 | 0
NODA Newark NOx Cap Annual v5.15 | 837 | 6593 | Rate Constraint in MTons | FALSE | L | Annual | Allowances Withdrawn (1:1) | Thousand Tons | 0 | 0 | 0 | 0 | 0 | 0 | 0 | 0
NODA Newark NOx Cap Annual v5.15 | 837 | 6593 | Rate Constraint in MTons | FALSE | L | Annual | Allowances Withdrawn (n:1) | Thousand Tons | 0 | 0 | 0 | 0 | 0 | 0 | 0 | 0
NODA Newark NOx Cap Annual v5.15 | 837 | 6593 | Rate Constraint in MTons | FALSE | L | Annual | Net Emissions Allowance Position | Thousand Tons | 0.11027 | 0.11027 | 0.11027 | 0.11027 | 0.11027 | 0.11027 | 0.11027 | 0.093408
NODA Newark NOx Cap Annual v5.15 | 837 | 6593 | Rate Constraint in MTons | FALSE | L | Annual | Fuel Consumed | TBtu | 35.8021 | 35.8021 | 35.8021 | 35.8021 | 35.8021 | 35.8021 | 35.8021 | 30.3273
NODA Newark NOx Cap Annual v5.15 | 837 | 6593 | Rate Constraint in MTons | FALSE | L | Annual | Rate | lb/MMBtu | 0.00616 | 0.00616 | 0.00616 | 0.00616 | 0.00616 | 0.00616 | 0.00616 | 0.00616
NODA Newark NOx Cap Annual v5.15 | 837 | 6593 | Rate Constraint in MTons | FALSE | L | Annual | Generation | TWh | 5.0783 | 5.0783 | 5.0783 | 5.0783 | 5.0783 | 5.0783 | 5.0783 | 4.3017
NODA Newark NOx Cap Annual v5.15 | 837 | 6593 | Rate Constraint in MTons | FALSE | L | Annual | Qualifying Generation | TWh | 5.0783 | 5.0783 | 5.0783 | 5.0783 | 5.0783 | 5.0783 | 5.0783 | 4.3017
NODA Newark NOx Cap Annual v5.15 | 837 | 6593 | Rate Constraint in MTons | FALSE | L | Annual | Rate | lb/MWh | 0.043428 | 0.043428 | 0.043428 | 0.043428 | 0.043428 | 0.043428 | 0.043428 | 0.043428
NODA Newark NOx Cap Annual v5.15 | 837 | 6593 | Rate Constraint in MTons | FALSE | L | Annual | Constraint Shadow Price | US2016$/Ton | 0 | 0 | 0 | 0 | 0 | 0 | 0 | 0
NODA West Deptford NOx Cap Annual v5.15 | 838 | 6594 | Rate Constraint in MTons | FALSE | L | Annual | Seasons Included | Seasons | Winter, WintShld, Summer | Winter, WintShld, Summer | Winter, WintShld, Summer | Winter, WintShld, Summer | Winter, WintShld, Summer | Winter, WintShld, Summer | Winter, WintShld, Summer | Winter, WintShld, Summer
NODA West Deptford NOx Cap Annual v5.15 | 838 | 6594 | Rate Constraint in MTons | FALSE | L | Annual | Standard NOX | Thousand Tons | 0.717 | 0.717 | 0.717 | 0.717 | 0.717 | 0.717 | 0.717 | 0.717
NODA West Deptford NOx Cap Annual v5.15 | 838 | 6594 | Rate Constraint in MTons | FALSE | L | Annual | Emissions at Affected Plants NOX | Thousand Tons | 0.11297 | 0.11297 | 0.11297 | 0.11297 | 0.11297 | 0.11297 | 0.11297 | 0.09495
NODA West Deptford NOx Cap Annual v5.15 | 838 | 6594 | Rate Constraint in MTons | FALSE | L | Annual | Allowances Purchased NOX | Thousand Tons | 0 | 0 | 0 | 0 | 0 | 0 | 0 | 0
NODA West Deptford NOx Cap Annual v5.15 | 838 | 6594 | Rate Constraint in MTons | FALSE | L | Annual | Allowances Sold NOX | Thousand Tons | 0 | 0 | 0 | 0 | 0 | 0 | 0 | 0
NODA West Deptford NOx Cap Annual v5.15 | 838 | 6594 | Rate Constraint in MTons | FALSE | L | Annual | Allowances Banked | Thousand Tons | 0 | 0 | 0 | 0 | 0 | 0 | 0 | 0
NODA West Deptford NOx Cap Annual v5.15 | 838 | 6594 | Rate Constraint in MTons | FALSE | L | Annual | Allowances Withdrawn (1:1) | Thousand Tons | 0 | 0 | 0 | 0 | 0 | 0 | 0 | 0
NODA West Deptford NOx Cap Annual v5.15 | 838 | 6594 | Rate Constraint in MTons | FALSE | L | Annual | Allowances Withdrawn (n:1) | Thousand Tons | 0 | 0 | 0 | 0 | 0 | 0 | 0 | 0
NODA West Deptford NOx Cap Annual v5.15 | 838 | 6594 | Rate Constraint in MTons | FALSE | L | Annual | Net Emissions Allowance Position | Thousand Tons | 0.11297 | 0.11297 | 0.11297 | 0.11297 | 0.11297 | 0.11297 | 0.11297 | 0.09495
NODA West Deptford NOx Cap Annual v5.15 | 838 | 6594 | Rate Constraint in MTons | FALSE | L | Annual | Fuel Consumed | TBtu | 37.161 | 37.161 | 37.161 | 37.161 | 37.161 | 37.161 | 37.161 | 31.2335
NODA West Deptford NOx Cap Annual v5.15 | 838 | 6594 | Rate Constraint in MTons | FALSE | L | Annual | Rate | lb/MMBtu | 0.00608 | 0.00608 | 0.00608 | 0.00608 | 0.00608 | 0.00608 | 0.00608 | 0.00608
NODA West Deptford NOx Cap Annual v5.15 | 838 | 6594 | Rate Constraint in MTons | FALSE | L | Annual | Generation | TWh | 5.2711 | 5.2711 | 5.2711 | 5.2711 | 5.2711 | 5.2711 | 5.2711 | 4.4303
NODA West Deptford NOx Cap Annual v5.15 | 838 | 6594 | Rate Constraint in MTons | FALSE | L | Annual | Qualifying Generation | TWh | 5.2711 | 5.2711 | 5.2711 | 5.2711 | 5.2711 | 5.2711 | 5.2711 | 4.4303
NODA West Deptford NOx Cap Annual v5.15 | 838 | 6594 | Rate Constraint in MTons | FALSE | L | Annual | Rate | lb/MWh | 0.042864 | 0.042864 | 0.042864 | 0.042864 | 0.042864 | 0.042864 | 0.042864 | 0.042864
NODA West Deptford NOx Cap Annual v5.15 | 838 | 6594 | Rate Constraint in MTons | FALSE | L | Annual | Constraint Shadow Price | US2016$/Ton | 0 | 0 | 0 | 0 | 0 | 0 | 0 | 0
NODA Wheelabrator Lisbon 1 NOX Cap Annual v5.15 | 839 | 6611 | Rate Constraint in MTons | FALSE | L | Annual | Seasons Included | Seasons | Winter, WintShld, Summer | Winter, WintShld, Summer | Winter, WintShld, Summer | Winter, WintShld, Summer | Winter, WintShld, Summer | Winter, WintShld, Summer | Winter, WintShld, Summer | Winter, WintShld, Summer
NODA Wheelabrator Lisbon 1 NOX Cap Annual v5.15 | 839 | 6611 | Rate Constraint in MTons | FALSE | L | Annual | Standard NOX | Thousand Tons | 0.148 | 0.148 | 0.148 | 0.148 | 0.148 | 0.148 | 0.148 | 0.148
NODA Wheelabrator Lisbon 1 NOX Cap Annual v5.15 | 839 | 6611 | Rate Constraint in MTons | FALSE | L | Annual | Emissions at Affected Plants NOX | Thousand Tons | 0.148 | 0.148 | 0.148 | 0.148 | 0.148 | 0.148 | 0.148 | 0.148
NODA Wheelabrator Lisbon 1 NOX Cap Annual v5.15 | 839 | 6611 | Rate Constraint in MTons | FALSE | L | Annual | Allowances Purchased NOX | Thousand Tons | 0 | 0 | 0 | 0 | 0 | 0 | 0 | 0
NODA Wheelabrator Lisbon 1 NOX Cap Annual v5.15 | 839 | 6611 | Rate Constraint in MTons | FALSE | L | Annual | Allowances Sold NOX | Thousand Tons | 0 | 0 | 0 | 0 | 0 | 0 | 0 | 0
NODA Wheelabrator Lisbon 1 NOX Cap Annual v5.15 | 839 | 6611 | Rate Constraint in MTons | FALSE | L | Annual | Allowances Banked | Thousand Tons | 0 | 0 | 0 | 0 | 0 | 0 | 0 | 0
NODA Wheelabrator Lisbon 1 NOX Cap Annual v5.15 | 839 | 6611 | Rate Constraint in MTons | FALSE | L | Annual | Allowances Withdrawn (1:1) | Thousand Tons | 0 | 0 | 0 | 0 | 0 | 0 | 0 | 0
NODA Wheelabrator Lisbon 1 NOX Cap Annual v5.15 | 839 | 6611 | Rate Constraint in MTons | FALSE | L | Annual | Allowances Withdrawn (n:1) | Thousand Tons | 0 | 0 | 0 | 0 | 0 | 0 | 0 | 0
NODA Wheelabrator Lisbon 1 NOX Cap Annual v5.15 | 839 | 6611 | Rate Constraint in MTons | FALSE | L | Annual | Net Emissions Allowance Position | Thousand Tons | 0.148 | 0.148 | 0.148 | 0.148 | 0.148 | 0.148 | 0.148 | 0.148
NODA Wheelabrator Lisbon 1 NOX Cap Annual v5.15 | 839 | 6611 | Rate Constraint in MTons | FALSE | L | Annual | Fuel Consumed | TBtu | 0.91618 | 0.91618 | 0.91618 | 0.91618 | 0.91618 | 0.91618 | 0.91618 | 0.91618
NODA Wheelabrator Lisbon 1 NOX Cap Annual v5.15 | 839 | 6611 | Rate Constraint in MTons | FALSE | L | Annual | Rate | lb/MMBtu | 0.32308 | 0.32308 | 0.32308 | 0.32308 | 0.32308 | 0.32308 | 0.32308 | 0.32308
NODA Wheelabrator Lisbon 1 NOX Cap Annual v5.15 | 839 | 6611 | Rate Constraint in MTons | FALSE | L | Annual | Generation | TWh | 0.049972 | 0.049972 | 0.049972 | 0.049972 | 0.049972 | 0.049972 | 0.049972 | 0.049972
NODA Wheelabrator Lisbon 1 NOX Cap Annual v5.15 | 839 | 6611 | Rate Constraint in MTons | FALSE | L | Annual | Qualifying Generation | TWh | 0.049972 | 0.049972 | 0.049972 | 0.049972 | 0.049972 | 0.049972 | 0.049972 | 0.049972
NODA Wheelabrator Lisbon 1 NOX Cap Annual v5.15 | 839 | 6611 | Rate Constraint in MTons | FALSE | L | Annual | Rate | lb/MWh | 5.9233 | 5.9233 | 5.9233 | 5.9233 | 5.9233 | 5.9233 | 5.9233 | 5.9233
NODA Wheelabrator Lisbon 1 NOX Cap Annual v5.15 | 839 | 6611 | Rate Constraint in MTons | FALSE | L | Annual | Constraint Shadow Price | US2016$/Ton | 7849.797 | 8433.5095 | 8773.5143 | 8824.6104 | 8498.7944 | 9525.1147 | 10319.2756 | 10771.8925
NODA WheelabratorBridgeport 1 NOX Cap Annual v5.15 | 840 | 6608 | Rate Constraint in MTons | FALSE | L | Annual | Seasons Included | Seasons | Winter, WintShld, Summer | Winter, WintShld, Summer | Winter, WintShld, Summer | Winter, WintShld, Summer | Winter, WintShld, Summer | Winter, WintShld, Summer | Winter, WintShld, Summer | Winter, WintShld, Summer
NODA WheelabratorBridgeport 1 NOX Cap Annual v5.15 | 840 | 6608 | Rate Constraint in MTons | FALSE | L | Annual | Standard NOX | Thousand Tons | 0.501 | 0.501 | 0.501 | 0.501 | 0.501 | 0.501 | 0.501 | 0.501
NODA WheelabratorBridgeport 1 NOX Cap Annual v5.15 | 840 | 6608 | Rate Constraint in MTons | FALSE | L | Annual | Emissions at Affected Plants NOX | Thousand Tons | 0.42643 | 0.42643 | 0.42643 | 0.42643 | 0.42643 | 0.42643 | 0.42643 | 0.42643
NODA WheelabratorBridgeport 1 NOX Cap Annual v5.15 | 840 | 6608 | Rate Constraint in MTons | FALSE | L | Annual | Allowances Purchased NOX | Thousand Tons | 0 | 0 | 0 | 0 | 0 | 0 | 0 | 0
NODA WheelabratorBridgeport 1 NOX Cap Annual v5.15 | 840 | 6608 | Rate Constraint in MTons | FALSE | L | Annual | Allowances Sold NOX | Thousand Tons | 0 | 0 | 0 | 0 | 0 | 0 | 0 | 0
NODA WheelabratorBridgeport 1 NOX Cap Annual v5.15 | 840 | 6608 | Rate Constraint in MTons | FALSE | L | Annual | Allowances Banked | Thousand Tons | 0 | 0 | 0 | 0 | 0 | 0 | 0 | 0
NODA WheelabratorBridgeport 1 NOX Cap Annual v5.15 | 840 | 6608 | Rate Constraint in MTons | FALSE | L | Annual | Allowances Withdrawn (1:1) | Thousand Tons | 0 | 0 | 0 | 0 | 0 | 0 | 0 | 0
NODA WheelabratorBridgeport 1 NOX Cap Annual v5.15 | 840 | 6608 | Rate Constraint in MTons | FALSE | L | Annual | Allowances Withdrawn (n:1) | Thousand Tons | 0 | 0 | 0 | 0 | 0 | 0 | 0 | 0
NODA WheelabratorBridgeport 1 NOX Cap Annual v5.15 | 840 | 6608 | Rate Constraint in MTons | FALSE | L | Annual | Net Emissions Allowance Position | Thousand Tons | 0.42643 | 0.42643 | 0.42643 | 0.42643 | 0.42643 | 0.42643 | 0.42643 | 0.42643
NODA WheelabratorBridgeport 1 NOX Cap Annual v5.15 | 840 | 6608 | Rate Constraint in MTons | FALSE | L | Annual | Fuel Consumed | TBtu | 2.3998 | 2.3998 | 2.3998 | 2.3998 | 2.3998 | 2.3998 | 2.3998 | 2.3998
NODA WheelabratorBridgeport 1 NOX Cap Annual v5.15 | 840 | 6608 | Rate Constraint in MTons | FALSE | L | Annual | Rate | lb/MMBtu | 0.35539 | 0.35539 | 0.35539 | 0.35539 | 0.35539 | 0.35539 | 0.35539 | 0.35539
NODA WheelabratorBridgeport 1 NOX Cap Annual v5.15 | 840 | 6608 | Rate Constraint in MTons | FALSE | L | Annual | Generation | TWh | 0.14311 | 0.14311 | 0.14311 | 0.14311 | 0.14311 | 0.14311 | 0.14311 | 0.14311
NODA WheelabratorBridgeport 1 NOX Cap Annual v5.15 | 840 | 6608 | Rate Constraint in MTons | FALSE | L | Annual | Qualifying Generation | TWh | 0.14311 | 0.14311 | 0.14311 | 0.14311 | 0.14311 | 0.14311 | 0.14311 | 0.14311
NODA WheelabratorBridgeport 1 NOX Cap Annual v5.15 | 840 | 6608 | Rate Constraint in MTons | FALSE | L | Annual | Rate | lb/MWh | 5.9595 | 5.9595 | 5.9595 | 5.9595 | 5.9595 | 5.9595 | 5.9595 | 5.9595
NODA WheelabratorBridgeport 1 NOX Cap Annual v5.15 | 840 | 6608 | Rate Constraint in MTons | FALSE | L | Annual | Constraint Shadow Price | US2016$/Ton | 0 | 0 | 0 | 0 | 0 | 0 | 0 | 0
NODA WheelabratorBridgeport 2 NOX Cap Annual v5.15 | 841 | 6609 | Rate Constraint in MTons | FALSE | L | Annual | Seasons Included | Seasons | Winter, WintShld, Summer | Winter, WintShld, Summer | Winter, WintShld, Summer | Winter, WintShld, Summer | Winter, WintShld, Summer | Winter, WintShld, Summer | Winter, WintShld, Summer | Winter, WintShld, Summer
NODA WheelabratorBridgeport 2 NOX Cap Annual v5.15 | 841 | 6609 | Rate Constraint in MTons | FALSE | L | Annual | Standard NOX | Thousand Tons | 0.501 | 0.501 | 0.501 | 0.501 | 0.501 | 0.501 | 0.501 | 0.501
NODA WheelabratorBridgeport 2 NOX Cap Annual v5.15 | 841 | 6609 | Rate Constraint in MTons | FALSE | L | Annual | Emissions at Affected Plants NOX | Thousand Tons | 0.42643 | 0.42643 | 0.42643 | 0.42643 | 0.42643 | 0.42643 | 0.42643 | 0.42643
NODA WheelabratorBridgeport 2 NOX Cap Annual v5.15 | 841 | 6609 | Rate Constraint in MTons | FALSE | L | Annual | Allowances Purchased NOX | Thousand Tons | 0 | 0 | 0 | 0 | 0 | 0 | 0 | 0
NODA WheelabratorBridgeport 2 NOX Cap Annual v5.15 | 841 | 6609 | Rate Constraint in MTons | FALSE | L | Annual | Allowances Sold NOX | Thousand Tons | 0 | 0 | 0 | 0 | 0 | 0 | 0 | 0
NODA WheelabratorBridgeport 2 NOX Cap Annual v5.15 | 841 | 6609 | Rate Constraint in MTons | FALSE | L | Annual | Allowances Banked | Thousand Tons | 0 | 0 | 0 | 0 | 0 | 0 | 0 | 0
NODA WheelabratorBridgeport 2 NOX Cap Annual v5.15 | 841 | 6609 | Rate Constraint in MTons | FALSE | L | Annual | Allowances Withdrawn (1:1) | Thousand Tons | 0 | 0 | 0 | 0 | 0 | 0 | 0 | 0
NODA WheelabratorBridgeport 2 NOX Cap Annual v5.15 | 841 | 6609 | Rate Constraint in MTons | FALSE | L | Annual | Allowances Withdrawn (n:1) | Thousand Tons | 0 | 0 | 0 | 0 | 0 | 0 | 0 | 0
NODA WheelabratorBridgeport 2 NOX Cap Annual v5.15 | 841 | 6609 | Rate Constraint in MTons | FALSE | L | Annual | Net Emissions Allowance Position | Thousand Tons | 0.42643 | 0.42643 | 0.42643 | 0.42643 | 0.42643 | 0.42643 | 0.42643 | 0.42643
NODA WheelabratorBridgeport 2 NOX Cap Annual v5.15 | 841 | 6609 | Rate Constraint in MTons | FALSE | L | Annual | Fuel Consumed | TBtu | 2.3998 | 2.3998 | 2.3998 | 2.3998 | 2.3998 | 2.3998 | 2.3998 | 2.3998
NODA WheelabratorBridgeport 2 NOX Cap Annual v5.15 | 841 | 6609 | Rate Constraint in MTons | FALSE | L | Annual | Rate | lb/MMBtu | 0.35539 | 0.35539 | 0.35539 | 0.35539 | 0.35539 | 0.35539 | 0.35539 | 0.35539
NODA WheelabratorBridgeport 2 NOX Cap Annual v5.15 | 841 | 6609 | Rate Constraint in MTons | FALSE | L | Annual | Generation | TWh | 0.14311 | 0.14311 | 0.14311 | 0.14311 | 0.14311 | 0.14311 | 0.14311 | 0.14311
NODA WheelabratorBridgeport 2 NOX Cap Annual v5.15 | 841 | 6609 | Rate Constraint in MTons | FALSE | L | Annual | Qualifying Generation | TWh | 0.14311 | 0.14311 | 0.14311 | 0.14311 | 0.14311 | 0.14311 | 0.14311 | 0.14311
NODA WheelabratorBridgeport 2 NOX Cap Annual v5.15 | 841 | 6609 | Rate Constraint in MTons | FALSE | L | Annual | Rate | lb/MWh | 5.9595 | 5.9595 | 5.9595 | 5.9595 | 5.9595 | 5.9595 | 5.9595 | 5.9595
NODA WheelabratorBridgeport 2 NOX Cap Annual v5.15 | 841 | 6609 | Rate Constraint in MTons | FALSE | L | Annual | Constraint Shadow Price | US2016$/Ton | 0 | 0 | 0 | 0 | 0 | 0 | 0 | 0
NODA WheelabratorBridgeport 3 NOX Cap Annual v5.15 | 842 | 6610 | Rate Constraint in MTons | FALSE | L | Annual | Seasons Included | Seasons | Winter, WintShld, Summer | Winter, WintShld, Summer | Winter, WintShld, Summer | Winter, WintShld, Summer | Winter, WintShld, Summer | Winter, WintShld, Summer | Winter, WintShld, Summer | Winter, WintShld, Summer
NODA WheelabratorBridgeport 3 NOX Cap Annual v5.15 | 842 | 6610 | Rate Constraint in MTons | FALSE | L | Annual | Standard NOX | Thousand Tons | 0.501 | 0.501 | 0.501 | 0.501 | 0.501 | 0.501 | 0.501 | 0.501
NODA WheelabratorBridgeport 3 NOX Cap Annual v5.15 | 842 | 6610 | Rate Constraint in MTons | FALSE | L | Annual | Emissions at Affected Plants NOX | Thousand Tons | 0.42643 | 0.42643 | 0.42643 | 0.42643 | 0.42643 | 0.42643 | 0.42643 | 0.42643
NODA WheelabratorBridgeport 3 NOX Cap Annual v5.15 | 842 | 6610 | Rate Constraint in MTons | FALSE | L | Annual | Allowances Purchased NOX | Thousand Tons | 0 | 0 | 0 | 0 | 0 | 0 | 0 | 0
NODA WheelabratorBridgeport 3 NOX Cap Annual v5.15 | 842 | 6610 | Rate Constraint in MTons | FALSE | L | Annual | Allowances Sold NOX | Thousand Tons | 0 | 0 | 0 | 0 | 0 | 0 | 0 | 0
NODA WheelabratorBridgeport 3 NOX Cap Annual v5.15 | 842 | 6610 | Rate Constraint in MTons | FALSE | L | Annual | Allowances Banked | Thousand Tons | 0 | 0 | 0 | 0 | 0 | 0 | 0 | 0
NODA WheelabratorBridgeport 3 NOX Cap Annual v5.15 | 842 | 6610 | Rate Constraint in MTons | FALSE | L | Annual | Allowances Withdrawn (1:1) | Thousand Tons | 0 | 0 | 0 | 0 | 0 | 0 | 0 | 0
NODA WheelabratorBridgeport 3 NOX Cap Annual v5.15 | 842 | 6610 | Rate Constraint in MTons | FALSE | L | Annual | Allowances Withdrawn (n:1) | Thousand Tons | 0 | 0 | 0 | 0 | 0 | 0 | 0 | 0
NODA WheelabratorBridgeport 3 NOX Cap Annual v5.15 | 842 | 6610 | Rate Constraint in MTons | FALSE | L | Annual | Net Emissions Allowance Position | Thousand Tons | 0.42643 | 0.42643 | 0.42643 | 0.42643 | 0.42643 | 0.42643 | 0.42643 | 0.42643
NODA WheelabratorBridgeport 3 NOX Cap Annual v5.15 | 842 | 6610 | Rate Constraint in MTons | FALSE | L | Annual | Fuel Consumed | TBtu | 2.3998 | 2.3998 | 2.3998 | 2.3998 | 2.3998 | 2.3998 | 2.3998 | 2.3998
NODA WheelabratorBridgeport 3 NOX Cap Annual v5.15 | 842 | 6610 | Rate Constraint in MTons | FALSE | L | Annual | Rate | lb/MMBtu | 0.35539 | 0.35539 | 0.35539 | 0.35539 | 0.35539 | 0.35539 | 0.35539 | 0.35539
NODA WheelabratorBridgeport 3 NOX Cap Annual v5.15 | 842 | 6610 | Rate Constraint in MTons | FALSE | L | Annual | Generation | TWh | 0.14311 | 0.14311 | 0.14311 | 0.14311 | 0.14311 | 0.14311 | 0.14311 | 0.14311
NODA WheelabratorBridgeport 3 NOX Cap Annual v5.15 | 842 | 6610 | Rate Constraint in MTons | FALSE | L | Annual | Qualifying Generation | TWh | 0.14311 | 0.14311 | 0.14311 | 0.14311 | 0.14311 | 0.14311 | 0.14311 | 0.14311
NODA WheelabratorBridgeport 3 NOX Cap Annual v5.15 | 842 | 6610 | Rate Constraint in MTons | FALSE | L | Annual | Rate | lb/MWh | 5.9595 | 5.9595 | 5.9595 | 5.9595 | 5.9595 | 5.9595 | 5.9595 | 5.9595
NODA WheelabratorBridgeport 3 NOX Cap Annual v5.15 | 842 | 6610 | Rate Constraint in MTons | FALSE | L | Annual | Constraint Shadow Price | US2016$/Ton | 0 | 0 | 0 | 0 | 0 | 0 | 0 | 0
NODA Woodbridge NOx Cap Annual v5.15 | 843 | 6595 | Rate Constraint in MTons | FALSE | L | Annual | Seasons Included | Seasons | Winter, WintShld, Summer | Winter, WintShld, Summer | Winter, WintShld, Summer | Winter, WintShld, Summer | Winter, WintShld, Summer | Winter, WintShld, Summer | Winter, WintShld, Summer | Winter, WintShld, Summer
NODA Woodbridge NOx Cap Annual v5.15 | 843 | 6595 | Rate Constraint in MTons | FALSE | L | Annual | Standard NOX | Thousand Tons | 0.297 | 0.297 | 0.297 | 0.297 | 0.297 | 0.297 | 0.297 | 0.297
NODA Woodbridge NOx Cap Annual v5.15 | 843 | 6595 | Rate Constraint in MTons | FALSE | L | Annual | Emissions at Affected Plants NOX | Thousand Tons | 0.062761 | 0.062761 | 0.062761 | 0.062761 | 0.062761 | 0.062761 | 0.062761 | 0.052969
NODA Woodbridge NOx Cap Annual v5.15 | 843 | 6595 | Rate Constraint in MTons | FALSE | L | Annual | Allowances Purchased NOX | Thousand Tons | 0 | 0 | 0 | 0 | 0 | 0 | 0 | 0
NODA Woodbridge NOx Cap Annual v5.15 | 843 | 6595 | Rate Constraint in MTons | FALSE | L | Annual | Allowances Sold NOX | Thousand Tons | 0 | 0 | 0 | 0 | 0 | 0 | 0 | 0
NODA Woodbridge NOx Cap Annual v5.15 | 843 | 6595 | Rate Constraint in MTons | FALSE | L | Annual | Allowances Banked | Thousand Tons | 0 | 0 | 0 | 0 | 0 | 0 | 0 | 0
NODA Woodbridge NOx Cap Annual v5.15 | 843 | 6595 | Rate Constraint in MTons | FALSE | L | Annual | Allowances Withdrawn (1:1) | Thousand Tons | 0 | 0 | 0 | 0 | 0 | 0 | 0 | 0
NODA Woodbridge NOx Cap Annual v5.15 | 843 | 6595 | Rate Constraint in MTons | FALSE | L | Annual | Allowances Withdrawn (n:1) | Thousand Tons | 0 | 0 | 0 | 0 | 0 | 0 | 0 | 0
NODA Woodbridge NOx Cap Annual v5.15 | 843 | 6595 | Rate Constraint in MTons | FALSE | L | Annual | Net Emissions Allowance Position | Thousand Tons | 0.062761 | 0.062761 | 0.062761 | 0.062761 | 0.062761 | 0.062761 | 0.062761 | 0.052969
NODA Woodbridge NOx Cap Annual v5.15 | 843 | 6595 | Rate Constraint in MTons | FALSE | L | Annual | Fuel Consumed | TBtu | 21.868 | 21.868 | 21.868 | 21.868 | 21.868 | 21.868 | 21.868 | 18.4561
NODA Woodbridge NOx Cap Annual v5.15 | 843 | 6595 | Rate Constraint in MTons | FALSE | L | Annual | Rate | lb/MMBtu | 0.00574 | 0.00574 | 0.00574 | 0.00574 | 0.00574 | 0.00574 | 0.00574 | 0.00574
NODA Woodbridge NOx Cap Annual v5.15 | 843 | 6595 | Rate Constraint in MTons | FALSE | L | Annual | Generation | TWh | 3.1018 | 3.1018 | 3.1018 | 3.1018 | 3.1018 | 3.1018 | 3.1018 | 2.6179
NODA Woodbridge NOx Cap Annual v5.15 | 843 | 6595 | Rate Constraint in MTons | FALSE | L | Annual | Qualifying Generation | TWh | 3.1018 | 3.1018 | 3.1018 | 3.1018 | 3.1018 | 3.1018 | 3.1018 | 2.6179
NODA Woodbridge NOx Cap Annual v5.15 | 843 | 6595 | Rate Constraint in MTons | FALSE | L | Annual | Rate | lb/MWh | 0.040467 | 0.040467 | 0.040467 | 0.040467 | 0.040467 | 0.040467 | 0.040467 | 0.040467
NODA Woodbridge NOx Cap Annual v5.15 | 843 | 6595 | Rate Constraint in MTons | FALSE | L | Annual | Constraint Shadow Price | US2016$/Ton | 0 | 0 | 0 | 0 | 0 | 0 | 0 | 0
North Carolina Duke - NOX Cap Annual v3.1 | 844 | 1836 | Rate Constraint in MTons | FALSE | L | Annual | Seasons Included | Seasons | Winter, WintShld, Summer | Winter, WintShld, Summer | Winter, WintShld, Summer | Winter, WintShld, Summer | Winter, WintShld, Summer | Winter, WintShld, Summer | Winter, WintShld, Summer | Winter, WintShld, Summer
North Carolina Duke - NOX Cap Annual v3.1 | 844 | 1836 | Rate Constraint in MTons | FALSE | L | Annual | Standard NOX | Thousand Tons | 31 | 31 | 31 | 31 | 31 | 31 | 31 | 31
North Carolina Duke - NOX Cap Annual v3.1 | 844 | 1836 | Rate Constraint in MTons | FALSE | L | Annual | Emissions at Affected Plants NOX | Thousand Tons | 10.3878 | 11.045 | 8.441 | 5.7148 | 2.0264 | 0.0024019 | 0.0024019 | 0.0024019
North Carolina Duke - NOX Cap Annual v3.1 | 844 | 1836 | Rate Constraint in MTons | FALSE | L | Annual | Allowances Purchased NOX | Thousand Tons | 0 | 0 | 0 | 0 | 0 | 0 | 0 | 0
North Carolina Duke - NOX Cap Annual v3.1 | 844 | 1836 | Rate Constraint in MTons | FALSE | L | Annual | Allowances Sold NOX | Thousand Tons | 0 | 0 | 0 | 0 | 0 | 0 | 0 | 0
North Carolina Duke - NOX Cap Annual v3.1 | 844 | 1836 | Rate Constraint in MTons | FALSE | L | Annual | Allowances Banked | Thousand Tons | 0 | 0 | 0 | 0 | 0 | 0 | 0 | 0
North Carolina Duke - NOX Cap Annual v3.1 | 844 | 1836 | Rate Constraint in MTons | FALSE | L | Annual | Allowances Withdrawn (1:1) | Thousand Tons | 0 | 0 | 0 | 0 | 0 | 0 | 0 | 0
North Carolina Duke - NOX Cap Annual v3.1 | 844 | 1836 | Rate Constraint in MTons | FALSE | L | Annual | Allowances Withdrawn (n:1) | Thousand Tons | 0 | 0 | 0 | 0 | 0 | 0 | 0 | 0
North Carolina Duke - NOX Cap Annual v3.1 | 844 | 1836 | Rate Constraint in MTons | FALSE | L | Annual | Net Emissions Allowance Position | Thousand Tons | 10.3878 | 11.045 | 8.441 | 5.7148 | 2.0264 | 0.0024019 | 0.0024019 | 0.0024019
North Carolina Duke - NOX Cap Annual v3.1 | 844 | 1836 | Rate Constraint in MTons | FALSE | L | Annual | Fuel Consumed | TBtu | 133.0081 | 140.7634 | 110.678 | 83.5802 | 36.3145 | 0.089076 | 0.089076 | 0.089076
North Carolina Duke - NOX Cap Annual v3.1 | 844 | 1836 | Rate Constraint in MTons | FALSE | L | Annual | Rate | lb/MMBtu | 0.1562 | 0.15693 | 0.15253 | 0.13675 | 0.1116 | 0.05393 | 0.05393 | 0.05393
North Carolina Duke - NOX Cap Annual v3.1 | 844 | 1836 | Rate Constraint in MTons | FALSE | L | Annual | Generation | TWh | 14.0714 | 14.922 | 11.6145 | 8.7109 | 3.7317 | 0.0097171 | 0.0097171 | 0.0097171
North Carolina Duke - NOX Cap Annual v3.1 | 844 | 1836 | Rate Constraint in MTons | FALSE | L | Annual | Qualifying Generation | TWh | 14.0714 | 14.922 | 11.6145 | 8.7109 | 3.7317 | 0.0097171 | 0.0097171 | 0.0097171
North Carolina Duke - NOX Cap Annual v3.1 | 844 | 1836 | Rate Constraint in MTons | FALSE | L | Annual | Rate | lb/MWh | 1.4764 | 1.4804 | 1.4535 | 1.3121 | 1.0861 | 0.49438 | 0.49438 | 0.49438
North Carolina Duke - NOX Cap Annual v3.1 | 844 | 1836 | Rate Constraint in MTons | FALSE | L | Annual | Constraint Shadow Price | US2016$/Ton | 0 | 0 | 0 | 0 | 0 | 0 | 0 | 0
North Carolina Duke - SO2 Cap Annual v3.1 | 845 | 1837 | Rate Constraint in MTons | FALSE | L | Annual | Seasons Included | Seasons | Winter, WintShld, Summer | Winter, WintShld, Summer | Winter, WintShld, Summer | Winter, WintShld, Summer | Winter, WintShld, Summer | Winter, WintShld, Summer | Winter, WintShld, Summer | Winter, WintShld, Summer
North Carolina Duke - SO2 Cap Annual v3.1 | 845 | 1837 | Rate Constraint in MTons | FALSE | L | Annual | Standard SO2 | Thousand Tons | 80 | 80 | 80 | 80 | 80 | 80 | 80 | 80
North Carolina Duke - SO2 Cap Annual v3.1 | 845 | 1837 | Rate Constraint in MTons | FALSE | L | Annual | Emissions at Affected Plants SO2 | Thousand Tons | 3.286 | 3.5394 | 2.5377 | 1.6758 | 0.32722 | 0.0036086 | 0.0036086 | 0.0036086
North Carolina Duke - SO2 Cap Annual v3.1 | 845 | 1837 | Rate Constraint in MTons | FALSE | L | Annual | Allowances Purchased SO2 | Thousand Tons | 0 | 0 | 0 | 0 | 0 | 0 | 0 | 0
North Carolina Duke - SO2 Cap Annual v3.1 | 845 | 1837 | Rate Constraint in MTons | FALSE | L | Annual | Allowances Sold SO2 | Thousand Tons | 0 | 0 | 0 | 0 | 0 | 0 | 0 | 0
North Carolina Duke - SO2 Cap Annual v3.1 | 845 | 1837 | Rate Constraint in MTons | FALSE | L | Annual | Allowances Banked | Thousand Tons | 0 | 0 | 0 | 0 | 0 | 0 | 0 | 0
North Carolina Duke - SO2 Cap Annual v3.1 | 845 | 1837 | Rate Constraint in MTons | FALSE | L | Annual | Allowances Withdrawn (1:1) | Thousand Tons | 0 | 0 | 0 | 0 | 0 | 0 | 0 | 0
North Carolina Duke - SO2 Cap Annual v3.1 | 845 | 1837 | Rate Constraint in MTons | FALSE | L | Annual | Allowances Withdrawn (n:1) | Thousand Tons | 0 | 0 | 0 | 0 | 0 | 0 | 0 | 0
North Carolina Duke - SO2 Cap Annual v3.1 | 845 | 1837 | Rate Constraint in MTons | FALSE | L | Annual | Net Emissions Allowance Position | Thousand Tons | 3.286 | 3.5394 | 2.5377 | 1.6758 | 0.32722 | 0.0036086 | 0.0036086 | 0.0036086
North Carolina Duke - SO2 Cap Annual v3.1 | 845 | 1837 | Rate Constraint in MTons | FALSE | L | Annual | Fuel Consumed | TBtu | 133.0081 | 140.7634 | 110.678 | 83.5802 | 36.3145 | 0.089076 | 0.089076 | 0.089076
North Carolina Duke - SO2 Cap Annual v3.1 | 845 | 1837 | Rate Constraint in MTons | FALSE | L | Annual | Rate | lb/MMBtu | 0.04941 | 0.050289 | 0.045857 | 0.0401 | 0.018022 | 0.081022 | 0.081022 | 0.081022
North Carolina Duke - SO2 Cap Annual v3.1 | 845 | 1837 | Rate Constraint in MTons | FALSE | L | Annual | Generation | TWh | 14.0714 | 14.922 | 11.6145 | 8.7109 | 3.7317 | 0.0097171 | 0.0097171 | 0.0097171
North Carolina Duke - SO2 Cap Annual v3.1 | 845 | 1837 | Rate Constraint in MTons | FALSE | L | Annual | Qualifying Generation | TWh | 14.0714 | 14.922 | 11.6145 | 8.7109 | 3.7317 | 0.0097171 | 0.0097171 | 0.0097171
North Carolina Duke - SO2 Cap Annual v3.1 | 845 | 1837 | Rate Constraint in MTons | FALSE | L | Annual | Rate | lb/MWh | 0.46704 | 0.47439 | 0.43698 | 0.38476 | 0.17537 | 0.74273 | 0.74273 | 0.74273
North Carolina Duke - SO2 Cap Annual v3.1 | 845 | 1837 | Rate Constraint in MTons | FALSE | L | Annual | Constraint Shadow Price | US2016$/Ton | 0 | 0 | 0 | 0 | 0 | 0 | 0 | 0
North Carolina Progress - NOX Cap Annual v3.1 | 846 | 1838 | Rate Constraint in MTons | FALSE | L | Annual | Seasons Included | Seasons | Winter, WintShld, Summer | Winter, WintShld, Summer | Winter, WintShld, Summer | Winter, WintShld, Summer | Winter, WintShld, Summer | Winter, WintShld, Summer | Winter, WintShld, Summer | Winter, WintShld, Summer
North Carolina Progress - NOX Cap Annual v3.1 | 846 | 1838 | Rate Constraint in MTons | FALSE | L | Annual | Standard NOX | Thousand Tons | 25 | 25 | 25 | 25 | 25 | 25 | 25 | 25
North Carolina Progress - NOX Cap Annual v3.1 | 846 | 1838 | Rate Constraint in MTons | FALSE | L | Annual | Emissions at Affected Plants NOX | Thousand Tons | 14.1018 | 13.6913 | 14.4386 | 12.4142 | 10.3854 | 10.6905 | 10.8556 | 10.6816
North Carolina Progress - NOX Cap Annual v3.1 | 846 | 1838 | Rate Constraint in MTons | FALSE | L | Annual | Allowances Purchased NOX | Thousand Tons | 0 | 0 | 0 | 0 | 0 | 0 | 0 | 0
North Carolina Progress - NOX Cap Annual v3.1 | 846 | 1838 | Rate Constraint in MTons | FALSE | L | Annual | Allowances Sold NOX | Thousand Tons | 0 | 0 | 0 | 0 | 0 | 0 | 0 | 0
North Carolina Progress - NOX Cap Annual v3.1 | 846 | 1838 | Rate Constraint in MTons | FALSE | L | Annual | Allowances Banked | Thousand Tons | 0 | 0 | 0 | 0 | 0 | 0 | 0 | 0
North Carolina Progress - NOX Cap Annual v3.1 | 846 | 1838 | Rate Constraint in MTons | FALSE | L | Annual | Allowances Withdrawn (1:1) | Thousand Tons | 0 | 0 | 0 | 0 | 0 | 0 | 0 | 0
North Carolina Progress - NOX Cap Annual v3.1 | 846 | 1838 | Rate Constraint in MTons | FALSE | L | Annual | Allowances Withdrawn (n:1) | Thousand Tons | 0 | 0 | 0 | 0 | 0 | 0 | 0 | 0
North Carolina Progress - NOX Cap Annual v3.1 | 846 | 1838 | Rate Constraint in MTons | FALSE | L | Annual | Net Emissions Allowance Position | Thousand Tons | 14.1018 | 13.6913 | 14.4386 | 12.4142 | 10.3854 | 10.6905 | 10.8556 | 10.6816
North Carolina Progress - NOX Cap Annual v3.1 | 846 | 1838 | Rate Constraint in MTons | FALSE | L | Annual | Fuel Consumed | TBtu | 156.8481 | 154.2155 | 161.3158 | 140.9073 | 120.8241 | 124.5195 | 125.1155 | 123.1355
North Carolina Progress - NOX Cap Annual v3.1 | 846 | 1838 | Rate Constraint in MTons | FALSE | L | Annual | Rate | lb/MMBtu | 0.17981 | 0.17756 | 0.17901 | 0.1762 | 0.17191 | 0.17171 | 0.17353 | 0.17349
North Carolina Progress - NOX Cap Annual v3.1 | 846 | 1838 | Rate Constraint in MTons | FALSE | L | Annual | Generation | TWh | 16.4227 | 16.1855 | 16.9068 | 14.7974 | 12.6257 | 13.0306 | 13.0084 | 12.7974
North Carolina Progress - NOX Cap Annual v3.1 | 846 | 1838 | Rate Constraint in MTons | FALSE | L | Annual | Qualifying Generation | TWh | 16.4227 | 16.1855 | 16.9068 | 14.7974 | 12.6257 | 13.0306 | 13.0084 | 12.7974
North Carolina Progress - NOX Cap Annual v3.1 | 846 | 1838 | Rate Constraint in MTons | FALSE | L | Annual | Rate | lb/MWh | 1.7174 | 1.6918 | 1.708 | 1.6779 | 1.6451 | 1.6408 | 1.669 | 1.6693
North Carolina Progress - NOX Cap Annual v3.1 | 846 | 1838 | Rate Constraint in MTons | FALSE | L | Annual | Constraint Shadow Price | US2016$/Ton | 0 | 0 | 0 | 0 | 0 | 0 | 0 | 0
North Carolina Progress - SO2 Cap Annual v3.1 | 847 | 1839 | Rate Constraint in MTons | FALSE | L | Annual | Seasons Included | Seasons | Winter, WintShld, Summer | Winter, WintShld, Summer | Winter, WintShld, Summer | Winter, WintShld, Summer | Winter, WintShld, Summer | Winter, WintShld, Summer | Winter, WintShld, Summer | Winter, WintShld, Summer
North Carolina Progress - SO2 Cap Annual v3.1 | 847 | 1839 | Rate Constraint in MTons | FALSE | L | Annual | Standard SO2 | Thousand Tons | 50 | 50 | 50 | 50 | 50 | 50 | 50 | 50
North Carolina Progress - SO2 Cap Annual v3.1 | 847 | 1839 | Rate Constraint in MTons | FALSE | L | Annual | Emissions at Affected Plants SO2 | Thousand Tons | 9.3546 | 9.1976 | 9.6211 | 8.4039 | 7.2061 | 7.7146 | 7.7876 | 7.3439
North Carolina Progress - SO2 Cap Annual v3.1 | 847 | 1839 | Rate Constraint in MTons | FALSE | L | Annual | Allowances Purchased SO2 | Thousand Tons | 0 | 0 | 0 | 0 | 0 | 0 | 0 | 0
North Carolina Progress - SO2 Cap Annual v3.1 | 847 | 1839 | Rate Constraint in MTons | FALSE | L | Annual | Allowances Sold SO2 | Thousand Tons | 0 | 0 | 0 | 0 | 0 | 0 | 0 | 0
North Carolina Progress - SO2 Cap Annual v3.1 | 847 | 1839 | Rate Constraint in MTons | FALSE | L | Annual | Allowances Banked | Thousand Tons | 0 | 0 | 0 | 0 | 0 | 0 | 0 | 0
North Carolina Progress - SO2 Cap Annual v3.1 | 847 | 1839 | Rate Constraint in MTons | FALSE | L | Annual | Allowances Withdrawn (1:1) | Thousand Tons | 0 | 0 | 0 | 0 | 0 | 0 | 0 | 0
North Carolina Progress - SO2 Cap Annual v3.1 | 847 | 1839 | Rate Constraint in MTons | FALSE | L | Annual | Allowances Withdrawn (n:1) | Thousand Tons | 0 | 0 | 0 | 0 | 0 | 0 | 0 | 0
North Carolina Progress - SO2 Cap Annual v3.1 | 847 | 1839 | Rate Constraint in MTons | FALSE | L | Annual | Net Emissions Allowance Position | Thousand Tons | 9.3546 | 9.1976 | 9.6211 | 8.4039 | 7.2061 | 7.7146 | 7.7876 | 7.3439
North Carolina Progress - SO2 Cap Annual v3.1 | 847 | 1839 | Rate Constraint in MTons | FALSE | L | Annual | Fuel Consumed | TBtu | 156.8481 | 154.2155 | 161.3158 | 140.9073 | 120.8241 | 124.5195 | 125.1155 | 123.1355
North Carolina Progress - SO2 Cap Annual v3.1 | 847 | 1839 | Rate Constraint in MTons | FALSE | L | Annual | Rate | lb/MMBtu | 0.11928 | 0.11928 | 0.11928 | 0.11928 | 0.11928 | 0.12391 | 0.12449 | 0.11928
North Carolina Progress - SO2 Cap Annual v3.1 | 847 | 1839 | Rate Constraint in MTons | FALSE | L | Annual | Generation | TWh | 16.4227 | 16.1855 | 16.9068 | 14.7974 | 12.6257 | 13.0306 | 13.0084 | 12.7974
North Carolina Progress - SO2 Cap Annual v3.1 | 847 | 1839 | Rate Constraint in MTons | FALSE | L | Annual | Qualifying Generation | TWh | 16.4227 | 16.1855 | 16.9068 | 14.7974 | 12.6257 | 13.0306 | 13.0084 | 12.7974
North Carolina Progress - SO2 Cap Annual v3.1 | 847 | 1839 | Rate Constraint in MTons | FALSE | L | Annual | Rate | lb/MWh | 1.1392 | 1.1365 | 1.1381 | 1.1359 | 1.1415 | 1.1841 | 1.1973 | 1.1477
North Carolina Progress - SO2 Cap Annual v3.1 | 847 | 1839 | Rate Constraint in MTons | FALSE | L | Annual | Constraint Shadow Price | US2016$/Ton | 0 | 0 | 0 | 0 | 0 | 0 | 0 | 0
NSR A B Brown 1,2 - SO2 Cap Annual v5.16 | 848 | 6698 | Rate Constraint in MTons | FALSE | L | Annual | Seasons Included | Seasons | Winter, WintShld, Summer | Winter, WintShld, Summer | Winter, WintShld, Summer | Winter, WintShld, Summer | Winter, WintShld, Summer | Winter, WintShld, Summer | Winter, WintShld, Summer | Winter, WintShld, Summer
NSR A B Brown 1,2 - SO2 Cap Annual v5.16 | 848 | 6698 | Rate Constraint in MTons | FALSE | L | Annual | Standard SO2 | Thousand Tons | 8.028 | 8.028 | 8.028 | 8.028 | 8.028 | 8.028 | 8.028 | 8.028
NSR A B Brown 1,2 - SO2 Cap Annual v5.16 | 848 | 6698 | Rate Constraint in MTons | FALSE | L | Annual | Emissions at Affected Plants SO2 | Thousand Tons | 5.6054 | 5.6054 | 5.6054 | 6.1345 | 6.1575 | 5.896 | 5.753 | 4.9383
NSR A B Brown 1,2 - SO2 Cap Annual v5.16 | 848 | 6698 | Rate Constraint in MTons | FALSE | L | Annual | Allowances Purchased SO2 | Thousand Tons | 0 | 0 | 0 | 0 | 0 | 0 | 0 | 0
NSR A B Brown 1,2 - SO2 Cap Annual v5.16 | 848 | 6698 | Rate Constraint in MTons | FALSE | L | Annual | Allowances Sold SO2 | Thousand Tons | 0 | 0 | 0 | 0 | 0 | 0 | 0 | 0
NSR A B Brown 1,2 - SO2 Cap Annual v5.16 | 848 | 6698 | Rate Constraint in MTons | FALSE | L | Annual | Allowances Banked | Thousand Tons | 0 | 0 | 0 | 0 | 0 | 0 | 0 | 0
NSR A B Brown 1,2 - SO2 Cap Annual v5.16 | 848 | 6698 | Rate Constraint in MTons | FALSE | L | Annual | Allowances Withdrawn (1:1) | Thousand Tons | 0 | 0 | 0 | 0 | 0 | 0 | 0 | 0
NSR A B Brown 1,2 - SO2 Cap Annual v5.16 | 848 | 6698 | Rate Constraint in MTons | FALSE | L | Annual | Allowances Withdrawn (n:1) | Thousand Tons | 0 | 0 | 0 | 0 | 0 | 0 | 0 | 0
NSR A B Brown 1,2 - SO2 Cap Annual v5.16 | 848 | 6698 | Rate Constraint in MTons | FALSE | L | Annual | Net Emissions Allowance Position | Thousand Tons | 5.6054 | 5.6054 | 5.6054 | 6.1345 | 6.1575 | 5.896 | 5.753 | 4.9383
NSR A B Brown 1,2 - SO2 Cap Annual v5.16 | 848 | 6698 | Rate Constraint in MTons | FALSE | L | Annual | Fuel Consumed | TBtu | 18.7197 | 18.7197 | 18.7197 | 26.1619 | 26.4847 | 25.6115 | 25.134 | 16.4918
NSR A B Brown 1,2 - SO2 Cap Annual v5.16 | 848 | 6698 | Rate Constraint in MTons | FALSE | L | Annual | Rate | lb/MMBtu | 0.59888 | 0.59888 | 0.59888 | 0.46897 | 0.46498 | 0.46042 | 0.45779 | 0.59888
NSR A B Brown 1,2 - SO2 Cap Annual v5.16 | 848 | 6698 | Rate Constraint in MTons | FALSE | L | Annual | Generation | TWh | 1.6938 | 1.6938 | 1.6938 | 2.3581 | 2.387 | 2.308 | 2.2648 | 1.4922
NSR A B Brown 1,2 - SO2 Cap Annual v5.16 | 848 | 6698 | Rate Constraint in MTons | FALSE | L | Annual | Qualifying Generation | TWh | 1.6938 | 1.6938 | 1.6938 | 2.3581 | 2.387 | 2.308 | 2.2648 | 1.4922
NSR A B Brown 1,2 - SO2 Cap Annual v5.16 | 848 | 6698 | Rate Constraint in MTons | FALSE | L | Annual | Rate | lb/MWh | 6.6188 | 6.6188 | 6.6188 | 5.2028 | 5.1592 | 5.1093 | 5.0805 | 6.6188
NSR A B Brown 1,2 - SO2 Cap Annual v5.16 | 848 | 6698 | Rate Constraint in MTons | FALSE | L | Annual | Constraint Shadow Price | US2016$/Ton | 0 | 0 | 0 | 0 | 0 | 0 | 0 | 0
NSR A B Brown 2 - SO2 Cap Annual v5.16 | 849 | 6699 | Rate Constraint in MTons | FALSE | L | Annual | Seasons Included | Seasons | Winter, WintShld, Summer | Winter, WintShld, Summer | Winter, WintShld, Summer | Winter, WintShld, Summer | Winter, WintShld, Summer | Winter, WintShld, Summer | Winter, WintShld, Summer | Winter, WintShld, Summer
NSR A B Brown 2 - SO2 Cap Annual v5.16 | 849 | 6699 | Rate Constraint in MTons | FALSE | L | Annual | Standard SO2 | Thousand Tons | 6.511 | 6.511 | 6.511 | 6.511 | 6.511 | 6.511 | 6.511 | 6.511
NSR A B Brown 2 - SO2 Cap Annual v5.16 | 849 | 6699 | Rate Constraint in MTons | FALSE | L | Annual | Emissions at Affected Plants SO2 | Thousand Tons | 5.6054 | 5.6054 | 5.6054 | 5.6054 | 5.6054 | 5.3439 | 5.201 | 4.9383
NSR A B Brown 2 - SO2 Cap Annual v5.16 | 849 | 6699 | Rate Constraint in MTons | FALSE | L | Annual | Allowances Purchased SO2 | Thousand Tons | 0 | 0 | 0 | 0 | 0 | 0 | 0 | 0
NSR A B Brown 2 - SO2 Cap Annual v5.16 | 849 | 6699 | Rate Constraint in MTons | FALSE | L | Annual | Allowances Sold SO2 | Thousand Tons | 0 | 0 | 0 | 0 | 0 | 0 | 0 | 0
NSR A B Brown 2 - SO2 Cap Annual v5.16 | 849 | 6699 | Rate Constraint in MTons | FALSE | L | Annual | Allowances Banked | Thousand Tons | 0 | 0 | 0 | 0 | 0 | 0 | 0 | 0
NSR A B Brown 2 - SO2 Cap Annual v5.16 | 849 | 6699 | Rate Constraint in MTons | FALSE | L | Annual | Allowances Withdrawn (1:1) | Thousand Tons | 0 | 0 | 0 | 0 | 0 | 0 | 0 | 0
NSR A B Brown 2 - SO2 Cap Annual v5.16 | 849 | 6699 | Rate Constraint in MTons | FALSE | L | Annual | Allowances Withdrawn (n:1) | Thousand Tons | 0 | 0 | 0 | 0 | 0 | 0 | 0 | 0
NSR A B Brown 2 - SO2 Cap Annual v5.16 | 849 | 6699 | Rate Constraint in MTons | FALSE | L | Annual | Net Emissions Allowance Position | Thousand Tons | 5.6054 | 5.6054 | 5.6054 | 5.6054 | 5.6054 | 5.3439 | 5.201 | 4.9383
NSR A B Brown 2 - SO2 Cap Annual v5.16 | 849 | 6699 | Rate Constraint in MTons | FALSE | L | Annual | Fuel Consumed | TBtu | 18.7197 | 18.7197 | 18.7197 | 18.7197 | 18.7197 | 17.8464 | 17.369 | 16.4918
NSR A B Brown 2 - SO2 Cap Annual v5.16 | 849 | 6699 | Rate Constraint in MTons | FALSE | L | Annual | Rate | lb/MMBtu | 0.59888 | 0.59888 | 0.59888 | 0.59888 | 0.59888 | 0.59888 | 0.59888 | 0.59888
NSR A B Brown 2 - SO2 Cap Annual v5.16 | 849 | 6699 | Rate Constraint in MTons | FALSE | L | Annual | Generation | TWh | 1.6938 | 1.6938 | 1.6938 | 1.6938 | 1.6938 | 1.6148 | 1.5716 | 1.4922
NSR A B Brown 2 - SO2 Cap Annual v5.16 | 849 | 6699 | Rate Constraint in MTons | FALSE | L | Annual | Qualifying Generation | TWh | 1.6938 | 1.6938 | 1.6938 | 1.6938 | 1.6938 | 1.6148 | 1.5716 | 1.4922
NSR A B Brown 2 - SO2 Cap Annual v5.16 | 849 | 6699 | Rate Constraint in MTons | FALSE | L | Annual | Rate | lb/MWh | 6.6188 | 6.6188 | 6.6188 | 6.6188 | 6.6188 | 6.6188 | 6.6188 | 6.6188
NSR A B Brown 2 - SO2 Cap Annual v5.16 | 849 | 6699 | Rate Constraint in MTons | FALSE | L | Annual | Constraint Shadow Price | US2016$/Ton | 0 | 0 | 0 | 0 | 0 | 0 | 0 | 0
NSR AEP Consent - NOX Cap Annual v3.1 | 850 | 2047 | Rate Constraint in MTons | FALSE | L | Annual | Seasons Included | Seasons | Winter, WintShld, Summer | Winter, WintShld, Summer | Winter, WintShld, Summer | Winter, WintShld, Summer | Winter, WintShld, Summer | Winter, WintShld, Summer | Winter, WintShld, Summer | Winter, WintShld, Summer
NSR AEP Consent - NOX Cap Annual v3.1 | 850 | 2047 | Rate Constraint in MTons | FALSE | L | Annual | Standard NOX | Thousand Tons | 72 | 72 | 72 | 72 | 72 | 72 | 72 | 72
NSR AEP Consent - NOX Cap Annual v3.1 | 850 | 2047 | Rate Constraint in MTons | FALSE | L | Annual | Emissions at Affected Plants NOX | Thousand Tons | 29.1075 | 33.213 | 33.253 | 31.9325 | 20.9055 | 19.5397 | 18.5105 | 17.956
NSR AEP Consent - NOX Cap Annual v3.1 | 850 | 2047 | Rate Constraint in MTons | FALSE | L | Annual | Allowances Purchased NOX | Thousand Tons | 0 | 0 | 0 | 0 | 0 | 0 | 0 | 0
NSR AEP Consent - NOX Cap Annual v3.1 | 850 | 2047 | Rate Constraint in MTons | FALSE | L | Annual | Allowances Sold NOX | Thousand Tons | 0 | 0 | 0 | 0 | 0 | 0 | 0 | 0
NSR AEP Consent - NOX Cap Annual v3.1 | 850 | 2047 | Rate Constraint in MTons | FALSE | L | Annual | Allowances Banked | Thousand Tons | 0 | 0 | 0 | 0 | 0 | 0 | 0 | 0
NSR AEP Consent - NOX Cap Annual v3.1 | 850 | 2047 | Rate Constraint in MTons | FALSE | L | Annual | Allowances Withdrawn (1:1) | Thousand Tons | 0 | 0 | 0 | 0 | 0 | 0 | 0 | 0
NSR AEP Consent - NOX Cap Annual v3.1 | 850 | 2047 | Rate Constraint in MTons | FALSE | L | Annual | Allowances Withdrawn (n:1) | Thousand Tons | 0 | 0 | 0 | 0 | 0 | 0 | 0 | 0
NSR AEP Consent - NOX Cap Annual v3.1 | 850 | 2047 | Rate Constraint in MTons | FALSE | L | Annual | Net Emissions Allowance Position | Thousand Tons | 29.1075 | 33.213 | 33.253 | 31.9325 | 20.9055 | 19.5397 | 18.5105 | 17.956
NSR AEP Consent - NOX Cap Annual v3.1 | 850 | 2047 | Rate Constraint in MTons | FALSE | L | Annual | Fuel Consumed | TBtu | 638.9757 | 712.965 | 713.509 | 684.5654 | 452.7835 | 425.6545 | 411.229 | 399.2531
NSR AEP Consent - NOX Cap Annual v3.1 | 850 | 2047 | Rate Constraint in MTons | FALSE | L | Annual | Rate | lb/MMBtu | 0.091107 | 0.093169 | 0.09321 | 0.093293 | 0.092342 | 0.09181 | 0.090025 | 0.089948
NSR AEP Consent - NOX Cap Annual v3.1 | 850 | 2047 | Rate Constraint in MTons | FALSE | L | Annual | Generation | TWh | 64.3764 | 71.6311 | 71.6795 | 68.7607 | 45.5656 | 42.856 | 41.4165 | 40.2298
NSR AEP Consent - NOX Cap Annual v3.1 | 850 | 2047 | Rate Constraint in MTons | FALSE | L | Annual | Qualifying Generation | TWh | 64.3764 | 71.6311 | 71.6795 | 68.7607 | 45.5656 | 42.856 | 41.4165 | 40.2298
NSR AEP Consent - NOX Cap Annual v3.1 | 850 | 2047 | Rate Constraint in MTons | FALSE | L | Annual | Rate | lb/MWh | 0.90429 | 0.92734 | 0.92782 | 0.9288 | 0.9176 | 0.91188 | 0.89387 | 0.89267
NSR AEP Consent - NOX Cap Annual v3.1 | 850 | 2047 | Rate Constraint in MTons | FALSE | L | Annual | Constraint Shadow Price | US2016$/Ton | 0 | 0 | 0 | 0 | 0 | 0 | 0 | 0
NSR AEP Consent - SO2 Cap Annual v5.13 | 851 | 5897 | Rate Constraint in MTons | FALSE | L | Annual | Seasons Included | Seasons | Winter, WintShld, Summer | Winter, WintShld, Summer | Winter, WintShld, Summer | Winter, WintShld, Summer | Winter, WintShld, Summer | Winter, WintShld, Summer | Winter, WintShld, Summer | Winter, WintShld, Summer
NSR AEP Consent - SO2 Cap Annual v5.13 | 851 | 5897 | Rate Constraint in MTons | FALSE | L | Annual | Standard SO2 | Thousand Tons | 113 | 110 | 110 | 94 | 94 | 94 | 94 | 94
NSR AEP Consent - SO2 Cap Annual v5.13 | 851 | 5897 | Rate Constraint in MTons | FALSE | L | Annual | Emissions at Affected Plants SO2 | Thousand Tons | 43.1128 | 53.2934 | 50.0973 | 46.5775 | 29.5632 | 26.34 | 23.5733 | 26.8073
NSR AEP Consent - SO2 Cap Annual v5.13 | 851 | 5897 | Rate Constraint in MTons | FALSE | L | Annual | Allowances Purchased SO2 | Thousand Tons | 0 | 0 | 0 | 0 | 0 | 0 | 0 | 0
NSR AEP Consent - SO2 Cap Annual v5.13 | 851 | 5897 | Rate Constraint in MTons | FALSE | L | Annual | Allowances Sold SO2 | Thousand Tons | 0 | 0 | 0 | 0 | 0 | 0 | 0 | 0
NSR AEP Consent - SO2 Cap Annual v5.13 | 851 | 5897 | Rate Constraint in MTons | FALSE | L | Annual | Allowances Banked | Thousand Tons | 0 | 0 | 0 | 0 | 0 | 0 | 0 | 0
NSR AEP Consent - SO2 Cap Annual v5.13 | 851 | 5897 | Rate Constraint in MTons | FALSE | L | Annual | Allowances Withdrawn (1:1) | Thousand Tons | 0 | 0 | 0 | 0 | 0 | 0 | 0 | 0
NSR AEP Consent - SO2 Cap Annual v5.13 | 851 | 5897 | Rate Constraint in MTons | FALSE | L | Annual | Allowances Withdrawn (n:1) | Thousand Tons | 0 | 0 | 0 | 0 | 0 | 0 | 0 | 0
NSR AEP Consent - SO2 Cap Annual v5.13 | 851 | 5897 | Rate Constraint in MTons | FALSE | L | Annual | Net Emissions Allowance Position | Thousand Tons | 43.1128 | 53.2934 | 50.0973 | 46.5775 | 29.5632 | 26.34 | 23.5733 | 26.8073
NSR AEP Consent - SO2 Cap Annual v5.13 | 851 | 5897 | Rate Constraint in MTons | FALSE | L | Annual | Fuel Consumed | TBtu | 638.9757 | 712.965 | 713.509 | 684.5654 | 452.7835 | 425.6545 | 411.229 | 399.2531
NSR AEP Consent - SO2 Cap Annual v5.13 | 851 | 5897 | Rate Constraint in MTons | FALSE | L | Annual | Rate | lb/MMBtu | 0.13494 | 0.1495 | 0.14043 | 0.13608 | 0.13058 | 0.12376 | 0.11465 | 0.13429
NSR AEP Consent - SO2 Cap Annual v5.13 | 851 | 5897 | Rate Constraint in MTons | FALSE | L | Annual | Generation | TWh | 64.3764 | 71.6311 | 71.6795 | 68.7607 | 45.5656 | 42.856 | 41.4165 | 40.2298
NSR AEP Consent - SO2 Cap Annual v5.13 | 851 | 5897 | Rate Constraint in MTons | FALSE | L | Annual | Qualifying Generation | TWh | 64.3764 | 71.6311 | 71.6795 | 68.7607 | 45.5656 | 42.856 | 41.4165 | 40.2298
NSR AEP Consent - SO2 Cap Annual v5.13 | 851 | 5897 | Rate Constraint in MTons | FALSE | L | Annual | Rate | lb/MWh | 1.3394 | 1.488 | 1.3978 | 1.3548 | 1.2976 | 1.2292 | 1.1384 | 1.3327
NSR AEP Consent - SO2 Cap Annual v5.13 | 851 | 5897 | Rate Constraint in MTons | FALSE | L | Annual | Constraint Shadow Price | US2016$/Ton | 0 | 0 | 0 | 0 | 0 | 0 | 0 | 0
NSR Baldwin 1,2 - NOX Rate Annual v3.1, Unit 4169 and retrofits | 852 | 1944 | Rate Constraint in lbs/MMBtu | FALSE | L | Annual | Seasons Included | Seasons | Winter, WintShld, Summer | Winter, WintShld, Summer | Winter, WintShld, Summer | Winter, WintShld, Summer | Winter, WintShld, Summer | Winter, WintShld, Summer | Winter, WintShld, Summer | Winter, WintShld, Summer
NSR Baldwin 1,2 - NOX Rate Annual v3.1, Unit 4169 and retrofits | 852 | 1944 | Rate Constraint in lbs/MMBtu | FALSE | L | Annual | Standard NOX | lb/MMBtu | 0.1 | 0.1 | 0.1 | 0.1 | 0.1 | 0.1 | 0.1 | 0.1
NSR Baldwin 1,2 - NOX Rate Annual v3.1, Unit 4169 and retrofits | 852 | 1944 | Rate Constraint in lbs/MMBtu | FALSE | L | Annual | Emissions at Affected Plants NOX | Thousand Tons | 1.4634 | 1.6647 | 1.5759 | 1.6196 | 1.5003 | 1.5003 | 1.5003 | 1.4018
NSR Baldwin 1,2 - NOX Rate Annual v3.1, Unit 4169 and retrofits | 852 | 1944 | Rate Constraint in lbs/MMBtu | FALSE | L | Annual | Allowances Purchased NOX | Thousand Tons | 0 | 0 | 0 | 0 | 0 | 0 | 0 | 0
NSR Baldwin 1,2 - NOX Rate Annual v3.1, Unit 4169 and retrofits | 852 | 1944 | Rate Constraint in lbs/MMBtu | FALSE | L | Annual | Allowances Sold NOX | Thousand Tons | 0 | 0 | 0 | 0 | 0 | 0 | 0 | 0
NSR Baldwin 1,2 - NOX Rate Annual v3.1, Unit 4169 and retrofits | 852 | 1944 | Rate Constraint in lbs/MMBtu | FALSE | L | Annual | Allowances Banked | Thousand Tons | 0 | 0 | 0 | 0 | 0 | 0 | 0 | 0
NSR Baldwin 1,2 - NOX Rate Annual v3.1, Unit 4169 and retrofits | 852 | 1944 | Rate Constraint in lbs/MMBtu | FALSE | L | Annual | Allowances Withdrawn (1:1) | Thousand Tons | 0 | 0 | 0 | 0 | 0 | 0 | 0 | 0
NSR Baldwin 1,2 - NOX Rate Annual v3.1, Unit 4169 and retrofits | 852 | 1944 | Rate Constraint in lbs/MMBtu | FALSE | L | Annual | Allowances Withdrawn (n:1) | Thousand Tons | 0 | 0 | 0 | 0 | 0 | 0 | 0 | 0
NSR Baldwin 1,2 - NOX Rate Annual v3.1, Unit 4169 and retrofits | 852 | 1944 | Rate Constraint in lbs/MMBtu | FALSE | L | Annual | Net Emissions Allowance Position | Thousand Tons | 1.4634 | 1.6647 | 1.5759 | 1.6196 | 1.5003 | 1.5003 | 1.5003 | 1.4018
NSR Baldwin 1,2 - NOX Rate Annual v3.1, Unit 4169 and retrofits | 852 | 1944 | Rate Constraint in lbs/MMBtu | FALSE | L | Annual | Fuel Consumed | TBtu | 36.0701 | 41.0317 | 38.8442 | 39.9219 | 36.9802 | 36.9802 | 36.9802 | 34.5525
NSR Baldwin 1,2 - NOX Rate Annual v3.1, Unit 4169 and retrofits | 852 | 1944 | Rate Constraint in lbs/MMBtu | FALSE | L | Annual | Rate | lb/MMBtu | 0.08114 | 0.08114 | 0.08114 | 0.08114 | 0.08114 | 0.08114 | 0.08114 | 0.08114
NSR Baldwin 1,2 - NOX Rate Annual v3.1, Unit 4169 and retrofits | 852 | 1944 | Rate Constraint in lbs/MMBtu | FALSE | L | Annual | Generation | TWh | 3.559 | 4.0485 | 3.8327 | 3.939 | 3.6488 | 3.6488 | 3.6488 | 3.4092
NSR Baldwin 1,2 - NOX Rate Annual v3.1, Unit 4169 and retrofits | 852 | 1944 | Rate Constraint in lbs/MMBtu | FALSE | L | Annual | Qualifying Generation | TWh | 3.559 | 4.0485 | 3.8327 | 3.939 | 3.6488 | 3.6488 | 3.6488 | 3.4092
NSR Baldwin 1,2 - NOX Rate Annual v3.1, Unit 4169 and retrofits | 852 | 1944 | Rate Constraint in lbs/MMBtu | FALSE | L | Annual | Rate | lb/MWh | 0.82235 | 0.82235 | 0.82235 | 0.82235 | 0.82235 | 0.82235 | 0.82235 | 0.82235
NSR Baldwin 1,2 - NOX Rate Annual v3.1, Unit 4169 and retrofits | 852 | 1944 | Rate Constraint in lbs/MMBtu | FALSE | L | Annual | Constraint Shadow Price | US2016$/Ton | 0 | 0 | 0 | 0 | 0 | 0 | 0 | 0
NSR Baldwin 1-3 - SO2 Rate Annual v3.1, Unit 4169 and retrofits | 853 | 1861 | Rate Constraint in lbs/MMBtu | FALSE | L | Annual | Seasons Included | Seasons | Winter, WintShld, Summer | Winter, WintShld, Summer | Winter, WintShld, Summer | Winter, WintShld, Summer | Winter, WintShld, Summer | Winter, WintShld, Summer | Winter, WintShld, Summer | Winter, WintShld, Summer
NSR Baldwin 1-3 - SO2 Rate Annual v3.1, Unit 4169 and retrofits | 853 | 1861 | Rate Constraint in lbs/MMBtu | FALSE | L | Annual | Standard SO2 | lb/MMBtu | 0.1 | 0.1 | 0.1 | 0.1 | 0.1 | 0.1 | 0.1 | 0.1
NSR Baldwin 1-3 - SO2 Rate Annual v3.1, Unit 4169 and retrofits | 853 | 1861 | Rate Constraint in lbs/MMBtu | FALSE | L | Annual | Emissions at Affected Plants SO2 | Thousand Tons | 1.3526 | 1.5387 | 1.4567 | 1.4971 | 1.3868 | 1.3868 | 1.3868 | 1.2957
NSR Baldwin 1-3 - SO2 Rate Annual v3.1, Unit 4169 and retrofits | 853 | 1861 | Rate Constraint in lbs/MMBtu | FALSE | L | Annual | Allowances Purchased SO2 | Thousand Tons | 0 | 0 | 0 | 0 | 0 | 0 | 0 | 0
NSR Baldwin 1-3 - SO2 Rate Annual v3.1, Unit 4169 and retrofits | 853 | 1861 | Rate Constraint in lbs/MMBtu | FALSE | L | Annual | Allowances Sold SO2 | Thousand Tons | 0 | 0 | 0 | 0 | 0 | 0 | 0 | 0
NSR Baldwin 1-3 - SO2 Rate Annual v3.1, Unit 4169 and retrofits | 853 | 1861 | Rate Constraint in lbs/MMBtu | FALSE | L | Annual | Allowances Banked | Thousand Tons | 0 | 0 | 0 | 0 | 0 | 0 | 0 | 0
NSR Baldwin 1-3 - SO2 Rate Annual v3.1, Unit 4169 and retrofits | 853 | 1861 | Rate Constraint in lbs/MMBtu | FALSE | L | Annual | Allowances Withdrawn (1:1) | Thousand Tons | 0 | 0 | 0 | 0 | 0 | 0 | 0 | 0
NSR Baldwin 1-3 - SO2 Rate Annual v3.1, Unit 4169 and retrofits | 853 | 1861 | Rate Constraint in lbs/MMBtu | FALSE | L | Annual | Allowances Withdrawn (n:1) | Thousand Tons | 0 | 0 | 0 | 0 | 0 | 0 | 0 | 0
NSR Baldwin 1-3 - SO2 Rate Annual v3.1, Unit 4169 and retrofits | 853 | 1861 | Rate Constraint in lbs/MMBtu | FALSE | L | Annual | Net Emissions Allowance Position | Thousand Tons | 1.3526 | 1.5387 | 1.4567 | 1.4971 | 1.3868 | 1.3868 | 1.3868 | 1.2957
NSR Baldwin 1-3 - SO2 Rate Annual v3.1, Unit 4169 and retrofits | 853 | 1861 | Rate Constraint in lbs/MMBtu | FALSE | L | Annual | Fuel Consumed | TBtu | 36.0701 | 41.0317 | 38.8442 | 39.9219 | 36.9802 | 36.9802 | 36.9802 | 34.5525
NSR Baldwin 1-3 - SO2 Rate Annual v3.1, Unit 4169 and retrofits | 853 | 1861 | Rate Constraint in lbs/MMBtu | FALSE | L | Annual | Rate | lb/MMBtu | 0.075 | 0.075 | 0.075 | 0.075 | 0.075 | 0.075 | 0.075 | 0.075
NSR Baldwin 1-3 - SO2 Rate Annual v3.1, Unit 4169 and retrofits | 853 | 1861 | Rate Constraint in lbs/MMBtu | FALSE | L | Annual | Generation | TWh | 3.559 | 4.0485 | 3.8327 | 3.939 | 3.6488 | 3.6488 | 3.6488 | 3.4092
NSR Baldwin 1-3 - SO2 Rate Annual v3.1, Unit 4169 and retrofits | 853 | 1861 | Rate Constraint in lbs/MMBtu | FALSE | L | Annual | Qualifying Generation | TWh | 3.559 | 4.0485 | 3.8327 | 3.939 | 3.6488 | 3.6488 | 3.6488 | 3.4092
NSR Baldwin 1-3 - SO2 Rate Annual v3.1, Unit 4169 and retrofits | 853 | 1861 | Rate Constraint in lbs/MMBtu | FALSE | L | Annual | Rate | lb/MWh | 0.76012 | 0.76013 | 0.76013 | 0.76012 | 0.76012 | 0.76012 | 0.76012 | 0.76012
NSR Baldwin 1-3 - SO2 Rate Annual v3.1, Unit 4169 and retrofits | 853 | 1861 | Rate Constraint in lbs/MMBtu | FALSE | L | Annual | Constraint Shadow Price | US2016$/Ton | 0 | 0 | 0 | 0 | 0 | 0 | 0 | 0
NSR Big Bend 1-3 - NOX Rate Annual v5.14 | 854 | 6129 | Rate Constraint in lbs/MMBtu | FALSE | L | Annual | Seasons Included | Seasons | Winter, WintShld, Summer | Winter, WintShld, Summer | Winter, WintShld, Summer | Winter, WintShld, Summer | Winter, WintShld, Summer | Winter, WintShld, Summer | Winter, WintShld, Summer | Winter, WintShld, Summer
NSR Big Bend 1-3 - NOX Rate Annual v5.14 | 854 | 6129 | Rate Constraint in lbs/MMBtu | FALSE | L | Annual | Standard NOX | lb/MMBtu | 0.12 | 0.12 | 0.12 | 0.12 | 0.12 | 0.12 | 0.12 | 0.12
NSR Big Bend 1-3 - NOX Rate Annual v5.14 | 854 | 6129 | Rate Constraint in lbs/MMBtu | FALSE | L | Annual | Emissions at Affected Plants NOX | Thousand Tons | 1.1695 | 1.4865 | 1.7229 | 1.4868 | 1.7765 | 1.5846 | 1.5717 | 1.0427
NSR Big Bend 1-3 - NOX Rate Annual v5.14 | 854 | 6129 | Rate Constraint in lbs/MMBtu | FALSE | L | Annual | Allowances Purchased NOX | Thousand Tons | 0 | 0 | 0 | 0 | 0 | 0 | 0 | 0
NSR Big Bend 1-3 - NOX Rate Annual v5.14 | 854 | 6129 | Rate Constraint in lbs/MMBtu | FALSE | L | Annual | Allowances Sold NOX | Thousand Tons | 0 | 0 | 0 | 0 | 0 | 0 | 0 | 0
NSR Big Bend 1-3 - NOX Rate Annual v5.14 | 854 | 6129 | Rate Constraint in lbs/MMBtu | FALSE | L | Annual | Allowances Banked | Thousand Tons | 0 | 0 | 0 | 0 | 0 | 0 | 0 | 0
NSR Big Bend 1-3 - NOX Rate Annual v5.14 | 854 | 6129 | Rate Constraint in lbs/MMBtu | FALSE | L | Annual | Allowances Withdrawn (1:1) | Thousand Tons | 0 | 0 | 0 | 0 | 0 | 0 | 0 | 0
NSR Big Bend 1-3 - NOX Rate Annual v5.14 | 854 | 6129 | Rate Constraint in lbs/MMBtu | FALSE | L | Annual | Allowances Withdrawn (n:1) | Thousand Tons | 0 | 0 | 0 | 0 | 0 | 0 | 0 | 0
NSR Big Bend 1-3 - NOX Rate Annual v5.14 | 854 | 6129 | Rate Constraint in lbs/MMBtu | FALSE | L | Annual | Net Emissions Allowance Position | Thousand Tons | 1.1695 | 1.4865 | 1.7229 | 1.4868 | 1.7765 | 1.5846 | 1.5717 | 1.0427
NSR Big Bend 1-3 - NOX Rate Annual v5.14 | 854 | 6129 | Rate Constraint in lbs/MMBtu | FALSE | L | Annual | Fuel Consumed | TBtu | 30.0307 | 39.1425 | 45.9883 | 39.2038 | 46.8764 | 41.3616 | 40.9914 | 27.9218
NSR Big Bend 1-3 - NOX Rate Annual v5.14 | 854 | 6129 | Rate Constraint in lbs/MMBtu | FALSE | L | Annual | Rate | lb/MMBtu | 0.077886 | 0.075954 | 0.074926 | 0.075849 | 0.075794 | 0.076621 | 0.076685 | 0.074685
NSR Big Bend 1-3 - NOX Rate Annual v5.14 | 854 | 6129 | Rate Constraint in lbs/MMBtu | FALSE | L | Annual | Generation | TWh | 2.8757 | 3.748 | 4.4033 | 3.7538 | 4.4885 | 3.9605 | 3.9251 | 2.6734
NSR Big Bend 1-3 - NOX Rate Annual v5.14 | 854 | 6129 | Rate Constraint in lbs/MMBtu | FALSE | L | Annual | Qualifying Generation | TWh | 2.8757 | 3.748 | 4.4033 | 3.7538 | 4.4885 | 3.9605 | 3.9251 | 2.6734
NSR Big Bend 1-3 - NOX Rate Annual v5.14 | 854 | 6129 | Rate Constraint in lbs/MMBtu | FALSE | L | Annual | Rate | lb/MWh | 0.81336 | 0.79324 | 0.78253 | 0.79215 | 0.79157 | 0.80019 | 0.80085 | 0.78002
NSR Big Bend 1-3 - NOX Rate Annual v5.14 | 854 | 6129 | Rate Constraint in lbs/MMBtu | FALSE | L | Annual | Constraint Shadow Price | US2016$/Ton | 0 | 0 | 0 | 0 | 0 | 0 | 0 | 0
NSR Big Cajun 2- NOx Cap Annual v5.13 | 855 | 5998 | Rate Constraint in MTons | FALSE | L | Annual | Seasons Included | Seasons | Winter, WintShld, Summer | Winter, WintShld, Summer | Winter, WintShld, Summer | Winter, WintShld, Summer | Winter, WintShld, Summer | Winter, WintShld, Summer | Winter, WintShld, Summer | Winter, WintShld, Summer
NSR Big Cajun 2- NOx Cap Annual v5.13 | 855 | 5998 | Rate Constraint in MTons | FALSE | L | Annual | Standard NOX | Thousand Tons | 8.95 | 8.95 | 8.95 | 8.95 | 8.95 | 8.95 | 8.95 | 8.95
NSR Big Cajun 2- NOx Cap Annual v5.13 | 855 | 5998 | Rate Constraint in MTons | FALSE | L | Annual | Emissions at Affected Plants NOX | Thousand Tons | 1.3292 | 1.6299 | 1.7887 | 1.8158 | 1.976 | 1.8186 | 1.9349 | 1.6519
NSR Big Cajun 2- NOx Cap Annual v5.13 | 855 | 5998 | Rate Constraint in MTons | FALSE | L | Annual | Allowances Purchased NOX | Thousand Tons | 0 | 0 | 0 | 0 | 0 | 0 | 0 | 0
NSR Big Cajun 2- NOx Cap Annual v5.13 | 855 | 5998 | Rate Constraint in MTons | FALSE | L | Annual | Allowances Sold NOX | Thousand Tons | 0 | 0 | 0 | 0 | 0 | 0 | 0 | 0
NSR Big Cajun 2- NOx Cap Annual v5.13 | 855 | 5998 | Rate Constraint in MTons | FALSE | L | Annual | Allowances Banked | Thousand Tons | 0 | 0 | 0 | 0 | 0 | 0 | 0 | 0
NSR Big Cajun 2- NOx Cap Annual v5.13 | 855 | 5998 | Rate Constraint in MTons | FALSE | L | Annual | Allowances Withdrawn (1:1) | Thousand Tons | 0 | 0 | 0 | 0 | 0 | 0 | 0 | 0
NSR Big Cajun 2- NOx Cap Annual v5.13 | 855 | 5998 | Rate Constraint in MTons | FALSE | L | Annual | Allowances Withdrawn (n:1) | Thousand Tons | 0 | 0 | 0 | 0 | 0 | 0 | 0 | 0
NSR Big Cajun 2- NOx Cap Annual v5.13 | 855 | 5998 | Rate Constraint in MTons | FALSE | L | Annual | Net Emissions Allowance Position | Thousand Tons | 1.3292 | 1.6299 | 1.7887 | 1.8158 | 1.976 | 1.8186 | 1.9349 | 1.6519
NSR Big Cajun 2- NOx Cap Annual v5.13 | 855 | 5998 | Rate Constraint in MTons | FALSE | L | Annual | Fuel Consumed | TBtu | 22.2056 | 27.1447 | 30.4293 | 31.2326 | 34.6887 | 30.9964 | 32.6631 | 27.6972
NSR Big Cajun 2- NOx Cap Annual v5.13 | 855 | 5998 | Rate Constraint in MTons | FALSE | L | Annual | Rate | lb/MMBtu | 0.11971 | 0.12009 | 0.11757 | 0.11628 | 0.11393 | 0.11734 | 0.11848 | 0.11928
NSR Big Cajun 2- NOx Cap Annual v5.13 | 855 | 5998 | Rate Constraint in MTons | FALSE | L | Annual | Generation | TWh | 2.0967 | 2.5636 | 2.8702 | 2.9441 | 3.2661 | 2.9234 | 3.0823 | 2.6147
NSR Big Cajun 2- NOx Cap Annual v5.13 | 855 | 5998 | Rate Constraint in MTons | FALSE | L | Annual | Qualifying Generation | TWh | 2.0967 | 2.5636 | 2.8702 | 2.9441 | 3.2661 | 2.9234 | 3.0823 | 2.6147
NSR Big Cajun 2- NOx Cap Annual v5.13 | 855 | 5998 | Rate Constraint in MTons | FALSE | L | Annual | Rate | lb/MWh | 1.2679 | 1.2716 | 1.2464 | 1.2335 | 1.21 | 1.2442 | 1.2555 | 1.2636
NSR Big Cajun 2- NOx Cap Annual v5.13 | 855 | 5998 | Rate Constraint in MTons | FALSE | L | Annual | Constraint Shadow Price | US2016$/Ton | 0 | 0 | 0 | 0 | 0 | 0 | 0 | 0
NSR Big Cajun 2- SO2 Cap Annual v5.13 | 856 | 5999 | Rate Constraint in MTons | FALSE | L | Annual | Seasons Included | Seasons | Winter, WintShld, Summer | Winter, WintShld, Summer | Winter, WintShld, Summer | Winter, WintShld, Summer | Winter, WintShld, Summer | Winter, WintShld, Summer | Winter, WintShld, Summer | Winter, WintShld, Summer
NSR Big Cajun 2- SO2 Cap Annual v5.13 | 856 | 5999 | Rate Constraint in MTons | FALSE | L | Annual | Standard SO2 | Thousand Tons | 18.95 | 18.95 | 18.95 | 18.95 | 18.95 | 18.95 | 18.95 | 18.95
NSR Big Cajun 2- SO2 Cap Annual v5.13 | 856 | 5999 | Rate Constraint in MTons | FALSE | L | Annual | Emissions at Affected Plants SO2 | Thousand Tons | 3.7846 | 4.691 | 4.7737 | 4.6453 | 4.6453 | 4.8187 | 5.3121 | 4.6453
NSR Big Cajun 2- SO2 Cap Annual v5.13 | 856 | 5999 | Rate Constraint in MTons | FALSE | L | Annual | Allowances Purchased SO2 | Thousand Tons | 0 | 0 | 0 | 0 | 0 | 0 | 0 | 0
NSR Big Cajun 2- SO2 Cap Annual v5.13 | 856 | 5999 | Rate Constraint in MTons | FALSE | L | Annual | Allowances Sold SO2 | Thousand Tons | 0 | 0 | 0 | 0 | 0 | 0 | 0 | 0
NSR Big Cajun 2- SO2 Cap Annual v5.13 | 856 | 5999 | Rate Constraint in MTons | FALSE | L | Annual | Allowances Banked | Thousand Tons | 0 | 0 | 0 | 0 | 0 | 0 | 0 | 0
NSR Big Cajun 2- SO2 Cap Annual v5.13 | 856 | 5999 | Rate Constraint in MTons | FALSE | L | Annual | Allowances Withdrawn (1:1) | Thousand Tons | 0 | 0 | 0 | 0 | 0 | 0 | 0 | 0
NSR Big Cajun 2- SO2 Cap Annual v5.13 | 856 | 5999 | Rate Constraint in MTons | FALSE | L | Annual | Allowances Withdrawn (n:1) | Thousand Tons | 0 | 0 | 0 | 0 | 0 | 0 | 0 | 0
NSR Big Cajun 2- SO2 Cap Annual v5.13 | 856 | 5999 | Rate Constraint in MTons | FALSE | L | Annual | Net Emissions Allowance Position | Thousand Tons | 3.7846 | 4.691 | 4.7737 | 4.6453 | 4.6453 | 4.8187 | 5.3121 | 4.6453
NSR Big Cajun 2- SO2 Cap Annual v5.13 | 856 | 5999 | Rate Constraint in MTons | FALSE | L | Annual | Fuel Consumed | TBtu | 22.2056 | 27.1447 | 30.4293 | 31.2326 | 34.6887 | 30.9964 | 32.6631 | 27.6972
NSR Big Cajun 2- SO2 Cap Annual v5.13 | 856 | 5999 | Rate Constraint in MTons | FALSE | L | Annual | Rate | lb/MMBtu | 0.34087 | 0.34563 | 0.31375 | 0.29747 | 0.26783 | 0.31092 | 0.32527 | 0.33543
NSR Big Cajun 2- SO2 Cap Annual v5.13 | 856 | 5999 | Rate Constraint in MTons | FALSE | L | Annual | Generation | TWh | 2.0967 | 2.5636 | 2.8702 | 2.9441 | 3.2661 | 2.9234 | 3.0823 | 2.6147
NSR Big Cajun 2- SO2 Cap Annual v5.13 | 856 | 5999 | Rate Constraint in MTons | FALSE | L | Annual | Qualifying Generation | TWh | 2.0967 | 2.5636 | 2.8702 | 2.9441 | 3.2661 | 2.9234 | 3.0823 | 2.6147
NSR Big Cajun 2- SO2 Cap Annual v5.13 | 856 | 5999 | Rate Constraint in MTons | FALSE | L | Annual | Rate | lb/MWh | 3.61 | 3.6598 | 3.3264 | 3.1557 | 2.8446 | 3.2967 | 3.4469 | 3.5532
NSR Big Cajun 2- SO2 Cap Annual v5.13 | 856 | 5999 | Rate Constraint in MTons | FALSE | L | Annual | Constraint Shadow Price | US2016$/Ton | 0 | 0 | 0 | 0 | 0 | 0 | 0 | 0
NSR Big Cajun 2- Unit 1 - Hg Rate Annual v5.13 | 857 | 5955 | Rate Constraint in lbs/MMBtu | FALSE | L | Annual | Seasons Included | Seasons | Winter, WintShld, Summer | Winter, WintShld, Summer | Winter, WintShld, Summer | Winter, WintShld, Summer | Winter, WintShld, Summer | Winter, WintShld, Summer | Winter, WintShld, Summer | Winter, WintShld, Summer
NSR Big Cajun 2- Unit 1 - Hg Rate Annual v5.13 | 857 | 5955 | Rate Constraint in lbs/MMBtu | FALSE | L | Annual | Standard MER | lb/MMBtu | 0.03 | 0.03 | 0.03 | 0.03 | 0.03 | 0.03 | 0.03 | 0.03
NSR Big Cajun 2- Unit 1 - Hg Rate Annual v5.13 | 857 | 5955 | Rate Constraint in lbs/MMBtu | FALSE | L | Annual | Emissions at Affected Plants MER | lbs | 0 | 0 | 0 | 0 | 0 | 0 | 0 | 0
NSR Big Cajun 2- Unit 1 - Hg Rate Annual v5.13 | 857 | 5955 | Rate Constraint in lbs/MMBtu | FALSE | L | Annual | Allowances Purchased MER | lbs | 0 | 0 | 0 | 0 | 0 | 0 | 0 | 0
NSR Big Cajun 2- Unit 1 - Hg Rate Annual v5.13 | 857 | 5955 | Rate Constraint in lbs/MMBtu | FALSE | L | Annual | Allowances Sold MER | lbs | 0 | 0 | 0 | 0 | 0 | 0 | 0 | 0
NSR Big Cajun 2- Unit 1 - Hg Rate Annual v5.13 | 857 | 5955 | Rate Constraint in lbs/MMBtu | FALSE | L | Annual | Allowances Banked | lbs | 0 | 0 | 0 | 0 | 0 | 0 | 0 | 0
NSR Big Cajun 2- Unit 1 - Hg Rate Annual v5.13 | 857 | 5955 | Rate Constraint in lbs/MMBtu | FALSE | L | Annual | Allowances Withdrawn (1:1) | lbs | 0 | 0 | 0 | 0 | 0 | 0 | 0 | 0
NSR Big Cajun 2- Unit 1 - Hg Rate Annual v5.13 | 857 | 5955 | Rate Constraint in lbs/MMBtu | FALSE | L | Annual | Allowances Withdrawn (n:1) | lbs | 0 | 0 | 0 | 0 | 0 | 0 | 0 | 0
NSR Big Cajun 2- Unit 1 - Hg Rate Annual v5.13 | 857 | 5955 | Rate Constraint in lbs/MMBtu | FALSE | L | Annual | Net Emissions Allowance Position | lbs | 0 | 0 | 0 | 0 | 0 | 0 | 0 | 0
NSR Big Cajun 2- Unit 1 - Hg Rate Annual v5.13 | 857 | 5955 | Rate Constraint in lbs/MMBtu | FALSE | L | Annual | Fuel Consumed | TBtu | 0 | 0 | 0 | 0 | 0 | 0 | 0 | 0
NSR Big Cajun 2- Unit 1 - Hg Rate Annual v5.13 | 857 | 5955 | Rate Constraint in lbs/MMBtu | FALSE | L | Annual | Rate | lb/MMBtu | 0 | 0 | 0 | 0 | 0 | 0 | 0 | 0
NSR Big Cajun 2- Unit 1 - Hg Rate Annual v5.13 | 857 | 5955 | Rate Constraint in lbs/MMBtu | FALSE | L | Annual | Generation | TWh | 0 | 0 | 0 | 0 | 0 | 0 | 0 | 0
NSR Big Cajun 2- Unit 1 - Hg Rate Annual v5.13 | 857 | 5955 | Rate Constraint in lbs/MMBtu | FALSE | L | Annual | Qualifying Generation | TWh | 0 | 0 | 0 | 0 | 0 | 0 | 0 | 0
NSR Big Cajun 2- Unit 1 - Hg Rate Annual v5.13 | 857 | 5955 | Rate Constraint in lbs/MMBtu | FALSE | L | Annual | Rate | lb/MWh | 0 | 0 | 0 | 0 | 0 | 0 | 0 | 0
NSR Big Cajun 2- Unit 1 - Hg Rate Annual v5.13 | 857 | 5955 | Rate Constraint in lbs/MMBtu | FALSE | L | Annual | Constraint Shadow Price | US2016$/Lb | 0 | 0 | 0 | 0 | 0 | 0 | 0 | 0
NSR Big Cajun 2- Unit 1 - NOx Rate Annual v5.13 | 858 | 5954 | Rate Constraint in lbs/MMBtu | FALSE | L | Annual | Seasons Included | Seasons | Winter, WintShld, Summer | Winter, WintShld, Summer | Winter, WintShld, Summer | Winter, WintShld, Summer | Winter, WintShld, Summer | Winter, WintShld, Summer | Winter, WintShld, Summer | Winter, WintShld, Summer
NSR Big Cajun 2- Unit 1 - NOx Rate Annual v5.13 | 858 | 5954 | Rate Constraint in lbs/MMBtu | FALSE | L | Annual | Standard NOX | lb/MMBtu | 0.15 | 0.15 | 0.15 | 0.15 | 0.15 | 0.15 | 0.15 | 0.15
NSR Big Cajun 2- Unit 1 - NOx Rate Annual v5.13 | 858 | 5954 | Rate Constraint in lbs/MMBtu | FALSE | L | Annual | Emissions at Affected Plants NOX | Thousand Tons | 0 | 0 | 0 | 0 | 0 | 0 | 0 | 0
NSR Big Cajun 2- Unit 1 - NOx Rate Annual v5.13 | 858 | 5954 | Rate Constraint in lbs/MMBtu | FALSE | L | Annual | Allowances Purchased NOX | Thousand Tons | 0 | 0 | 0 | 0 | 0 | 0 | 0 | 0
NSR Big Cajun 2- Unit 1 - NOx Rate Annual v5.13 | 858 | 5954 | Rate Constraint in lbs/MMBtu | FALSE | L | Annual | Allowances Sold NOX | Thousand Tons | 0 | 0 | 0 | 0 | 0 | 0 | 0 | 0
NSR Big Cajun 2- Unit 1 - NOx Rate Annual v5.13 | 858 | 5954 | Rate Constraint in lbs/MMBtu | FALSE | L | Annual | Allowances Banked | Thousand Tons | 0 | 0 | 0 | 0 | 0 | 0 | 0 | 0
NSR Big Cajun 2- Unit 1 - NOx Rate Annual v5.13 | 858 | 5954 | Rate Constraint in lbs/MMBtu | FALSE | L | Annual | Allowances Withdrawn (1:1) | Thousand Tons | 0 | 0 | 0 | 0 | 0 | 0 | 0 | 0
NSR Big Cajun 2- Unit 1 - NOx Rate Annual v5.13 | 858 | 5954 | Rate Constraint in lbs/MMBtu | FALSE | L | Annual | Allowances Withdrawn (n:1) | Thousand Tons | 0 | 0 | 0 | 0 | 0 | 0 | 0 | 0
NSR Big Cajun 2- Unit 1 - NOx Rate Annual v5.13 | 858 | 5954 | Rate Constraint in lbs/MMBtu | FALSE | L | Annual | Net Emissions Allowance Position | Thousand Tons | 0 | 0 | 0 | 0 | 0 | 0 | 0 | 0
NSR Big Cajun 2- Unit 1 - NOx Rate Annual v5.13 | 858 | 5954 | Rate Constraint in lbs/MMBtu | FALSE | L | Annual | Fuel Consumed | TBtu | 0 | 0 | 0 | 0 | 0 | 0 | 0 | 0
NSR Big Cajun 2- Unit 1 - NOx Rate Annual v5.13 | 858 | 5954 | Rate Constraint in lbs/MMBtu | FALSE | L | Annual | Rate | lb/MMBtu | 0 | 0 | 0 | 0 | 0 | 0 | 0 | 0
NSR Big Cajun 2- Unit 1 - NOx Rate Annual v5.13 | 858 | 5954 | Rate Constraint in lbs/MMBtu | FALSE | L | Annual | Generation | TWh | 0 | 0 | 0 | 0 | 0 | 0 | 0 | 0
NSR Big Cajun 2- Unit 1 - NOx Rate Annual v5.13 | 858 | 5954 | Rate Constraint in lbs/MMBtu | FALSE | L | Annual | Qualifying Generation | TWh | 0 | 0 | 0 | 0 | 0 | 0 | 0 | 0
NSR Big Cajun 2- Unit 1 - NOx Rate Annual v5.13 | 858 | 5954 | Rate Constraint in lbs/MMBtu | FALSE | L | Annual | Rate | lb/MWh | 0 | 0 | 0 | 0 | 0 | 0 | 0 | 0
NSR Big Cajun 2- Unit 1 - NOx Rate Annual v5.13 | 858 | 5954 | Rate Constraint in lbs/MMBtu | FALSE | L | Annual | Constraint Shadow Price | US2016$/Ton | 0 | 0 | 0 | 0 | 0 | 0 | 0 | 0
NSR Big Cajun 2- Unit 1 - SO2 Rate Annual v5.13 | 859 | 5953 | Rate Constraint in lbs/MMBtu | FALSE | L | Annual | Seasons Included | Seasons | Winter, WintShld, Summer | Winter, WintShld, Summer | Winter, WintShld, Summer | Winter, WintShld, Summer | Winter, WintShld, Summer | Winter, WintShld, Summer | Winter, WintShld, Summer | Winter, WintShld, Summer
NSR Big Cajun 2- Unit 1 - SO2 Rate Annual v5.13 | 859 | 5953 | Rate Constraint in lbs/MMBtu | FALSE | L | Annual | Standard SO2 | lb/MMBtu | 0.38 | 0.38 | 0.07 | 0.07 | 0.07 | 0.07 | 0.07 | 0.07
NSR Big Cajun 2- Unit 1 - SO2 Rate Annual v5.13 | 859 | 5953 | Rate Constraint in lbs/MMBtu | FALSE | L | Annual | Emissions at Affected Plants SO2 | Thousand Tons | 0 | 0 | 0 | 0 | 0 | 0 | 0 | 0
NSR Big Cajun 2- Unit 1 - SO2 Rate Annual v5.13 | 859 | 5953 | Rate Constraint in lbs/MMBtu | FALSE | L | Annual | Allowances Purchased SO2 | Thousand Tons | 0 | 0 | 0 | 0 | 0 | 0 | 0 | 0
NSR Big Cajun 2- Unit 1 - SO2 Rate Annual v5.13 | 859 | 5953 | Rate Constraint in lbs/MMBtu | FALSE | L | Annual | Allowances Sold SO2 | Thousand Tons | 0 | 0 | 0 | 0 | 0 | 0 | 0 | 0
NSR Big Cajun 2- Unit 1 - SO2 Rate Annual v5.13 | 859 | 5953 | Rate Constraint in lbs/MMBtu | FALSE | L | Annual | Allowances Banked | Thousand Tons | 0 | 0 | 0 | 0 | 0 | 0 | 0 | 0
NSR Big Cajun 2- Unit 1 - SO2 Rate Annual v5.13 | 859 | 5953 | Rate Constraint in lbs/MMBtu | FALSE | L | Annual | Allowances Withdrawn (1:1) | Thousand Tons | 0 | 0 | 0 | 0 | 0 | 0 | 0 | 0
NSR Big Cajun 2- Unit 1 - SO2 Rate Annual v5.13 | 859 | 5953 | Rate Constraint in lbs/MMBtu | FALSE | L | Annual | Allowances Withdrawn (n:1) | Thousand Tons | 0 | 0 | 0 | 0 | 0 | 0 | 0 | 0
NSR Big Cajun 2- Unit 1 - SO2 Rate Annual v5.13 | 859 | 5953 | Rate Constraint in lbs/MMBtu | FALSE | L | Annual | Net Emissions Allowance Position | Thousand Tons | 0 | 0 | 0 | 0 | 0 | 0 | 0 | 0
NSR Big Cajun 2- Unit 1 - SO2 Rate Annual v5.13 | 859 | 5953 | Rate Constraint in lbs/MMBtu | FALSE | L | Annual | Fuel Consumed | TBtu | 0 | 0 | 0 | 0 | 0 | 0 | 0 | 0
NSR Big Cajun 2- Unit 1 - SO2 Rate Annual v5.13 | 859 | 5953 | Rate Constraint in lbs/MMBtu | FALSE | L | Annual | Rate | lb/MMBtu | 0 | 0 | 0 | 0 | 0 | 0 | 0 | 0
NSR Big Cajun 2- Unit 1 - SO2 Rate Annual v5.13 | 859 | 5953 | Rate Constraint in lbs/MMBtu | FALSE | L | Annual | Generation | TWh | 0 | 0 | 0 | 0 | 0 | 0 | 0 | 0
NSR Big Cajun 2- Unit 1 - SO2 Rate Annual v5.13 | 859 | 5953 | Rate Constraint in lbs/MMBtu | FALSE | L | Annual | Qualifying Generation | TWh | 0 | 0 | 0 | 0 | 0 | 0 | 0 | 0
NSR Big Cajun 2- Unit 1 - SO2 Rate Annual v5.13 | 859 | 5953 | Rate Constraint in lbs/MMBtu | FALSE | L | Annual | Rate | lb/MWh | 0 | 0 | 0 | 0 | 0 | 0 | 0 | 0
NSR Big Cajun 2- Unit 1 - SO2 Rate Annual v5.13 | 859 | 5953 | Rate Constraint in lbs/MMBtu | FALSE | L | Annual | Constraint Shadow Price | US2016$/Ton | 0 | 0 | 15580.4237 | 14695.4694 | 17090.9156 | 21119.5265 | 25893.5492 | 22112.4923
NSR Big Cajun 2- Unit 3 - Hg Rate Annual v5.13 | 860 | 6029 | Rate Constraint in lbs/MMBtu | FALSE | L | Annual | Seasons Included | Seasons | Winter, WintShld, Summer | Winter, WintShld, Summer | Winter, WintShld, Summer | Winter, WintShld, Summer | Winter, WintShld, Summer | Winter, WintShld, Summer | Winter, WintShld, Summer | Winter, WintShld, Summer
NSR Big Cajun 2- Unit 3 - Hg Rate Annual v5.13 | 860 | 6029 | Rate Constraint in lbs/MMBtu | FALSE | L | Annual | Standard MER | lb/MMBtu | 0.03 | 0.03 | 0.03 | 0.03 | 0.03 | 0.03 | 0.03 | 0.03
NSR Big Cajun 2- Unit 3 - Hg Rate Annual v5.13 | 860 | 6029 | Rate Constraint in lbs/MMBtu | FALSE | L | Annual | Emissions at Affected Plants MER | lbs | 10.6615 | 13.2149 | 13.4476 | 13.086 | 13.086 | 13.5746 | 14.9645 | 13.086
NSR Big Cajun 2- Unit 3 - Hg Rate Annual v5.13 | 860 | 6029 | Rate Constraint in lbs/MMBtu | FALSE | L | Annual | Allowances Purchased MER | lbs | 0 | 0 | 0 | 0 | 0 | 0 | 0 | 0
NSR Big Cajun 2- Unit 3 - Hg Rate Annual v5.13 | 860 | 6029 | Rate Constraint in lbs/MMBtu | FALSE | L | Annual | Allowances Sold MER | lbs | 0 | 0 | 0 | 0 | 0 | 0 | 0 | 0
NSR Big Cajun 2- Unit 3 - Hg Rate Annual v5.13 | 860 | 6029 | Rate Constraint in lbs/MMBtu | FALSE | L | Annual | Allowances Banked | lbs | 0 | 0 | 0 | 0 | 0 | 0 | 0 | 0
NSR Big Cajun 2- Unit 3 - Hg Rate Annual v5.13 | 860 | 6029 | Rate Constraint in lbs/MMBtu | FALSE | L | Annual | Allowances Withdrawn (1:1) | lbs | 0 | 0 | 0 | 0 | 0 | 0 | 0 | 0
NSR Big Cajun 2- Unit 3 - Hg Rate Annual v5.13 | 860 | 6029 | Rate Constraint in lbs/MMBtu | FALSE | L | Annual | Allowances Withdrawn (n:1) | lbs | 0 | 0 | 0 | 0 | 0 | 0 | 0 | 0
NSR Big Cajun 2- Unit 3 - Hg Rate Annual v5.13 | 860 | 6029 | Rate Constraint in lbs/MMBtu | FALSE | L | Annual | Net Emissions Allowance Position | lbs | 10.6615 | 13.2149 | 13.4476 | 13.086 | 13.086 | 13.5746 | 14.9645 | 13.086
NSR Big Cajun 2- Unit 3 - Hg Rate Annual v5.13 | 860 | 6029 | Rate Constraint in lbs/MMBtu | FALSE | L | Annual | Fuel Consumed | TBtu | 19.0002 | 23.5506 | 23.9655 | 23.321 | 23.321 | 24.1918 | 26.6688 | 23.321
NSR Big Cajun 2- Unit 3 - Hg Rate Annual v5.13 | 860 | 6029 | Rate Constraint in lbs/MMBtu | FALSE | L | Annual | Rate | lb/MMBtu | 5.6112e-07 | 5.6112e-07 | 5.6112e-07 | 5.6112e-07 | 5.6112e-07 | 5.6112e-07 | 5.6112e-07 | 5.6112e-07
NSR Big Cajun 2- Unit 3 - Hg Rate Annual v5.13 | 860 | 6029 | Rate Constraint in lbs/MMBtu | FALSE | L | Annual | Generation | TWh | 1.7981 | 2.2287 | 2.268 | 2.207 | 2.207 | 2.2894 | 2.5238 | 2.207
NSR Big Cajun 2- Unit 3 - Hg Rate Annual v5.13 | 860 | 6029 | Rate Constraint in lbs/MMBtu | FALSE | L | Annual | Qualifying Generation | TWh | 1.7981 | 2.2287 | 2.268 | 2.207 | 2.207 | 2.2894 | 2.5238 | 2.207
NSR Big Cajun 2- Unit 3 - Hg Rate Annual v5.13 | 860 | 6029 | Rate Constraint in lbs/MMBtu | FALSE | L | Annual | Rate | lb/MWh | 5.9294e-06 | 5.9294e-06 | 5.9294e-06 | 5.9294e-06 | 5.9294e-06 | 5.9294e-06 | 5.9294e-06 | 5.9294e-06
NSR Big Cajun 2- Unit 3 - Hg Rate Annual v5.13 | 860 | 6029 | Rate Constraint in lbs/MMBtu | FALSE | L | Annual | Constraint Shadow Price | US2016$/Lb | 0 | 0 | 0 | 0 | 0 | 0 | 0 | 0
NSR Big Cajun 2- Unit 3 - NOx Rate Annual v5.13 | 861 | 5996 | Rate Constraint in lbs/MMBtu | FALSE | L | Annual | Seasons Included | Seasons | Winter, WintShld, Summer | Winter, WintShld, Summer | Winter, WintShld, Summer | Winter, WintShld, Summer | Winter, WintShld, Summer | Winter, WintShld, Summer | Winter, WintShld, Summer | Winter, WintShld, Summer
NSR Big Cajun 2- Unit 3 - NOx Rate Annual v5.13 | 861 | 5996 | Rate Constraint in lbs/MMBtu | FALSE | L | Annual | Standard NOX | lb/MMBtu | 0.135 | 0.135 | 0.135 | 0.135 | 0.135 | 0.135 | 0.135 | 0.135
NSR Big Cajun 2- Unit 3 - NOx Rate Annual v5.13 | 861 | 5996 | Rate Constraint in lbs/MMBtu | FALSE | L | Annual | Emissions at Affected Plants NOX | Thousand Tons | 1.1806 | 1.4633 | 1.4891 | 1.4491 | 1.4491 | 1.5032 | 1.6571 | 1.4491
NSR Big Cajun 2- Unit 3 - NOx Rate Annual v5.13 | 861 | 5996 | Rate Constraint in lbs/MMBtu | FALSE | L | Annual | Allowances Purchased NOX | Thousand Tons | 0 | 0 | 0 | 0 | 0 | 0 | 0 | 0
NSR Big Cajun 2- Unit 3 - NOx Rate Annual v5.13 | 861 | 5996 | Rate Constraint in lbs/MMBtu | FALSE | L | Annual | Allowances Sold NOX | Thousand Tons | 0 | 0 | 0 | 0 | 0 | 0 | 0 | 0
NSR Big Cajun 2- Unit 3 - NOx Rate Annual v5.13 | 861 | 5996 | Rate Constraint in lbs/MMBtu | FALSE | L | Annual | Allowances Banked | Thousand Tons | 0 | 0 | 0 | 0 | 0 | 0 | 0 | 0
NSR Big Cajun 2- Unit 3 - NOx Rate Annual v5.13 | 861 | 5996 | Rate Constraint in lbs/MMBtu | FALSE | L | Annual | Allowances Withdrawn (1:1) | Thousand Tons | 0 | 0 | 0 | 0 | 0 | 0 | 0 | 0
NSR Big Cajun 2- Unit 3 - NOx Rate Annual v5.13 | 861 | 5996 | Rate Constraint in lbs/MMBtu | FALSE | L | Annual | Allowances Withdrawn (n:1) | Thousand Tons | 0 | 0 | 0 | 0 | 0 | 0 | 0 | 0
NSR Big Cajun 2- Unit 3 - NOx Rate Annual v5.13 | 861 | 5996 | Rate Constraint in lbs/MMBtu | FALSE | L | Annual | Net Emissions Allowance Position | Thousand Tons | 1.1806 | 1.4633 | 1.4891 | 1.4491 | 1.4491 | 1.5032 | 1.6571 | 1.4491
NSR Big Cajun 2- Unit 3 - NOx Rate Annual v5.13 | 861 | 5996 | Rate Constraint in lbs/MMBtu | FALSE | L | Annual | Fuel Consumed | TBtu | 19.0002 | 23.5506 | 23.9655 | 23.321 | 23.321 | 24.1918 | 26.6688 | 23.321
NSR Big Cajun 2- Unit 3 - NOx Rate Annual v5.13 | 861 | 5996 | Rate Constraint in lbs/MMBtu | FALSE | L | Annual | Rate | lb/MMBtu | 0.12427 | 0.12427 | 0.12427 | 0.12427 | 0.12427 | 0.12427 | 0.12427 | 0.12427
NSR Big Cajun 2- Unit 3 - NOx Rate Annual v5.13 | 861 | 5996 | Rate Constraint in lbs/MMBtu | FALSE | L | Annual | Generation | TWh | 1.7981 | 2.2287 | 2.268 | 2.207 | 2.207 | 2.2894 | 2.5238 | 2.207
NSR Big Cajun 2- Unit 3 - NOx Rate Annual v5.13 | 861 | 5996 | Rate Constraint in lbs/MMBtu | FALSE | L | Annual | Qualifying Generation | TWh | 1.7981 | 2.2287 | 2.268 | 2.207 | 2.207 | 2.2894 | 2.5238 | 2.207
NSR Big Cajun 2- Unit 3 - NOx Rate Annual v5.13 | 861 | 5996 | Rate Constraint in lbs/MMBtu | FALSE | L | Annual | Rate | lb/MWh | 1.3132 | 1.3132 | 1.3132 | 1.3132 | 1.3132 | 1.3132 | 1.3132 | 1.3132
NSR Big Cajun 2- Unit 3 - NOx Rate Annual v5.13 | 861 | 5996 | Rate Constraint in lbs/MMBtu | FALSE | L | Annual | Constraint Shadow Price | US2016$/Ton | 0 | 0 | 0 | 0 | 0 | 0 | 0 | 0
NSR Boswell 1-3 - SO2 Rate Annual v5.14 | 862 | 6425 | Rate Constraint in lbs/MMBtu | FALSE | L | Annual | Seasons Included | Seasons | Winter, WintShld, Summer | Winter, WintShld, Summer | Winter, WintShld, Summer | Winter, WintShld, Summer | Winter, WintShld, Summer | Winter, WintShld, Summer | Winter, WintShld, Summer | Winter, WintShld, Summer
NSR Boswell 1-3 - SO2 Rate Annual v5.14 | 862 | 6425 | Rate Constraint in lbs/MMBtu | FALSE | L | Annual | Standard SO2 | lb/MMBtu | 0.03 | 0.03 | 0.03 | 0.03 | 0.03 | 0.03 | 0.03 | 0.03
NSR Boswell 1-3 - SO2 Rate Annual v5.14 | 862 | 6425 | Rate Constraint in lbs/MMBtu | FALSE | L | Annual | Emissions at Affected Plants SO2 | Thousand Tons | 0.33284 | 0.35745 | 0.38041 | 0.38145 | 0.37639 | 0.38145 | 0.38145 | 0.38145
NSR Boswell 1-3 - SO2 Rate Annual v5.14 | 862 | 6425 | Rate Constraint in lbs/MMBtu | FALSE | L | Annual | Allowances Purchased SO2 | Thousand Tons | 0 | 0 | 0 | 0 | 0 | 0 | 0 | 0
NSR Boswell 1-3 - SO2 Rate Annual v5.14 | 862 | 6425 | Rate Constraint in lbs/MMBtu | FALSE | L | Annual | Allowances Sold SO2 | Thousand Tons | 0 | 0 | 0 | 0 | 0 | 0 | 0 | 0
NSR Boswell 1-3 - SO2 Rate Annual v5.14 | 862 | 6425 | Rate Constraint in lbs/MMBtu | FALSE | L | Annual | Allowances Banked | Thousand Tons | 0 | 0 | 0 | 0 | 0 | 0 | 0 | 0
NSR Boswell 1-3 - SO2 Rate Annual v5.14 | 862 | 6425 | Rate Constraint in lbs/MMBtu | FALSE | L | Annual | Allowances Withdrawn (1:1) | Thousand Tons | 0 | 0 | 0 | 0 | 0 | 0 | 0 | 0
NSR Boswell 1-3 - SO2 Rate Annual v5.14 | 862 | 6425 | Rate Constraint in lbs/MMBtu | FALSE | L | Annual | Allowances Withdrawn (n:1) | Thousand Tons | 0 | 0 | 0 | 0 | 0 | 0 | 0 | 0
NSR Boswell 1-3 - SO2 Rate Annual v5.14 | 862 | 6425 | Rate Constraint in lbs/MMBtu | FALSE | L | Annual | Net Emissions Allowance Position | Thousand Tons | 0.33284 | 0.35745 | 0.38041 | 0.38145 | 0.37639 | 0.38145 | 0.38145 | 0.38145
NSR Boswell 1-3 - SO2 Rate Annual v5.14 | 862 | 6425 | Rate Constraint in lbs/MMBtu | FALSE | L | Annual | Fuel Consumed | TBtu | 22.1891 | 23.9077 | 25.3608 | 25.4298 | 25.0925 | 25.4298 | 25.4298 | 25.4298
NSR Boswell 1-3 - SO2 Rate Annual v5.14 | 862 | 6425 | Rate Constraint in lbs/MMBtu | FALSE | L | Annual | Rate | lb/MMBtu | 0.03 | 0.029903 | 0.03 | 0.03 | 0.03 | 0.03 | 0.03 | 0.03
NSR Boswell 1-3 - SO2 Rate Annual v5.14 | 862 | 6425 | Rate Constraint in lbs/MMBtu | FALSE | L | Annual | Generation | TWh | 2.1082 | 2.2715 | 2.4096 | 2.4161 | 2.3841 | 2.4161 | 2.4161 | 2.4161
NSR Boswell 1-3 - SO2 Rate Annual v5.14 | 862 | 6425 | Rate Constraint in lbs/MMBtu | FALSE | L | Annual | Qualifying Generation | TWh | 2.1082 | 2.2715 | 2.4096 | 2.4161 | 2.3841 | 2.4161 | 2.4161 | 2.4161
NSR Boswell 1-3 - SO2 Rate Annual v5.14 | 862 | 6425 | Rate Constraint in lbs/MMBtu | FALSE | L | Annual | Rate | lb/MWh | 0.31575 | 0.31472 | 0.31575 | 0.31575 | 0.31575 | 0.31575 | 0.31575 | 0.31575
NSR Boswell 1-3 - SO2 Rate Annual v5.14 | 862 | 6425 | Rate Constraint in lbs/MMBtu | FALSE | L | Annual | Constraint Shadow Price | US2016$/Ton | 769.735 | 0 | 4870.4935 | 14014.4051 | 15003.4972 | 14044.2267 | 11578.0977 | 6236.8349
NSR Boswell 3 - NOX Rate Annual v5.14 | 863 | 6133 | Rate Constraint in lbs/MMBtu | FALSE | L | Annual | Seasons Included | Seasons | Winter, WintShld, Summer | Winter, WintShld, Summer | Winter, WintShld, Summer | Winter, WintShld, Summer | Winter, WintShld, Summer | Winter, WintShld, Summer | Winter, WintShld, Summer | Winter, WintShld, Summer
NSR Boswell 3 - NOX Rate Annual v5.14 | 863 | 6133 | Rate Constraint in lbs/MMBtu | FALSE | L | Annual | Standard NOX | lb/MMBtu | 0.06 | 0.06 | 0.06 | 0.06 | 0.06 | 0.06 | 0.06 | 0.06
NSR Boswell 3 - NOX Rate Annual v5.14 | 863 | 6133 | Rate Constraint in lbs/MMBtu | FALSE | L | Annual | Emissions at Affected Plants NOX | Thousand Tons | 0.62806 | 0.67671 | 0.71784 | 0.71979 | 0.71024 | 0.71979 | 0.71979 | 0.71979
NSR Boswell 3 - NOX Rate Annual v5.14 | 863 | 6133 | Rate Constraint in lbs/MMBtu | FALSE | L | Annual | Allowances Purchased NOX | Thousand Tons | 0 | 0 | 0 | 0 | 0 | 0 | 0 | 0
NSR Boswell 3 - NOX Rate Annual v5.14 | 863 | 6133 | Rate Constraint in lbs/MMBtu | FALSE | L | Annual | Allowances Sold NOX | Thousand Tons | 0 | 0 | 0 | 0 | 0 | 0 | 0 | 0
NSR Boswell 3 - NOX Rate Annual v5.14 | 863 | 6133 | Rate Constraint in lbs/MMBtu | FALSE | L | Annual | Allowances Banked | Thousand Tons | 0 | 0 | 0 | 0 | 0 | 0 | 0 | 0
NSR Boswell 3 - NOX Rate Annual v5.14 | 863 | 6133 | Rate Constraint in lbs/MMBtu | FALSE | L | Annual | Allowances Withdrawn (1:1) | Thousand Tons | 0 | 0 | 0 | 0 | 0 | 0 | 0 | 0
NSR Boswell 3 - NOX Rate Annual v5.14 | 863 | 6133 | Rate Constraint in lbs/MMBtu | FALSE | L | Annual | Allowances Withdrawn (n:1) | Thousand Tons | 0 | 0 | 0 | 0 | 0 | 0 | 0 | 0
NSR Boswell 3 - NOX Rate Annual v5.14 | 863 | 6133 | Rate Constraint in lbs/MMBtu | FALSE | L | Annual | Net Emissions Allowance Position | Thousand Tons | 0.62806 | 0.67671 | 0.71784 | 0.71979 | 0.71024 | 0.71979 | 0.71979 | 0.71979
NSR Boswell 3 - NOX Rate Annual v5.14 | 863 | 6133 | Rate Constraint in lbs/MMBtu | FALSE | L | Annual | Fuel Consumed | TBtu | 22.1891 | 23.9077 | 25.3608 | 25.4298 | 25.0925 | 25.4298 | 25.4298 | 25.4298
NSR Boswell 3 - NOX Rate Annual v5.14 | 863 | 6133 | Rate Constraint in lbs/MMBtu | FALSE | L | Annual | Rate | lb/MMBtu | 0.05661 | 0.05661 | 0.05661 | 0.05661 | 0.05661 | 0.05661 | 0.05661 | 0.05661
NSR Boswell 3 - NOX Rate Annual v5.14 | 863 | 6133 | Rate Constraint in lbs/MMBtu | FALSE | L | Annual | Generation | TWh | 2.1082 | 2.2715 | 2.4096 | 2.4161 | 2.3841 | 2.4161 | 2.4161 | 2.4161
NSR Boswell 3 - NOX Rate Annual v5.14 | 863 | 6133 | Rate Constraint in lbs/MMBtu | FALSE | L | Annual | Qualifying Generation | TWh | 2.1082 | 2.2715 | 2.4096 | 2.4161 | 2.3841 | 2.4161 | 2.4161 | 2.4161
NSR Boswell 3 - NOX Rate Annual v5.14 | 863 | 6133 | Rate Constraint in lbs/MMBtu | FALSE | L | Annual | Rate | lb/MWh | 0.59582 | 0.59582 | 0.59582 | 0.59582 | 0.59582 | 0.59582 | 0.59582 | 0.59582
NSR Boswell 3 - NOX Rate Annual v5.14 | 863 | 6133 | Rate Constraint in lbs/MMBtu | FALSE | L | Annual | Constraint Shadow Price | US2016$/Ton | 0 | 0 | 0 | 0 | 0 | 0 | 0 | 0
NSR Boswell 4 - NOX Rate Annual v5.14 | 864 | 6134 | Rate Constraint in lbs/MMBtu | FALSE | L | Annual | Seasons Included | Seasons | Winter, WintShld, Summer | Winter, WintShld, Summer | Winter, WintShld, Summer | Winter, WintShld, Summer | Winter, WintShld, Summer | Winter, WintShld, Summer | Winter, WintShld, Summer | Winter, WintShld, Summer
NSR Boswell 4 - NOX Rate Annual v5.14 | 864 | 6134 | Rate Constraint in lbs/MMBtu | FALSE | L | Annual | Standard NOX | lb/MMBtu | 0.12 | 0.12 | 0.12 | 0.12 | 0.12 | 0.12 | 0.12 | 0.12
NSR Boswell 4 - NOX Rate Annual v5.14 | 864 | 6134 | Rate Constraint in lbs/MMBtu | FALSE | L | Annual | Emissions at Affected Plants NOX | Thousand Tons | 1.1295 | 1.2821 | 1.9825 | 1.6595 | 1.3775 | 1.6008 | 1.5884 | 1.5199
NSR Boswell 4 - NOX Rate Annual v5.14 | 864 | 6134 | Rate Constraint in lbs/MMBtu | FALSE | L | Annual | Allowances Purchased NOX | Thousand Tons | 0 | 0 | 0 | 0 | 0 | 0 | 0 | 0
NSR Boswell 4 - NOX Rate Annual v5.14 | 864 | 6134 | Rate Constraint in lbs/MMBtu | FALSE | L | Annual | Allowances Sold NOX | Thousand Tons | 0 | 0 | 0 | 0 | 0 | 0 | 0 | 0
NSR Boswell 4 - NOX Rate Annual v5.14 | 864 | 6134 | Rate Constraint in lbs/MMBtu | FALSE | L | Annual | Allowances Banked | Thousand Tons | 0 | 0 | 0 | 0 | 0 | 0 | 0 | 0
NSR Boswell 4 - NOX Rate Annual v5.14 | 864 | 6134 | Rate Constraint in lbs/MMBtu | FALSE | L | Annual | Allowances Withdrawn (1:1) | Thousand Tons | 0 | 0 | 0 | 0 | 0 | 0 | 0 | 0
NSR Boswell 4 - NOX Rate Annual v5.14 | 864 | 6134 | Rate Constraint in lbs/MMBtu | FALSE | L | Annual | Allowances Withdrawn (n:1) | Thousand Tons | 0 | 0 | 0 | 0 | 0 | 0 | 0 | 0
NSR Boswell 4 - NOX Rate Annual v5.14 | 864 | 6134 | Rate Constraint in lbs/MMBtu | FALSE | L | Annual | Net Emissions Allowance Position | Thousand Tons | 1.1295 | 1.2821 | 1.9825 | 1.6595 | 1.3775 | 1.6008 | 1.5884 | 1.5199
NSR Boswell 4 - NOX Rate Annual v5.14 | 864 | 6134 | Rate Constraint in lbs/MMBtu | FALSE | L | Annual | Fuel Consumed | TBtu | 20.8799 | 23.7005 | 36.6476 | 30.6783 | 25.464 | 29.5923 | 29.3623 | 28.0964
NSR Boswell 4 - NOX Rate Annual v5.14 | 864 | 6134 | Rate Constraint in lbs/MMBtu | FALSE | L | Annual | Rate | lb/MMBtu | 0.10819 | 0.10819 | 0.10819 | 0.10819 | 0.10819 | 0.10819 | 0.10819 | 0.10819
NSR Boswell 4 - NOX Rate Annual v5.14 | 864 | 6134 | Rate Constraint in lbs/MMBtu | FALSE | L | Annual | Generation | TWh | 1.972 | 2.2384 | 3.4612 | 2.8975 | 2.405 | 2.7949 | 2.7732 | 2.6536
NSR Boswell 4 - NOX Rate Annual v5.14 | 864 | 6134 | Rate Constraint in lbs/MMBtu | FALSE | L | Annual | Qualifying Generation | TWh | 1.972 | 2.2384 | 3.4612 | 2.8975 | 2.405 | 2.7949 | 2.7732 | 2.6536
NSR Boswell 4 - NOX Rate Annual v5.14 | 864 | 6134 | Rate Constraint in lbs/MMBtu | FALSE | L | Annual | Rate | lb/MWh | 1.1455 | 1.1455 | 1.1455 | 1.1455 | 1.1455 | 1.1455 | 1.1455 | 1.1455
NSR Boswell 4 - NOX Rate Annual v5.14 | 864 | 6134 | Rate Constraint in lbs/MMBtu | FALSE | L | Annual | Constraint Shadow Price | US2016$/Ton | 0 | 0 | 0 | 0 | 0 | 0 | 0 | 0
NSR Boswell 4 - SO2 Rate Annual v5.14 | 865 | 6426 | Rate Constraint in lbs/MMBtu | FALSE | L | Annual | Seasons Included | Seasons | Winter, WintShld, Summer | Winter, WintShld, Summer | Winter, WintShld, Summer | Winter, WintShld, Summer | Winter, WintShld, Summer | Winter, WintShld, Summer | Winter, WintShld, Summer | Winter, WintShld, Summer
NSR Boswell 4 - SO2 Rate Annual v5.14 | 865 | 6426 | Rate Constraint in lbs/MMBtu | FALSE | L | Annual | Standard SO2 | lb/MMBtu | 0.03 | 0.03 | 0.03 | 0.03 | 0.03 | 0.03 | 0.03 | 0.03
NSR Boswell 4 - SO2 Rate Annual v5.14 | 865 | 6426 | Rate Constraint in lbs/MMBtu | FALSE | L | Annual | Emissions at Affected Plants SO2 | Thousand Tons | 0.3132 | 0.35435 | 0.54971 | 0.46017 | 0.38196 | 0.44388 | 0.44043 | 0.42145
NSR Boswell 4 - SO2 Rate Annual v5.14 | 865 | 6426 | Rate Constraint in lbs/MMBtu | FALSE | L | Annual | Allowances Purchased SO2 | Thousand Tons | 0 | 0 | 0 | 0 | 0 | 0 | 0 | 0
NSR Boswell 4 - SO2 Rate Annual v5.14 | 865 | 6426 | Rate Constraint in lbs/MMBtu | FALSE | L | Annual | Allowances Sold SO2 | Thousand Tons | 0 | 0 | 0 | 0 | 0 | 0 | 0 | 0
NSR Boswell 4 - SO2 Rate Annual v5.14 | 865 | 6426 | Rate Constraint in lbs/MMBtu | FALSE | L | Annual | Allowances Banked | Thousand Tons | 0 | 0 | 0 | 0 | 0 | 0 | 0 | 0
NSR Boswell 4 - SO2 Rate Annual v5.14 | 865 | 6426 | Rate Constraint in lbs/MMBtu | FALSE | L | Annual | Allowances Withdrawn (1:1) | Thousand Tons | 0 | 0 | 0 | 0 | 0 | 0 | 0 | 0
NSR Boswell 4 - SO2 Rate Annual v5.14 | 865 | 6426 | Rate Constraint in lbs/MMBtu | FALSE | L | Annual | Allowances Withdrawn (n:1) | Thousand Tons | 0 | 0 | 0 | 0 | 0 | 0 | 0 | 0
NSR Boswell 4 - SO2 Rate Annual v5.14 | 865 | 6426 | Rate Constraint in lbs/MMBtu | FALSE | L | Annual | Net Emissions Allowance Position | Thousand Tons | 0.3132 | 0.35435 | 0.54971 | 0.46017 | 0.38196 | 0.44388 | 0.44043 | 0.42145
NSR Boswell 4 - SO2 Rate Annual v5.14 | 865 | 6426 | Rate Constraint in lbs/MMBtu | FALSE | L | Annual | Fuel Consumed | TBtu | 20.8799 | 23.7005 | 36.6476 | 30.6783 | 25.464 | 29.5923 | 29.3623 | 28.0964
NSR Boswell 4 - SO2 Rate Annual v5.14 | 865 | 6426 | Rate Constraint in lbs/MMBtu | FALSE | L | Annual | Rate | lb/MMBtu | 0.03 | 0.029903 | 0.03 | 0.03 | 0.03 | 0.03 | 0.03 | 0.03
NSR Boswell 4 - SO2 Rate Annual v5.14 | 865 | 6426 | Rate Constraint in lbs/MMBtu | FALSE | L | Annual | Generation | TWh | 1.972 | 2.2384 | 3.4612 | 2.8975 | 2.405 | 2.7949 | 2.7732 | 2.6536
NSR Boswell 4 - SO2 Rate Annual v5.14 | 865 | 6426 | Rate Constraint in lbs/MMBtu | FALSE | L | Annual | Qualifying Generation | TWh | 1.972 | 2.2384 | 3.4612 | 2.8975 | 2.405 | 2.7949 | 2.7732 | 2.6536
NSR Boswell 4 - SO2 Rate Annual v5.14 | 865 | 6426 | Rate Constraint in lbs/MMBtu | FALSE | L | Annual | Rate | lb/MWh | 0.31764 | 0.31661 | 0.31764 | 0.31764 | 0.31764 | 0.31764 | 0.31764 | 0.31764
NSR Boswell 4 - SO2 Rate Annual v5.14 | 865 | 6426 | Rate Constraint in lbs/MMBtu | FALSE | L | Annual | Constraint Shadow Price | US2016$/Ton | 769.735 | 0 | 4870.4935 | 14014.4051 | 15003.4972 | 14044.2267 | 11578.0977 | 6236.8349
NSR Burlington Unit 1 SO2 Rate v5.16 | 866 | 6620 | Rate Constraint in lbs/MMBtu | FALSE | L | Annual | Seasons Included | Seasons | Winter, WintShld, Summer | Winter, WintShld, Summer | Winter, WintShld, Summer | Winter, WintShld, Summer | Winter, WintShld, Summer | Winter, WintShld, Summer | Winter, WintShld, Summer | Winter, WintShld, Summer
NSR Burlington Unit 1 SO2 Rate v5.16 | 866 | 6620 | Rate Constraint in lbs/MMBtu | FALSE | L | Annual | Standard SO2 | lb/MMBtu | 0.75 | 0.75 | 0.75 | 0.75 | 0.75 | 0.75 | 0.75 | 0.75
NSR Burlington Unit 1 SO2 Rate v5.16 | 866 | 6620 | Rate Constraint in lbs/MMBtu | FALSE | L | Annual | Emissions at Affected Plants SO2 | Thousand Tons | 5.7432 | 0.053575 | 0.053674 | 0.053674 | 0.053674 | 0.053674 | 0.053674 | 0.053674
NSR Burlington Unit 1 SO2 Rate v5.16 | 866 | 6620 | Rate Constraint in lbs/MMBtu | FALSE | L | Annual | Allowances Purchased SO2 | Thousand Tons | 0 | 0 | 0 | 0 | 0 | 0 | 0 | 0
NSR Burlington Unit 1 SO2 Rate v5.16 | 866 | 6620 | Rate Constraint in lbs/MMBtu | FALSE | L | Annual | Allowances Sold SO2 | Thousand Tons | 0 | 0 | 0 | 0 | 0 | 0 | 0 | 0
NSR Burlington Unit 1 SO2 Rate v5.16 | 866 | 6620 | Rate Constraint in lbs/MMBtu | FALSE | L | Annual | Allowances Banked | Thousand Tons | 0 | 0 | 0 | 0 | 0 | 0 | 0 | 0
NSR Burlington Unit 1 SO2 Rate v5.16 | 866 | 6620 | Rate Constraint in lbs/MMBtu | FALSE | L | Annual | Allowances Withdrawn (1:1) | Thousand Tons | 0 | 0 | 0 | 0 | 0 | 0 | 0 | 0
NSR Burlington Unit 1 SO2 Rate v5.16 | 866 | 6620 | Rate Constraint in lbs/MMBtu | FALSE | L | Annual | Allowances Withdrawn (n:1) | Thousand Tons | 0 | 0 | 0 | 0 | 0 | 0 | 0 | 0
NSR Burlington Unit 1 SO2 Rate v5.16 | 866 | 6620 | Rate Constraint in lbs/MMBtu | FALSE | L | Annual | Net Emissions Allowance Position | Thousand Tons | 5.7432 | 0.053575 | 0.053674 | 0.053674 | 0.053674 | 0.053674 | 0.053674 | 0.053674
NSR Burlington Unit 1 SO2 Rate v5.16 | 866 | 6620 | Rate Constraint in lbs/MMBtu | FALSE | L | Annual | Fuel Consumed | TBtu | 16.2608 | 0.15169 | 0.15197 | 0.15197 | 0.15197 | 0.15197 | 0.15197 | 0.15197
NSR Burlington Unit 1 SO2 Rate v5.16 | 866 | 6620 | Rate Constraint in lbs/MMBtu | FALSE | L | Annual | Rate | lb/MMBtu | 0.70638 | 0.70638 | 0.70638 | 0.70638 | 0.70638 | 0.70638 | 0.70638 | 0.70638
NSR Burlington Unit 1 SO2 Rate v5.16 | 866 | 6620 | Rate Constraint in lbs/MMBtu | FALSE | L | Annual | Generation | TWh | 1.4795 | 0.013801 | 0.013827 | 0.013827 | 0.013827 | 0.013827 | 0.013827 | 0.013827
NSR Burlington Unit 1 SO2 Rate v5.16 | 866 | 6620 | Rate Constraint in lbs/MMBtu | FALSE | L | Annual | Qualifying Generation | TWh | 1.4795 | 0.013801 | 0.013827 | 0.013827 | 0.013827 | 0.013827 | 0.013827 | 0.013827
NSR Burlington Unit 1 SO2 Rate v5.16 | 866 | 6620 | Rate Constraint in lbs/MMBtu | FALSE | L | Annual | Rate | lb/MWh | 7.7638 | 7.7638 | 7.7638 | 7.7638 | 7.7638 | 7.7638 | 7.7638 | 7.7638
NSR Burlington Unit 1 SO2 Rate v5.16 | 866 | 6620 | Rate Constraint in lbs/MMBtu | FALSE | L | Annual | Constraint Shadow Price | US2016$/Ton | 0 | 0 | 0 | 0 | 0 | 0 | 0 | 0
NSR Campbell 1 - SO2 Rate Annual v5.14 | 867 | 6141 | Rate Constraint in lbs/MMBtu | FALSE | L | Annual | Seasons Included | Seasons | Winter, WintShld, Summer | Winter, WintShld, Summer | Winter, WintShld, Summer | Winter, WintShld, Summer | Winter, WintShld, Summer | Winter, WintShld, Summer | Winter, WintShld, Summer | Winter, WintShld, Summer
NSR Campbell 1 - SO2 Rate Annual v5.14 | 867 | 6141 | Rate Constraint in lbs/MMBtu | FALSE | L | Annual | Standard SO2 | lb/MMBtu | 0.29 | 0.29 | 0.29 | 0.29 | 0.29 | 0.29 | 0.29 | 0.29
NSR Campbell 1 - SO2 Rate Annual v5.14 | 867 | 6141 | Rate Constraint in lbs/MMBtu | FALSE | L | Annual | Emissions at Affected Plants SO2 | Thousand Tons | 0.98682 | 1.2752 | 1.4972 | 1.4972 | 1.3536 | 1.3536 | 1.4972 | 0
NSR Campbell 1 - SO2 Rate Annual v5.14 | 867 | 6141 | Rate Constraint in lbs/MMBtu | FALSE | L | Annual | Allowances Purchased SO2 | Thousand Tons | 0 | 0 | 0 | 0 | 0 | 0 | 0 | 0
NSR Campbell 1 - SO2 Rate Annual v5.14 | 867 | 6141 | Rate Constraint in lbs/MMBtu | FALSE | L | Annual | Allowances Sold SO2 | Thousand Tons | 0 | 0 | 0 | 0 | 0 | 0 | 0 | 0
NSR Campbell 1 - SO2 Rate Annual v5.14 | 867 | 6141 | Rate Constraint in lbs/MMBtu | FALSE | L | Annual | Allowances Banked | Thousand Tons | 0 | 0 | 0 | 0 | 0 | 0 | 0 | 0
NSR Campbell 1 - SO2 Rate Annual v5.14 | 867 | 6141 | Rate Constraint in lbs/MMBtu | FALSE | L | Annual | Allowances Withdrawn (1:1) | Thousand Tons | 0 | 0 | 0 | 0 | 0 | 0 | 0 | 0
NSR Campbell 1 - SO2 Rate Annual v5.14 | 867 | 6141 | Rate Constraint in lbs/MMBtu | FALSE | L | Annual | Allowances Withdrawn (n:1) | Thousand Tons | 0 | 0 | 0 | 0 | 0 | 0 | 0 | 0
NSR Campbell 1 - SO2 Rate Annual v5.14 | 867 | 6141 | Rate Constraint in lbs/MMBtu | FALSE | L | Annual | Net Emissions Allowance Position | Thousand Tons | 0.98682 | 1.2752 | 1.4972 | 1.4972 | 1.3536 | 1.3536 | 1.4972 | 0
NSR Campbell 1 - SO2 Rate Annual v5.14 | 867 | 6141 | Rate Constraint in lbs/MMBtu | FALSE | L | Annual | Fuel Consumed | TBtu | 7.9351 | 9.6402 | 10.3257 | 10.3257 | 9.3352 | 9.3352 | 10.3257 | 0
NSR Campbell 1 - SO2 Rate Annual v5.14 | 867 | 6141 | Rate Constraint in lbs/MMBtu | FALSE | L | Annual | Rate | lb/MMBtu | 0.24872 | 0.26456 | 0.29 | 0.29 | 0.29 | 0.29 | 0.29 | 0
NSR Campbell 1 - SO2 Rate Annual v5.14 | 867 | 6141 | Rate Constraint in lbs/MMBtu | FALSE | L | Annual | Generation | TWh | 0.74426 | 0.90419 | 0.96849 | 0.96849 | 0.87558 | 0.87558 | 0.96849 | 0
NSR Campbell 1 - SO2 Rate Annual v5.14 | 867 | 6141 | Rate Constraint in lbs/MMBtu | FALSE | L | Annual | Qualifying Generation | TWh | 0.74426 | 0.90419 | 0.96849 | 0.96849 | 0.87558 | 0.87558 | 0.96849 | 0
NSR Campbell 1 - SO2 Rate Annual v5.14 | 867 | 6141 | Rate Constraint in lbs/MMBtu | FALSE | L | Annual | Rate | lb/MWh | 2.6518 | 2.8207 | 3.0919 | 3.0919 | 3.0919 | 3.0919 | 3.0919 | 0
NSR Campbell 1 - SO2 Rate Annual v5.14 | 867 | 6141 | Rate Constraint in lbs/MMBtu | FALSE | L | Annual | Constraint Shadow Price | US2016$/Ton | 0 | 0 | 0 | 0 | 0 | 0 | 1359.1882 | 0
NSR Campbell 1-3 - MER Rate Annual v5.16 | 868 | 6638 | Rate Constraint in lbs/MMBtu | FALSE | L | Annual | Seasons Included | Seasons | Winter, WintShld, Summer | Winter, WintShld, Summer | Winter, WintShld, Summer | Winter, WintShld, Summer | Winter, WintShld, Summer | Winter, WintShld, Summer | Winter, WintShld, Summer | Winter, WintShld, Summer
NSR Campbell 1-3 - MER Rate Annual v5.16 | 868 | 6638 | Rate Constraint in lbs/MMBtu | FALSE | L | Annual | Standard MER | lb/MMBtu | 0.015 | 0.015 | 0.015 | 0.015 | 0.015 | 0.015 | 0.015 | 0.015
NSR Campbell 1-3 - MER Rate Annual v5.16 | 868 | 6638 | Rate Constraint in lbs/MMBtu | FALSE | L | Annual | Emissions at Affected Plants MER | lbs | 37.6976 | 37.7592 | 46.6362 | 49.6825 | 44.7339 | 44.8672 | 45.1608 | 25.1605
NSR Campbell 1-3 - MER Rate Annual v5.16 | 868 | 6638 | Rate Constraint in lbs/MMBtu | FALSE | L | Annual | Allowances Purchased MER | lbs | 0 | 0 | 0 | 0 | 0 | 0 | 0 | 0
NSR Campbell 1-3 - MER Rate Annual v5.16 | 868 | 6638 | Rate Constraint in lbs/MMBtu | FALSE | L | Annual | Allowances Sold MER | lbs | 0 | 0 | 0 | 0 | 0 | 0 | 0 | 0
NSR Campbell 1-3 - MER Rate Annual v5.16 | 868 | 6638 | Rate Constraint in lbs/MMBtu | FALSE | L | Annual | Allowances Banked | lbs | 0 | 0 | 0 | 0 | 0 | 0 | 0 | 0
NSR Campbell 1-3 - MER Rate Annual v5.16 | 868 | 6638 | Rate Constraint in lbs/MMBtu | FALSE | L | Annual | Allowances Withdrawn (1:1) | lbs | 0 | 0 | 0 | 0 | 0 | 0 | 0 | 0
NSR Campbell 1-3 - MER Rate Annual v5.16 | 868 | 6638 | Rate Constraint in lbs/MMBtu | FALSE | L | Annual | Allowances Withdrawn (n:1) | lbs | 0 | 0 | 0 | 0 | 0 | 0 | 0 | 0
NSR Campbell 1-3 - MER Rate Annual v5.16 | 868 | 6638 | Rate Constraint in lbs/MMBtu | FALSE | L | Annual | Net Emissions Allowance Position | lbs | 37.6976 | 37.7592 | 46.6362 | 49.6825 | 44.7339 | 44.8672 | 45.1608 | 25.1605
NSR Campbell 1-3 - MER Rate Annual v5.16 | 868 | 6638 | Rate Constraint in lbs/MMBtu | FALSE | L | Annual | Fuel Consumed | TBtu | 70.5412 | 77.0378 | 82.2973 | 87.874 | 79.0431 | 79.3124 | 79.9468 | 43.1216
NSR Campbell 1-3 - MER Rate Annual v5.16 | 868 | 6638 | Rate Constraint in lbs/MMBtu | FALSE | L | Annual | Rate | lb/MMBtu | 5.344e-07 | 4.9014e-07 | 5.6668e-07 | 5.6538e-07 | 5.6594e-07 | 5.657e-07 | 5.6489e-07 | 5.8348e-07
NSR Campbell 1-3 - MER Rate Annual v5.16 | 868 | 6638 | Rate Constraint in lbs/MMBtu | FALSE | L | Annual | Generation | TWh | 6.6247 | 7.2346 | 7.7287 | 8.2494 | 7.4212 | 7.4461 | 7.5061 | 4.0617
NSR Campbell 1-3 - MER Rate Annual v5.16 | 868 | 6638 | Rate Constraint in lbs/MMBtu | FALSE | L | Annual | Qualifying Generation | TWh | 6.6247 | 7.2346 | 7.7287 | 8.2494 | 7.4212 | 7.4461 | 7.5061 | 4.0617
NSR Campbell 1-3 - MER Rate Annual v5.16 | 868 | 6638 | Rate Constraint in lbs/MMBtu | FALSE | L | Annual | Rate | lb/MWh | 5.6905e-06 | 5.2193e-06 | 6.0341e-06 | 6.0225e-06 | 6.0278e-06 | 6.0256e-06 | 6.0166e-06 | 6.1945e-06
NSR Campbell 1-3 - MER Rate Annual v5.16 | 868 | 6638 | Rate Constraint in lbs/MMBtu | FALSE | L | Annual | Constraint Shadow Price | US2016$/Lb | 0 | 0 | 0 | 0 | 0 | 0 | 0 | 0
NSR Campbell 2 - SO2 Rate Annual v5.16 | 869 | 6636 | Rate Constraint in lbs/MMBtu | FALSE | L | Annual | Seasons Included | Seasons | Winter, WintShld, Summer | Winter, WintShld, Summer | Winter, WintShld, Summer | Winter, WintShld, Summer | Winter, WintShld, Summer | Winter, WintShld, Summer | Winter, WintShld, Summer | Winter, WintShld, Summer
NSR Campbell 2 - SO2 Rate Annual v5.16 | 869 | 6636 | Rate Constraint in lbs/MMBtu | FALSE | L | Annual | Standard SO2 | lb/MMBtu | 0.32 | 0.32 | 0.32 | 0.32 | 0.32 | 0.32 | 0.32 | 0.32
NSR Campbell 2 - SO2 Rate Annual v5.16 | 869 | 6636 | Rate Constraint in lbs/MMBtu | FALSE | L | Annual | Emissions at Affected Plants SO2 | Thousand Tons | 1.2284 | 1.4541 | 1.7987 | 2.2369 | 1.9326 | 1.9757 | 1.9187 | 0
NSR Campbell 2 - SO2 Rate Annual v5.16 | 869 | 6636 | Rate Constraint in lbs/MMBtu | FALSE | L | Annual | Allowances Purchased SO2 | Thousand Tons | 0 | 0 | 0 | 0 | 0 | 0 | 0 | 0
NSR Campbell 2 - SO2 Rate Annual v5.16 | 869 | 6636 | Rate Constraint in lbs/MMBtu | FALSE | L | Annual | Allowances Sold SO2 | Thousand Tons | 0 | 0 | 0 | 0 | 0 | 0 | 0 | 0
NSR Campbell 2 - SO2 Rate Annual v5.16 | 869 | 6636 | Rate Constraint in lbs/MMBtu | FALSE | L | Annual | Allowances Banked | Thousand Tons | 0 | 0 | 0 | 0 | 0 | 0 | 0 | 0
NSR Campbell 2 - SO2 Rate Annual v5.16 | 869 | 6636 | Rate Constraint in lbs/MMBtu | FALSE | L | Annual | Allowances Withdrawn (1:1) | Thousand Tons | 0 | 0 | 0 | 0 | 0 | 0 | 0 | 0
NSR Campbell 2 - SO2 Rate Annual v5.16 | 869 | 6636 | Rate Constraint in lbs/MMBtu | FALSE | L | Annual | Allowances Withdrawn (n:1) | Thousand Tons | 0 | 0 | 0 | 0 | 0 | 0 | 0 | 0
NSR Campbell 2 - SO2 Rate Annual v5.16 | 869 | 6636 | Rate Constraint in lbs/MMBtu | FALSE | L | Annual | Net Emissions Allowance Position | Thousand Tons | 1.2284 | 1.4541 | 1.7987 | 2.2369 | 1.9326 | 1.9757 | 1.9187 | 0
NSR Campbell 2 - SO2 Rate Annual v5.16 | 869 | 6636 | Rate Constraint in lbs/MMBtu | FALSE | L | Annual | Fuel Consumed | TBtu | 9.878 | 10.6726 | 11.242 | 13.9809 | 12.0789 | 12.3482 | 11.9921 | 0
NSR Campbell 2 - SO2 Rate Annual v5.16 | 869 | 6636 | Rate Constraint in lbs/MMBtu | FALSE | L | Annual | Rate | lb/MMBtu | 0.24872 | 0.27249 | 0.32 | 0.32 | 0.32 | 0.32 | 0.32 | 0
NSR Campbell 2 - SO2 Rate Annual v5.16 | 869 | 6636 | Rate Constraint in lbs/MMBtu | FALSE | L | Annual | Generation | TWh | 0.9138 | 0.98731 | 1.04 | 1.2934 | 1.1174 | 1.1423 | 1.1094 | 0
NSR Campbell 2 - SO2 Rate Annual v5.16 | 869 | 6636 | Rate Constraint in lbs/MMBtu | FALSE | L | Annual | Qualifying Generation | TWh | 0.9138 | 0.98731 | 1.04 | 1.2934 | 1.1174 | 1.1423 | 1.1094 | 0
NSR Campbell 2 - SO2 Rate Annual v5.16 | 869 | 6636 | Rate Constraint in lbs/MMBtu | FALSE | L | Annual | Rate | lb/MWh | 2.6886 | 2.9455 | 3.4591 | 3.4591 | 3.4591 | 3.4591 | 3.4591 | 0
NSR Campbell 2 - SO2 Rate Annual v5.16 | 869 | 6636 | Rate Constraint in lbs/MMBtu | FALSE | L | Annual | Constraint Shadow Price | US2016$/Ton | 0 | 0 | 0 | 1617.1704 | 1720.2981 | 1618.8513 | 1359.1882 | 0
NSR Campbell 2,3 - NOX Rate Annual v5.16 | 870 | 6637 | Rate Constraint in lbs/MMBtu | FALSE | L | Annual | Seasons Included | Seasons | Winter, WintShld, Summer | Winter, WintShld, Summer | Winter, WintShld, Summer | Winter, WintShld, Summer | Winter, WintShld, Summer | Winter, WintShld, Summer | Winter, WintShld, Summer | Winter, WintShld, Summer
NSR Campbell 2,3 - NOX Rate Annual v5.16 | 870 | 6637 | Rate Constraint in lbs/MMBtu | FALSE | L | Annual | Standard NOX | lb/MMBtu | 0.08 | 0.08 | 0.08 | 0.08 | 0.08 | 0.08 | 0.08 | 0.08
NSR Campbell 2,3 - NOX Rate Annual v5.16 | 870 | 6637 | Rate Constraint in lbs/MMBtu | FALSE | L | Annual | Emissions at Affected Plants NOX | Thousand Tons | 1.736 | 1.8688 | 1.996 | 2.1458 | 1.9301 | 1.937 | 1.9279 | 1.2136
NSR Campbell 2,3 - NOX Rate Annual v5.16 | 870 | 6637 | Rate Constraint in lbs/MMBtu | FALSE | L | Annual | Allowances Purchased NOX | Thousand Tons | 0 | 0 | 0 | 0 | 0 | 0 | 0 | 0
NSR Campbell 2,3 - NOX Rate Annual v5.16 | 870 | 6637 | Rate Constraint in lbs/MMBtu | FALSE | L | Annual | Allowances Sold NOX | Thousand Tons | 0 | 0 | 0 | 0 | 0 | 0 | 0 | 0
NSR Campbell 2,3 - NOX Rate Annual v5.16 | 870 | 6637 | Rate Constraint in lbs/MMBtu | FALSE | L | Annual | Allowances Banked | Thousand Tons | 0 | 0 | 0 | 0 | 0 | 0 | 0 | 0
NSR Campbell 2,3 - NOX Rate Annual v5.16 | 870 | 6637 | Rate Constraint in lbs/MMBtu | FALSE | L | Annual | Allowances Withdrawn (1:1) | Thousand Tons | 0 | 0 | 0 | 0 | 0 | 0 | 0 | 0
NSR Campbell 2,3 - NOX Rate Annual v5.16 | 870 | 6637 | Rate Constraint in lbs/MMBtu | FALSE | L | Annual | Allowances Withdrawn (n:1) | Thousand Tons | 0 | 0 | 0 | 0 | 0 | 0 | 0 | 0
NSR Campbell 2,3 - NOX Rate Annual v5.16 | 870 | 6637 | Rate Constraint in lbs/MMBtu | FALSE | L | Annual | Net Emissions Allowance Position | Thousand Tons | 1.736 | 1.8688 | 1.996 | 2.1458 | 1.9301 | 1.937 | 1.9279 | 1.2136
NSR Campbell 2,3 - NOX Rate Annual v5.16 | 870 | 6637 | Rate Constraint in lbs/MMBtu | FALSE | L | Annual | Fuel Consumed | TBtu | 62.6061 | 67.3976 | 71.9716 | 77.5483 | 69.7078 | 69.9772 | 69.621 | 43.1216
NSR Campbell 2,3 - NOX Rate Annual v5.16 | 870 | 6637 | Rate Constraint in lbs/MMBtu | FALSE | L | Annual | Rate | lb/MMBtu | 0.055459 | 0.055456 | 0.055468 | 0.055341 | 0.055378 | 0.055361 | 0.055383 | 0.056286
NSR Campbell 2,3 - NOX Rate Annual v5.16 | 870 | 6637 | Rate Constraint in lbs/MMBtu | FALSE | L | Annual | Generation | TWh | 5.8804 | 6.3304 | 6.7603 | 7.2809 | 6.5456 | 6.5705 | 6.5376 | 4.0617
NSR Campbell 2,3 - NOX Rate Annual v5.16 | 870 | 6637 | Rate Constraint in lbs/MMBtu | FALSE | L | Annual | Qualifying Generation | TWh | 5.8804 | 6.3304 | 6.7603 | 7.2809 | 6.5456 | 6.5705 | 6.5376 | 4.0617
NSR Campbell 2,3 - NOX Rate Annual v5.16 | 870 | 6637 | Rate Constraint in lbs/MMBtu | FALSE | L | Annual | Rate | lb/MWh | 0.59045 | 0.59043 | 0.59052 | 0.58943 | 0.58975 | 0.58961 | 0.5898 | 0.59756
NSR Campbell 2,3 - NOX Rate Annual v5.16 | 870 | 6637 | Rate Constraint in lbs/MMBtu | FALSE | L | Annual | Constraint Shadow Price | US2016$/Ton | 0 | 0 | 0 | 0 | 0 | 0 | 0 | 0
NSR Campbell 3 - SO2 Rate Annual v5.14 | 871 | 6142 | Rate Constraint in lbs/MMBtu | FALSE | L | Annual | Seasons Included | Seasons | Winter, WintShld, Summer | Winter, WintShld, Summer | Winter, WintShld, Summer | Winter, WintShld, Summer | Winter, WintShld, Summer | Winter, WintShld, Summer | Winter, WintShld, Summer | Winter, WintShld, Summer
NSR Campbell 3 - SO2 Rate Annual v5.14 | 871 | 6142 | Rate Constraint in lbs/MMBtu | FALSE | L | Annual | Standard SO2 | lb/MMBtu | 0.07 | 0.07 | 0.07 | 0.07 | 0.07 | 0.07 | 0.07 | 0.07
NSR Campbell 3 - SO2 Rate Annual v5.14 | 871 | 6142 | Rate Constraint in lbs/MMBtu | FALSE | L | Annual | Emissions at Affected Plants SO2 | Thousand Tons | 1.7325 | 1.8638 | 1.9954 | 2.0886 | 1.8935 | 1.8935 | 1.8935 | 1.4202
NSR Campbell 3 - SO2 Rate Annual v5.14 | 871 | 6142 | Rate Constraint in lbs/MMBtu | FALSE | L | Annual | Allowances Purchased SO2 | Thousand Tons | 0 | 0 | 0 | 0 | 0 | 0 | 0 | 0
NSR Campbell 3 - SO2 Rate Annual v5.14 | 871 | 6142 | Rate Constraint in lbs/MMBtu | FALSE | L | Annual | Allowances Sold SO2 | Thousand Tons | 0 | 0 | 0 | 0 | 0 | 0 | 0 | 0
NSR Campbell 3 - SO2 Rate Annual v5.14 | 871 | 6142 | Rate Constraint in lbs/MMBtu | FALSE | L | Annual | Allowances Banked | Thousand Tons | 0 | 0 | 0 | 0 | 0 | 0 | 0 | 0
NSR Campbell 3 - SO2 Rate Annual v5.14 | 871 | 6142 | Rate Constraint in lbs/MMBtu | FALSE | L | Annual | Allowances Withdrawn (1:1) | Thousand Tons | 0 | 0 | 0 | 0 | 0 | 0 | 0 | 0
NSR Campbell 3 - SO2 Rate Annual v5.14 | 871 | 6142 | Rate Constraint in lbs/MMBtu | FALSE | L | Annual | Allowances Withdrawn (n:1) | Thousand Tons | 0 | 0 | 0 | 0 | 0 | 0 | 0 | 0
NSR Campbell 3 - SO2 Rate Annual v5.14 | 871 | 6142 | Rate Constraint in lbs/MMBtu | FALSE | L | Annual | Net Emissions Allowance Position | Thousand Tons | 1.7325 | 1.8638 | 1.9954 | 2.0886 | 1.8935 | 1.8935 | 1.8935 | 1.4202
NSR Campbell 3 - SO2 Rate Annual v5.14 | 871 | 6142 | Rate Constraint in lbs/MMBtu | FALSE | L | Annual | Fuel Consumed | TBtu | 52.7281 | 56.725 | 60.7295 | 63.5674 | 57.6289 | 57.6289 | 57.6289 | 43.1216
NSR Campbell 3 - SO2 Rate Annual v5.14 | 871 | 6142 | Rate Constraint in lbs/MMBtu | FALSE | L | Annual | Rate | lb/MMBtu | 0.065714 | 0.065714 | 0.065714 | 0.065714 | 0.065714 | 0.065714 | 0.065714 | 0.065871
NSR Campbell 3 - SO2 Rate Annual v5.14 | 871 | 6142 | Rate Constraint in lbs/MMBtu | FALSE | L | Annual | Generation | TWh | 4.9666 | 5.3431 | 5.7203 | 5.9876 | 5.4282 | 5.4282 | 5.4282 | 4.0617
NSR Campbell 3 - SO2 Rate Annual v5.14 | 871 | 6142 | Rate Constraint in lbs/MMBtu | FALSE | L | Annual | Qualifying Generation | TWh | 4.9666 | 5.3431 | 5.7203 | 5.9876 | 5.4282 | 5.4282 | 5.4282 | 4.0617
NSR Campbell 3 - SO2 Rate Annual v5.14 | 871 | 6142 | Rate Constraint in lbs/MMBtu | FALSE | L | Annual | Rate | lb/MWh | 0.69766 | 0.69766 | 0.69766 | 0.69766 | 0.69766 | 0.69766 | 0.69766 | 0.69932
NSR Campbell 3 - SO2 Rate Annual v5.14 | 871 | 6142 | Rate Constraint in lbs/MMBtu | FALSE | L | Annual | Constraint Shadow Price | US2016$/Ton | 0 | 0 | 0 | 0 | 0 | 0 | 0 | 0
NSR Chesterfield 4 - NOX Rate Annual v3.1, Unit 5714 and retrofits | 872 | 1936 | Rate Constraint in lbs/MMBtu | FALSE | L | Annual | Seasons Included | Seasons | Winter, WintShld, Summer | Winter, WintShld, Summer | Winter, WintShld, Summer | Winter, WintShld, Summer | Winter, WintShld, Summer | Winter, WintShld, Summer | Winter, WintShld, Summer | Winter, WintShld, Summer
NSR Chesterfield 4 - NOX Rate Annual v3.1, Unit 5714 and retrofits | 872 | 1936 | Rate Constraint in lbs/MMBtu | FALSE | L | Annual | Standard NOX | lb/MMBtu | 0.1 | 0.1 | 0.1 | 0.1 | 0.1 | 0.1 | 0.1 | 0.1
NSR Chesterfield 4 - NOX Rate Annual v3.1, Unit 5714 and retrofits | 872 | 1936 | Rate Constraint in lbs/MMBtu | FALSE | L | Annual | Emissions at Affected Plants NOX | Thousand Tons | 0 | 0 | 0 | 0 | 0 | 0 | 0 | 0
NSR Chesterfield 4 - NOX Rate Annual v3.1, Unit 5714 and retrofits | 872 | 1936 | Rate Constraint in lbs/MMBtu | FALSE | L | Annual | Allowances Purchased NOX | Thousand Tons | 0 | 0 | 0 | 0 | 0 | 0 | 0 | 0
NSR Chesterfield 4 - NOX Rate Annual v3.1, Unit 5714 and retrofits | 872 | 1936 | Rate Constraint in lbs/MMBtu | FALSE | L | Annual | Allowances Sold NOX | Thousand Tons | 0 | 0 | 0 | 0 | 0 | 0 | 0 | 0
NSR Chesterfield 4 - NOX Rate Annual v3.1, Unit 5714 and retrofits | 872 | 1936 | Rate Constraint in lbs/MMBtu | FALSE | L | Annual | Allowances Banked | Thousand Tons | 0 | 0 | 0 | 0 | 0 | 0 | 0 | 0
NSR Chesterfield 4 - NOX Rate Annual v3.1, Unit 5714 and retrofits | 872 | 1936 | Rate Constraint in lbs/MMBtu | FALSE | L | Annual | Allowances Withdrawn (1:1) | Thousand Tons | 0 | 0 | 0 | 0 | 0 | 0 | 0 | 0
NSR Chesterfield 4 - NOX Rate Annual v3.1, Unit 5714 and retrofits | 872 | 1936 | Rate Constraint in lbs/MMBtu | FALSE | L | Annual | Allowances Withdrawn (n:1) | Thousand Tons | 0 | 0 | 0 | 0 | 0 | 0 | 0 | 0
NSR Chesterfield 4 - NOX Rate Annual v3.1, Unit 5714 and retrofits | 872 | 1936 | Rate Constraint in lbs/MMBtu | FALSE | L | Annual | Net Emissions Allowance Position | Thousand Tons | 0 | 0 | 0 | 0 | 0 | 0 | 0 | 0
NSR Chesterfield 4 - NOX Rate Annual v3.1, Unit 5714 and retrofits | 872 | 1936 | Rate Constraint in lbs/MMBtu | FALSE | L | Annual | Fuel Consumed | TBtu | 0 | 0 | 0 | 0 | 0 | 0 | 0 | 0
NSR Chesterfield 4 - NOX Rate Annual v3.1, Unit 5714 and retrofits | 872 | 1936 | Rate Constraint in lbs/MMBtu | FALSE | L | Annual | Rate | lb/MMBtu | 0 | 0 | 0 | 0 | 0 | 0 | 0 | 0
NSR Chesterfield 4 - NOX Rate Annual v3.1, Unit 5714 and retrofits | 872 | 1936 | Rate Constraint in lbs/MMBtu | FALSE | L | Annual | Generation | TWh | 0 | 0 | 0 | 0 | 0 | 0 | 0 | 0
NSR Chesterfield 4 - NOX Rate Annual v3.1, Unit 5714 and retrofits | 872 | 1936 | Rate Constraint in lbs/MMBtu | FALSE | L | Annual | Qualifying Generation | TWh | 0 | 0 | 0 | 0 | 0 | 0 | 0 | 0
NSR Chesterfield 4 - NOX Rate Annual v3.1, Unit 5714 and retrofits | 872 | 1936 | Rate Constraint in lbs/MMBtu | FALSE | L | Annual | Rate | lb/MWh | 0 | 0 | 0 | 0 | 0 | 0 | 0 | 0
NSR Chesterfield 4 - NOX Rate Annual v3.1, Unit 5714 and retrofits | 872 | 1936 | Rate Constraint in lbs/MMBtu | FALSE | L | Annual | Constraint Shadow Price | US2016$/Ton | 0 | 0 | 0 | 0 | 0 | 0 | 0 | 0
NSR Chesterfield 5,6 - NOX Rate Annual v3.1, Unit 5715 and retrofits | 873 | 1935 | Rate Constraint in lbs/MMBtu | FALSE | L | Annual | Seasons Included | Seasons | Winter, WintShld, Summer | Winter, WintShld, Summer | Winter, WintShld, Summer | Winter, WintShld, Summer | Winter, WintShld, Summer | Winter, WintShld, Summer | Winter, WintShld, Summer | Winter, WintShld, Summer
NSR Chesterfield 5,6 - NOX Rate Annual v3.1, Unit 5715 and retrofits | 873 | 1935 | Rate Constraint in lbs/MMBtu | FALSE | L | Annual | Standard NOX | lb/MMBtu | 0.1 | 0.1 | 0.1 | 0.1 | 0.1 | 0.1 | 0.1 | 0.1
NSR Chesterfield 5,6 - NOX Rate Annual v3.1, Unit 5715 and retrofits | 873 | 1935 | Rate Constraint in lbs/MMBtu | FALSE | L | Annual | Emissions at Affected Plants NOX | Thousand Tons | 0.29566 | 0.32044 | 0.32044 | 0.30831 | 0 | 0 | 0 | 0
NSR Chesterfield 5,6 - NOX Rate Annual v3.1, Unit 5715 and retrofits | 873 | 1935 | Rate Constraint in lbs/MMBtu | FALSE | L | Annual | Allowances Purchased NOX | Thousand Tons | 0 | 0 | 0 | 0 | 0 | 0 | 0 | 0
NSR Chesterfield 5,6 - NOX Rate Annual v3.1, Unit 5715 and retrofits | 873 | 1935 | Rate Constraint in lbs/MMBtu | FALSE | L | Annual | Allowances Sold NOX | Thousand Tons | 0 | 0 | 0 | 0 | 0 | 0 | 0 | 0
NSR Chesterfield 5,6 - NOX Rate Annual v3.1, Unit 5715 and retrofits | 873 | 1935 | Rate Constraint in lbs/MMBtu | FALSE | L | Annual | Allowances Banked | Thousand Tons | 0 | 0 | 0 | 0 | 0 | 0 | 0 | 0
NSR Chesterfield 5,6 - NOX Rate Annual v3.1, Unit 5715 and retrofits | 873 | 1935 | Rate Constraint in lbs/MMBtu | FALSE | L | Annual | Allowances Withdrawn (1:1) | Thousand Tons | 0 | 0 | 0 | 0 | 0 | 0 | 0 | 0
NSR Chesterfield 5,6 - NOX Rate Annual v3.1, Unit 5715 and retrofits | 873 | 1935 | Rate Constraint in lbs/MMBtu | FALSE | L | Annual | Allowances Withdrawn (n:1) | Thousand Tons | 0 | 0 | 0 | 0 | 0 | 0 | 0 | 0
NSR Chesterfield 5,6 - NOX Rate Annual v3.1, Unit 5715 and retrofits | 873 | 1935 | Rate Constraint in lbs/MMBtu | FALSE | L | Annual | Net Emissions Allowance Position | Thousand Tons | 0.29566 | 0.32044 | 0.32044 | 0.30831 | 0 | 0 | 0 | 0
NSR Chesterfield 5,6 - NOX Rate Annual v3.1, Unit 5715 and retrofits | 873 | 1935 | Rate Constraint in lbs/MMBtu | FALSE | L | Annual | Fuel Consumed | TBtu | 12.7439 | 13.8121 | 13.8121 | 13.2894 | 0 | 0 | 0 | 0
NSR Chesterfield 5,6 - NOX Rate Annual v3.1, Unit 5715 and retrofits | 873 | 1935 | Rate Constraint in lbs/MMBtu | FALSE | L | Annual | Rate | lb/MMBtu | 0.0464 | 0.0464 | 0.0464 | 0.0464 | 0 | 0 | 0 | 0
NSR Chesterfield 5,6 - NOX Rate Annual v3.1, Unit 5715 and retrofits | 873 | 1935 | Rate Constraint in lbs/MMBtu | FALSE | L | Annual | Generation | TWh | 1.2579 | 1.3634 | 1.3634 | 1.3118 | 0 | 0 | 0 | 0
NSR Chesterfield 5,6 - NOX Rate Annual v3.1, Unit 5715 and retrofits | 873 | 1935 | Rate Constraint in lbs/MMBtu | FALSE | L | Annual | Qualifying Generation | TWh | 1.2579 | 1.3634 | 1.3634 | 1.3118 | 0 | 0 | 0 | 0
NSR Chesterfield 5,6 - NOX Rate Annual v3.1, Unit 5715 and retrofits | 873 | 1935 | Rate Constraint in lbs/MMBtu | FALSE | L | Annual | Rate | lb/MWh | 0.47008 | 0.47008 | 0.47008 | 0.47008 | 0 | 0 | 0 | 0
NSR Chesterfield 5,6 - NOX Rate Annual v3.1, Unit 5715 and retrofits | 873 | 1935 | Rate Constraint in lbs/MMBtu | FALSE | L | Annual | Constraint Shadow Price | US2016$/Ton | 0 | 0 | 0 | 0 | 0 | 0 | 0 | 0
NSR Chesterfield 5,6 - NOX Rate Annual v3.1, Unit 5716 and retrofits | 874 | 1935 | Rate Constraint in lbs/MMBtu | FALSE | L | Annual | Seasons Included | Seasons | Winter, WintShld, Summer | Winter, WintShld, Summer | Winter, WintShld, Summer | Winter, WintShld, Summer | Winter, WintShld, Summer | Winter, WintShld, Summer | Winter, WintShld, Summer | Winter, WintShld, Summer
NSR Chesterfield 5,6 - NOX Rate Annual v3.1, Unit 5716 and retrofits | 874 | 1935 | Rate Constraint in lbs/MMBtu | FALSE | L | Annual | Standard NOX | lb/MMBtu | 0.1 | 0.1 | 0.1 | 0.1 | 0.1 | 0.1 | 0.1 | 0.1
NSR Chesterfield 5,6 - NOX Rate Annual v3.1, Unit 5716 and retrofits | 874 | 1935 | Rate Constraint in lbs/MMBtu | FALSE | L | Annual | Emissions at Affected Plants NOX | Thousand Tons | 0.65958 | 0.69216 | 0.71499 | 0.68785 | 0.35985 | 0.35985 | 0.3687 | 0
NSR Chesterfield 5,6 - NOX Rate Annual v3.1, Unit 5716 and retrofits | 874 | 1935 | Rate Constraint in lbs/MMBtu | FALSE | L | Annual | Allowances Purchased NOX | Thousand Tons | 0 | 0 | 0 | 0 | 0 | 0 | 0 | 0
NSR Chesterfield 5,6 - NOX Rate Annual v3.1, Unit 5716 and retrofits | 874 | 1935 | Rate Constraint in lbs/MMBtu | FALSE | L | Annual | Allowances Sold NOX | Thousand Tons | 0 | 0 | 0 | 0 | 0 | 0 | 0 | 0
NSR Chesterfield 5,6 - NOX Rate Annual v3.1, Unit 5716 and retrofits | 874 | 1935 | Rate Constraint in lbs/MMBtu | FALSE | L | Annual | Allowances Banked | Thousand Tons | 0 | 0 | 0 | 0 | 0 | 0 | 0 | 0
NSR Chesterfield 5,6 - NOX Rate Annual v3.1, Unit 5716 and retrofits | 874 | 1935 | Rate Constraint in lbs/MMBtu | FALSE | L | Annual | Allowances Withdrawn (1:1) | Thousand Tons | 0 | 0 | 0 | 0 | 0 | 0 | 0 | 0
NSR Chesterfield 5,6 - NOX Rate Annual v3.1, Unit 5716 and retrofits | 874 | 1935 | Rate Constraint in lbs/MMBtu | FALSE | L | Annual | Allowances Withdrawn (n:1) | Thousand Tons | 0 | 0 | 0 | 0 | 0 | 0 | 0 | 0
NSR Chesterfield 5,6 - NOX Rate Annual v3.1, Unit 5716 and retrofits | 874 | 1935 | Rate Constraint in lbs/MMBtu | FALSE | L | Annual | Net Emissions Allowance Position | Thousand Tons | 0.65958 | 0.69216 | 0.71499 | 0.68785 | 0.35985 | 0.35985 | 0.3687 | 0
NSR Chesterfield 5,6 - NOX Rate Annual v3.1, Unit 5716 and retrofits | 874 | 1935 | Rate Constraint in lbs/MMBtu | FALSE | L | Annual | Fuel Consumed | TBtu | 25.5501 | 26.8125 | 27.6968 | 26.6455 | 13.9397 | 13.9397 | 14.2823 | 0
NSR Chesterfield 5,6 - NOX Rate Annual v3.1, Unit 5716 and retrofits | 874 | 1935 | Rate Constraint in lbs/MMBtu | FALSE | L | Annual | Rate | lb/MMBtu | 0.05163 | 0.05163 | 0.05163 | 0.05163 | 0.05163 | 0.05163 | 0.05163 | 0
NSR Chesterfield 5,6 - NOX Rate Annual v3.1, Unit 5716 and retrofits | 874 | 1935 | Rate Constraint in lbs/MMBtu | FALSE | L | Annual | Generation | TWh | 2.5163 | 2.6406 | 2.7277 | 2.6241 | 1.3728 | 1.3728 | 1.4066 | 0
NSR Chesterfield 5,6 - NOX Rate Annual v3.1, Unit 5716 and retrofits | 874 | 1935 | Rate Constraint in lbs/MMBtu | FALSE | L | Annual | Qualifying Generation | TWh | 2.5163 | 2.6406 | 2.7277 | 2.6241 | 1.3728 | 1.3728 | 1.4066 | 0
NSR Chesterfield 5,6 - NOX Rate Annual v3.1, Unit 5716 and retrofits | 874 | 1935 | Rate Constraint in lbs/MMBtu | FALSE | L | Annual | Rate | lb/MWh | 0.52425 | 0.52425 | 0.52425 | 0.52425 | 0.52425 | 0.52425 | 0.52425 | 0
NSR Chesterfield 5,6 - NOX Rate Annual v3.1, Unit 5716 and retrofits | 874 | 1935 | Rate Constraint in lbs/MMBtu | FALSE | L | Annual | Constraint Shadow Price | US2016$/Ton | 0 | 0 | 0 | 0 | 0 | 0 | 0 | 0
NSR Clifty Creek 1-6 - SO2 Cap Annual v5.16 | 875 | 6700 | Rate Constraint in MTons | FALSE | L | Annual | Seasons Included | Seasons | Winter, WintShld, Summer | Winter, WintShld, Summer | Winter, WintShld, Summer | Winter, WintShld, Summer | Winter, WintShld, Summer | Winter, WintShld, Summer | Winter, WintShld, Summer | Winter, WintShld, Summer
NSR Clifty Creek 1-6 - SO2 Cap Annual v5.16 | 875 | 6700 | Rate Constraint in MTons | FALSE | L | Annual | Standard SO2 | Thousand Tons | 11.503 | 11.503 | 11.503 | 11.503 | 11.503 | 11.503 | 11.503 | 11.503
NSR Clifty Creek 1-6 - SO2 Cap Annual v5.16 | 875 | 6700 | Rate Constraint in MTons | FALSE | L | Annual | Emissions at Affected Plants SO2 | Thousand Tons | 4.1129 | 4.094 | 4.1105 | 4.3515 | 4.0452 | 3.8778 | 3.1974 | 0
NSR Clifty Creek 1-6 - SO2 Cap Annual v5.16 | 875 | 6700 | Rate Constraint in MTons | FALSE | L | Annual | Allowances Purchased SO2 | Thousand Tons | 0 | 0 | 0 | 0 | 0 | 0 | 0 | 0
NSR Clifty Creek 1-6 - SO2 Cap Annual v5.16 | 875 | 6700 | Rate Constraint in MTons | FALSE | L | Annual | Allowances Sold SO2 | Thousand Tons | 0 | 0 | 0 | 0 | 0 | 0 | 0 | 0
NSR Clifty Creek 1-6 - SO2 Cap Annual v5.16 | 875 | 6700 | Rate Constraint in MTons | FALSE | L | Annual | Allowances Banked | Thousand Tons | 0 | 0 | 0 | 0 | 0 | 0 | 0 | 0
NSR Clifty Creek 1-6 - SO2 Cap Annual v5.16 | 875 | 6700 | Rate Constraint in MTons | FALSE | L | Annual | Allowances Withdrawn (1:1) | Thousand Tons | 0 | 0 | 0 | 0 | 0 | 0 | 0 | 0
NSR Clifty Creek 1-6 - SO2 Cap Annual v5.16 | 875 | 6700 | Rate Constraint in MTons | FALSE | L | Annual | Allowances Withdrawn (n:1) | Thousand Tons | 0 | 0 | 0 | 0 | 0 | 0 | 0 | 0
NSR Clifty Creek 1-6 - SO2 Cap Annual v5.16 | 875 | 6700 | Rate Constraint in MTons | FALSE | L | Annual | Net Emissions Allowance Position | Thousand Tons | 4.1129 | 4.094 | 4.1105 | 4.3515 | 4.0452 | 3.8778 | 3.1974 | 0
NSR Clifty Creek 1-6 - SO2 Cap Annual v5.16 | 875 | 6700 | Rate Constraint in MTons | FALSE | L | Annual | Fuel Consumed | TBtu | 77.9452 | 77.9452 | 77.9452 | 77.9452 | 72.4601 | 69.4615 | 57.2735 | 0
NSR Clifty Creek 1-6 - SO2 Cap Annual v5.16 | 875 | 6700 | Rate Constraint in MTons | FALSE | L | Annual | Rate | lb/MMBtu | 0.10553 | 0.10505 | 0.10547 | 0.11165 | 0.11165 | 0.11165 | 0.11165 | 0
NSR Clifty Creek 1-6 - SO2 Cap Annual v5.16 | 875 | 6700 | Rate Constraint in MTons | FALSE | L | Annual | Generation | TWh | 7.2679 | 7.2679 | 7.2679 | 7.2679 | 6.7564 | 6.4768 | 5.3405 | 0
NSR Clifty Creek 1-6 - SO2 Cap Annual v5.16 | 875 | 6700 | Rate Constraint in MTons | FALSE | L | Annual | Qualifying Generation | TWh | 7.2679 | 7.2679 | 7.2679 | 7.2679 | 6.7564 | 6.4768 | 5.3405 | 0
NSR Clifty Creek 1-6 - SO2 Cap Annual v5.16 | 875 | 6700 | Rate Constraint in MTons | FALSE | L | Annual | Rate | lb/MWh | 1.1318 | 1.1266 | 1.1311 | 1.1974 | 1.1974 | 1.1974 | 1.1974 | 0
NSR Clifty Creek 1-6 - SO2 Cap Annual v5.16 | 875 | 6700 | Rate Constraint in MTons | FALSE | L | Annual | Constraint Shadow Price | US2016$/Ton | 0 | 0 | 0 | 0 | 0 | 0 | 0 | 0
NSR ClinchRiver 1-3 - SO2 Cap Annual v3.1 | 876 | 2049 | Rate Constraint in MTons | FALSE | L | Annual | Seasons Included | Seasons | Winter, WintShld, Summer | Winter, WintShld, Summer | Winter, WintShld, Summer | Winter, WintShld, Summer | Winter, WintShld, Summer | Winter, WintShld, Summer | Winter, WintShld, Summer | Winter, WintShld, Summer
NSR ClinchRiver 1-3 - SO2 Cap Annual v3.1 | 876 | 2049 | Rate Constraint in MTons | FALSE | L | Annual | Standard SO2 | Thousand Tons | 16.3 | 16.3 | 16.3 | 16.3 | 16.3 | 16.3 | 16.3 | 16.3
NSR ClinchRiver 1-3 - SO2 Cap Annual v3.1 | 876 | 2049 | Rate Constraint in MTons | FALSE | L | Annual | Emissions at Affected Plants SO2 | Thousand Tons | 0 | 0 | 0 | 0 | 0 | 0 | 0 | 0
NSR ClinchRiver 1-3 - SO2 Cap Annual v3.1 | 876 | 2049 | Rate Constraint in MTons | FALSE | L | Annual | Allowances Purchased SO2 | Thousand Tons | 0 | 0 | 0 | 0 | 0 | 0 | 0 | 0
NSR ClinchRiver 1-3 - SO2 Cap Annual v3.1 | 876 | 2049 | Rate Constraint in MTons | FALSE | L | Annual | Allowances Sold SO2 | Thousand Tons | 0 | 0 | 0 | 0 | 0 | 0 | 0 | 0
NSR ClinchRiver 1-3 - SO2 Cap Annual v3.1 | 876 | 2049 | Rate Constraint in MTons | FALSE | L | Annual | Allowances Banked | Thousand Tons | 0 | 0 | 0 | 0 | 0 | 0 | 0 | 0
NSR ClinchRiver 1-3 - SO2 Cap Annual v3.1 | 876 | 2049 | Rate Constraint in MTons | FALSE | L | Annual | Allowances Withdrawn (1:1) | Thousand Tons | 0 | 0 | 0 | 0 | 0 | 0 | 0 | 0
NSR ClinchRiver 1-3 - SO2 Cap Annual v3.1 | 876 | 2049 | Rate Constraint in MTons | FALSE | L | Annual | Allowances Withdrawn (n:1) | Thousand Tons | 0 | 0 | 0 | 0 | 0 | 0 | 0 | 0
NSR ClinchRiver 1-3 - SO2 Cap Annual v3.1 | 876 | 2049 | Rate Constraint in MTons | FALSE | L | Annual | Net Emissions Allowance Position | Thousand Tons | 0 | 0 | 0 | 0 | 0 | 0 | 0 | 0
NSR ClinchRiver 1-3 - SO2 Cap Annual v3.1 | 876 | 2049 | Rate Constraint in MTons | FALSE | L | Annual | Fuel Consumed | TBtu | 4.0318 | 4.5099 | 5.054 | 5.6174 | 7.2717 | 5.6146 | 3.316 | 1.4353
NSR ClinchRiver 1-3 - SO2 Cap Annual v3.1 | 876 | 2049 | Rate Constraint in MTons | FALSE | L | Annual | Rate | lb/MMBtu | 0 | 0 | 0 | 0 | 0 | 0 | 0 | 0
NSR ClinchRiver 1-3 - SO2 Cap Annual v3.1 | 876 | 2049 | Rate Constraint in MTons | FALSE | L | Annual | Generation | TWh | 0.35851 | 0.40103 | 0.4494 | 0.4995 | 0.64661 | 0.49926 | 0.29486 | 0.12762
NSR ClinchRiver 1-3 - SO2 Cap Annual v3.1 | 876 | 2049 | Rate Constraint in MTons | FALSE | L | Annual | Qualifying Generation | TWh | 0.35851 | 0.40103 | 0.4494 | 0.4995 | 0.64661 | 0.49926 | 0.29486 | 0.12762
NSR ClinchRiver 1-3 - SO2 Cap Annual v3.1 | 876 | 2049 | Rate Constraint in MTons | FALSE | L | Annual | Rate | lb/MWh | 0 | 0 | 0 | 0 | 0 | 0 | 0 | 0
NSR ClinchRiver 1-3 - SO2 Cap Annual v3.1 | 876 | 2049 | Rate Constraint in MTons | FALSE | L | Annual | Constraint Shadow Price | US2016$/Ton | 0 | 0 | 0 | 0 | 0 | 0 | 0 | 0
NSR Columbia 1 & 2- NOx Cap Annual v5.13 | 877 | 5993 | Rate Constraint in MTons | FALSE | L | Annual | Seasons Included | Seasons | Winter, WintShld, Summer | Winter, WintShld, Summer | Winter, WintShld, Summer | Winter, WintShld, Summer | Winter, WintShld, Summer | Winter, WintShld, Summer | Winter, WintShld, Summer | Winter, WintShld, Summer
NSR Columbia 1 & 2- NOx Cap Annual v5.13 | 877 | 5993 | Rate Constraint in MTons | FALSE | L | Annual | Standard NOX | Thousand Tons | 4.3 | 4.3 | 4.3 | 4.3 | 4.3 | 4.3 | 4.3 | 4.3
NSR Columbia 1 & 2- NOx Cap Annual v5.13 | 877 | 5993 | Rate Constraint in MTons | FALSE | L | Annual | Emissions at Affected Plants NOX | Thousand Tons | 1.839 | 2.0838 | 2.129 | 2.2309 | 1.6707 | 2.0072 | 1.9163 | 1.7686
NSR Columbia 1 & 2- NOx Cap Annual v5.13 | 877 | 5993 | Rate Constraint in MTons | FALSE | L | Annual | Allowances Purchased NOX | Thousand Tons | 0 | 0 | 0 | 0 | 0 | 0 | 0 | 0
NSR Columbia 1 & 2- NOx Cap Annual v5.13 | 877 | 5993 | Rate Constraint in MTons | FALSE | L | Annual | Allowances Sold NOX | Thousand Tons | 0 | 0 | 0 | 0 | 0 | 0 | 0 | 0
NSR Columbia 1 & 2- NOx Cap Annual v5.13 | 877 | 5993 | Rate Constraint in MTons | FALSE | L | Annual | Allowances Banked | Thousand Tons | 0 | 0 | 0 | 0 | 0 | 0 | 0 | 0
NSR Columbia 1 & 2- NOx Cap Annual v5.13 | 877 | 5993 | Rate Constraint in MTons | FALSE | L | Annual | Allowances Withdrawn (1:1) | Thousand Tons | 0 | 0 | 0 | 0 | 0 | 0 | 0 | 0
NSR Columbia 1 & 2- NOx Cap Annual v5.13 | 877 | 5993 | Rate Constraint in MTons | FALSE | L | Annual | Allowances Withdrawn (n:1) | Thousand Tons | 0 | 0 | 0 | 0 | 0 | 0 | 0 | 0
NSR Columbia 1 & 2- NOx Cap Annual v5.13 | 877 | 5993 | Rate Constraint in MTons | FALSE | L | Annual | Net Emissions Allowance Position | Thousand Tons | 1.839 | 2.0838 | 2.129 | 2.2309 | 1.6707 | 2.0072 | 1.9163 | 1.7686
NSR Columbia 1 & 2- NOx Cap Annual v5.13 | 877 | 5993 | Rate Constraint in MTons | FALSE | L | Annual | Fuel Consumed | TBtu | 39.4033 | 45.7154 | 46.9081 | 47.2885 | 36.0411 | 41.3067 | 41.2242 | 37.5731
NSR Columbia 1 & 2- NOx Cap Annual v5.13 | 877 | 5993 | Rate Constraint in MTons | FALSE | L | Annual | Rate | lb/MMBtu | 0.093341 | 0.091162 | 0.090775 | 0.094354 | 0.092708 | 0.097183 | 0.092969 | 0.09414
NSR Columbia 1 & 2- NOx Cap Annual v5.13 | 877 | 5993 | Rate Constraint in MTons | FALSE | L | Annual | Generation | TWh | 3.6918 | 4.2821 | 4.3936 | 4.4311 | 3.3765 | 3.8718 | 3.8622 | 3.5206
NSR Columbia 1 & 2- NOx Cap Annual v5.13 | 877 | 5993 | Rate Constraint in MTons | FALSE | L | Annual | Qualifying Generation | TWh | 3.6918 | 4.2821 | 4.3936 | 4.4311 | 3.3765 | 3.8718 | 3.8622 | 3.5206
NSR Columbia 1 & 2- NOx Cap Annual v5.13 | 877 | 5993 | Rate Constraint in MTons | FALSE | L | Annual | Rate | lb/MWh | 0.99625 | 0.97324 | 0.96915 | 1.0069 | 0.98957 | 1.0368 | 0.99232 | 1.0047
NSR Columbia 1 & 2- NOx Cap Annual v5.13 | 877 | 5993 | Rate Constraint in MTons | FALSE | L | Annual | Constraint Shadow Price | US2016$/Ton | 0 | 0 | 0 | 0 | 0 | 0 | 0 | 0
NSR Columbia 1 & 2- SO2 Cap Annual v5.13 | 878 | 5991 | Rate Constraint in MTons | FALSE | L | Annual | Seasons Included | Seasons | Winter, WintShld, Summer | Winter, WintShld, Summer | Winter, WintShld, Summer | Winter, WintShld, Summer | Winter, WintShld, Summer | Winter, WintShld, Summer | Winter, WintShld, Summer | Winter, WintShld, Summer
NSR Columbia 1 & 2- SO2 Cap Annual v5.13 | 878 | 5991 | Rate Constraint in MTons | FALSE | L | Annual | Standard SO2 | Thousand Tons | 3.286 | 3.286 | 3.286 | 3.286 | 3.286 | 3.286 | 3.286 | 3.286
NSR Columbia 1 & 2- SO2 Cap Annual v5.13 | 878 | 5991 | Rate Constraint in MTons | FALSE | L | Annual | Emissions at Affected Plants SO2 | Thousand Tons | 1.4776 | 1.7143 | 1.7591 | 1.7733 | 1.3515 | 1.549 | 1.5459 | 1.409
NSR Columbia 1 & 2- SO2 Cap Annual v5.13 | 878 | 5991 | Rate Constraint in MTons | FALSE | L | Annual | Allowances Purchased SO2 | Thousand Tons | 0 | 0 | 0 | 0 | 0 | 0 | 0 | 0
NSR Columbia 1 & 2- SO2 Cap Annual v5.13 | 878 | 5991 | Rate Constraint in MTons | FALSE | L | Annual | Allowances Sold SO2 | Thousand Tons | 0 | 0 | 0 | 0 | 0 | 0 | 0 | 0
NSR Columbia 1 & 2- SO2 Cap Annual v5.13 | 878 | 5991 | Rate Constraint in MTons | FALSE | L | Annual | Allowances Banked | Thousand Tons | 0 | 0 | 0 | 0 | 0 | 0 | 0 | 0
NSR Columbia 1 & 2- SO2 Cap Annual v5.13 | 878 | 5991 | Rate Constraint in MTons | FALSE | L | Annual | Allowances Withdrawn (1:1) | Thousand Tons | 0 | 0 | 0 | 0 | 0 | 0 | 0 | 0
NSR Columbia 1 & 2- SO2 Cap Annual v5.13 | 878 | 5991 | Rate Constraint in MTons | FALSE | L | Annual | Allowances Withdrawn (n:1) | Thousand Tons | 0 | 0 | 0 | 0 | 0 | 0 | 0 | 0
NSR Columbia 1 & 2- SO2 Cap Annual v5.13 | 878 | 5991 | Rate Constraint in MTons | FALSE | L | Annual | Net Emissions Allowance Position | Thousand Tons | 1.4776 | 1.7143 | 1.7591 | 1.7733 | 1.3515 | 1.549 | 1.5459 | 1.409
NSR Columbia 1 & 2- SO2 Cap Annual v5.13 | 878 | 5991 | Rate Constraint in MTons | FALSE | L | Annual | Fuel Consumed | TBtu | 39.4033 | 45.7154 | 46.9081 | 47.2885 | 36.0411 | 41.3067 | 41.2242 | 37.5731
NSR Columbia 1 & 2- SO2 Cap Annual v5.13 | 878 | 5991 | Rate Constraint in MTons | FALSE | L | Annual | Rate | lb/MMBtu | 0.075 | 0.075 | 0.075 | 0.075 | 0.075 | 0.075 | 0.075 | 0.075
NSR Columbia 1 & 2- SO2 Cap Annual v5.13 | 878 | 5991 | Rate Constraint in MTons | FALSE | L | Annual | Generation | TWh | 3.6918 | 4.2821 | 4.3936 | 4.4311 | 3.3765 | 3.8718 | 3.8622 | 3.5206
NSR Columbia 1 & 2- SO2 Cap Annual v5.13 | 878 | 5991 | Rate Constraint in MTons | FALSE | L | Annual | Qualifying Generation | TWh | 3.6918 | 4.2821 | 4.3936 | 4.4311 | 3.3765 | 3.8718 | 3.8622 | 3.5206
NSR Columbia 1 & 2- SO2 Cap Annual v5.13 | 878 | 5991 | Rate Constraint in MTons | FALSE | L | Annual | Rate | lb/MWh | 0.80049 | 0.80069 | 0.80073 | 0.8004 | 0.80055 | 0.80014 | 0.80053 | 0.80042
NSR Columbia 1 & 2- SO2 Cap Annual v5.13 | 878 | 5991 | Rate Constraint in MTons | FALSE | L | Annual | Constraint Shadow Price | US2016$/Ton | 0 | 0 | 0 | 0 | 0 | 0 | 0 | 0
NSR Columbia 1 & 2- SO2 Rate Annual v5.13 | 879 | 5992 | Rate Constraint in lbs/MMBtu | FALSE | L | Annual | Seasons Included | Seasons | Winter, WintShld, Summer | Winter, WintShld, Summer | Winter, WintShld, Summer | Winter, WintShld, Summer | Winter, WintShld, Summer | Winter, WintShld, Summer | Winter, WintShld, Summer | Winter, WintShld, Summer
NSR Columbia 1 & 2- SO2 Rate Annual v5.13 | 879 | 5992 | Rate Constraint in lbs/MMBtu | FALSE | L | Annual | Standard SO2 | lb/MMBtu | 0.075 | 0.075 | 0.075 | 0.075 | 0.075 | 0.075 | 0.075 | 0.075
NSR Columbia 1 & 2- SO2 Rate Annual v5.13 | 879 | 5992 | Rate Constraint in lbs/MMBtu | FALSE | L | Annual | Emissions at Affected Plants SO2 | Thousand Tons | 1.4776 | 1.7143 | 1.7591 | 1.7733 | 1.3515 | 1.549 | 1.5459 | 1.409
NSR Columbia 1 & 2- SO2 Rate Annual v5.13 | 879 | 5992 | Rate Constraint in lbs/MMBtu | FALSE | L | Annual | Allowances Purchased SO2 | Thousand Tons | 0 | 0 | 0 | 0 | 0 | 0 | 0 | 0
NSR Columbia 1 & 2- SO2 Rate Annual v5.13 | 879 | 5992 | Rate Constraint in lbs/MMBtu | FALSE | L | Annual | Allowances Sold SO2 | Thousand Tons | 0 | 0 | 0 | 0 | 0 | 0 | 0 | 0
NSR Columbia 1 & 2- SO2 Rate Annual v5.13 | 879 | 5992 | Rate Constraint in lbs/MMBtu | FALSE | L | Annual | Allowances Banked | Thousand Tons | 0 | 0 | 0 | 0 | 0 | 0 | 0 | 0
NSR Columbia 1 & 2- SO2 Rate Annual v5.13 | 879 | 5992 | Rate Constraint in lbs/MMBtu | FALSE | L | Annual | Allowances Withdrawn (1:1) | Thousand Tons | 0 | 0 | 0 | 0 | 0 | 0 | 0 | 0
NSR Columbia 1 & 2- SO2 Rate Annual v5.13 | 879 | 5992 | Rate Constraint in lbs/MMBtu | FALSE | L | Annual | Allowances Withdrawn (n:1) | Thousand Tons | 0 | 0 | 0 | 0 | 0 | 0 | 0 | 0
NSR Columbia 1 & 2- SO2 Rate Annual v5.13 | 879 | 5992 | Rate Constraint in lbs/MMBtu | FALSE | L | Annual | Net Emissions Allowance Position | Thousand Tons | 1.4776 | 1.7143 | 1.7591 | 1.7733 | 1.3515 | 1.549 | 1.5459 | 1.409
NSR Columbia 1 & 2- SO2 Rate Annual v5.13 | 879 | 5992 | Rate Constraint in lbs/MMBtu | FALSE | L | Annual | Fuel Consumed | TBtu | 39.4033 | 45.7154 | 46.9081 | 47.2885 | 36.0411 | 41.3067 | 41.2242 | 37.5731
NSR Columbia 1 & 2- SO2 Rate Annual v5.13 | 879 | 5992 | Rate Constraint in lbs/MMBtu | FALSE | L | Annual | Rate | lb/MMBtu | 0.075 | 0.075 | 0.075 | 0.075 | 0.075 | 0.075 | 0.075 | 0.075
NSR Columbia 1 & 2- SO2 Rate Annual v5.13 | 879 | 5992 | Rate Constraint in lbs/MMBtu | FALSE | L | Annual | Generation | TWh | 3.6918 | 4.2821 | 4.3936 | 4.4311 | 3.3765 | 3.8718 | 3.8622 | 3.5206
NSR Columbia 1 & 2- SO2 Rate Annual v5.13 | 879 | 5992 | Rate Constraint in lbs/MMBtu | FALSE | L | Annual | Qualifying Generation | TWh | 3.6918 | 4.2821 | 4.3936 | 4.4311 | 3.3765 | 3.8718 | 3.8622 | 3.5206
NSR Columbia 1 & 2- SO2 Rate Annual v5.13 | 879 | 5992 | Rate Constraint in lbs/MMBtu | FALSE | L | Annual | Rate | lb/MWh | 0.80049 | 0.80069 | 0.80073 | 0.8004 | 0.80055 | 0.80014 | 0.80053 | 0.80042
NSR Columbia 1 & 2- SO2 Rate Annual v5.13 | 879 | 5992 | Rate Constraint in lbs/MMBtu | FALSE | L | Annual | Constraint Shadow Price | US2016$/Ton | 0 | 0 | 0 | 0 | 0 | 0 | 0 | 0
NSR Columbia 1- Hg Rate Annual v5.13 | 880 | 6002 | Rate Constraint in lbs/MMBtu | FALSE | L | Annual | Seasons Included | Seasons | Winter, WintShld, Summer | Winter, WintShld, Summer | Winter, WintShld, Summer | Winter, WintShld, Summer | Winter, WintShld, Summer | Winter, WintShld, Summer | Winter, WintShld, Summer | Winter, WintShld, Summer
NSR Columbia 1- Hg Rate Annual v5.13 | 880 | 6002 | Rate Constraint in lbs/MMBtu | FALSE | L | Annual | Standard MER | lb/MMBtu | 0.015 | 0.015 | 0.015 | 0.015 | 0.015 | 0.015 | 0.015 | 0.015
NSR Columbia 1- Hg Rate Annual v5.13 | 880 | 6002 | Rate Constraint in lbs/MMBtu | FALSE | L | Annual | Emissions at Affected Plants MER | lbs | 8.9271 | 9.3903 | 9.459 | 11.1785 | 7.944 | 10.8987 | 9.1907 | 8.8036
NSR Columbia 1- Hg Rate Annual v5.13 | 880 | 6002 | Rate Constraint in lbs/MMBtu | FALSE | L | Annual | Allowances Purchased MER | lbs | 0 | 0 | 0 | 0 | 0 | 0 | 0 | 0
NSR Columbia 1- Hg Rate Annual v5.13 | 880 | 6002 | Rate Constraint in lbs/MMBtu | FALSE | L | Annual | Allowances Sold MER | lbs | 0 | 0 | 0 | 0 | 0 | 0 | 0 | 0
NSR Columbia 1- Hg Rate Annual v5.13 | 880 | 6002 | Rate Constraint in lbs/MMBtu | FALSE | L | Annual | Allowances Banked | lbs | 0 | 0 | 0 | 0 | 0 | 0 | 0 | 0
NSR Columbia 1- Hg Rate Annual v5.13 | 880 | 6002 | Rate Constraint in lbs/MMBtu | FALSE | L | Annual | Allowances Withdrawn (1:1) | lbs | 0 | 0 | 0 | 0 | 0 | 0 | 0 | 0
NSR Columbia 1- Hg Rate Annual v5.13 | 880 | 6002 | Rate Constraint in lbs/MMBtu | FALSE | L | Annual | Allowances Withdrawn (n:1) | lbs | 0 | 0 | 0 | 0 | 0 | 0 | 0 | 0
NSR Columbia 1- Hg Rate Annual v5.13 | 880 | 6002 | Rate Constraint in lbs/MMBtu | FALSE | L | Annual | Net Emissions Allowance Position | lbs | 8.9271 | 9.3903 | 9.459 | 11.1785 | 7.944 | 10.8987 | 9.1907 | 8.8036
NSR Columbia 1- Hg Rate Annual v5.13 | 880 | 6002 | Rate Constraint in lbs/MMBtu | FALSE | L | Annual | Fuel Consumed | TBtu | 15.9093 | 16.7348 | 16.8572 | 19.9216 | 14.1573 | 19.423 | 16.379 | 15.6893
NSR Columbia 1- Hg Rate Annual v5.13 | 880 | 6002 | Rate Constraint in lbs/MMBtu | FALSE | L | Annual | Rate | lb/MMBtu | 5.6112e-07 | 5.6112e-07 | 5.6112e-07 | 5.6112e-07 | 5.6112e-07 | 5.6112e-07 | 5.6112e-07 | 5.6112e-07
NSR Columbia 1- Hg Rate Annual v5.13 | 880 | 6002 | Rate Constraint in lbs/MMBtu | FALSE | L | Annual | Generation | TWh | 1.4965 | 1.5742 | 1.5857 | 1.8739 | 1.3317 | 1.827 | 1.5407 | 1.4758
NSR Columbia 1- Hg Rate Annual v5.13 | 880 | 6002 | Rate Constraint in lbs/MMBtu | FALSE | L | Annual | Qualifying Generation | TWh | 1.4965 | 1.5742 | 1.5857 | 1.8739 | 1.3317 | 1.827 | 1.5407 | 1.4758
NSR Columbia 1- Hg Rate Annual v5.13 | 880 | 6002 | Rate Constraint in lbs/MMBtu | FALSE | L | Annual | Rate | lb/MWh | 5.9653e-06 | 5.9653e-06 | 5.9653e-06 | 5.9653e-06 | 5.9653e-06 | 5.9653e-06 | 5.9653e-06 | 5.9653e-06
NSR Columbia 1- Hg Rate Annual v5.13 | 880 | 6002 | Rate Constraint in lbs/MMBtu | FALSE | L | Annual | Constraint Shadow Price | US2016$/Lb | 0 | 0 | 0 | 0 | 0 | 0 | 0 | 0
NSR Columbia 1- NOx Rate Annual v5.13 | 881 | 5994 | Rate Constraint in lbs/MMBtu | FALSE | L | Annual | Seasons Included | Seasons | Winter, WintShld, Summer | Winter, WintShld, Summer | Winter, WintShld, Summer | Winter, WintShld, Summer | Winter, WintShld, Summer | Winter, WintShld, Summer | Winter, WintShld, Summer | Winter, WintShld, Summer
NSR Columbia 1- NOx Rate Annual v5.13 | 881 | 5994 | Rate Constraint in lbs/MMBtu | FALSE | L | Annual | Standard NOX | lb/MMBtu | 0.15 | 0.15 | 0.15 | 0.15 | 0.15 | 0.15 | 0.15 | 0.15
NSR Columbia 1- NOx Rate Annual v5.13 | 881 | 5994 | Rate Constraint in lbs/MMBtu | FALSE | L | Annual | Emissions at Affected Plants NOX | Thousand Tons | 1.0167 | 1.0694 | 1.0773 | 1.2731 | 0.90472 | 1.2412 | 1.0467 | 1.0026
NSR Columbia 1- NOx Rate Annual v5.13 | 881 | 5994 | Rate Constraint in lbs/MMBtu | FALSE | L | Annual | Allowances Purchased NOX | Thousand Tons | 0 | 0 | 0 | 0 | 0 | 0 | 0 | 0
NSR Columbia 1- NOx Rate Annual v5.13 | 881 | 5994 | Rate Constraint in lbs/MMBtu | FALSE | L | Annual | Allowances Sold NOX | Thousand Tons | 0 | 0 | 0 | 0 | 0 | 0 | 0 | 0
NSR Columbia 1- NOx Rate Annual v5.13 | 881 | 5994 | Rate Constraint in lbs/MMBtu | FALSE | L | Annual | Allowances Banked | Thousand Tons | 0 | 0 | 0 | 0 | 0 | 0 | 0 | 0
NSR Columbia 1- NOx Rate Annual v5.13 | 881 | 5994 | Rate Constraint in lbs/MMBtu | FALSE | L | Annual | Allowances Withdrawn (1:1) | Thousand Tons | 0 | 0 | 0 | 0 | 0 | 0 | 0 | 0
NSR Columbia 1- NOx Rate Annual v5.13 | 881 | 5994 | Rate Constraint in lbs/MMBtu | FALSE | L | Annual | Allowances Withdrawn (n:1) | Thousand Tons | 0 | 0 | 0 | 0 | 0 | 0 | 0 | 0
NSR Columbia 1- NOx Rate Annual v5.13 | 881 | 5994 | Rate Constraint in lbs/MMBtu | FALSE | L | Annual | Net Emissions Allowance Position | Thousand Tons | 1.0167 | 1.0694 | 1.0773 | 1.2731 | 0.90472 | 1.2412 | 1.0467 | 1.0026
NSR Columbia 1- NOx Rate Annual v5.13 | 881 | 5994 | Rate Constraint in lbs/MMBtu | FALSE | L | Annual | Fuel Consumed | TBtu | 15.9093 | 16.7348 | 16.8572 | 19.9216 | 14.1573 | 19.423 | 16.379 | 15.6893
NSR Columbia 1- NOx Rate Annual v5.13 | 881 | 5994 | Rate Constraint in lbs/MMBtu | FALSE | L | Annual | Rate | lb/MMBtu | 0.12781 | 0.12781 | 0.12781 | 0.12781 | 0.12781 | 0.12781 | 0.12781 | 0.12781
NSR Columbia 1- NOx Rate Annual v5.13 | 881 | 5994 | Rate Constraint in lbs/MMBtu | FALSE | L | Annual | Generation | TWh | 1.4965 | 1.5742 | 1.5857 | 1.8739 | 1.3317 | 1.827 | 1.5407 | 1.4758
NSR Columbia 1- NOx Rate Annual v5.13 | 881 | 5994 | Rate Constraint in lbs/MMBtu | FALSE | L | Annual | Qualifying Generation | TWh | 1.4965 | 1.5742 | 1.5857 | 1.8739 | 1.3317 | 1.827 | 1.5407 | 1.4758
NSR Columbia 1- NOx Rate Annual v5.13 | 881 | 5994 | Rate Constraint in lbs/MMBtu | FALSE | L | Annual | Rate | lb/MWh | 1.3587 | 1.3587 | 1.3587 | 1.3587 | 1.3587 | 1.3587 | 1.3587 | 1.3587
NSR Columbia 1- NOx Rate Annual v5.13 | 881 | 5994 | Rate Constraint in lbs/MMBtu | FALSE | L | Annual | Constraint Shadow Price | US2016$/Ton | 0 | 0 | 0 | 0 | 0 | 0 | 0 | 0
NSR Columbia 2- Hg Rate Annual v5.13 | 882 | 5995 | Rate Constraint in lbs/MMBtu | FALSE | L | Annual | Seasons Included | Seasons | Winter, WintShld, Summer | Winter, WintShld, Summer | Winter, WintShld, Summer | Winter, WintShld, Summer | Winter, WintShld, Summer | Winter, WintShld, Summer | Winter, WintShld, Summer | Winter, WintShld, Summer
NSR Columbia 2- Hg Rate Annual v5.13 | 882 | 5995 | Rate Constraint in lbs/MMBtu | FALSE | L | Annual | Standard MER | lb/MMBtu | 0.015 | 0.015 | 0.015 | 0.015 | 0.015 | 0.015 | 0.015 | 0.015
NSR Columbia 2- Hg Rate Annual v5.13 | 882 | 5995 | Rate Constraint in lbs/MMBtu | FALSE | L | Annual | Emissions at Affected Plants MER | lbs | 13.183 | 16.2617 | 16.8623 | 15.3562 | 12.2795 | 12.2795 | 13.9413 | 12.2795
NSR Columbia 2- Hg Rate Annual v5.13 | 882 | 5995 | Rate Constraint in lbs/MMBtu | FALSE | L | Annual | Allowances Purchased MER | lbs | 0 | 0 | 0 | 0 | 0 | 0 | 0 | 0
NSR Columbia 2- Hg Rate Annual v5.13 | 882 | 5995 | Rate Constraint in lbs/MMBtu | FALSE | L | Annual | Allowances Sold MER | lbs | 0 | 0 | 0 | 0 | 0 | 0 | 0 | 0
NSR Columbia 2- Hg Rate Annual v5.13 | 882 | 5995 | Rate Constraint in lbs/MMBtu | FALSE | L | Annual | Allowances Banked | lbs | 0 | 0 | 0 | 0 | 0 | 0 | 0 | 0
NSR Columbia 2- Hg Rate Annual v5.13 | 882 | 5995 | Rate Constraint in lbs/MMBtu | FALSE | L | Annual | Allowances Withdrawn (1:1) | lbs | 0 | 0 | 0 | 0 | 0 | 0 | 0 | 0
NSR Columbia 2- Hg Rate Annual v5.13 | 882 | 5995 | Rate Constraint in lbs/MMBtu | FALSE | L | Annual | Allowances Withdrawn (n:1) | lbs | 0 | 0 | 0 | 0 | 0 | 0 | 0 | 0
NSR Columbia 2- Hg Rate Annual v5.13 | 882 | 5995 | Rate Constraint in lbs/MMBtu | FALSE | L | Annual | Net Emissions Allowance Position | lbs | 13.183 | 16.2617 | 16.8623 | 15.3562 | 12.2795 | 12.2795 | 13.9413 | 12.2795
NSR Columbia 2- Hg Rate Annual v5.13 | 882 | 5995 | Rate Constraint in lbs/MMBtu | FALSE | L | Annual | Fuel Consumed | TBtu | 23.4939 | 28.9806 | 30.0509 | 27.3669 | 21.8838 | 21.8838 | 24.8452 | 21.8838
NSR Columbia 2- Hg Rate Annual v5.13 | 882 | 5995 | Rate Constraint in lbs/MMBtu | FALSE | L | Annual | Rate | lb/MMBtu | 5.6112e-07 | 5.6112e-07 | 5.6112e-07 | 5.6112e-07 | 5.6112e-07 | 5.6112e-07 | 5.6112e-07 | 5.6112e-07
NSR Columbia 2- Hg Rate Annual v5.13 | 882 | 5995 | Rate Constraint in lbs/MMBtu | FALSE | L | Annual | Generation | TWh | 2.1953 | 2.708 | 2.808 | 2.5572 | 2.0448 | 2.0448 | 2.3215 | 2.0448
NSR Columbia 2- Hg Rate Annual v5.13 | 882 | 5995 | Rate Constraint in lbs/MMBtu | FALSE | L | Annual | Qualifying Generation | TWh | 2.1953 | 2.708 | 2.808 | 2.5572 | 2.0448 | 2.0448 | 2.3215 | 2.0448
NSR Columbia 2- Hg Rate Annual v5.13 | 882 | 5995 | Rate Constraint in lbs/MMBtu | FALSE | L | Annual | Rate | lb/MWh | 6.0052e-06 | 6.0052e-06 | 6.0052e-06 | 6.0052e-06 | 6.0052e-06 | 6.0052e-06 | 6.0052e-06 | 6.0052e-06
NSR Columbia 2- Hg Rate Annual v5.13 | 882 | 5995 | Rate Constraint in lbs/MMBtu | FALSE | L | Annual | Constraint Shadow Price | US2016$/Lb | 0 | 0 | 0 | 0 | 0 | 0 | 0 | 0
NSR Columbia 2- NOx Rate Annual v5.13 | 883 | 5997 | Rate Constraint in lbs/MMBtu | FALSE | L | Annual | Seasons Included | Seasons | Winter, WintShld, Summer | Winter, WintShld, Summer | Winter, WintShld, Summer | Winter, WintShld, Summer | Winter, WintShld, Summer | Winter, WintShld, Summer | Winter, WintShld, Summer | Winter, WintShld, Summer
NSR Columbia 2- NOx Rate Annual v5.13 | 883 | 5997 | Rate Constraint in lbs/MMBtu | FALSE | L | Annual | Standard NOX | lb/MMBtu | 0.07 | 0.07 | 0.07 | 0.07 | 0.07 | 0.07 | 0.07 | 0.07
NSR Columbia 2- NOx Rate Annual v5.13 | 883 | 5997 | Rate Constraint in lbs/MMBtu | FALSE | L | Annual | Emissions at Affected Plants NOX | Thousand Tons | 0.82229 | 1.0143 | 1.0518 | 0.95784 | 0.76593 | 0.76593 | 0.86958 | 0.76593
NSR Columbia 2- NOx Rate Annual v5.13 | 883 | 5997 | Rate Constraint in lbs/MMBtu | FALSE | L | Annual | Allowances Purchased NOX | Thousand Tons | 0 | 0 | 0 | 0 | 0 | 0 | 0 | 0
NSR Columbia 2- NOx Rate Annual v5.13 | 883 | 5997 | Rate Constraint in lbs/MMBtu | FALSE | L | Annual | Allowances Sold NOX | Thousand Tons | 0 | 0 | 0 | 0 | 0 | 0 | 0 | 0
NSR Columbia 2- NOx Rate Annual v5.13 | 883 | 5997 | Rate Constraint in lbs/MMBtu | FALSE | L | Annual | Allowances Banked | Thousand Tons | 0 | 0 | 0 | 0 | 0 | 0 | 0 | 0
NSR Columbia 2- NOx Rate Annual v5.13 | 883 | 5997 | Rate Constraint in lbs/MMBtu | FALSE | L | Annual | Allowances Withdrawn (1:1) | Thousand Tons | 0 | 0 | 0 | 0 | 0 | 0 | 0 | 0
NSR Columbia 2- NOx Rate Annual v5.13 | 883 | 5997 | Rate Constraint in lbs/MMBtu | FALSE | L | Annual | Allowances Withdrawn (n:1) | Thousand Tons | 0 | 0 | 0 | 0 | 0 | 0 | 0 | 0
NSR Columbia 2- NOx Rate Annual v5.13 | 883 | 5997 | Rate Constraint in lbs/MMBtu | FALSE | L | Annual | Net Emissions Allowance Position | Thousand Tons | 0.82229 | 1.0143 | 1.0518 | 0.95784 | 0.76593 | 0.76593 | 0.86958 | 0.76593
NSR Columbia 2- NOx Rate Annual v5.13 | 883 | 5997 | Rate Constraint in lbs/MMBtu | FALSE | L | Annual | Fuel Consumed | TBtu | 23.4939 | 28.9806 | 30.0509 | 27.3669 | 21.8838 | 21.8838 | 24.8452 | 21.8838
NSR Columbia 2- NOx Rate Annual v5.13 | 883 | 5997 | Rate Constraint in lbs/MMBtu | FALSE | L | Annual | Rate | lb/MMBtu | 0.07 | 0.07 | 0.07 | 0.07 | 0.07 | 0.07 | 0.07 | 0.07
NSR Columbia 2- NOx Rate Annual v5.13 | 883 | 5997 | Rate Constraint in lbs/MMBtu | FALSE | L | Annual | Generation | TWh | 2.1953 | 2.708 | 2.808 | 2.5572 | 2.0448 | 2.0448 | 2.3215 | 2.0448
NSR Columbia 2- NOx Rate Annual v5.13 | 883 | 5997 | Rate Constraint in lbs/MMBtu | FALSE | L | Annual | Qualifying Generation | TWh | 2.1953 | 2.708 | 2.808 | 2.5572 | 2.0448 | 2.0448 | 2.3215 | 2.0448
NSR Columbia 2- NOx Rate Annual v5.13 | 883 | 5997 | Rate Constraint in lbs/MMBtu | FALSE | L | Annual | Rate | lb/MWh | 0.74914 | 0.74914 | 0.74914 | 0.74914 | 0.74914 | 0.74914 | 0.74914 | 0.74914
NSR Columbia 2- NOx Rate Annual v5.13 | 883 | 5997 | Rate Constraint in lbs/MMBtu | FALSE | L | Annual | Constraint Shadow Price | US2016$/Ton | 0 | 0 | 0 | 0 | 0 | 0 | 0 | 0
NSR Consumer Energy - NOx Cap Annual v5.14 | 884 | 6152 | Rate Constraint in MTons | FALSE | L | Annual | Seasons Included | Seasons | Winter, WintShld, Summer | Winter, WintShld, Summer | Winter, WintShld, Summer | Winter, WintShld, Summer | Winter, WintShld, Summer | Winter, WintShld, Summer | Winter, WintShld, Summer | Winter, WintShld, Summer
NSR Consumer Energy - NOx Cap Annual v5.14 | 884 | 6152 | Rate Constraint in MTons | FALSE | L | Annual | Standard NOX | Thousand Tons | 6.912 | 6.912 | 6.912 | 6.912 | 6.912 | 6.912 | 6.912 | 6.912
NSR Consumer Energy - NOx Cap Annual v5.14 | 884 | 6152 | Rate Constraint in MTons | FALSE | L | Annual | Emissions at Affected Plants NOX | Thousand Tons | 3.0364 | 3.3581 | 3.5534 | 3.692 | 3.2392 | 3.2046 | 3.3176 | 1.2136
NSR Consumer Energy - NOx Cap Annual v5.14 | 884 | 6152 | Rate Constraint in MTons | FALSE | L | Annual | Allowances Purchased NOX | Thousand Tons | 0 | 0 | 0 | 0 | 0 | 0 | 0 | 0
NSR Consumer Energy - NOx Cap Annual v5.14 | 884 | 6152 | Rate Constraint in MTons | FALSE | L | Annual | Allowances Sold NOX | Thousand Tons | 0 | 0 | 0 | 0 | 0 | 0 | 0 | 0
NSR Consumer Energy - NOx Cap Annual v5.14 | 884 | 6152 | Rate Constraint in MTons | FALSE | L | Annual | Allowances Banked | Thousand Tons | 0 | 0 | 0 | 0 | 0 | 0 | 0 | 0
NSR Consumer Energy - NOx Cap Annual v5.14 | 884 | 6152 | Rate Constraint in MTons | FALSE | L | Annual | Allowances Withdrawn (1:1) | Thousand Tons | 0 | 0 | 0 | 0 | 0 | 0 | 0 | 0
NSR Consumer Energy - NOx Cap Annual v5.14 | 884 | 6152 | Rate Constraint in MTons | FALSE | L | Annual | Allowances Withdrawn (n:1) | Thousand Tons | 0 | 0 | 0 | 0 | 0 | 0 | 0 | 0
NSR Consumer Energy - NOx Cap Annual v5.14 | 884 | 6152 | Rate Constraint in MTons | FALSE | L | Annual | Net Emissions Allowance Position | Thousand Tons | 3.0364 | 3.3581 | 3.5534 | 3.692 | 3.2392 | 3.2046 | 3.3176 | 1.2136
NSR Consumer Energy - NOx Cap Annual v5.14 | 884 | 6152 | Rate Constraint in MTons | FALSE | L | Annual | Fuel Consumed | TBtu | 102.9041 | 111.8993 | 117.7739 | 122.7997 | 106.3157 | 104.4716 | 107.1686 | 43.1216
NSR Consumer Energy - NOx Cap Annual v5.14 | 884 | 6152 | Rate Constraint in MTons | FALSE | L | Annual | Rate | lb/MMBtu | 0.059014 | 0.060019 | 0.060342 | 0.06013 | 0.060936 | 0.061349 | 0.061915 | 0.056286
NSR Consumer Energy - NOx Cap Annual v5.14 | 884 | 6152 | Rate Constraint in MTons | FALSE | L | Annual | Generation | TWh | 9.4943 | 10.3258 | 10.8745 | 11.3464 | 9.8399 | 9.6771 | 9.9199 | 4.0617
NSR Consumer Energy - NOx Cap Annual v5.14 | 884 | 6152 | Rate Constraint in MTons | FALSE | L | Annual | Qualifying Generation | TWh | 9.4943 | 10.3258 | 10.8745 | 11.3464 | 9.8399 | 9.6771 | 9.9199 | 4.0617
NSR Consumer Energy - NOx Cap Annual v5.14 | 884 | 6152 | Rate Constraint in MTons | FALSE | L | Annual | Rate | lb/MWh | 0.63962 | 0.65042 | 0.65352 | 0.65078 | 0.65839 | 0.66231 | 0.66889 | 0.59756
NSR Consumer Energy - NOx Cap Annual v5.14 | 884 | 6152 | Rate Constraint in MTons | FALSE | L | Annual | Constraint Shadow Price | US2016$/Ton | 0 | 0 | 0 | 0 | 0 | 0 | 0 | 0
NSR Consumer Energy - SO2 Cap Annual v5.14 | 885 | 6153 | Rate Constraint in MTons | FALSE | L | Annual | Seasons Included | Seasons | Winter, WintShld, Summer | Winter, WintShld, Summer | Winter, WintShld, Summer | Winter, WintShld, Summer | Winter, WintShld, Summer | Winter, WintShld, Summer | Winter, WintShld, Summer | Winter, WintShld, Summer
NSR Consumer Energy - SO2 Cap Annual v5.14 | 885 | 6153 | Rate Constraint in MTons | FALSE | L | Annual | Standard SO2 | Thousand Tons | 10.9 | 10.9 | 10.9 | 10.9 | 10.9 | 10.9 | 10.9 | 10.9
NSR Consumer Energy - SO2 Cap Annual v5.14 | 885 | 6153 | Rate Constraint in MTons | FALSE | L | Annual | Emissions at Affected Plants SO2 | Thousand Tons | 5.0882 | 5.8216 | 6.5415 | 7.0535 | 6.1408 | 6.1094 | 6.2687 | 1.4202
NSR Consumer Energy - SO2 Cap Annual v5.14 | 885 | 6153 | Rate Constraint in MTons | FALSE | L | Annual | Allowances Purchased SO2 | Thousand Tons | 0 | 0 | 0 | 0 | 0 | 0 | 0 | 0
NSR Consumer Energy - SO2 Cap Annual v5.14 | 885 | 6153 | Rate Constraint in MTons | FALSE | L | Annual | Allowances Sold SO2 | Thousand Tons | 0 | 0 | 0 | 0 | 0 | 0 | 0 | 0
NSR Consumer Energy - SO2 Cap Annual v5.14 | 885 | 6153 | Rate Constraint in MTons | FALSE | L | Annual | Allowances Banked | Thousand Tons | 0 | 0 | 0 | 0 | 0 | 0 | 0 | 0
NSR Consumer Energy - SO2 Cap Annual v5.14 | 885 | 6153 | Rate Constraint in MTons | FALSE | L | Annual | Allowances Withdrawn (1:1) | Thousand Tons | 0 | 0 | 0 | 0 | 0 | 0 | 0 | 0
NSR Consumer Energy - SO2 Cap Annual v5.14 | 885 | 6153 | Rate Constraint in MTons | FALSE | L | Annual | Allowances Withdrawn (n:1) | Thousand Tons | 0 | 0 | 0 | 0 | 0 | 0 | 0 | 0
NSR Consumer Energy - SO2 Cap Annual v5.14 | 885 | 6153 | Rate Constraint in MTons | FALSE | L | Annual | Net Emissions Allowance Position | Thousand Tons | 5.0882 | 5.8216 | 6.5415 | 7.0535 | 6.1408 | 6.1094 | 6.2687 | 1.4202
NSR Consumer Energy - SO2 Cap Annual v5.14 | 885 | 6153 | Rate Constraint in MTons | FALSE | L | Annual | Fuel Consumed | TBtu | 102.9041 | 111.8993 | 117.7739 | 122.7997 | 106.3157 | 104.4716 | 107.1686 | 43.1216
NSR Consumer Energy - SO2 Cap Annual v5.14 | 885 | 6153 | Rate Constraint in MTons | FALSE | L | Annual | Rate | lb/MMBtu | 0.098891 | 0.10405 | 0.11109 | 0.11488 | 0.11552 | 0.11696 | 0.11699 | 0.065871
NSR Consumer Energy - SO2 Cap Annual v5.14 | 885 | 6153 | Rate Constraint in MTons | FALSE | L | Annual | Generation | TWh | 9.4943 | 10.3258 | 10.8745 | 11.3464 | 9.8399 | 9.6771 | 9.9199 | 4.0617
NSR Consumer Energy - SO2 Cap Annual v5.14 | 885 | 6153 | Rate Constraint in MTons | FALSE | L | Annual | Qualifying Generation | TWh | 9.4943 | 10.3258 | 10.8745 | 11.3464 | 9.8399 | 9.6771 | 9.9199 | 4.0617
NSR Consumer Energy - SO2 Cap Annual v5.14 | 885 | 6153 | Rate Constraint in MTons | FALSE | L | Annual | Rate | lb/MWh | 1.0718 | 1.1276 | 1.2031 | 1.2433 | 1.2481 | 1.2627 | 1.2639 | 0.69932
NSR Consumer Energy - SO2 Cap Annual v5.14 | 885 | 6153 | Rate Constraint in MTons | FALSE | L | Annual | Constraint Shadow Price | US2016$/Ton | 0 | 0 | 0 | 0 | 0 | 0 | 0 | 0
NSR Cooper 2 - NOX Rate Annual v3.1, Unit 3643 and retrofits | 886 | 1957 | Rate Constraint in lbs/MMBtu | FALSE | L | Annual | Seasons Included | Seasons | Winter, WintShld, Summer | Winter, WintShld, Summer | Winter, WintShld, Summer | Winter, WintShld, Summer | Winter, WintShld, Summer | Winter, WintShld, Summer | Winter, WintShld, Summer | Winter, WintShld, Summer
NSR Cooper 2 - NOX Rate Annual v3.1, Unit 3643 and retrofits | 886 | 1957 | Rate Constraint in lbs/MMBtu | FALSE | L | Annual | Standard NOX | lb/MMBtu | 0.08 | 0.08 | 0.08 | 0.08 | 0.08 | 0.08 | 0.08 | 0.08
NSR Cooper 2 - NOX Rate Annual v3.1, Unit 3643 and retrofits | 886 | 1957 | Rate Constraint in lbs/MMBtu | FALSE | L | Annual | Emissions at Affected Plants NOX | Thousand Tons | 0 | 0 | 0 | 0 | 0 | 0 | 0 | 0
NSR Cooper 2 - NOX Rate Annual v3.1, Unit 3643 and retrofits | 886 | 1957 | Rate Constraint in lbs/MMBtu | FALSE | L | Annual | Allowances Purchased NOX | Thousand Tons | 0 | 0 | 0 | 0 | 0 | 0 | 0 | 0
NSR Cooper 2 - NOX Rate Annual v3.1, Unit 3643 and retrofits | 886 | 1957 | Rate Constraint in lbs/MMBtu | FALSE | L | Annual | Allowances Sold NOX | Thousand Tons | 0 | 0 | 0 | 0 | 0 | 0 | 0 | 0
NSR Cooper 2 - NOX Rate Annual v3.1, Unit 3643 and retrofits | 886 | 1957 | Rate Constraint in lbs/MMBtu | FALSE | L | Annual | Allowances Banked | Thousand Tons | 0 | 0 | 0 | 0 | 0 | 0 | 0 | 0
NSR Cooper 2 - NOX Rate Annual v3.1, Unit 3643 and retrofits | 886 | 1957 | Rate Constraint in lbs/MMBtu | FALSE | L | Annual | Allowances Withdrawn (1:1) | Thousand Tons | 0 | 0 | 0 | 0 | 0 | 0 | 0 | 0
NSR Cooper 2 - NOX Rate Annual v3.1, Unit 3643 and retrofits | 886 | 1957 | Rate Constraint in lbs/MMBtu | FALSE | L | Annual | Allowances Withdrawn (n:1) | Thousand Tons | 0 | 0 | 0 | 0 | 0 | 0 | 0 | 0
NSR Cooper 2 - NOX Rate Annual v3.1, Unit 3643 and retrofits | 886 | 1957 | Rate Constraint in lbs/MMBtu | FALSE | L | Annual | Net Emissions Allowance Position | Thousand Tons | 0 | 0 | 0 | 0 | 0 | 0 | 0 | 0
NSR Cooper 2 - NOX Rate Annual v3.1, Unit 3643 and retrofits | 886 | 1957 | Rate Constraint in lbs/MMBtu | FALSE | L | Annual | Fuel Consumed | TBtu | 0 | 0 | 0 | 0 | 0 | 0 | 0 | 0
NSR Cooper 2 - NOX Rate Annual v3.1, Unit 3643 and retrofits | 886 | 1957 | Rate Constraint in lbs/MMBtu | FALSE | L | Annual | Rate | lb/MMBtu | 0 | 0 | 0 | 0 | 0 | 0 | 0 | 0
NSR Cooper 2 - NOX Rate Annual v3.1, Unit 3643 and retrofits | 886 | 1957 | Rate Constraint in lbs/MMBtu | FALSE | L | Annual | Generation | TWh | 0 | 0 | 0 | 0 | 0 | 0 | 0 | 0
NSR Cooper 2 - NOX Rate Annual v3.1, Unit 3643 and retrofits | 886 | 1957 | Rate Constraint in lbs/MMBtu | FALSE | L | Annual | Qualifying Generation | TWh | 0 | 0 | 0 | 0 | 0 | 0 | 0 | 0
NSR Cooper 2 - NOX Rate Annual v3.1, Unit 3643 and retrofits | 886 | 1957 | Rate Constraint in lbs/MMBtu | FALSE | L | Annual | Rate | lb/MWh | 0 | 0 | 0 | 0 | 0 | 0 | 0 | 0
NSR Cooper 2 - NOX Rate Annual v3.1, Unit 3643 and retrofits | 886 | 1957 | Rate Constraint in lbs/MMBtu | FALSE | L | Annual | Constraint Shadow Price | US2016$/Ton | 0 | 0 | 0 | 0 | 0 | 0 | 0 | 0
NSR Cooper 2 - SO2 Rate Annual v3.1, Unit 3643 and retrofits | 887 | 1958 | Rate Constraint in lbs/MMBtu | FALSE | L | Annual | Seasons Included | Seasons | Winter, WintShld, Summer | Winter, WintShld, Summer | Winter, WintShld, Summer | Winter, WintShld, Summer | Winter, WintShld, Summer | Winter, WintShld, Summer | Winter, WintShld, Summer | Winter, WintShld, Summer
NSR Cooper 2 - SO2 Rate Annual v3.1, Unit 3643 and retrofits | 887 | 1958 | Rate Constraint in lbs/MMBtu | FALSE | L | Annual | Standard SO2 | lb/MMBtu | 0.1 | 0.1 | 0.1 | 0.1 | 0.1 | 0.1 | 0.1 | 0.1
NSR Cooper 2 - SO2 Rate Annual v3.1, Unit 3643 and retrofits | 887 | 1958 | Rate Constraint in lbs/MMBtu | FALSE | L | Annual | Emissions at Affected Plants SO2 | Thousand Tons | 0 | 0 | 0 | 0 | 0 | 0 | 0 | 0
NSR Cooper 2 - SO2 Rate Annual v3.1, Unit 3643 and retrofits | 887 | 1958 | Rate Constraint in lbs/MMBtu | FALSE | L | Annual | Allowances Purchased SO2 | Thousand Tons | 0 | 0 | 0 | 0 | 0 | 0 | 0 | 0
NSR Cooper 2 - SO2 Rate Annual v3.1, Unit 3643 and retrofits | 887 | 1958 | Rate Constraint in lbs/MMBtu | FALSE | L | Annual | Allowances Sold SO2 | Thousand Tons | 0 | 0 | 0 | 0 | 0 | 0 | 0 | 0
NSR Cooper 2 - SO2 Rate Annual v3.1, Unit 3643 and retrofits | 887 | 1958 | Rate Constraint in lbs/MMBtu | FALSE | L | Annual | Allowances Banked | Thousand Tons | 0 | 0 | 0 | 0 | 0 | 0 | 0 | 0
NSR Cooper 2 - SO2 Rate Annual v3.1, Unit 3643 and retrofits | 887 | 1958 | Rate Constraint in lbs/MMBtu | FALSE | L | Annual | Allowances Withdrawn (1:1) | Thousand Tons | 0 | 0 | 0 | 0 | 0 | 0 | 0 | 0
NSR Cooper 2 - SO2 Rate Annual v3.1, Unit 3643 and retrofits | 887 | 1958 | Rate Constraint in lbs/MMBtu | FALSE | L | Annual | Allowances Withdrawn (n:1) | Thousand Tons | 0 | 0 | 0 | 0 | 0 | 0 | 0 | 0
NSR Cooper 2 - SO2 Rate Annual v3.1, Unit 3643 and retrofits | 887 | 1958 | Rate Constraint in lbs/MMBtu | FALSE | L | Annual | Net Emissions Allowance Position | Thousand Tons | 0 | 0 | 0 | 0 | 0 | 0 | 0 | 0
NSR Cooper 2 - SO2 Rate Annual v3.1, Unit 3643 and retrofits | 887 | 1958 | Rate Constraint in lbs/MMBtu | FALSE | L | Annual | Fuel Consumed | TBtu | 0 | 0 | 0 | 0 | 0 | 0 | 0 | 0
NSR Cooper 2 - SO2 Rate Annual v3.1, Unit 3643 and retrofits | 887 | 1958 | Rate Constraint in lbs/MMBtu | FALSE | L | Annual | Rate | lb/MMBtu | 0 | 0 | 0 | 0 | 0 | 0 | 0 | 0
NSR Cooper 2 - SO2 Rate Annual v3.1, Unit 3643 and retrofits | 887 | 1958 | Rate Constraint in lbs/MMBtu | FALSE | L | Annual | Generation | TWh | 0 | 0 | 0 | 0 | 0 | 0 | 0 | 0
NSR Cooper 2 - SO2 Rate Annual v3.1, Unit 3643 and retrofits | 887 | 1958 | Rate Constraint in lbs/MMBtu | FALSE | L | Annual | Qualifying Generation | TWh | 0 | 0 | 0 | 0 | 0 | 0 | 0 | 0
NSR Cooper 2 - SO2 Rate Annual v3.1, Unit 3643 and retrofits | 887 | 1958 | Rate Constraint in lbs/MMBtu | FALSE | L | Annual | Rate | lb/MWh | 0 | 0 | 0 | 0 | 0 | 0 | 0 | 0
NSR Cooper 2 - SO2 Rate Annual v3.1, Unit 3643 and retrofits | 887 | 1958 | Rate Constraint in lbs/MMBtu | FALSE | L | Annual | Constraint Shadow Price | US2016$/Ton | 0 | 0 | 0 | 0 | 0 | 0 | 0 | 0
NSR Coronado 1,2 - NOX Cap Annual v6.17 | 888 | 6976 | Rate Constraint in MTons | FALSE | L | Annual | Seasons Included | Seasons | Winter, WintShld, Summer | Winter, WintShld, Summer | Winter, WintShld, Summer | Winter, WintShld, Summer | Winter, WintShld, Summer | Winter, WintShld, Summer | Winter, WintShld, Summer | Winter, WintShld, Summer
NSR Coronado 1,2 - NOX Cap Annual v6.17 | 888 | 6976 | Rate Constraint in MTons | FALSE | L | Annual | Standard NOX | Thousand Tons | 7.3 | 7.3 | 7.3 | 7.3 | 7.3 | 7.3 | 7.3 | 7.3
NSR Coronado 1,2 - NOX Cap Annual v6.17 | 888 | 6976 | Rate Constraint in MTons | FALSE | L | Annual | Emissions at Affected Plants NOX | Thousand Tons | 0.8947 | 1.2802 | 1.3759 | 1.0465 | 1.0465 | 1.0465 | 1.0465 | 1.0465
NSR Coronado 1,2 - NOX Cap Annual v6.17 | 888 | 6976 | Rate Constraint in MTons | FALSE | L | Annual | Allowances Purchased NOX | Thousand Tons | 0 | 0 | 0 | 0 | 0 | 0 | 0 | 0
NSR Coronado 1,2 - NOX Cap Annual v6.17 | 888 | 6976 | Rate Constraint in MTons | FALSE | L | Annual | Allowances Sold NOX | Thousand Tons | 0 | 0 | 0 | 0 | 0 | 0 | 0 | 0
NSR Coronado 1,2 - NOX Cap Annual v6.17 | 888 | 6976 | Rate Constraint in MTons | FALSE | L | Annual | Allowances Banked | Thousand Tons | 0 | 0 | 0 | 0 | 0 | 0 | 0 | 0
NSR Coronado 1,2 - NOX Cap Annual v6.17 | 888 | 6976 | Rate Constraint in MTons | FALSE | L | Annual | Allowances Withdrawn (1:1) | Thousand Tons | 0 | 0 | 0 | 0 | 0 | 0 | 0 | 0
NSR Coronado 1,2 - NOX Cap Annual v6.17 | 888 | 6976 | Rate Constraint in MTons | FALSE | L | Annual | Allowances Withdrawn (n:1) | Thousand Tons | 0 | 0 | 0 | 0 | 0 | 0 | 0 | 0
NSR Coronado 1,2 - NOX Cap Annual v6.17 | 888 | 6976 | Rate Constraint in MTons | FALSE | L | Annual | Net Emissions Allowance Position | Thousand Tons | 0.8947 | 1.2802 | 1.3759 | 1.0465 | 1.0465 | 1.0465 | 1.0465 | 1.0465
NSR Coronado 1,2 - NOX Cap Annual v6.17 | 888 | 6976 | Rate Constraint in MTons | FALSE | L | Annual | Fuel Consumed | TBtu | 33.6945 | 48.4608 | 51.8689 | 39.4083 | 39.4083 | 39.4083 | 39.4083 | 39.4083
NSR Coronado 1,2 - NOX Cap Annual v6.17 | 888 | 6976 | Rate Constraint in MTons | FALSE | L | Annual | Rate | lb/MMBtu | 0.053107 | 0.052835 | 0.053052 | 0.053109 | 0.053109 | 0.053109 | 0.053109 | 0.053109
NSR Coronado 1,2 - NOX Cap Annual v6.17 | 888 | 6976 | Rate Constraint in MTons | FALSE | L | Annual | Generation | TWh | 3.156 | 4.5409 | 4.8587 | 3.6912 | 3.6912 | 3.6912 | 3.6912 | 3.6912
NSR Coronado 1,2 - NOX Cap Annual v6.17 | 888 | 6976 | Rate Constraint in MTons | FALSE | L | Annual | Qualifying Generation | TWh | 3.156 | 4.5409 | 4.8587 | 3.6912 | 3.6912 | 3.6912 | 3.6912 | 3.6912
NSR Coronado 1,2 - NOX Cap Annual v6.17 | 888 | 6976 | Rate Constraint in MTons | FALSE | L | Annual | Rate | lb/MWh | 0.56698 | 0.56385 | 0.56636 | 0.56701 | 0.56701 | 0.56701 | 0.56701 | 0.56701
NSR Coronado 1,2 - NOX Cap Annual v6.17 | 888 | 6976 | Rate Constraint in MTons | FALSE | L | Annual | Constraint Shadow Price | US2016$/Ton | 0 | 0 | 0 | 0 | 0 | 0 | 0 | 0
NSR Cross 1,2 - NOX Rate Annual v3.1, Unit 5699 and retrofits | 889 | 1949 | Rate Constraint in lbs/MMBtu | FALSE | L | Annual | Seasons Included | Seasons | Winter, WintShld, Summer | Winter, WintShld, Summer | Winter, WintShld, Summer | Winter, WintShld, Summer | Winter, WintShld, Summer | Winter, WintShld, Summer | Winter, WintShld, Summer | Winter, WintShld, Summer
NSR Cross 1,2 - NOX Rate Annual v3.1, Unit 5699 and retrofits | 889 | 1949 | Rate Constraint in lbs/MMBtu | FALSE | L | Annual | Standard NOX | lb/MMBtu | 0.1 | 0.1 | 0.1 | 0.1 | 0.1 | 0.1 | 0.1 | 0.1
NSR Cross 1,2 - NOX Rate Annual v3.1, Unit 5699 and retrofits | 889 | 1949 | Rate Constraint in lbs/MMBtu | FALSE | L | Annual | Emissions at Affected Plants NOX | Thousand Tons | 1.0212 | 0.79175 | 1.06 | 0.75251 | 0.72989 | 0.73543 | 0.8378 | 0.72797
NSR Cross 1,2 - NOX Rate Annual v3.1, Unit 5699 and retrofits | 889 | 1949 | Rate Constraint in lbs/MMBtu | FALSE | L | Annual | Allowances Purchased NOX | Thousand Tons | 0 | 0 | 0 | 0 | 0 | 0 | 0 | 0
NSR Cross 1,2 - NOX Rate Annual v3.1, Unit 5699 and retrofits | 889 | 1949 | Rate Constraint in lbs/MMBtu | FALSE | L | Annual | Allowances Sold NOX | Thousand Tons | 0 | 0 | 0 | 0 | 0 | 0 | 0 | 0
NSR Cross 1,2 - NOX Rate Annual v3.1, Unit 5699 and retrofits | 889 | 1949 | Rate Constraint in lbs/MMBtu | FALSE | L | Annual | Allowances Banked | Thousand Tons | 0 | 0 | 0 | 0 | 0 | 0 | 0 | 0
NSR Cross 1,2 - NOX Rate Annual v3.1, Unit 5699 and retrofits | 889 | 1949 | Rate Constraint in lbs/MMBtu | FALSE | L | Annual | Allowances Withdrawn (1:1) | Thousand Tons | 0 | 0 | 0 | 0 | 0 | 0 | 0 | 0
NSR Cross 1,2 - NOX Rate Annual v3.1, Unit 5699 and retrofits | 889 | 1949 | Rate Constraint in lbs/MMBtu | FALSE | L | Annual | Allowances Withdrawn (n:1) | Thousand Tons | 0 | 0 | 0 | 0 | 0 | 0 | 0 | 0
NSR Cross 1,2 - NOX Rate Annual v3.1, Unit 5699 and retrofits | 889 | 1949 | Rate Constraint in lbs/MMBtu | FALSE | L | Annual | Net Emissions Allowance Position | Thousand Tons | 1.0212 | 0.79175 | 1.06 | 0.75251 | 0.72989 | 0.73543 | 0.8378 | 0.72797
NSR Cross 1,2 - NOX Rate Annual v3.1, Unit 5699 and retrofits | 889 | 1949 | Rate Constraint in lbs/MMBtu | FALSE | L | Annual | Fuel Consumed | TBtu | 28.9412 | 22.4387 | 30.041 | 21.3266 | 20.6855 | 20.8425 | 23.7438 | 20.6311
NSR Cross 1,2 - NOX Rate Annual v3.1, Unit 5699 and retrofits | 889 | 1949 | Rate Constraint in lbs/MMBtu | FALSE | L | Annual | Rate | lb/MMBtu | 0.07057 | 0.07057 | 0.07057 | 0.07057 | 0.07057 | 0.07057 | 0.07057 | 0.07057
NSR Cross 1,2 - NOX Rate Annual v3.1, Unit 5699 and retrofits | 889 | 1949 | Rate Constraint in lbs/MMBtu | FALSE | L | Annual | Generation | TWh | 2.8191 | 2.1857 | 2.9263 | 2.0774 | 2.0149 | 2.0302 | 2.3129 | 2.0097
NSR Cross 1,2 - NOX Rate Annual v3.1, Unit 5699 and retrofits | 889 | 1949 | Rate Constraint in lbs/MMBtu | FALSE | L | Annual | Qualifying Generation | TWh | 2.8191 | 2.1857 | 2.9263 | 2.0774 | 2.0149 | 2.0302 | 2.3129 | 2.0097
NSR Cross 1,2 - NOX Rate Annual v3.1, Unit 5699 and retrofits | 889 | 1949 | Rate Constraint in lbs/MMBtu | FALSE | L | Annual | Rate | lb/MWh | 0.72447 | 0.72447 | 0.72447 | 0.72447 | 0.72447 | 0.72447 | 0.72447 | 0.72447
NSR Cross 1,2 - NOX Rate Annual v3.1, Unit 5699 and retrofits | 889 | 1949 | Rate Constraint in lbs/MMBtu | FALSE | L | Annual | Constraint Shadow Price | US2016$/Ton | 0 | 0 | 0 | 0 | 0 | 0 | 0 | 0
NSR Cross 1,2 - NOX Rate Annual v3.1, Unit 5700 and retrofits | 890 | 1949 | Rate Constraint in lbs/MMBtu | FALSE | L | Annual | Seasons Included | Seasons | Winter, WintShld, Summer | Winter, WintShld, Summer | Winter, WintShld, Summer | Winter, WintShld, Summer | Winter, WintShld, Summer | Winter, WintShld, Summer | Winter, WintShld, Summer | Winter, WintShld, Summer
NSR Cross 1,2 - NOX Rate Annual v3.1, Unit 5700 and retrofits | 890 | 1949 | Rate Constraint in lbs/MMBtu | FALSE | L | Annual | Standard NOX | lb/MMBtu | 0.1 | 0.1 | 0.1 | 0.1 | 0.1 | 0.1 | 0.1 | 0.1
NSR Cross 1,2 - NOX Rate Annual v3.1, Unit 5700 and retrofits | 890 | 1949 | Rate Constraint in lbs/MMBtu | FALSE | L | Annual | Emissions at Affected Plants NOX | Thousand Tons | 0 | 0 | 0 | 0 | 0 | 0 | 0 | 0
NSR Cross 1,2 - NOX Rate Annual v3.1, Unit 5700 and retrofits | 890 | 1949 | Rate Constraint in lbs/MMBtu | FALSE | L | Annual | Allowances Purchased NOX | Thousand Tons | 0 | 0 | 0 | 0 | 0 | 0 | 0 | 0
NSR Cross 1,2 - NOX Rate Annual v3.1, Unit 5700 and retrofits | 890 | 1949 | Rate Constraint in lbs/MMBtu | FALSE | L | Annual | Allowances Sold NOX | Thousand Tons | 0 | 0 | 0 | 0 | 0 | 0 | 0 | 0
NSR Cross 1,2 - NOX Rate Annual v3.1, Unit 5700 and retrofits | 890 | 1949 | Rate Constraint in lbs/MMBtu | FALSE | L | Annual | Allowances Banked | Thousand Tons | 0 | 0 | 0 | 0 | 0 | 0 | 0 | 0
NSR Cross 1,2 - NOX Rate Annual v3.1, Unit 5700 and retrofits | 890 | 1949 | Rate Constraint in lbs/MMBtu | FALSE | L | Annual | Allowances Withdrawn (1:1) | Thousand Tons | 0 | 0 | 0 | 0 | 0 | 0 | 0 | 0
NSR Cross 1,2 - NOX Rate Annual v3.1, Unit 5700 and retrofits | 890 | 1949 | Rate Constraint in lbs/MMBtu | FALSE | L | Annual | Allowances Withdrawn (n:1) | Thousand Tons | 0 | 0 | 0 | 0 | 0 | 0 | 0 | 0
NSR Cross 1,2 - NOX Rate Annual v3.1, Unit 5700 and retrofits | 890 | 1949 | Rate Constraint in lbs/MMBtu | FALSE | L | Annual | Net Emissions Allowance Position | Thousand Tons | 0 | 0 | 0 | 0 | 0 | 0 | 0 | 0
NSR Cross 1,2 - NOX Rate Annual v3.1, Unit 5700 and retrofits | 890 | 1949 | Rate Constraint in lbs/MMBtu | FALSE | L | Annual | Fuel Consumed | TBtu | 0 | 0 | 0 | 0 | 0 | 0 | 0 | 0
NSR Cross 1,2 - NOX Rate Annual v3.1, Unit 5700 and retrofits | 890 | 1949 | Rate Constraint in lbs/MMBtu | FALSE | L | Annual | Rate | lb/MMBtu | 0 | 0 | 0 | 0 | 0 | 0 | 0 | 0
NSR Cross 1,2 - NOX Rate Annual v3.1, Unit 5700 and retrofits | 890 | 1949 | Rate Constraint in lbs/MMBtu | FALSE | L | Annual | Generation | TWh | 0 | 0 | 0 | 0 | 0 | 0 | 0 | 0
NSR Cross 1,2 - NOX Rate Annual v3.1, Unit 5700 and retrofits | 890 | 1949 | Rate Constraint in lbs/MMBtu | FALSE | L | Annual | Qualifying Generation | TWh | 0 | 0 | 0 | 0 | 0 | 0 | 0 | 0
NSR Cross 1,2 - NOX Rate Annual v3.1, Unit 5700 and retrofits | 890 | 1949 | Rate Constraint in lbs/MMBtu | FALSE | L | Annual | Rate | lb/MWh | 0 | 0 | 0 | 0 | 0 | 0 | 0 | 0
NSR Cross 1,2 - NOX Rate Annual v3.1, Unit 5700 and retrofits | 890 | 1949 | Rate Constraint in lbs/MMBtu | FALSE | L | Annual | Constraint Shadow Price | US2016$/Ton | 0 | 0 | 0 | 0 | 0 | 0 | 0 | 0
NSR Dairyland- NOx Cap Annual v5.13 | 891 | 6001 | Rate Constraint in MTons | FALSE | L | Annual | Seasons Included | Seasons | Winter, WintShld, Summer | Winter, WintShld, Summer | Winter, WintShld, Summer | Winter, WintShld, Summer | Winter, WintShld, Summer | Winter, WintShld, Summer | Winter, WintShld, Summer | Winter, WintShld, Summer
NSR Dairyland- NOx Cap Annual v5.13 | 891 | 6001 | Rate Constraint in MTons | FALSE | L | Annual | Standard NOX | Thousand Tons | 3.236 | 3.236 | 3.236 | 3.236 | 3.236 | 3.236 | 3.236 | 3.236
NSR Dairyland- NOx Cap Annual v5.13 | 891 | 6001 | Rate Constraint in MTons | FALSE | L | Annual | Emissions at Affected Plants NOX | Thousand Tons | 1.0852 | 1.427 | 1.401 | 1.4706 | 1.3352 | 1.6541 | 1.384 | 0.58394
NSR Dairyland- NOx Cap Annual v5.13 | 891 | 6001 | Rate Constraint in MTons | FALSE | L | Annual | Allowances Purchased NOX | Thousand Tons | 0 | 0 | 0 | 0 | 0 | 0 | 0 | 0
NSR Dairyland- NOx Cap Annual v5.13 | 891 | 6001 | Rate Constraint in MTons | FALSE | L | Annual | Allowances Sold NOX | Thousand Tons | 0 | 0 | 0 | 0 | 0 | 0 | 0 | 0
NSR Dairyland- NOx Cap Annual v5.13 | 891 | 6001 | Rate Constraint in MTons | FALSE | L | Annual | Allowances Banked | Thousand Tons | 0 | 0 | 0 | 0 | 0 | 0 | 0 | 0
NSR Dairyland- NOx Cap Annual v5.13 | 891 | 6001 | Rate Constraint in MTons | FALSE | L | Annual | Allowances Withdrawn (1:1) | Thousand Tons | 0 | 0 | 0 | 0 | 0 | 0 | 0 | 0
NSR Dairyland- NOx Cap Annual v5.13 | 891 | 6001 | Rate Constraint in MTons | FALSE | L | Annual | Allowances Withdrawn (n:1) | Thousand Tons | 0 | 0 | 0 | 0 | 0 | 0 | 0 | 0
NSR Dairyland- NOx Cap Annual v5.13 | 891 | 6001 | Rate Constraint in MTons | FALSE | L | Annual | Net Emissions Allowance Position | Thousand Tons | 1.0852 | 1.427 | 1.401 | 1.4706 | 1.3352 | 1.6541 | 1.384 | 0.58394
NSR Dairyland- NOx Cap Annual v5.13 | 891 | 6001 | Rate Constraint in MTons | FALSE | L | Annual | Fuel Consumed | TBtu | 25.0032 | 33.6801 | 33.3426 | 34.9083 | 31.1814 | 39.2254 | 31.794 | 16.0665
NSR Dairyland- NOx Cap Annual v5.13 | 891 | 6001 | Rate Constraint in MTons | FALSE | L | Annual | Rate | lb/MMBtu | 0.086803 | 0.084739 | 0.084038 | 0.084258 | 0.08564 | 0.084339 | 0.087061 | 0.07269
NSR Dairyland- NOx Cap Annual v5.13 | 891 | 6001 | Rate Constraint in MTons | FALSE | L | Annual | Generation | TWh | 2.2018 | 2.9702 | 2.9418 | 3.0795 | 2.7481 | 3.4602 | 2.7994 | 1.4286
NSR Dairyland- NOx Cap Annual v5.13 | 891 | 6001 | Rate Constraint in MTons | FALSE | L | Annual | Qualifying Generation | TWh | 2.2018 | 2.9702 | 2.9418 | 3.0795 | 2.7481 | 3.4602 | 2.7994 | 1.4286
NSR Dairyland- NOx Cap Annual v5.13 | 891 | 6001 | Rate Constraint in MTons | FALSE | L | Annual | Rate | lb/MWh | 0.9857 | 0.9609 | 0.95248 | 0.95512 | 0.97172 | 0.95609 | 0.98881 | 0.81747
NSR Dairyland- NOx Cap Annual v5.13 | 891 | 6001 | Rate Constraint in MTons | FALSE | L | Annual | Constraint Shadow Price | US2016$/Ton | 0 | 0 | 0 | 0 | 0 | 0 | 0 | 0
NSR Dairyland- SO2 Cap Annual v5.13 | 892 | 6000 | Rate Constraint in MTons | FALSE | L | Annual | Seasons Included | Seasons | Winter, WintShld, Summer | Winter, WintShld, Summer | Winter, WintShld, Summer | Winter, WintShld, Summer | Winter, WintShld, Summer | Winter, WintShld, Summer | Winter, WintShld, Summer | Winter, WintShld, Summer
NSR Dairyland- SO2 Cap Annual v5.13 | 892 | 6000 | Rate Constraint in MTons | FALSE | L | Annual | Standard SO2 | Thousand Tons | 4.578 | 4.578 | 4.578 | 4.578 | 4.578 | 4.578 | 4.578 | 4.578
NSR Dairyland- SO2 Cap Annual v5.13 | 892 | 6000 | Rate Constraint in MTons | FALSE | L | Annual | Emissions at Affected Plants SO2 | Thousand Tons | 0.9812 | 1.3254 | 1.3134 | 1.3747 | 1.2256 | 1.5445 | 1.2473 | 0.64266
NSR Dairyland- SO2 Cap Annual v5.13 | 892 | 6000 | Rate Constraint in MTons | FALSE | L | Annual | Allowances Purchased SO2 | Thousand Tons | 0 | 0 | 0 | 0 | 0 | 0 | 0 | 0
NSR Dairyland- SO2 Cap Annual v5.13 | 892 | 6000 | Rate Constraint in MTons | FALSE | L | Annual | Allowances Sold SO2 | Thousand Tons | 0 | 0 | 0 | 0 | 0 | 0 | 0 | 0
NSR Dairyland- SO2 Cap Annual v5.13 | 892 | 6000 | Rate Constraint in MTons | FALSE | L | Annual | Allowances Banked | Thousand Tons | 0 | 0 | 0 | 0 | 0 | 0 | 0 | 0
NSR Dairyland- SO2 Cap Annual v5.13 | 892 | 6000 | Rate Constraint in MTons | FALSE | L | Annual | Allowances Withdrawn (1:1) | Thousand Tons | 0 | 0 | 0 | 0 | 0 | 0 | 0 | 0
NSR Dairyland- SO2 Cap Annual v5.13 | 892 | 6000 | Rate Constraint in MTons | FALSE | L | Annual | Allowances Withdrawn (n:1) | Thousand Tons | 0 | 0 | 0 | 0 | 0 | 0 | 0 | 0
NSR Dairyland- SO2 Cap Annual v5.13 | 892 | 6000 | Rate Constraint in MTons | FALSE | L | Annual | Net Emissions Allowance Position | Thousand Tons | 0.9812 | 1.3254 | 1.3134 | 1.3747 | 1.2256 | 1.5445 | 1.2473 | 0.64266
NSR Dairyland- SO2 Cap Annual v5.13 | 892 | 6000 | Rate Constraint in MTons | FALSE | L | Annual | Fuel Consumed | TBtu | 25.0032 | 33.6801 | 33.3426 | 34.9083 | 31.1814 | 39.2254 | 31.794 | 16.0665
NSR Dairyland- SO2 Cap Annual v5.13 | 892 | 6000 | Rate Constraint in MTons | FALSE | L | Annual | Rate | lb/MMBtu | 0.078486 | 0.078707 | 0.078783 | 0.078759 | 0.078611 | 0.07875 | 0.078458 | 0.08
NSR Dairyland- SO2 Cap Annual v5.13 | 892 | 6000 | Rate Constraint in MTons | FALSE | L | Annual | Generation | TWh | 2.2018 | 2.9702 | 2.9418 | 3.0795 | 2.7481 | 3.4602 | 2.7994 | 1.4286
NSR Dairyland- SO2 Cap Annual v5.13 | 892 | 6000 | Rate Constraint in MTons | FALSE | L | Annual | Qualifying Generation | TWh | 2.2018 | 2.9702 | 2.9418 | 3.0795 | 2.7481 | 3.4602 | 2.7994 | 1.4286
NSR Dairyland- SO2 Cap Annual v5.13 | 892 | 6000 | Rate Constraint in MTons | FALSE | L | Annual | Rate | lb/MWh | 0.89125 | 0.8925 | 0.89292 | 0.89279 | 0.89195 | 0.89274 | 0.8911 | 0.89968
NSR Dairyland- SO2 Cap Annual v5.13 | 892 | 6000 | Rate Constraint in MTons | FALSE | L | Annual | Constraint Shadow Price | US2016$/Ton | 0 | 0 | 0 | 0 | 0 | 0 | 0 | 0
NSR Dominion Consent - NOX Cap Annual v3.1 | 893 | 1840 | Rate Constraint in MTons | FALSE | L | Annual | Seasons Included | Seasons | Winter, WintShld, Summer | Winter, WintShld, Summer | Winter, WintShld, Summer | Winter, WintShld, Summer | Winter, WintShld, Summer | Winter, WintShld, Summer | Winter, WintShld, Summer | Winter, WintShld, Summer
NSR Dominion Consent - NOX Cap Annual v3.1 | 893 | 1840 | Rate Constraint in MTons | FALSE | L | Annual | Standard NOX | Thousand Tons | 30.25 | 30.25 | 30.25 | 30.25 | 30.25 | 30.25 | 30.25 | 30.25
NSR Dominion Consent - NOX Cap Annual v3.1 | 893 | 1840 | Rate Constraint in MTons | FALSE | L | Annual | Emissions at Affected Plants NOX | Thousand Tons | 3.2393 | 4.3844 | 3.2542 | 2.8683 | 0.52467 | 0.52467 | 0.50271 | 0.1122
NSR Dominion Consent - NOX Cap Annual v3.1 | 893 | 1840 | Rate Constraint in MTons | FALSE | L | Annual | Allowances Purchased NOX | Thousand Tons | 0 | 0 | 0 | 0 | 0 | 0 | 0 | 0
NSR Dominion Consent - NOX Cap Annual v3.1 | 893 | 1840 | Rate Constraint in MTons | FALSE | L | Annual | Allowances Sold NOX | Thousand Tons | 0 | 0 | 0 | 0 | 0 | 0 | 0 | 0
NSR Dominion Consent - NOX Cap Annual v3.1 | 893 | 1840 | Rate Constraint in MTons | FALSE | L | Annual | Allowances Banked | Thousand Tons | 0 | 0 | 0 | 0 | 0 | 0 | 0 | 0
NSR Dominion Consent - NOX Cap Annual v3.1 | 893 | 1840 | Rate Constraint in MTons | FALSE | L | Annual | Allowances Withdrawn (1:1) | Thousand Tons | 0 | 0 | 0 | 0 | 0 | 0 | 0 | 0
NSR Dominion Consent - NOX Cap Annual v3.1 | 893 | 1840 | Rate Constraint in MTons | FALSE | L | Annual | Allowances Withdrawn (n:1) | Thousand Tons | 0 | 0 | 0 | 0 | 0 | 0 | 0 | 0
NSR Dominion Consent - NOX Cap Annual v3.1 | 893 | 1840 | Rate Constraint in MTons | FALSE | L | Annual | Net Emissions Allowance Position | Thousand Tons | 3.2393 | 4.3844 | 3.2542 | 2.8683 | 0.52467 | 0.52467 | 0.50271 | 0.1122
NSR Dominion Consent - NOX Cap Annual v3.1 | 893 | 1840 | Rate Constraint in MTons | FALSE | L | Annual | Fuel Consumed | TBtu | 123.3203 | 153.5218 | 124.8085 | 114.9063 | 43.8525 | 43.8525 | 38.6043 | 20.3622
NSR Dominion Consent - NOX Cap Annual v3.1 | 893 | 1840 | Rate Constraint in MTons | FALSE | L | Annual | Rate | lb/MMBtu | 0.052534 | 0.057117 | 0.052147 | 0.049924 | 0.023929 | 0.023929 | 0.026044 | 0.01102
NSR Dominion Consent - NOX Cap Annual v3.1 | 893 | 1840 | Rate Constraint in MTons | FALSE | L | Annual | Generation | TWh | 13.4194 | 16.4172 | 13.5629 | 12.5991 | 5.517 | 5.517 | 4.7762 | 2.821
NSR Dominion Consent - NOX Cap Annual v3.1 | 893 | 1840 | Rate Constraint in MTons | FALSE | L | Annual | Qualifying Generation | TWh | 13.4194 | 16.4172 | 13.5629 | 12.5991 | 5.517 | 5.517 | 4.7762 | 2.821
NSR Dominion Consent - NOX Cap Annual v3.1 | 893 | 1840 | Rate Constraint in MTons | FALSE | L | Annual | Rate | lb/MWh | 0.48277 | 0.53412 | 0.47987 | 0.45532 | 0.1902 | 0.1902 | 0.21051 | 0.079542
NSR Dominion Consent - NOX Cap Annual v3.1 | 893 | 1840 | Rate Constraint in MTons | FALSE | L | Annual | Constraint Shadow Price | US2016$/Ton | 0 | 0 | 0 | 0 | 0 | 0 | 0 | 0
NSR Dominion Consent - NOX Rate Annual v3.1 | 894 | 1841 | Rate Constraint in lbs/MMBtu | FALSE | L | Annual | Seasons Included | Seasons | Winter, WintShld, Summer | Winter, WintShld, Summer | Winter, WintShld, Summer | Winter, WintShld, Summer | Winter, WintShld, Summer | Winter, WintShld, Summer | Winter, WintShld, Summer | Winter, WintShld, Summer
NSR Dominion Consent - NOX Rate Annual v3.1 | 894 | 1841 | Rate Constraint in lbs/MMBtu | FALSE | L | Annual | Standard NOX | lb/MMBtu | 0.15 | 0.15 | 0.15 | 0.15 | 0.15 | 0.15 | 0.15 | 0.15
NSR Dominion Consent - NOX Rate Annual v3.1 | 894 | 1841 | Rate Constraint in lbs/MMBtu | FALSE | L | Annual | Emissions at Affected Plants NOX | Thousand Tons | 3.2393 | 4.3844 | 3.2542 | 2.8683 | 0.52467 | 0.52467 | 0.50271 | 0.1122
NSR Dominion Consent - NOX Rate Annual v3.1 | 894 | 1841 | Rate Constraint in lbs/MMBtu | FALSE | L | Annual | Allowances Purchased NOX | Thousand Tons | 0 | 0 | 0 | 0 | 0 | 0 | 0 | 0
NSR Dominion Consent - NOX Rate Annual v3.1 | 894 | 1841 | Rate Constraint in lbs/MMBtu | FALSE | L | Annual | Allowances Sold NOX | Thousand Tons | 0 | 0 | 0 | 0 | 0 | 0 | 0 | 0
NSR Dominion Consent - NOX Rate Annual v3.1 | 894 | 1841 | Rate Constraint in lbs/MMBtu | FALSE | L | Annual | Allowances Banked | Thousand Tons | 0 | 0 | 0 | 0 | 0 | 0 | 0 | 0
NSR Dominion Consent - NOX Rate Annual v3.1 | 894 | 1841 | Rate Constraint in lbs/MMBtu | FALSE | L | Annual | Allowances Withdrawn (1:1) | Thousand Tons | 0 | 0 | 0 | 0 | 0 | 0 | 0 | 0
NSR Dominion Consent - NOX Rate Annual v3.1 | 894 | 1841 | Rate Constraint in lbs/MMBtu | FALSE | L | Annual | Allowances Withdrawn (n:1) | Thousand Tons | 0 | 0 | 0 | 0 | 0 | 0 | 0 | 0
NSR Dominion Consent - NOX Rate Annual v3.1 | 894 | 1841 | Rate Constraint in lbs/MMBtu | FALSE | L | Annual | Net Emissions Allowance Position | Thousand Tons | 3.2393 | 4.3844 | 3.2542 | 2.8683 | 0.52467 | 0.52467 | 0.50271 | 0.1122
NSR Dominion Consent - NOX Rate Annual v3.1 | 894 | 1841 | Rate Constraint in lbs/MMBtu | FALSE | L | Annual | Fuel Consumed | TBtu | 123.3203 | 153.5218 | 124.8085 | 114.9063 | 43.8525 | 43.8525 | 38.6043 | 20.3622
NSR Dominion Consent - NOX Rate Annual v3.1 | 894 | 1841 | Rate Constraint in lbs/MMBtu | FALSE | L | Annual | Rate | lb/MMBtu | 0.052534 | 0.057117 | 0.052147 | 0.049924 | 0.023929 | 0.023929 | 0.026044 | 0.01102
NSR Dominion Consent - NOX Rate Annual v3.1 | 894 | 1841 | Rate Constraint in lbs/MMBtu | FALSE | L | Annual | Generation | TWh | 13.4194 | 16.4172 | 13.5629 | 12.5991 | 5.517 | 5.517 | 4.7762 | 2.821
NSR Dominion Consent - NOX Rate Annual v3.1 | 894 | 1841 | Rate Constraint in lbs/MMBtu | FALSE | L | Annual | Qualifying Generation | TWh | 13.4194 | 16.4172 | 13.5629 | 12.5991 | 5.517 | 5.517 | 4.7762 | 2.821
NSR Dominion Consent - NOX Rate Annual v3.1 | 894 | 1841 | Rate Constraint in lbs/MMBtu | FALSE | L | Annual | Rate | lb/MWh | 0.48277 | 0.53412 | 0.47987 | 0.45532 | 0.1902 | 0.1902 | 0.21051 | 0.079542
NSR Dominion Consent - NOX Rate Annual v3.1 | 894 | 1841 | Rate Constraint in lbs/MMBtu | FALSE | L | Annual | Constraint Shadow Price | US2016$/Ton | 0 | 0 | 0 | 0 | 0 | 0 | 0 | 0
NSR Edgewater 3-5- NOx Cap Annual v5.13 | 895 | 5986 | Rate Constraint in MTons | FALSE | L | Annual | Seasons Included | Seasons | Winter, WintShld, Summer | Winter, WintShld, Summer | Winter, WintShld, Summer | Winter, WintShld, Summer | Winter, WintShld, Summer | Winter, WintShld, Summer | Winter, WintShld, Summer | Winter, WintShld, Summer
NSR Edgewater 3-5- NOx Cap Annual v5.13 | 895 | 5986 | Rate Constraint in MTons | FALSE | L | Annual | Standard NOX | Thousand Tons | 1.1 | 1.1 | 1.1 | 1.1 | 1.1 | 1.1 | 1.1 | 1.1
NSR Edgewater 3-5- NOx Cap Annual v5.13 | 895 | 5986 | Rate Constraint in MTons | FALSE | L | Annual | Emissions at Affected Plants NOX | Thousand Tons | 0 | 0 | 0 | 0 | 0 | 0 | 0 | 0
NSR Edgewater 3-5- NOx Cap Annual v5.13 | 895 | 5986 | Rate Constraint in MTons | FALSE | L | Annual | Allowances Purchased NOX | Thousand Tons | 0 | 0 | 0 | 0 | 0 | 0 | 0 | 0
NSR Edgewater 3-5- NOx Cap Annual v5.13 | 895 | 5986 | Rate Constraint in MTons | FALSE | L | Annual | Allowances Sold NOX | Thousand Tons | 0 | 0 | 0 | 0 | 0 | 0 | 0 | 0
NSR Edgewater 3-5- NOx Cap Annual v5.13 | 895 | 5986 | Rate Constraint in MTons | FALSE | L | Annual | Allowances Banked | Thousand Tons | 0 | 0 | 0 | 0 | 0 | 0 | 0 | 0
NSR Edgewater 3-5- NOx Cap Annual v5.13 | 895 | 5986 | Rate Constraint in MTons | FALSE | L | Annual | Allowances Withdrawn (1:1) | Thousand Tons | 0 | 0 | 0 | 0 | 0 | 0 | 0 | 0
NSR Edgewater 3-5- NOx Cap Annual v5.13 | 895 | 5986 | Rate Constraint in MTons | FALSE | L | Annual | Allowances Withdrawn (n:1) | Thousand Tons | 0 | 0 | 0 | 0 | 0 | 0 | 0 | 0
NSR Edgewater 3-5- NOx Cap Annual v5.13 | 895 | 5986 | Rate Constraint in MTons | FALSE | L | Annual | Net Emissions Allowance Position | Thousand Tons | 0 | 0 | 0 | 0 | 0 | 0 | 0 | 0
NSR Edgewater 3-5- NOx Cap Annual v5.13 | 895 | 5986 | Rate Constraint in MTons | FALSE | L | Annual | Fuel Consumed | TBtu | 0 | 0 | 0 | 0 | 0 | 0 | 0 | 0
NSR Edgewater 3-5- NOx Cap Annual v5.13 | 895 | 5986 | Rate Constraint in MTons | FALSE | L | Annual | Rate | lb/MMBtu | 0 | 0 | 0 | 0 | 0 | 0 | 0 | 0
NSR Edgewater 3-5- NOx Cap Annual v5.13 | 895 | 5986 | Rate Constraint in MTons | FALSE | L | Annual | Generation | TWh | 0 | 0 | 0 | 0 | 0 | 0 | 0 | 0
NSR Edgewater 3-5- NOx Cap Annual v5.13 | 895 | 5986 | Rate Constraint in MTons | FALSE | L | Annual | Qualifying Generation | TWh | 0 | 0 | 0 | 0 | 0 | 0 | 0 | 0
NSR Edgewater 3-5- NOx Cap Annual v5.13 | 895 | 5986 | Rate Constraint in MTons | FALSE | L | Annual | Rate | lb/MWh | 0 | 0 | 0 | 0 | 0 | 0 | 0 | 0
NSR Edgewater 3-5- NOx Cap Annual v5.13 | 895 | 5986 | Rate Constraint in MTons | FALSE | L | Annual | Constraint Shadow Price | US2016$/Ton | 0 | 0 | 0 | 0 | 0 | 0 | 0 | 0
NSR Edgewater 3-5- SO2 Cap Annual v5.13 | 896 | 5984 | Rate Constraint in MTons | FALSE | L | Annual | Seasons Included | Seasons | Winter, WintShld, Summer | Winter, WintShld, Summer | Winter, WintShld, Summer | Winter, WintShld, Summer | Winter, WintShld, Summer | Winter, WintShld, Summer | Winter, WintShld, Summer | Winter, WintShld, Summer
NSR Edgewater 3-5- SO2 Cap Annual v5.13 | 896 | 5984 | Rate Constraint in MTons | FALSE | L | Annual | Standard SO2 | Thousand Tons | 1.1 | 1.1 | 1.1 | 1.1 | 1.1 | 1.1 | 1.1 | 1.1
NSR Edgewater 3-5- SO2 Cap Annual v5.13 | 896 | 5984 | Rate Constraint in MTons | FALSE | L | Annual | Emissions at Affected Plants SO2 | Thousand Tons | 0 | 0 | 0 | 0 | 0 | 0 | 0 | 0
NSR Edgewater 3-5- SO2 Cap Annual v5.13 | 896 | 5984 | Rate Constraint in MTons | FALSE | L | Annual | Allowances Purchased SO2 | Thousand Tons | 0 | 0 | 0 | 0 | 0 | 0 | 0 | 0
NSR Edgewater 3-5- SO2 Cap Annual v5.13 | 896 | 5984 | Rate Constraint in MTons | FALSE | L | Annual | Allowances Sold SO2 | Thousand Tons | 0 | 0 | 0 | 0 | 0 | 0 | 0 | 0
NSR Edgewater 3-5- SO2 Cap Annual v5.13 | 896 | 5984 | Rate Constraint in MTons | FALSE | L | Annual | Allowances Banked | Thousand Tons | 0 | 0 | 0 | 0 | 0 | 0 | 0 | 0
NSR Edgewater 3-5- SO2 Cap Annual v5.13 | 896 | 5984 | Rate Constraint in MTons | FALSE | L | Annual | Allowances Withdrawn (1:1) | Thousand Tons | 0 | 0 | 0 | 0 | 0 | 0 | 0 | 0
NSR Edgewater 3-5- SO2 Cap Annual v5.13 | 896 | 5984 | Rate Constraint in MTons | FALSE | L | Annual | Allowances Withdrawn (n:1) | Thousand Tons | 0 | 0 | 0 | 0 | 0 | 0 | 0 | 0
NSR Edgewater 3-5- SO2 Cap Annual v5.13 | 896 | 5984 | Rate Constraint in MTons | FALSE | L | Annual | Net Emissions Allowance Position | Thousand Tons | 0 | 0 | 0 | 0 | 0 | 0 | 0 | 0
NSR Edgewater 3-5- SO2 Cap Annual v5.13 | 896 | 5984 | Rate Constraint in MTons | FALSE | L | Annual | Fuel Consumed | TBtu | 0 | 0 | 0 | 0 | 0 | 0 | 0 | 0
NSR Edgewater 3-5- SO2 Cap Annual v5.13 | 896 | 5984 | Rate Constraint in MTons | FALSE | L | Annual | Rate | lb/MMBtu | 0 | 0 | 0 | 0 | 0 | 0 | 0 | 0
NSR Edgewater 3-5- SO2 Cap Annual v5.13 | 896 | 5984 | Rate Constraint in MTons | FALSE | L | Annual | Generation | TWh | 0 | 0 | 0 | 0 | 0 | 0 | 0 | 0
NSR Edgewater 3-5- SO2 Cap Annual v5.13 | 896 | 5984 | Rate Constraint in MTons | FALSE | L | Annual | Qualifying Generation | TWh | 0 | 0 | 0 | 0 | 0 | 0 | 0 | 0
NSR Edgewater 3-5- SO2 Cap Annual v5.13 | 896 | 5984 | Rate Constraint in MTons | FALSE | L | Annual | Rate | lb/MWh | 0 | 0 | 0 | 0 | 0 | 0 | 0 | 0
NSR Edgewater 3-5- SO2 Cap Annual v5.13 | 896 | 5984 | Rate Constraint in MTons | FALSE | L | Annual | Constraint Shadow Price | US2016$/Ton | 0 | 0 | 0 | 0 | 0 | 0 | 0 | 0
NSR Edgewater 5- Hg Rate Annual v5.13 | 897 | 5990 | Rate Constraint in lbs/MMBtu | FALSE | L | Annual | Seasons Included | Seasons | Winter, WintShld, Summer | Winter, WintShld, Summer | Winter, WintShld, Summer | Winter, WintShld, Summer | Winter, WintShld, Summer | Winter, WintShld, Summer | Winter, WintShld, Summer | Winter, WintShld, Summer
NSR Edgewater 5- Hg Rate Annual v5.13 | 897 | 5990 | Rate Constraint in lbs/MMBtu | FALSE | L | Annual | Standard MER | lb/MMBtu | 0.015 | 0.015 | 0.015 | 0.015 | 0.015 | 0.015 | 0.015 | 0.015
NSR Edgewater 5- Hg Rate Annual v5.13 | 897 | 5990 | Rate Constraint in lbs/MMBtu | FALSE | L | Annual | Emissions at Affected Plants MER | lbs | 0 | 0 | 0 | 0 | 0 | 0 | 0 | 0
NSR Edgewater 5- Hg Rate Annual v5.13 | 897 | 5990 | Rate Constraint in lbs/MMBtu | FALSE | L | Annual | Allowances Purchased MER | lbs | 0 | 0 | 0 | 0 | 0 | 0 | 0 | 0
NSR Edgewater 5- Hg Rate Annual v5.13 | 897 | 5990 | Rate Constraint in lbs/MMBtu | FALSE | L | Annual | Allowances Sold MER | lbs | 0 | 0 | 0 | 0 | 0 | 0 | 0 | 0
NSR Edgewater 5- Hg Rate Annual v5.13 | 897 | 5990 | Rate Constraint in lbs/MMBtu | FALSE | L | Annual | Allowances Banked | lbs | 0 | 0 | 0 | 0 | 0 | 0 | 0 | 0
NSR Edgewater 5- Hg Rate Annual v5.13 | 897 | 5990 | Rate Constraint in lbs/MMBtu | FALSE | L | Annual | Allowances Withdrawn (1:1) | lbs | 0 | 0 | 0 | 0 | 0 | 0 | 0 | 0
NSR Edgewater 5- Hg Rate Annual v5.13 | 897 | 5990 | Rate Constraint in lbs/MMBtu | FALSE | L | Annual | Allowances Withdrawn (n:1) | lbs | 0 | 0 | 0 | 0 | 0 | 0 | 0 | 0
NSR Edgewater 5- Hg Rate Annual v5.13 | 897 | 5990 | Rate Constraint in lbs/MMBtu | FALSE | L | Annual | Net Emissions Allowance Position | lbs | 0 | 0 | 0 | 0 | 0 | 0 | 0 | 0
NSR Edgewater 5- Hg Rate Annual v5.13 | 897 | 5990 | Rate Constraint in lbs/MMBtu | FALSE | L | Annual | Fuel Consumed | TBtu | 0 | 0 | 0 | 0 | 0 | 0 | 0 | 0
NSR Edgewater 5- Hg Rate Annual v5.13 | 897 | 5990 | Rate Constraint in lbs/MMBtu | FALSE | L | Annual | Rate | lb/MMBtu | 0 | 0 | 0 | 0 | 0 | 0 | 0 | 0
NSR Edgewater 5- Hg Rate Annual v5.13 | 897 | 5990 | Rate Constraint in lbs/MMBtu | FALSE | L | Annual | Generation | TWh | 0 | 0 | 0 | 0 | 0 | 0 | 0 | 0
NSR Edgewater 5- Hg Rate Annual v5.13 | 897 | 5990 | Rate Constraint in lbs/MMBtu | FALSE | L | Annual | Qualifying Generation | TWh | 0 | 0 | 0 | 0 | 0 | 0 | 0 | 0
NSR Edgewater 5- Hg Rate Annual v5.13 | 897 | 5990 | Rate Constraint in lbs/MMBtu | FALSE | L | Annual | Rate | lb/MWh | 0 | 0 | 0 | 0 | 0 | 0 | 0 | 0
NSR Edgewater 5- Hg Rate Annual v5.13 | 897 | 5990 | Rate Constraint in lbs/MMBtu | FALSE | L | Annual | Constraint Shadow Price | US2016$/Lb | 0 | 0 | 0 | 0 | 0 | 0 | 0 | 0
NSR Edgewater 5- NOx Rate Annual v5.13 | 898 | 5989 | Rate Constraint in lbs/MMBtu | FALSE | L | Annual | Seasons Included | Seasons | Winter, WintShld, Summer | Winter, WintShld, Summer | Winter, WintShld, Summer | Winter, WintShld, Summer | Winter, WintShld, Summer | Winter, WintShld, Summer | Winter, WintShld, Summer | Winter, WintShld, Summer
NSR Edgewater 5- NOx Rate Annual v5.13 | 898 | 5989 | Rate Constraint in lbs/MMBtu | FALSE | L | Annual | Standard NOX | lb/MMBtu | 0.07 | 0.07 | 0.07 | 0.07 | 0.07 | 0.07 | 0.07 | 0.07
NSR Edgewater 5- NOx Rate Annual v5.13 | 898 | 5989 | Rate Constraint in lbs/MMBtu | FALSE | L | Annual | Emissions at Affected Plants NOX | Thousand Tons | 0 | 0 | 0 | 0 | 0 | 0 | 0 | 0
NSR Edgewater 5- NOx Rate Annual v5.13 | 898 | 5989 | Rate Constraint in lbs/MMBtu | FALSE | L | Annual | Allowances Purchased NOX | Thousand Tons | 0 | 0 | 0 | 0 | 0 | 0 | 0 | 0
NSR Edgewater 5- NOx Rate Annual v5.13 | 898 | 5989 | Rate Constraint in lbs/MMBtu | FALSE | L | Annual | Allowances Sold NOX | Thousand Tons | 0 | 0 | 0 | 0 | 0 | 0 | 0 | 0
NSR Edgewater 5- NOx Rate Annual v5.13 | 898 | 5989 | Rate Constraint in lbs/MMBtu | FALSE | L | Annual | Allowances Banked | Thousand Tons | 0 | 0 | 0 | 0 | 0 | 0 | 0 | 0
NSR Edgewater 5- NOx Rate Annual v5.13 | 898 | 5989 | Rate Constraint in lbs/MMBtu | FALSE | L | Annual | Allowances Withdrawn (1:1) | Thousand Tons | 0 | 0 | 0 | 0 | 0 | 0 | 0 | 0
NSR Edgewater 5- NOx Rate Annual v5.13 | 898 | 5989 | Rate Constraint in lbs/MMBtu | FALSE | L | Annual | Allowances Withdrawn (n:1) | Thousand Tons | 0 | 0 | 0 | 0 | 0 | 0 | 0 | 0
NSR Edgewater 5- NOx Rate Annual v5.13 | 898 | 5989 | Rate Constraint in lbs/MMBtu | FALSE | L | Annual | Net Emissions Allowance Position | Thousand Tons | 0 | 0 | 0 | 0 | 0 | 0 | 0 | 0
NSR Edgewater 5- NOx Rate Annual v5.13 | 898 | 5989 | Rate Constraint in lbs/MMBtu | FALSE | L | Annual | Fuel Consumed | TBtu | 0 | 0 | 0 | 0 | 0 | 0 | 0 | 0
NSR Edgewater 5- NOx Rate Annual v5.13 | 898 | 5989 | Rate Constraint in lbs/MMBtu | FALSE | L | Annual | Rate | lb/MMBtu | 0 | 0 | 0 | 0 | 0 | 0 | 0 | 0
NSR Edgewater 5- NOx Rate Annual v5.13 | 898 | 5989 | Rate Constraint in lbs/MMBtu | FALSE | L | Annual | Generation | TWh | 0 | 0 | 0 | 0 | 0 | 0 | 0 | 0
NSR Edgewater 5- NOx Rate Annual v5.13 | 898 | 5989 | Rate Constraint in lbs/MMBtu | FALSE | L | Annual | Qualifying Generation | TWh | 0 | 0 | 0 | 0 | 0 | 0 | 0 | 0
NSR Edgewater 5- NOx Rate Annual v5.13 | 898 | 5989 | Rate Constraint in lbs/MMBtu | FALSE | L | Annual | Rate | lb/MWh | 0 | 0 | 0 | 0 | 0 | 0 | 0 | 0
NSR Edgewater 5- NOx Rate Annual v5.13 | 898 | 5989 | Rate Constraint in lbs/MMBtu | FALSE | L | Annual | Constraint Shadow Price | US2016$/Ton | 0 | 0 | 0 | 0 | 0 | 0 | 0 | 0
NSR Edgewater 5- SO2 Rate Annual v5.13 | 899 | 5988 | Rate Constraint in lbs/MMBtu | FALSE | L | Annual | Seasons Included | Seasons | Winter, WintShld, Summer | Winter, WintShld, Summer | Winter, WintShld, Summer | Winter, WintShld, Summer | Winter, WintShld, Summer | Winter, WintShld, Summer | Winter, WintShld, Summer | Winter, WintShld, Summer
NSR Edgewater 5- SO2 Rate Annual v5.13 | 899 | 5988 | Rate Constraint in lbs/MMBtu | FALSE | L | Annual | Standard SO2 | lb/MMBtu | 0.075 | 0.075 | 0.075 | 0.075 | 0.075 | 0.075 | 0.075 | 0.075
NSR Edgewater 5- SO2 Rate Annual v5.13 | 899 | 5988 | Rate Constraint in lbs/MMBtu | FALSE | L | Annual | Emissions at Affected Plants SO2 | Thousand Tons | 0 | 0 | 0 | 0 | 0 | 0 | 0 | 0
NSR Edgewater 5- SO2 Rate Annual v5.13 | 899 | 5988 | Rate Constraint in lbs/MMBtu | FALSE | L | Annual | Allowances Purchased SO2 | Thousand Tons | 0 | 0 | 0 | 0 | 0 | 0 | 0 | 0
NSR Edgewater 5- SO2 Rate Annual v5.13 | 899 | 5988 | Rate Constraint in lbs/MMBtu | FALSE | L | Annual | Allowances Sold SO2 | Thousand Tons | 0 | 0 | 0 | 0 | 0 | 0 | 0 | 0
NSR Edgewater 5- SO2 Rate Annual v5.13 | 899 | 5988 | Rate Constraint in lbs/MMBtu | FALSE | L | Annual | Allowances Banked | Thousand Tons | 0 | 0 | 0 | 0 | 0 | 0 | 0 | 0
NSR Edgewater 5- SO2 Rate Annual v5.13 | 899 | 5988 | Rate Constraint in lbs/MMBtu | FALSE | L | Annual | Allowances Withdrawn (1:1) | Thousand Tons | 0 | 0 | 0 | 0 | 0 | 0 | 0 | 0
NSR Edgewater 5- SO2 Rate Annual v5.13 | 899 | 5988 | Rate Constraint in lbs/MMBtu | FALSE | L | Annual | Allowances Withdrawn (n:1) | Thousand Tons | 0 | 0 | 0 | 0 | 0 | 0 | 0 | 0
NSR Edgewater 5- SO2 Rate Annual v5.13 | 899 | 5988 | Rate Constraint in lbs/MMBtu | FALSE | L | Annual | Net Emissions Allowance Position | Thousand Tons | 0 | 0 | 0 | 0 | 0 | 0 | 0 | 0
NSR Edgewater 5- SO2 Rate Annual v5.13 | 899 | 5988 | Rate Constraint in lbs/MMBtu | FALSE | L | Annual | Fuel Consumed | TBtu | 0 | 0 | 0 | 0 | 0 | 0 | 0 | 0
NSR Edgewater 5- SO2 Rate Annual v5.13 | 899 | 5988 | Rate Constraint in lbs/MMBtu | FALSE | L | Annual | Rate | lb/MMBtu | 0 | 0 | 0 | 0 | 0 | 0 | 0 | 0
NSR Edgewater 5- SO2 Rate Annual v5.13 | 899 | 5988 | Rate Constraint in lbs/MMBtu | FALSE | L | Annual | Generation | TWh | 0 | 0 | 0 | 0 | 0 | 0 | 0 | 0
NSR Edgewater 5- SO2 Rate Annual v5.13 | 899 | 5988 | Rate Constraint in lbs/MMBtu | FALSE | L | Annual | Qualifying Generation | TWh | 0 | 0 | 0 | 0 | 0 | 0 | 0 | 0
NSR Edgewater 5- SO2 Rate Annual v5.13 | 899 | 5988 | Rate Constraint in lbs/MMBtu | FALSE | L | Annual | Rate | lb/MWh | 0 | 0 | 0 | 0 | 0 | 0 | 0 | 0
NSR Edgewater 5- SO2 Rate Annual v5.13 | 899 | 5988 | Rate Constraint in lbs/MMBtu | FALSE | L | Annual | Constraint Shadow Price | US2016$/Ton | 0 | 0 | 0 | 0 | 0 | 0 | 0 | 0
NSR EKPC Consent - NOX Cap Annual v3.1 | 900 | 1842 | Rate Constraint in MTons | FALSE | L | Annual | Seasons Included | Seasons | Winter, WintShld, Summer | Winter, WintShld, Summer | Winter, WintShld, Summer | Winter, WintShld, Summer | Winter, WintShld, Summer | Winter, WintShld, Summer | Winter, WintShld, Summer | Winter, WintShld, Summer
NSR EKPC Consent - NOX Cap Annual v3.1 | 900 | 1842 | Rate Constraint in MTons | FALSE | L | Annual | Standard NOX | Thousand Tons | 8 | 8 | 8 | 8 | 8 | 8 | 8 | 8
NSR EKPC Consent - NOX Cap Annual v3.1 | 900 | 1842 | Rate Constraint in MTons | FALSE | L | Annual | Emissions at Affected Plants NOX | Thousand Tons | 1.0231 | 1.0231 | 1.0231 | 1.0231 | 0.8873 | 0.8873 | 0.8873 | 0.69345
NSR EKPC Consent - NOX Cap Annual v3.1 | 900 | 1842 | Rate Constraint in MTons | FALSE | L | Annual | Allowances Purchased NOX | Thousand Tons | 0 | 0 | 0 | 0 | 0 | 0 | 0 | 0
NSR EKPC Consent - NOX Cap Annual v3.1 | 900 | 1842 | Rate Constraint in MTons | FALSE | L | Annual | Allowances Sold NOX | Thousand Tons | 0 | 0 | 0 | 0 | 0 | 0 | 0 | 0
NSR EKPC Consent - NOX Cap Annual v3.1 | 900 | 1842 | Rate Constraint in MTons | FALSE | L | Annual | Allowances Banked | Thousand Tons | 0 | 0 | 0 | 0 | 0 | 0 | 0 | 0
NSR EKPC Consent - NOX Cap Annual v3.1 | 900 | 1842 | Rate Constraint in MTons | FALSE | L | Annual | Allowances Withdrawn (1:1) | Thousand Tons | 0 | 0 | 0 | 0 | 0 | 0 | 0 | 0
NSR EKPC Consent - NOX Cap Annual v3.1 | 900 | 1842 | Rate Constraint in MTons | FALSE | L | Annual | Allowances Withdrawn (n:1) | Thousand Tons | 0 | 0 | 0 | 0 | 0 | 0 | 0 | 0
NSR EKPC Consent - NOX Cap Annual v3.1 | 900 | 1842 | Rate Constraint in MTons | FALSE | L | Annual | Net Emissions Allowance Position | Thousand Tons | 1.0231 | 1.0231 | 1.0231 | 1.0231 | 0.8873 | 0.8873 | 0.8873 | 0.69345
NSR EKPC Consent - NOX Cap Annual v3.1 | 900 | 1842 | Rate Constraint in MTons | FALSE | L | Annual | Fuel Consumed | TBtu | 22.5161 | 22.5161 | 22.5161 | 22.5161 | 19.5269 | 19.5269 | 19.5269 | 15.2608
NSR EKPC Consent - NOX Cap Annual v3.1 | 900 | 1842 | Rate Constraint in MTons | FALSE | L | Annual | Rate | lb/MMBtu | 0.09088 | 0.09088 | 0.09088 | 0.09088 | 0.09088 | 0.09088 | 0.09088 | 0.09088
NSR EKPC Consent - NOX Cap Annual v3.1 | 900 | 1842 | Rate Constraint in MTons | FALSE | L | Annual | Generation | TWh | 2.1526 | 2.1526 | 2.1526 | 2.1526 | 1.8668 | 1.8668 | 1.8668 | 1.459
NSR EKPC Consent - NOX Cap Annual v3.1 | 900 | 1842 | Rate Constraint in MTons | FALSE | L | Annual | Qualifying Generation | TWh | 2.1526 | 2.1526 | 2.1526 | 2.1526 | 1.8668 | 1.8668 | 1.8668 | 1.459
NSR EKPC Consent - NOX Cap Annual v3.1 | 900 | 1842 | Rate Constraint in MTons | FALSE | L | Annual | Rate | lb/MWh | 0.9506 | 0.9506 | 0.9506 | 0.9506 | 0.9506 | 0.9506 | 0.9506 | 0.9506
NSR EKPC Consent - NOX Cap Annual v3.1 | 900 | 1842 | Rate Constraint in MTons | FALSE | L | Annual | Constraint Shadow Price | US2016$/Ton | 0 | 0 | 0 | 0 | 0 | 0 | 0 | 0
NSR EKPC Consent - SO2 Cap Annual v3.1 | 901 | 1843 | Rate Constraint in MTons | FALSE | L | Annual | Seasons Included | Seasons | Winter, WintShld, Summer | Winter, WintShld, Summer | Winter, WintShld, Summer | Winter, WintShld, Summer | Winter, WintShld, Summer | Winter, WintShld, Summer | Winter, WintShld, Summer | Winter, WintShld, Summer
NSR EKPC Consent - SO2 Cap Annual v3.1 | 901 | 1843 | Rate Constraint in MTons | FALSE | L | Annual | Standard SO2 | Thousand Tons | 28 | 28 | 28 | 28 | 28 | 28 | 28 | 28
NSR EKPC Consent - SO2 Cap Annual v3.1 | 901 | 1843 | Rate Constraint in MTons | FALSE | L | Annual | Emissions at Affected Plants SO2 | Thousand Tons | 0.89526 | 0.89526 | 0.89526 | 0.89526 | 0.7764 | 0.7764 | 0.7764 | 0.60678
NSR EKPC Consent - SO2 Cap Annual v3.1 | 901 | 1843 | Rate Constraint in MTons | FALSE | L | Annual | Allowances Purchased SO2 | Thousand Tons | 0 | 0 | 0 | 0 | 0 | 0 | 0 | 0
NSR EKPC Consent - SO2 Cap Annual v3.1 | 901 | 1843 | Rate Constraint in MTons | FALSE | L | Annual | Allowances Sold SO2 | Thousand Tons | 0 | 0 | 0 | 0 | 0 | 0 | 0 | 0
NSR EKPC Consent - SO2 Cap Annual v3.1 | 901 | 1843 | Rate Constraint in MTons | FALSE | L | Annual | Allowances Banked | Thousand Tons | 0 | 0 | 0 | 0 | 0 | 0 | 0 | 0
NSR EKPC Consent - SO2 Cap Annual v3.1 | 901 | 1843 | Rate Constraint in MTons | FALSE | L | Annual | Allowances Withdrawn (1:1) | Thousand Tons | 0 | 0 | 0 | 0 | 0 | 0 | 0 | 0
NSR EKPC Consent - SO2 Cap Annual v3.1 | 901 | 1843 | Rate Constraint in MTons | FALSE | L | Annual | Allowances Withdrawn (n:1) | Thousand Tons | 0 | 0 | 0 | 0 | 0 | 0 | 0 | 0
NSR EKPC Consent - SO2 Cap Annual v3.1 | 901 | 1843 | Rate Constraint in MTons | FALSE | L | Annual | Net Emissions Allowance Position | Thousand Tons | 0.89526 | 0.89526 | 0.89526 | 0.89526 | 0.7764 | 0.7764 | 0.7764 | 0.60678
NSR EKPC Consent - SO2 Cap Annual v3.1 | 901 | 1843 | Rate Constraint in MTons | FALSE | L | Annual | Fuel Consumed | TBtu | 22.5161 | 22.5161 | 22.5161 | 22.5161 | 19.5269 | 19.5269 | 19.5269 | 15.2608
NSR EKPC Consent - SO2 Cap Annual v3.1 | 901 | 1843 | Rate Constraint in MTons | FALSE | L | Annual | Rate | lb/MMBtu | 0.079521 | 0.079521 | 0.079521 | 0.079521 | 0.079521 | 0.079521 | 0.079521 | 0.079521
NSR EKPC Consent - SO2 Cap Annual v3.1 | 901 | 1843 | Rate Constraint in MTons | FALSE | L | Annual | Generation | TWh | 2.1526 | 2.1526 | 2.1526 | 2.1526 | 1.8668 | 1.8668 | 1.8668 | 1.459
NSR EKPC Consent - SO2 Cap Annual v3.1 | 901 | 1843 | Rate Constraint in MTons | FALSE | L | Annual | Qualifying Generation | TWh | 2.1526 | 2.1526 | 2.1526 | 2.1526 | 1.8668 | 1.8668 | 1.8668 | 1.459
NSR EKPC Consent - SO2 Cap Annual v3.1 | 901 | 1843 | Rate Constraint in MTons | FALSE | L | Annual | Rate | lb/MWh | 0.83179 | 0.83179 | 0.83179 | 0.83179 | 0.83179 | 0.83179 | 0.83179 | 0.83179
NSR EKPC Consent - SO2 Cap Annual v3.1 | 901 | 1843 | Rate Constraint in MTons | FALSE | L | Annual | Constraint Shadow Price | US2016$/Ton | 0 | 0 | 0 | 0 | 0 | 0 | 0 | 0
NSR FB Culley 3 - NOX Rate Annual v3.1, Unit 4076 and retrofits | 902 | 1946 | Rate Constraint in lbs/MMBtu | FALSE | L | Annual | Seasons Included | Seasons | Winter, WintShld, Summer | Winter, WintShld, Summer | Winter, WintShld, Summer | Winter, WintShld, Summer | Winter, WintShld, Summer | Winter, WintShld, Summer | Winter, WintShld, Summer | Winter, WintShld, Summer
NSR FB Culley 3 - NOX Rate Annual v3.1, Unit 4076 and retrofits | 902 | 1946 | Rate Constraint in lbs/MMBtu | FALSE | L | Annual | Standard NOX | lb/MMBtu | 0.121 | 0.121 | 0.121 | 0.121 | 0.121 | 0.121 | 0.121 | 0.121
NSR FB Culley 3 - NOX Rate Annual v3.1, Unit 4076 and retrofits | 902 | 1946 | Rate Constraint in lbs/MMBtu | FALSE | L | Annual | Emissions at Affected Plants NOX | Thousand Tons | 1.0308 | 1.0912 | 1.0603 | 1.0912 | 0.97684 | 0.93773 | 0.66542 | 0.60234
NSR FB Culley 3 - NOX Rate Annual v3.1, Unit 4076 and retrofits | 902 | 1946 | Rate Constraint in lbs/MMBtu | FALSE | L | Annual | Allowances Purchased NOX | Thousand Tons | 0 | 0 | 0 | 0 | 0 | 0 | 0 | 0
NSR FB Culley 3 - NOX Rate Annual v3.1, Unit 4076 and retrofits | 902 | 1946 | Rate Constraint in lbs/MMBtu | FALSE | L | Annual | Allowances Sold NOX | Thousand Tons | 0 | 0 | 0 | 0 | 0 | 0 | 0 | 0
NSR FB Culley 3 - NOX Rate Annual v3.1, Unit 4076 and retrofits | 902 | 1946 | Rate Constraint in lbs/MMBtu | FALSE | L | Annual | Allowances Banked | Thousand Tons | 0 | 0 | 0 | 0 | 0 | 0 | 0 | 0
NSR FB Culley 3 - NOX Rate Annual v3.1, Unit 4076 and retrofits | 902 | 1946 | Rate Constraint in lbs/MMBtu | FALSE | L | Annual | Allowances Withdrawn (1:1) | Thousand Tons | 0 | 0 | 0 | 0 | 0 | 0 | 0 | 0
NSR FB Culley 3 - NOX Rate Annual v3.1, Unit 4076 and retrofits | 902 | 1946 | Rate Constraint in lbs/MMBtu | FALSE | L | Annual | Allowances Withdrawn (n:1) | Thousand Tons | 0 | 0 | 0 | 0 | 0 | 0 | 0 | 0
NSR FB Culley 3 - NOX Rate Annual v3.1, Unit 4076 and retrofits | 902 | 1946 | Rate Constraint in lbs/MMBtu | FALSE | L | Annual | Net Emissions Allowance Position | Thousand Tons | 1.0308 | 1.0912 | 1.0603 | 1.0912 | 0.97684 | 0.93773 | 0.66542 | 0.60234
NSR FB Culley 3 - NOX Rate Annual v3.1, Unit 4076 and retrofits | 902 | 1946 | Rate Constraint in lbs/MMBtu | FALSE | L | Annual | Fuel Consumed | TBtu | 19.1523 | 20.2752 | 19.7003 | 20.2752 | 18.1502 | 17.4234 | 12.3639 | 11.1917
NSR FB Culley 3 - NOX Rate Annual v3.1, Unit 4076 and retrofits | 902 | 1946 | Rate Constraint in lbs/MMBtu | FALSE | L | Annual | Rate | lb/MMBtu | 0.10764 | 0.10764 | 0.10764 | 0.10764 | 0.10764 | 0.10764 | 0.10764 | 0.10764
NSR FB Culley 3 - NOX Rate Annual v3.1, Unit 4076 and retrofits | 902 | 1946 | Rate Constraint in lbs/MMBtu | FALSE | L | Annual | Generation | TWh | 1.7632 | 1.8666 | 1.8137 | 1.8666 | 1.671 | 1.6041 | 1.1383 | 1.0304
NSR FB Culley 3 - NOX Rate Annual v3.1, Unit 4076 and retrofits | 902 | 1946 | Rate Constraint in lbs/MMBtu | FALSE | L | Annual | Qualifying Generation | TWh | 1.7632 | 1.8666 | 1.8137 | 1.8666 | 1.671 | 1.6041 | 1.1383 | 1.0304
NSR FB Culley 3 - NOX Rate Annual v3.1, Unit 4076 and retrofits | 902 | 1946 | Rate Constraint in lbs/MMBtu | FALSE | L | Annual | Rate | lb/MWh | 1.1692 | 1.1692 | 1.1692 | 1.1692 | 1.1692 | 1.1692 | 1.1692 | 1.1692
NSR FB Culley 3 - NOX Rate Annual v3.1, Unit 4076 and retrofits | 902 | 1946 | Rate Constraint in lbs/MMBtu | FALSE | L | Annual | Constraint Shadow Price | US2016$/Ton | 0 | 0 | 0 | 0 | 0 | 0 | 0 | 0
NSR Four Corners 4,5 - NOX Cap Annual v5.16 | 903 | 6696 | Rate Constraint in MTons | FALSE | L | Annual | Seasons Included | Seasons | Winter, WintShld, Summer | Winter, WintShld, Summer | Winter, WintShld, Summer | Winter, WintShld, Summer | Winter, WintShld, Summer | Winter, WintShld, Summer | Winter, WintShld, Summer | Winter, WintShld, Summer
NSR Four Corners 4,5 - NOX Cap Annual v5.16 | 903 | 6696 | Rate Constraint in MTons | FALSE | L | Annual | Standard NOX | Thousand Tons | 4.968 | 4.968 | 4.968 | 4.968 | 4.968 | 4.968 | 4.968 | 4.968
NSR Four Corners 4,5 - NOX Cap Annual v5.16 | 903 | 6696 | Rate Constraint in MTons | FALSE | L | Annual | Emissions at Affected Plants NOX | Thousand Tons | 2.2587 | 2.2587 | 2.2588 | 2.2589 | 2.259 | 2.259 | 2.2587 | 2.2587
NSR Four Corners 4,5 - NOX Cap Annual v5.16 | 903 | 6696 | Rate Constraint in MTons | FALSE | L | Annual | Allowances Purchased NOX | Thousand Tons | 0 | 0 | 0 | 0 | 0 | 0 | 0 | 0
NSR Four Corners 4,5 - NOX Cap Annual v5.16 | 903 | 6696 | Rate Constraint in MTons | FALSE | L | Annual | Allowances Sold NOX | Thousand Tons | 0 | 0 | 0 | 0 | 0 | 0 | 0 | 0
NSR Four Corners 4,5 - NOX Cap Annual v5.16 | 903 | 6696 | Rate Constraint in MTons | FALSE | L | Annual | Allowances Banked | Thousand Tons | 0 | 0 | 0 | 0 | 0 | 0 | 0 | 0
NSR Four Corners 4,5 - NOX Cap Annual v5.16 | 903 | 6696 | Rate Constraint in MTons | FALSE | L | Annual | Allowances Withdrawn (1:1) | Thousand Tons | 0 | 0 | 0 | 0 | 0 | 0 | 0 | 0
NSR Four Corners 4,5 - NOX Cap Annual v5.16 | 903 | 6696 | Rate Constraint in MTons | FALSE | L | Annual | Allowances Withdrawn (n:1) | Thousand Tons | 0 | 0 | 0 | 0 | 0 | 0 | 0 | 0
NSR Four Corners 4,5 - NOX Cap Annual v5.16 | 903 | 6696 | Rate Constraint in MTons | FALSE | L | Annual | Net Emissions Allowance Position | Thousand Tons | 2.2587 | 2.2587 | 2.2588 | 2.2589 | 2.259 | 2.259 | 2.2587 | 2.2587
NSR Four Corners 4,5 - NOX Cap Annual v5.16 | 903 | 6696 | Rate Constraint in MTons | FALSE | L | Annual | Fuel Consumed | TBtu | 89.4286 | 89.4286 | 89.4286 | 89.4286 | 89.4286 | 89.4286 | 89.4286 | 89.4286
NSR Four Corners 4,5 - NOX Cap Annual v5.16 | 903 | 6696 | Rate Constraint in MTons | FALSE | L | Annual | Rate | lb/MMBtu | 0.050513 | 0.050513 | 0.050516 | 0.050518 | 0.050521 | 0.050521 | 0.050514 | 0.050514
NSR Four Corners 4,5 - NOX Cap Annual v5.16 | 903 | 6696 | Rate Constraint in MTons | FALSE | L | Annual | Generation | TWh | 8.9206 | 8.9206 | 8.9207 | 8.9207 | 8.9208 | 8.9208 | 8.9207 | 8.9207
NSR Four Corners 4,5 - NOX Cap Annual v5.16 | 903 | 6696 | Rate Constraint in MTons | FALSE | L | Annual | Qualifying Generation | TWh | 8.9206 | 8.9206 | 8.9207 | 8.9207 | 8.9208 | 8.9208 | 8.9207 | 8.9207
NSR Four Corners 4,5 - NOX Cap Annual v5.16 | 903 | 6696 | Rate Constraint in MTons | FALSE | L | Annual | Rate | lb/MWh | 0.50639 | 0.50639 | 0.50642 | 0.50644 | 0.50646 | 0.50646 | 0.5064 | 0.5064
NSR Four Corners 4,5 - NOX Cap Annual v5.16 | 903 | 6696 | Rate Constraint in MTons | FALSE | L | Annual | Constraint Shadow Price | US2016$/Ton | 0 | 0 | 0 | 0 | 0 | 0 | 0 | 0
NSR Four Corners 4,5 - NOX Rate Annual v5.16 | 904 | 6695 | Rate Constraint in lbs/MMBtu | FALSE | L | Annual | Seasons Included | Seasons | Winter, WintShld, Summer | Winter, WintShld, Summer | Winter, WintShld, Summer | Winter, WintShld, Summer | Winter, WintShld, Summer | Winter, WintShld, Summer | Winter, WintShld, Summer | Winter, WintShld, Summer
NSR Four Corners 4,5 - NOX Rate Annual v5.16 | 904 | 6695 | Rate Constraint in lbs/MMBtu | FALSE | L | Annual | Standard NOX | lb/MMBtu | 0.08 | 0.08 | 0.08 | 0.08 | 0.08 | 0.08 | 0.08 | 0.08
NSR Four Corners 4,5 - NOX Rate Annual v5.16 | 904 | 6695 | Rate Constraint in lbs/MMBtu | FALSE | L | Annual | Emissions at Affected Plants NOX | Thousand Tons | 2.2587 | 2.2587 | 2.2588 | 2.2589 | 2.259 | 2.259 | 2.2587 | 2.2587
NSR Four Corners 4,5 - NOX Rate Annual v5.16 | 904 | 6695 | Rate Constraint in lbs/MMBtu | FALSE | L | Annual | Allowances Purchased NOX | Thousand Tons | 0 | 0 | 0 | 0 | 0 | 0 | 0 | 0
NSR Four Corners 4,5 - NOX Rate Annual v5.16 | 904 | 6695 | Rate Constraint in lbs/MMBtu | FALSE | L | Annual | Allowances Sold NOX | Thousand Tons | 0 | 0 | 0 | 0 | 0 | 0 | 0 | 0
NSR Four Corners 4,5 - NOX Rate Annual v5.16 | 904 | 6695 | Rate Constraint in lbs/MMBtu | FALSE | L | Annual | Allowances Banked | Thousand Tons | 0 | 0 | 0 | 0 | 0 | 0 | 0 | 0
NSR Four Corners 4,5 - NOX Rate Annual v5.16 | 904 | 6695 | Rate Constraint in lbs/MMBtu | FALSE | L | Annual | Allowances Withdrawn (1:1) | Thousand Tons | 0 | 0 | 0 | 0 | 0 | 0 | 0 | 0
NSR Four Corners 4,5 - NOX Rate Annual v5.16 | 904 | 6695 | Rate Constraint in lbs/MMBtu | FALSE | L | Annual | Allowances Withdrawn (n:1) | Thousand Tons | 0 | 0 | 0 | 0 | 0 | 0 | 0 | 0
NSR Four Corners 4,5 - NOX Rate Annual v5.16 | 904 | 6695 | Rate Constraint in lbs/MMBtu | FALSE | L | Annual | Net Emissions Allowance Position | Thousand Tons | 2.2587 | 2.2587 | 2.2588 | 2.2589 | 2.259 | 2.259 | 2.2587 | 2.2587
NSR Four Corners 4,5 - NOX Rate Annual v5.16 | 904 | 6695 | Rate Constraint in lbs/MMBtu | FALSE | L | Annual | Fuel Consumed | TBtu | 89.4286 | 89.4286 | 89.4286 | 89.4286 | 89.4286 | 89.4286 | 89.4286 | 89.4286
NSR Four Corners 4,5 - NOX Rate Annual v5.16 | 904 | 6695 | Rate Constraint in lbs/MMBtu | FALSE | L | Annual | Rate | lb/MMBtu | 0.050513 | 0.050513 | 0.050516 | 0.050518 | 0.050521 | 0.050521 | 0.050514 | 0.050514
NSR Four Corners 4,5 - NOX Rate Annual v5.16 | 904 | 6695 | Rate Constraint in lbs/MMBtu | FALSE | L | Annual | Generation | TWh | 8.9206 | 8.9206 | 8.9207 | 8.9207 | 8.9208 | 8.9208 | 8.9207 | 8.9207
NSR Four Corners 4,5 - NOX Rate Annual v5.16 | 904 | 6695 | Rate Constraint in lbs/MMBtu | FALSE | L | Annual | Qualifying Generation | TWh | 8.9206 | 8.9206 | 8.9207 | 8.9207 | 8.9208 | 8.9208 | 8.9207 | 8.9207
NSR Four Corners 4,5 - NOX Rate Annual v5.16 | 904 | 6695 | Rate Constraint in lbs/MMBtu | FALSE | L | Annual | Rate | lb/MWh | 0.50639 | 0.50639 | 0.50642 | 0.50644 | 0.50646 | 0.50646 | 0.5064 | 0.5064
NSR Four Corners 4,5 - NOX Rate Annual v5.16 | 904 | 6695 | Rate Constraint in lbs/MMBtu | FALSE | L | Annual | Constraint Shadow Price | US2016$/Ton | 0 | 0 | 0 | 0 | 0 | 0 | 0 | 0
NSR Four Corners 4,5 - SO2 Cap Annual v5.16 | 905 | 6697 | Rate Constraint in MTons | FALSE | L | Annual | Seasons Included | Seasons | Winter, WintShld, Summer | Winter, WintShld, Summer | Winter, WintShld, Summer | Winter, WintShld, Summer | Winter, WintShld, Summer | Winter, WintShld, Summer | Winter, WintShld, Summer | Winter, WintShld, Summer
NSR Four Corners 4,5 - SO2 Cap Annual v5.16 | 905 | 6697 | Rate Constraint in MTons | FALSE | L | Annual | Standard SO2 | Thousand Tons | 6.8 | 6.8 | 6.8 | 6.8 | 6.8 | 6.8 | 6.8 | 6.8
NSR Four Corners 4,5 - SO2 Cap Annual v5.16 | 905 | 6697 | Rate Constraint in MTons | FALSE | L | Annual | Emissions at Affected Plants SO2 | Thousand Tons | 6.8 | 6.8 | 6.8 | 6.8 | 6.8 | 6.8 | 6.8 | 6.8
NSR Four Corners 4,5 - SO2 Cap Annual v5.16 | 905 | 6697 | Rate Constraint in MTons | FALSE | L | Annual | Allowances Purchased SO2 | Thousand Tons | 0 | 0 | 0 | 0 | 0 | 0 | 0 | 0
NSR Four Corners 4,5 - SO2 Cap Annual v5.16 | 905 | 6697 | Rate Constraint in MTons | FALSE | L | Annual | Allowances Sold SO2 | Thousand Tons | 0 | 0 | 0 | 0 | 0 | 0 | 0 | 0
NSR Four Corners 4,5 - SO2 Cap Annual v5.16 | 905 | 6697 | Rate Constraint in MTons | FALSE | L | Annual | Allowances Banked | Thousand Tons | 0 | 0 | 0 | 0 | 0 | 0 | 0 | 0
NSR Four Corners 4,5 - SO2 Cap Annual v5.16 | 905 | 6697 | Rate Constraint in MTons | FALSE | L | Annual | Allowances Withdrawn (1:1) | Thousand Tons | 0 | 0 | 0 | 0 | 0 | 0 | 0 | 0
NSR Four Corners 4,5 - SO2 Cap Annual v5.16 | 905 | 6697 | Rate Constraint in MTons | FALSE | L | Annual | Allowances Withdrawn (n:1) | Thousand Tons | 0 | 0 | 0 | 0 | 0 | 0 | 0 | 0
NSR Four Corners 4,5 - SO2 Cap Annual v5.16 | 905 | 6697 | Rate Constraint in MTons | FALSE | L | Annual | Net Emissions Allowance Position | Thousand Tons | 6.8 | 6.8 | 6.8 | 6.8 | 6.8 | 6.8 | 6.8 | 6.8
NSR Four Corners 4,5 - SO2 Cap Annual v5.16 | 905 | 6697 | Rate Constraint in MTons | FALSE | L | Annual | Fuel Consumed | TBtu | 89.4286 | 89.4286 | 89.4286 | 89.4286 | 89.4286 | 89.4286 | 89.4286 | 89.4286
NSR Four Corners 4,5 - SO2 Cap Annual v5.16 | 905 | 6697 | Rate Constraint in MTons | FALSE | L | Annual | Rate | lb/MMBtu | 0.15208 | 0.15208 | 0.15208 | 0.15208 | 0.15208 | 0.15208 | 0.15208 | 0.15208
NSR Four Corners 4,5 - SO2 Cap Annual v5.16 | 905 | 6697 | Rate Constraint in MTons | FALSE | L | Annual | Generation | TWh | 8.9206 | 8.9206 | 8.9207 | 8.9207 | 8.9208 | 8.9208 | 8.9207 | 8.9207
NSR Four Corners 4,5 - SO2 Cap Annual v5.16 | 905 | 6697 | Rate Constraint in MTons | FALSE | L | Annual | Qualifying Generation | TWh | 8.9206 | 8.9206 | 8.9207 | 8.9207 | 8.9208 | 8.9208 | 8.9207 | 8.9207
NSR Four Corners 4,5 - SO2 Cap Annual v5.16 | 905 | 6697 | Rate Constraint in MTons | FALSE | L | Annual | Rate | lb/MWh | 1.5246 | 1.5246 | 1.5245 | 1.5245 | 1.5245 | 1.5245 | 1.5245 | 1.5245
NSR Four Corners 4,5 - SO2 Cap Annual v5.16 | 905 | 6697 | Rate Constraint in MTons | FALSE | L | Annual | Constraint Shadow Price | US2016$/Ton | 10354.536 | 11396.7047 | 12491.428 | 8622.858 | 2714.7411 | 3221.2421 | 3737.0534 | 3543.7875
NSR Genoa 1 - Hg Rate Annual v5.13 | 906 | 5967 | Rate Constraint in lbs/MMBtu | FALSE | L | Annual | Seasons Included | Seasons | Winter, WintShld, Summer | Winter, WintShld, Summer | Winter, WintShld, Summer | Winter, WintShld, Summer | Winter, WintShld, Summer | Winter, WintShld, Summer | Winter, WintShld, Summer | Winter, WintShld, Summer
NSR Genoa 1 - Hg Rate Annual v5.13 | 906 | 5967 | Rate Constraint in lbs/MMBtu | FALSE | L | Annual | Standard MER | lb/MMBtu | 0.015 | 0.015 | 0.015 | 0.015 | 0.015 | 0.015 | 0.015 | 0.015
NSR Genoa 1 - Hg Rate Annual v5.13 | 906 | 5967 | Rate Constraint in lbs/MMBtu | FALSE | L | Annual | Emissions at Affected Plants MER | lbs | 5.3106 | 6.1074 | 5.6942 | 6.0772 | 6.0772 | 6.8764 | 6.8764 | 0
NSR Genoa 1 - Hg Rate Annual v5.13 | 906 | 5967 | Rate Constraint in lbs/MMBtu | FALSE | L | Annual | Allowances Purchased MER | lbs | 0 | 0 | 0 | 0 | 0 | 0 | 0 | 0
NSR Genoa 1 - Hg Rate Annual v5.13 | 906 | 5967 | Rate Constraint in lbs/MMBtu | FALSE | L | Annual | Allowances Sold MER | lbs | 0 | 0 | 0 | 0 | 0 | 0 | 0 | 0
NSR Genoa 1 - Hg Rate Annual v5.13 | 906 | 5967 | Rate Constraint in lbs/MMBtu | FALSE | L | Annual | Allowances Banked | lbs | 0 | 0 | 0 | 0 | 0 | 0 | 0 | 0
NSR Genoa 1 - Hg Rate Annual v5.13 | 906 | 5967 | Rate Constraint in lbs/MMBtu | FALSE | L | Annual | Allowances Withdrawn (1:1) | lbs | 0 | 0 | 0 | 0 | 0 | 0 | 0 | 0
NSR Genoa 1 - Hg Rate Annual v5.13 | 906 | 5967 | Rate Constraint in lbs/MMBtu | FALSE | L | Annual | Allowances Withdrawn (n:1) | lbs | 0 | 0 | 0 | 0 | 0 | 0 | 0 | 0
NSR Genoa 1 - Hg Rate Annual v5.13 | 906 | 5967 | Rate Constraint in lbs/MMBtu | FALSE | L | Annual | Net Emissions Allowance Position | lbs | 5.3106 | 6.1074 | 5.6942 | 6.0772 | 6.0772 | 6.8764 | 6.8764 | 0
NSR Genoa 1 - Hg Rate Annual v5.13 | 906 | 5967 | Rate Constraint in lbs/MMBtu | FALSE | L | Annual | Fuel Consumed | TBtu | 9.9374 | 11.4284 | 10.6552 | 11.3718 | 11.3718 | 12.8673 | 12.8673 | 0
NSR Genoa 1 - Hg Rate Annual v5.13 | 906 | 5967 | Rate Constraint in lbs/MMBtu | FALSE | L | Annual | Rate | lb/MMBtu | 5.344e-07 | 5.344e-07 | 5.344e-07 | 5.344e-07 | 5.344e-07 | 5.344e-07 | 5.344e-07 | 0
NSR Genoa 1 - Hg Rate Annual v5.13 | 906 | 5967 | Rate Constraint in lbs/MMBtu | FALSE | L | Annual | Generation | TWh | 0.86218 | 0.99155 | 0.92446 | 0.98664 | 0.98664 | 1.1164 | 1.1164 | 0
NSR Genoa 1 - Hg Rate Annual v5.13 | 906 | 5967 | Rate Constraint in lbs/MMBtu | FALSE | L | Annual | Qualifying Generation | TWh | 0.86218 | 0.99155 | 0.92446 | 0.98664 | 0.98664 | 1.1164 | 1.1164 | 0
NSR Genoa 1 - Hg Rate Annual v5.13 | 906 | 5967 | Rate Constraint in lbs/MMBtu | FALSE | L | Annual | Rate | lb/MWh | 6.1595e-06 | 6.1595e-06 | 6.1595e-06 | 6.1595e-06 | 6.1595e-06 | 6.1595e-06 | 6.1595e-06 | 0
NSR Genoa 1 - Hg Rate Annual v5.13 | 906 | 5967 | Rate Constraint in lbs/MMBtu | FALSE | L | Annual | Constraint Shadow Price | US2016$/Lb | 0 | 0 | 0 | 0 | 0 | 0 | 0 | 0
NSR Genoa 1 - NOx Cap Annual v5.13 | 907 | 5966 | Rate Constraint in MTons | FALSE | L | Annual | Seasons Included | Seasons | Winter, WintShld, Summer | Winter, WintShld, Summer | Winter, WintShld, Summer | Winter, WintShld, Summer | Winter, WintShld, Summer | Winter, WintShld, Summer | Winter, WintShld, Summer | Winter, WintShld, Summer
NSR Genoa 1 - NOx Cap Annual v5.13 | 907 | 5966 | Rate Constraint in MTons | FALSE | L | Annual | Standard NOX | Thousand Tons | 1.14 | 1.14 | 1.14 | 1.14 | 1.14 | 1.14 | 1.14 | 1.14
NSR Genoa 1 - NOx Cap Annual v5.13 | 907 | 5966 | Rate Constraint in MTons | FALSE | L | Annual | Emissions at Affected Plants NOX | Thousand Tons | 0.53761 | 0.61828 | 0.57644 | 0.61522 | 0.61522 | 0.69612 | 0.69612 | 0
NSR Genoa 1 - NOx Cap Annual v5.13 | 907 | 5966 | Rate Constraint in MTons | FALSE | L | Annual | Allowances Purchased NOX | Thousand Tons | 0 | 0 | 0 | 0 | 0 | 0 | 0 | 0
NSR Genoa 1 - NOx Cap Annual v5.13 | 907 | 5966 | Rate Constraint in MTons | FALSE | L | Annual | Allowances Sold NOX | Thousand Tons | 0 | 0 | 0 | 0 | 0 | 0 | 0 | 0
NSR Genoa 1 - NOx Cap Annual v5.13 | 907 | 5966 | Rate Constraint in MTons | FALSE | L | Annual | Allowances Banked | Thousand Tons | 0 | 0 | 0 | 0 | 0 | 0 | 0 | 0
NSR Genoa 1 - NOx Cap Annual v5.13 | 907 | 5966 | Rate Constraint in MTons | FALSE | L | Annual | Allowances Withdrawn (1:1) | Thousand Tons | 0 | 0 | 0 | 0 | 0 | 0 | 0 | 0
NSR Genoa 1 - NOx Cap Annual v5.13 | 907 | 5966 | Rate Constraint in MTons | FALSE | L | Annual | Allowances Withdrawn (n:1) | Thousand Tons | 0 | 0 | 0 | 0 | 0 | 0 | 0 | 0
NSR Genoa 1 - NOx Cap Annual v5.13 | 907 | 5966 | Rate Constraint in MTons | FALSE | L | Annual | Net Emissions Allowance Position | Thousand Tons | 0.53761 | 0.61828 | 0.57644 | 0.61522 | 0.61522 | 0.69612 | 0.69612 | 0
NSR Genoa 1 - NOx Cap Annual v5.13 | 907 | 5966 | Rate Constraint in MTons | FALSE | L | Annual | Fuel Consumed | TBtu | 9.9374 | 11.4284 | 10.6552 | 11.3718 | 11.3718 | 12.8673 | 12.8673 | 0
NSR Genoa 1 - NOx Cap Annual v5.13 | 907 | 5966 | Rate Constraint in MTons | FALSE | L | Annual | Rate | lb/MMBtu | 0.1082 | 0.1082 | 0.1082 | 0.1082 | 0.1082 | 0.1082 | 0.1082 | 0
NSR Genoa 1 - NOx Cap Annual v5.13 | 907 | 5966 | Rate Constraint in MTons | FALSE | L | Annual | Generation | TWh | 0.86218 | 0.99155 | 0.92446 | 0.98664 | 0.98664 | 1.1164 | 1.1164 | 0
NSR Genoa 1 - NOx Cap Annual v5.13 | 907 | 5966 | Rate Constraint in MTons | FALSE | L | Annual | Qualifying Generation | TWh | 0.86218 | 0.99155 | 0.92446 | 0.98664 | 0.98664 | 1.1164 | 1.1164 | 0
NSR Genoa 1 - NOx Cap Annual v5.13 | 907 | 5966 | Rate Constraint in MTons | FALSE | L | Annual | Rate | lb/MWh | 1.2471 | 1.2471 | 1.2471 | 1.2471 | 1.2471 | 1.2471 | 1.2471 | 0
NSR Genoa 1 - NOx Cap Annual v5.13 | 907 | 5966 | Rate Constraint in MTons | FALSE | L | Annual | Constraint Shadow Price | US2016$/Ton | 0 | 0 | 0 | 0 | 0 | 0 | 0 | 0
NSR Genoa 1 - NOx Rate Annual v5.13 | 908 | 5965 | Rate Constraint in lbs/MMBtu | FALSE | L | Annual | Seasons Included | Seasons | Winter, WintShld, Summer | Winter, WintShld, Summer | Winter, WintShld, Summer | Winter, WintShld, Summer | Winter, WintShld, Summer | Winter, WintShld, Summer | Winter, WintShld, Summer | Winter, WintShld, Summer
NSR Genoa 1 - NOx Rate Annual v5.13 | 908 | 5965 | Rate Constraint in lbs/MMBtu | FALSE | L | Annual | Standard NOX | lb/MMBtu | 0.14 | 0.14 | 0.14 | 0.14 | 0.14 | 0.14 | 0.14 | 0.14
NSR Genoa 1 - NOx Rate Annual v5.13 | 908 | 5965 | Rate Constraint in lbs/MMBtu | FALSE | L | Annual | Emissions at Affected Plants NOX | Thousand Tons | 0.53761 | 0.61828 | 0.57644 | 0.61522 | 0.61522 | 0.69612 | 0.69612 | 0
NSR Genoa 1 - NOx Rate Annual v5.13 | 908 | 5965 | Rate Constraint in lbs/MMBtu | FALSE | L | Annual | Allowances Purchased NOX | Thousand Tons | 0 | 0 | 0 | 0 | 0 | 0 | 0 | 0
NSR Genoa 1 - NOx Rate Annual v5.13 | 908 | 5965 | Rate Constraint in lbs/MMBtu | FALSE | L | Annual | Allowances Sold NOX | Thousand Tons | 0 | 0 | 0 | 0 | 0 | 0 | 0 | 0
NSR Genoa 1 - NOx Rate Annual v5.13 | 908 | 5965 | Rate Constraint in lbs/MMBtu | FALSE | L | Annual | Allowances Banked | Thousand Tons | 0 | 0 | 0 | 0 | 0 | 0 | 0 | 0
NSR Genoa 1 - NOx Rate Annual v5.13 | 908 | 5965 | Rate Constraint in lbs/MMBtu | FALSE | L | Annual | Allowances Withdrawn (1:1) | Thousand Tons | 0 | 0 | 0 | 0 | 0 | 0 | 0 | 0
NSR Genoa 1 - NOx Rate Annual v5.13 | 908 | 5965 | Rate Constraint in lbs/MMBtu | FALSE | L | Annual | Allowances Withdrawn (n:1) | Thousand Tons | 0 | 0 | 0 | 0 | 0 | 0 | 0 | 0
NSR Genoa 1 - NOx Rate Annual v5.13 | 908 | 5965 | Rate Constraint in lbs/MMBtu | FALSE | L | Annual | Net Emissions Allowance Position | Thousand Tons | 0.53761 | 0.61828 | 0.57644 | 0.61522 | 0.61522 | 0.69612 | 0.69612 | 0
NSR Genoa 1 - NOx Rate Annual v5.13 | 908 | 5965 | Rate Constraint in lbs/MMBtu | FALSE | L | Annual | Fuel Consumed | TBtu | 9.9374 | 11.4284 | 10.6552 | 11.3718 | 11.3718 | 12.8673 | 12.8673 | 0
NSR Genoa 1 - NOx Rate Annual v5.13 | 908 | 5965 | Rate Constraint in lbs/MMBtu | FALSE | L | Annual | Rate | lb/MMBtu | 0.1082 | 0.1082 | 0.1082 | 0.1082 | 0.1082 | 0.1082 | 0.1082 | 0
NSR Genoa 1 - NOx Rate Annual v5.13 | 908 | 5965 | Rate Constraint in lbs/MMBtu | FALSE | L | Annual | Generation | TWh | 0.86218 | 0.99155 | 0.92446 | 0.98664 | 0.98664 | 1.1164 | 1.1164 | 0
NSR Genoa 1 - NOx Rate Annual v5.13 | 908 | 5965 | Rate Constraint in lbs/MMBtu | FALSE | L | Annual | Qualifying Generation | TWh | 0.86218 | 0.99155 | 0.92446 | 0.98664 | 0.98664 | 1.1164 | 1.1164 | 0
NSR Genoa 1 - NOx Rate Annual v5.13 | 908 | 5965 | Rate Constraint in lbs/MMBtu | FALSE | L | Annual | Rate | lb/MWh | 1.2471 | 1.2471 | 1.2471 | 1.2471 | 1.2471 | 1.2471 | 1.2471 | 0
NSR Genoa 1 - NOx Rate Annual v5.13 | 908 | 5965 | Rate Constraint in lbs/MMBtu | FALSE | L | Annual | Constraint Shadow Price | US2016$/Ton | 0 | 0 | 0 | 0 | 0 | 0 | 0 | 0
NSR Genoa 1 - SO2 Rate Annual v5.13 | 909 | 5964 | Rate Constraint in lbs/MMBtu | FALSE | L | Annual | Seasons Included | Seasons | Winter, WintShld, Summer | Winter, WintShld, Summer | Winter, WintShld, Summer | Winter, WintShld, Summer | Winter, WintShld, Summer | Winter, WintShld, Summer | Winter, WintShld, Summer | Winter, WintShld, Summer
NSR Genoa 1 - SO2 Rate Annual v5.13 | 909 | 5964 | Rate Constraint in lbs/MMBtu | FALSE | L | Annual | Standard SO2 | lb/MMBtu | 0.09 | 0.09 | 0.09 | 0.09 | 0.09 | 0.09 | 0.09 | 0.09
NSR Genoa 1 - SO2 Rate Annual v5.13 | 909 | 5964 | Rate Constraint in lbs/MMBtu | FALSE | L | Annual | Emissions at Affected Plants SO2 | Thousand Tons | 0.37857 | 0.43537 | 0.40591 | 0.43321 | 0.43321 | 0.49018 | 0.49018 | 0
NSR Genoa 1 - SO2 Rate Annual v5.13 | 909 | 5964 | Rate Constraint in lbs/MMBtu | FALSE | L | Annual | Allowances Purchased SO2 | Thousand Tons | 0 | 0 | 0 | 0 | 0 | 0 | 0 | 0
NSR Genoa 1 - SO2 Rate Annual v5.13 | 909 | 5964 | Rate Constraint in lbs/MMBtu | FALSE | L | Annual | Allowances Sold SO2 | Thousand Tons | 0 | 0 | 0 | 0 | 0 | 0 | 0 | 0
NSR Genoa 1 - SO2 Rate Annual v5.13 | 909 | 5964 | Rate Constraint in lbs/MMBtu | FALSE | L | Annual | Allowances Banked | Thousand Tons | 0 | 0 | 0 | 0 | 0 | 0 | 0 | 0
NSR Genoa 1 - SO2 Rate Annual v5.13 | 909 | 5964 | Rate Constraint in lbs/MMBtu | FALSE | L | Annual | Allowances Withdrawn (1:1) | Thousand Tons | 0 | 0 | 0 | 0 | 0 | 0 | 0 | 0
NSR Genoa 1 - SO2 Rate Annual v5.13 | 909 | 5964 | Rate Constraint in lbs/MMBtu | FALSE | L | Annual | Allowances Withdrawn (n:1) | Thousand Tons | 0 | 0 | 0 | 0 | 0 | 0 | 0 | 0
NSR Genoa 1 - SO2 Rate Annual v5.13 | 909 | 5964 | Rate Constraint in lbs/MMBtu | FALSE | L | Annual | Net Emissions Allowance Position | Thousand Tons | 0.37857 | 0.43537 | 0.40591 | 0.43321 | 0.43321 | 0.49018 | 0.49018 | 0
NSR Genoa 1 - SO2 Rate Annual v5.13 | 909 | 5964 | Rate Constraint in lbs/MMBtu | FALSE | L | Annual | Fuel Consumed | TBtu | 9.9374 | 11.4284 | 10.6552 | 11.3718 | 11.3718 | 12.8673 | 12.8673 | 0
NSR Genoa 1 - SO2 Rate Annual v5.13 | 909 | 5964 | Rate Constraint in lbs/MMBtu | FALSE | L | Annual | Rate | lb/MMBtu | 0.07619 | 0.07619 | 0.07619 | 0.07619 | 0.07619 | 0.07619 | 0.07619 | 0
NSR Genoa 1 - SO2 Rate Annual v5.13 | 909 | 5964 | Rate Constraint in lbs/MMBtu | FALSE | L | Annual | Generation | TWh | 0.86218 | 0.99155 | 0.92446 | 0.98664 | 0.98664 | 1.1164 | 1.1164 | 0
NSR Genoa 1 - SO2 Rate Annual v5.13 | 909 | 5964 | Rate Constraint in lbs/MMBtu | FALSE | L | Annual | Qualifying Generation | TWh | 0.86218 | 0.99155 | 0.92446 | 0.98664 | 0.98664 | 1.1164 | 1.1164 | 0
NSR Genoa 1 - SO2 Rate Annual v5.13 | 909 | 5964 | Rate Constraint in lbs/MMBtu | FALSE | L | Annual | Rate | lb/MWh | 0.87816 | 0.87816 | 0.87816 | 0.87816 | 0.87816 | 0.87816 | 0.87816 | 0
NSR Genoa 1 - SO2 Rate Annual v5.13 | 909 | 5964 | Rate Constraint in lbs/MMBtu | FALSE | L | Annual | Constraint Shadow Price | US2016$/Ton | 0 | 0 | 0 | 0 | 0 | 0 | 0 | 0
NSR Harrison 1-3 - NOX Rate Annual v5.16 | 910 | 6631 | Rate Constraint in lbs/MMBtu | FALSE | L | Annual | Seasons Included | Seasons | Winter, WintShld, Summer | Winter, WintShld, Summer | Winter, WintShld, Summer | Winter, WintShld, Summer | Winter, WintShld, Summer | Winter, WintShld, Summer | Winter, WintShld, Summer | Winter, WintShld, Summer
NSR Harrison 1-3 - NOX Rate Annual v5.16 | 910 | 6631 | Rate Constraint in lbs/MMBtu | FALSE | L | Annual | Standard NOX | lb/MMBtu | 0.25 | 0.25 | 0.25 | 0.25 | 0.25 | 0.25 | 0.25 | 0.25
NSR Harrison 1-3 - NOX Rate Annual v5.16 | 910 | 6631 | Rate Constraint in lbs/MMBtu | FALSE | L | Annual | Emissions at Affected Plants NOX | Thousand Tons | 8.6997 | 8.6997 | 8.6997 | 8.6997 | 5.8875 | 5.8875 | 5.8875 | 5.5172
NSR Harrison 1-3 - NOX Rate Annual v5.16 | 910 | 6631 | Rate Constraint in lbs/MMBtu | FALSE | L | Annual | Allowances Purchased NOX | Thousand Tons | 0 | 0 | 0 | 0 | 0 | 0 | 0 | 0
NSR Harrison 1-3 - NOX Rate Annual v5.16 | 910 | 6631 | Rate Constraint in lbs/MMBtu | FALSE | L | Annual | Allowances Sold NOX | Thousand Tons | 0 | 0 | 0 | 0 | 0 | 0 | 0 | 0
NSR Harrison 1-3 - NOX Rate Annual v5.16 | 910 | 6631 | Rate Constraint in lbs/MMBtu | FALSE | L | Annual | Allowances Banked | Thousand Tons | 0 | 0 | 0 | 0 | 0 | 0 | 0 | 0
NSR Harrison 1-3 - NOX Rate Annual v5.16 | 910 | 6631 | Rate Constraint in lbs/MMBtu | FALSE | L | Annual | Allowances Withdrawn (1:1) | Thousand Tons | 0 | 0 | 0 | 0 | 0 | 0 | 0 | 0
NSR Harrison 1-3 - NOX Rate Annual v5.16 | 910 | 6631 | Rate Constraint in lbs/MMBtu | FALSE | L | Annual | Allowances Withdrawn (n:1) | Thousand Tons | 0 | 0 | 0 | 0 | 0 | 0 | 0 | 0
NSR Harrison 1-3 - NOX Rate Annual v5.16 | 910 | 6631 | Rate Constraint in lbs/MMBtu | FALSE | L | Annual | Net Emissions Allowance Position | Thousand Tons | 8.6997 | 8.6997 | 8.6997 | 8.6997 | 5.8875 | 5.8875 | 5.8875 | 5.5172
NSR Harrison 1-3 - NOX Rate Annual v5.16 | 910 | 6631 | Rate Constraint in lbs/MMBtu | FALSE | L | Annual | Fuel Consumed | TBtu | 141.9893 | 141.9893 | 141.9893 | 141.9893 | 96.0916 | 96.0916 | 96.0916 | 90.0477
NSR Harrison 1-3 - NOX Rate Annual v5.16 | 910 | 6631 | Rate Constraint in lbs/MMBtu | FALSE | L | Annual | Rate | lb/MMBtu | 0.12254 | 0.12254 | 0.12254 | 0.12254 | 0.12254 | 0.12254 | 0.12254 | 0.12254
NSR Harrison 1-3 - NOX Rate Annual v5.16 | 910 | 6631 | Rate Constraint in lbs/MMBtu | FALSE | L | Annual | Generation | TWh | 14.0788 | 14.0788 | 14.0788 | 14.0788 | 9.5278 | 9.5278 | 9.5278 | 8.9286
NSR Harrison 1-3 - NOX Rate Annual v5.16 | 910 | 6631 | Rate Constraint in lbs/MMBtu | FALSE | L | Annual | Qualifying Generation | TWh | 14.0788 | 14.0788 | 14.0788 | 14.0788 | 9.5278 | 9.5278 | 9.5278 | 8.9286
NSR Harrison 1-3 - NOX Rate Annual v5.16 | 910 | 6631 | Rate Constraint in lbs/MMBtu | FALSE | L | Annual | Rate | lb/MWh | 1.2359 | 1.2359 | 1.2359 | 1.2359 | 1.2359 | 1.2359 | 1.2359 | 1.2359
NSR Harrison 1-3 - NOX Rate Annual v5.16 | 910 | 6631 | Rate Constraint in lbs/MMBtu | FALSE | L | Annual | Constraint Shadow Price | US2016$/Ton | 0 | 0 | 0 | 0 | 0 | 0 | 0 | 0
NSR Harrison 1-3 - NOX Rate Summer v5.16 | 911 | 6632 | Rate Constraint in lbs/MMBtu | FALSE | L | Annual | Seasons Included | Seasons | Summer | Summer | Summer | Summer | Summer | Summer | Summer | Summer
NSR Harrison 1-3 - NOX Rate Summer v5.16 | 911 | 6632 | Rate Constraint in lbs/MMBtu | FALSE | L | Annual | Standard NOX | lb/MMBtu | 0.2 | 0.2 | 0.2 | 0.2 | 0.2 | 0.2 | 0.2 | 0.2
NSR Harrison 1-3 - NOX Rate Summer v5.16 | 911 | 6632 | Rate Constraint in lbs/MMBtu | FALSE | L | Annual | Emissions at Affected Plants NOX | Thousand Tons | 3.5267 | 3.5267 | 3.5267 | 3.5267 | 3.5267 | 3.5267 | 3.5267 | 3.1564
NSR Harrison 1-3 - NOX Rate Summer v5.16 | 911 | 6632 | Rate Constraint in lbs/MMBtu | FALSE | L | Annual | Allowances Purchased NOX | Thousand Tons | 0 | 0 | 0 | 0 | 0 | 0 | 0 | 0
NSR Harrison 1-3 - NOX Rate Summer v5.16 | 911 | 6632 | Rate Constraint in lbs/MMBtu | FALSE | L | Annual | Allowances Sold NOX | Thousand Tons | 0 | 0 | 0 | 0 | 0 | 0 | 0 | 0
NSR Harrison 1-3 - NOX Rate Summer v5.16 | 911 | 6632 | Rate Constraint in lbs/MMBtu | FALSE | L | Annual | Allowances Banked | Thousand Tons | 0 | 0 | 0 | 0 | 0 | 0 | 0 | 0
NSR Harrison 1-3 - NOX Rate Summer v5.16 | 911 | 6632 | Rate Constraint in lbs/MMBtu | FALSE | L | Annual | Allowances Withdrawn (1:1) | Thousand Tons | 0 | 0 | 0 | 0 | 0 | 0 | 0 | 0
NSR Harrison 1-3 - NOX Rate Summer v5.16 | 911 | 6632 | Rate Constraint in lbs/MMBtu | FALSE | L | Annual | Allowances Withdrawn (n:1) | Thousand Tons | 0 | 0 | 0 | 0 | 0 | 0 | 0 | 0
NSR Harrison 1-3 - NOX Rate Summer v5.16 | 911 | 6632 | Rate Constraint in lbs/MMBtu | FALSE | L | Annual | Net Emissions Allowance Position | Thousand Tons | 3.5267 | 3.5267 | 3.5267 | 3.5267 | 3.5267 | 3.5267 | 3.5267 | 3.1564
NSR Harrison 1-3 - NOX Rate Summer v5.16 | 911 | 6632 | Rate Constraint in lbs/MMBtu | FALSE | L | Annual | Fuel Consumed | TBtu | 57.5602 | 57.5602 | 57.5602 | 57.5602 | 57.5602 | 57.5602 | 57.5602 | 51.5164
NSR Harrison 1-3 - NOX Rate Summer v5.16 | 911 | 6632 | Rate Constraint in lbs/MMBtu | FALSE | L | Annual | Rate | lb/MMBtu | 0.12254 | 0.12254 | 0.12254 | 0.12254 | 0.12254 | 0.12254 | 0.12254 | 0.12254
NSR Harrison 1-3 - NOX Rate Summer v5.16 | 911 | 6632 | Rate Constraint in lbs/MMBtu | FALSE | L | Annual | Generation | TWh | 5.7073 | 5.7073 | 5.7073 | 5.7073 | 5.7073 | 5.7073 | 5.7073 | 5.108
NSR Harrison 1-3 - NOX Rate Summer v5.16 | 911 | 6632 | Rate Constraint in lbs/MMBtu | FALSE | L | Annual | Qualifying Generation | TWh | 5.7073 | 5.7073 | 5.7073 | 5.7073 | 5.7073 | 5.7073 | 5.7073 | 5.108
NSR Harrison 1-3 - NOX Rate Summer v5.16 | 911 | 6632 | Rate Constraint in lbs/MMBtu | FALSE | L | Annual | Rate | lb/MWh | 1.2359 | 1.2359 | 1.2359 | 1.2359 | 1.2359 | 1.2359 | 1.2359 | 1.2359
NSR Harrison 1-3 - NOX Rate Summer v5.16 | 911 | 6632 | Rate Constraint in lbs/MMBtu | FALSE | L | Annual | Constraint Shadow Price | US2016$/Ton | 0 | 0 | 0 | 0 | 0 | 0 | 0 | 0
NSR Hennepin 1,2 - SO2 Rate Annual v3.1, Unit 4244 and retrofits | 912 | 1869 | Rate Constraint in lbs/MMBtu | FALSE | L | Annual | Seasons Included | Seasons | Winter, WintShld, Summer | Winter, WintShld, Summer | Winter, WintShld, Summer | Winter, WintShld, Summer | Winter, WintShld, Summer | Winter, WintShld, Summer | Winter, WintShld, Summer | Winter, WintShld, Summer
NSR Hennepin 1,2 - SO2 Rate Annual v3.1, Unit 4244 and retrofits | 912 | 1869 | Rate Constraint in lbs/MMBtu | FALSE | L | Annual | Standard SO2 | lb/MMBtu | 1.2 | 1.2 | 1.2 | 1.2 | 1.2 | 1.2 | 1.2 | 1.2
NSR Hennepin 1,2 - SO2 Rate Annual v3.1, Unit 4244 and retrofits | 912 | 1869 | Rate Constraint in lbs/MMBtu | FALSE | L | Annual | Emissions at Affected Plants SO2 | Thousand Tons | 0 | 0 | 0 | 0 | 0 | 0 | 0 | 0
NSR Hennepin 1,2 - SO2 Rate Annual v3.1, Unit 4244 and retrofits | 912 | 1869 | Rate Constraint in lbs/MMBtu | FALSE | L | Annual | Allowances Purchased SO2 | Thousand Tons | 0 | 0 | 0 | 0 | 0 | 0 | 0 | 0
NSR Hennepin 1,2 - SO2 Rate Annual v3.1, Unit 4244 and retrofits | 912 | 1869 | Rate Constraint in lbs/MMBtu | FALSE | L | Annual | Allowances Sold SO2 | Thousand Tons | 0 | 0 | 0 | 0 | 0 | 0 | 0 | 0
NSR Hennepin 1,2 - SO2 Rate Annual v3.1, Unit 4244 and retrofits | 912 | 1869 | Rate Constraint in lbs/MMBtu | FALSE | L | Annual | Allowances Banked | Thousand Tons | 0 | 0 | 0 | 0 | 0 | 0 | 0 | 0
NSR Hennepin 1,2 - SO2 Rate Annual v3.1, Unit 4244 and retrofits | 912 | 1869 | Rate Constraint in lbs/MMBtu | FALSE | L | Annual | Allowances Withdrawn (1:1) | Thousand Tons | 0 | 0 | 0 | 0 | 0 | 0 | 0 | 0
NSR Hennepin 1,2 - SO2 Rate Annual v3.1, Unit 4244 and retrofits | 912 | 1869 | Rate Constraint in lbs/MMBtu | FALSE | L | Annual | Allowances Withdrawn (n:1) | Thousand Tons | 0 | 0 | 0 | 0 | 0 | 0 | 0 | 0
NSR Hennepin 1,2 - SO2 Rate Annual v3.1, Unit 4244 and retrofits | 912 | 1869 | Rate Constraint in lbs/MMBtu | FALSE | L | Annual | Net Emissions Allowance Position | Thousand Tons | 0 | 0 | 0 | 0 | 0 | 0 | 0 | 0
NSR Hennepin 1,2 - SO2 Rate Annual v3.1, Unit 4244 and retrofits | 912 | 1869 | Rate Constraint in lbs/MMBtu | FALSE | L | Annual | Fuel Consumed | TBtu | 0 | 0 | 0 | 0 | 0 | 0 | 0 | 0
NSR Hennepin 1,2 - SO2 Rate Annual v3.1, Unit 4244 and retrofits | 912 | 1869 | Rate Constraint in lbs/MMBtu | FALSE | L | Annual | Rate | lb/MMBtu | 0 | 0 | 0 | 0 | 0 | 0 | 0 | 0
NSR Hennepin 1,2 - SO2 Rate Annual v3.1, Unit 4244 and retrofits | 912 | 1869 | Rate Constraint in lbs/MMBtu | FALSE | L | Annual | Generation | TWh | 0 | 0 | 0 | 0 | 0 | 0 | 0 | 0
NSR Hennepin 1,2 - SO2 Rate Annual v3.1, Unit 4244 and retrofits | 912 | 1869 | Rate Constraint in lbs/MMBtu | FALSE | L | Annual | Qualifying Generation | TWh | 0 | 0 | 0 | 0 | 0 | 0 | 0 | 0
NSR Hennepin 1,2 - SO2 Rate Annual v3.1, Unit 4244 and retrofits | 912 | 1869 | Rate Constraint in lbs/MMBtu | FALSE | L | Annual | Rate | lb/MWh | 0 | 0 | 0 | 0 | 0 | 0 | 0 | 0
NSR Hennepin 1,2 - SO2 Rate Annual v3.1, Unit 4244 and retrofits | 912 | 1869 | Rate Constraint in lbs/MMBtu | FALSE | L | Annual | Constraint Shadow Price | US2016$/Ton | 0 | 0 | 0 | 0 | 0 | 0 | 0 | 0
NSR Hennepin 1,2 - SO2 Rate Annual v3.1, Unit 4245 and retrofits | 913 | 1869 | Rate Constraint in lbs/MMBtu | FALSE | L | Annual | Seasons Included | Seasons | Winter, WintShld, Summer | Winter, WintShld, Summer | Winter, WintShld, Summer | Winter, WintShld, Summer | Winter, WintShld, Summer | Winter, WintShld, Summer | Winter, WintShld, Summer | Winter, WintShld, Summer
NSR Hennepin 1,2 - SO2 Rate Annual v3.1, Unit 4245 and retrofits | 913 | 1869 | Rate Constraint in lbs/MMBtu | FALSE | L | Annual | Standard SO2 | lb/MMBtu | 1.2 | 1.2 | 1.2 | 1.2 | 1.2 | 1.2 | 1.2 | 1.2
NSR Hennepin 1,2 - SO2 Rate Annual v3.1, Unit 4245 and retrofits | 913 | 1869 | Rate Constraint in lbs/MMBtu | FALSE | L | Annual | Emissions at Affected Plants SO2 | Thousand Tons | 3.9452 | 3.7299 | 3.6734 | 3.5826 | 3.1772 | 3.6055 | 2.7064 | 2.6798
NSR Hennepin 1,2 - SO2 Rate Annual v3.1, Unit 4245 and retrofits | 913 | 1869 | Rate Constraint in lbs/MMBtu | FALSE | L | Annual | Allowances Purchased SO2 | Thousand Tons | 0 | 0 | 0 | 0 | 0 | 0 | 0 | 0
NSR Hennepin 1,2 - SO2 Rate Annual v3.1, Unit 4245 and retrofits | 913 | 1869 | Rate Constraint in lbs/MMBtu | FALSE | L | Annual | Allowances Sold SO2 | Thousand Tons | 0 | 0 | 0 | 0 | 0 | 0 | 0 | 0
NSR Hennepin 1,2 - SO2 Rate Annual v3.1, Unit 4245 and retrofits | 913 | 1869 | Rate Constraint in lbs/MMBtu | FALSE | L | Annual | Allowances Banked | Thousand Tons | 0 | 0 | 0 | 0 | 0 | 0 | 0 | 0
NSR Hennepin 1,2 - SO2 Rate Annual v3.1, Unit 4245 and retrofits | 913 | 1869 | Rate Constraint in lbs/MMBtu | FALSE | L | Annual | Allowances Withdrawn (1:1) | Thousand Tons | 0 | 0 | 0 | 0 | 0 | 0 | 0 | 0
NSR Hennepin 1,2 - SO2 Rate Annual v3.1, Unit 4245 and retrofits | 913 | 1869 | Rate Constraint in lbs/MMBtu | FALSE | L | Annual | Allowances Withdrawn (n:1) | Thousand Tons | 0 | 0 | 0 | 0 | 0 | 0 | 0 | 0
NSR Hennepin 1,2 - SO2 Rate Annual v3.1, Unit 4245 and retrofits | 913 | 1869 | Rate Constraint in lbs/MMBtu | FALSE | L | Annual | Net Emissions Allowance Position | Thousand Tons | 3.9452 | 3.7299 | 3.6734 | 3.5826 | 3.1772 | 3.6055 | 2.7064 | 2.6798
NSR Hennepin 1,2 - SO2 Rate Annual v3.1, Unit 4245 and retrofits | 913 | 1869 | Rate Constraint in lbs/MMBtu | FALSE | L | Annual | Fuel Consumed | TBtu | 15.1065 | 14.282 | 14.0659 | 13.718 | 12.1658 | 13.8056 | 10.3631 | 10.2613
NSR Hennepin 1,2 - SO2 Rate Annual v3.1, Unit 4245 and retrofits | 913 | 1869 | Rate Constraint in lbs/MMBtu | FALSE | L | Annual | Rate | lb/MMBtu | 0.52232 | 0.52232 | 0.52232 | 0.52232 | 0.52232 | 0.52232 | 0.52232 | 0.52232
NSR Hennepin 1,2 - SO2 Rate Annual v3.1, Unit 4245 and retrofits | 913 | 1869 | Rate Constraint in lbs/MMBtu | FALSE | L | Annual | Generation | TWh | 1.41 | 1.333 | 1.3129 | 1.2804 | 1.1355 | 1.2886 | 0.96724 | 0.95775
NSR Hennepin 1,2 - SO2 Rate Annual v3.1, Unit 4245 and retrofits | 913 | 1869 | Rate Constraint in lbs/MMBtu | FALSE | L | Annual | Qualifying Generation | TWh | 1.41 | 1.333 | 1.3129 | 1.2804 | 1.1355 | 1.2886 | 0.96724 | 0.95775
NSR Hennepin 1,2 - SO2 Rate Annual v3.1, Unit 4245 and retrofits | 913 | 1869 | Rate Constraint in lbs/MMBtu | FALSE | L | Annual | Rate | lb/MWh | 5.5961 | 5.5961 | 5.5961 | 5.5961 | 5.5961 | 5.5961 | 5.5961 | 5.5961
NSR Hennepin 1,2 - SO2 Rate Annual v3.1, Unit 4245 and retrofits | 913 | 1869 | Rate Constraint in lbs/MMBtu | FALSE | L | Annual | Constraint Shadow Price | US2016$/Ton | 0 | 0 | 0 | 0 | 0 | 0 | 0 | 0
NSR HL Spurlock 1 - NOX Rate Annual v3.1, Unit 5676 and retrofits | 914 | 1955 | Rate Constraint in lbs/MMBtu | FALSE | L | Annual | Seasons Included | Seasons | Winter, WintShld, Summer | Winter, WintShld, Summer | Winter, WintShld, Summer | Winter, WintShld, Summer | Winter, WintShld, Summer | Winter, WintShld, Summer | Winter, WintShld, Summer | Winter, WintShld, Summer
NSR HL Spurlock 1 - NOX Rate Annual v3.1, Unit 5676 and retrofits | 914 | 1955 | Rate Constraint in lbs/MMBtu | FALSE | L | Annual | Standard NOX | lb/MMBtu | 0.1 | 0.1 | 0.1 | 0.1 | 0.1 | 0.1 | 0.1 | 0.1
NSR HL Spurlock 1 - NOX Rate Annual v3.1, Unit 5676 and retrofits | 914 | 1955 | Rate Constraint in lbs/MMBtu | FALSE | L | Annual | Emissions at Affected Plants NOX | Thousand Tons | 1.0231 | 1.0231 | 1.0231 | 1.0231 | 0.8873 | 0.8873 | 0.8873 | 0.69345
NSR HL Spurlock 1 - NOX Rate Annual v3.1, Unit 5676 and retrofits | 914 | 1955 | Rate Constraint in lbs/MMBtu | FALSE | L | Annual | Allowances Purchased NOX | Thousand Tons | 0 | 0 | 0 | 0 | 0 | 0 | 0 | 0
NSR HL Spurlock 1 - NOX Rate Annual v3.1, Unit 5676 and retrofits | 914 | 1955 | Rate Constraint in lbs/MMBtu | FALSE | L | Annual | Allowances Sold NOX | Thousand Tons | 0 | 0 | 0 | 0 | 0 | 0 | 0 | 0
NSR HL Spurlock 1 - NOX Rate Annual v3.1, Unit 5676 and retrofits | 914 | 1955 | Rate Constraint in lbs/MMBtu | FALSE | L | Annual | Allowances Banked | Thousand Tons | 0 | 0 | 0 | 0 | 0 | 0 | 0 | 0
NSR HL Spurlock 1 - NOX Rate Annual v3.1, Unit 5676 and retrofits | 914 | 1955 | Rate Constraint in lbs/MMBtu | FALSE | L | Annual | Allowances Withdrawn (1:1) | Thousand Tons | 0 | 0 | 0 | 0 | 0 | 0 | 0 | 0
NSR HL Spurlock 1 - NOX Rate Annual v3.1, Unit 5676 and retrofits | 914 | 1955 | Rate Constraint in lbs/MMBtu | FALSE | L | Annual | Allowances Withdrawn (n:1) | Thousand Tons | 0 | 0 | 0 | 0 | 0 | 0 | 0 | 0
NSR HL Spurlock 1 - NOX Rate Annual v3.1, Unit 5676 and retrofits | 914 | 1955 | Rate Constraint in lbs/MMBtu | FALSE | L | Annual | Net Emissions Allowance Position | Thousand Tons | 1.0231 | 1.0231 | 1.0231 | 1.0231 | 0.8873 | 0.8873 | 0.8873 | 0.69345
NSR HL Spurlock 1 - NOX Rate Annual v3.1, Unit 5676 and retrofits | 914 | 1955 | Rate Constraint in lbs/MMBtu | FALSE | L | Annual | Fuel Consumed | TBtu | 22.5161 | 22.5161 | 22.5161 | 22.5161 | 19.5269 | 19.5269 | 19.5269 | 15.2608
NSR HL Spurlock 1 - NOX Rate Annual v3.1, Unit 5676 and retrofits | 914 | 1955 | Rate Constraint in lbs/MMBtu | FALSE | L | Annual | Rate | lb/MMBtu | 0.09088 | 0.09088 | 0.09088 | 0.09088 | 0.09088 | 0.09088 | 0.09088 | 0.09088
NSR HL Spurlock 1 - NOX Rate Annual v3.1, Unit 5676 and retrofits | 914 | 1955 | Rate Constraint in lbs/MMBtu | FALSE | L | Annual | Generation | TWh | 2.1526 | 2.1526 | 2.1526 | 2.1526 | 1.8668 | 1.8668 | 1.8668 | 1.459
NSR HL Spurlock 1 - NOX Rate Annual v3.1, Unit 5676 and retrofits | 914 | 1955 | Rate Constraint in lbs/MMBtu | FALSE | L | Annual | Qualifying Generation | TWh | 2.1526 | 2.1526 | 2.1526 | 2.1526 | 1.8668 | 1.8668 | 1.8668 | 1.459
NSR HL Spurlock 1 - NOX Rate Annual v3.1, Unit 5676 and retrofits | 914 | 1955 | Rate Constraint in lbs/MMBtu | FALSE | L | Annual | Rate | lb/MWh | 0.9506 | 0.9506 | 0.9506 | 0.9506 | 0.9506 | 0.9506 | 0.9506 | 0.9506
NSR HL Spurlock 1 - NOX Rate Annual v3.1, Unit 5676 and retrofits | 914 | 1955 | Rate Constraint in lbs/MMBtu | FALSE | L | Annual | Constraint Shadow Price | US2016$/Ton | 0 | 0 | 0 | 0 | 0 | 0 | 0 | 0
NSR HL Spurlock 2 - NOX Rate Annual v3.1, Unit 5677 and retrofits | 915 | 1956 | Rate Constraint in lbs/MMBtu | FALSE | L | Annual | Seasons Included | Seasons | Winter, WintShld, Summer | Winter, WintShld, Summer | Winter, WintShld, Summer | Winter, WintShld, Summer | Winter, WintShld, Summer | Winter, WintShld, Summer | Winter, WintShld, Summer | Winter, WintShld, Summer
NSR HL Spurlock 2 - NOX Rate Annual v3.1, Unit 5677 and retrofits | 915 | 1956 | Rate Constraint in lbs/MMBtu | FALSE | L | Annual | Standard NOX | lb/MMBtu | 0.1 | 0.1 | 0.1 | 0.1 | 0.1 | 0.1 | 0.1 | 0.1
NSR HL Spurlock 2 - NOX Rate Annual v3.1, Unit 5677 and retrofits | 915 | 1956 | Rate Constraint in lbs/MMBtu | FALSE | L | Annual | Emissions at Affected Plants NOX | Thousand Tons | 0 | 0 | 0 | 0 | 0 | 0 | 0 | 0
NSR HL Spurlock 2 - NOX Rate Annual v3.1, Unit 5677 and retrofits | 915 | 1956 | Rate Constraint in lbs/MMBtu | FALSE | L | Annual | Allowances Purchased NOX | Thousand Tons | 0 | 0 | 0 | 0 | 0 | 0 | 0 | 0
NSR HL Spurlock 2 - NOX Rate Annual v3.1, Unit 5677 and retrofits | 915 | 1956 | Rate Constraint in lbs/MMBtu | FALSE | L | Annual | Allowances Sold NOX | Thousand Tons | 0 | 0 | 0 | 0 | 0 | 0 | 0 | 0
NSR HL Spurlock 2 - NOX Rate Annual v3.1, Unit 5677 and retrofits | 915 | 1956 | Rate Constraint in lbs/MMBtu | FALSE | L | Annual | Allowances Banked | Thousand Tons | 0 | 0 | 0 | 0 | 0 | 0 | 0 | 0
NSR HL Spurlock 2 - NOX Rate Annual v3.1, Unit 5677 and retrofits | 915 | 1956 | Rate Constraint in lbs/MMBtu | FALSE | L | Annual | Allowances Withdrawn (1:1) | Thousand Tons | 0 | 0 | 0 | 0 | 0 | 0 | 0 | 0
NSR HL Spurlock 2 - NOX Rate Annual v3.1, Unit 5677 and retrofits | 915 | 1956 | Rate Constraint in lbs/MMBtu | FALSE | L | Annual | Allowances Withdrawn (n:1) | Thousand Tons | 0 | 0 | 0 | 0 | 0 | 0 | 0 | 0
NSR HL Spurlock 2 - NOX Rate Annual v3.1, Unit 5677 and retrofits | 915 | 1956 | Rate Constraint in lbs/MMBtu | FALSE | L | Annual | Net Emissions Allowance Position | Thousand Tons | 0 | 0 | 0 | 0 | 0 | 0 | 0 | 0
NSR HL Spurlock 2 - NOX Rate Annual v3.1, Unit 5677 and retrofits | 915 | 1956 | Rate Constraint in lbs/MMBtu | FALSE | L | Annual | Fuel Consumed | TBtu | 0 | 0 | 0 | 0 | 0 | 0 | 0 | 0
NSR HL Spurlock 2 - NOX Rate Annual v3.1, Unit 5677 and retrofits | 915 | 1956 | Rate Constraint in lbs/MMBtu | FALSE | L | Annual | Rate | lb/MMBtu | 0 | 0 | 0 | 0 | 0 | 0 | 0 | 0
NSR HL Spurlock 2 - NOX Rate Annual v3.1, Unit 5677 and retrofits | 915 | 1956 | Rate Constraint in lbs/MMBtu | FALSE | L | Annual | Generation | TWh | 0 | 0 | 0 | 0 | 0 | 0 | 0 | 0
NSR HL Spurlock 2 - NOX Rate Annual v3.1, Unit 5677 and retrofits | 915 | 1956 | Rate Constraint in lbs/MMBtu | FALSE | L | Annual | Qualifying Generation | TWh | 0 | 0 | 0 | 0 | 0 | 0 | 0 | 0
NSR HL Spurlock 2 - NOX Rate Annual v3.1, Unit 5677 and retrofits | 915 | 1956 | Rate Constraint in lbs/MMBtu | FALSE | L | Annual | Rate | lb/MWh | 0 | 0 | 0 | 0 | 0 | 0 | 0 | 0
NSR HL Spurlock 2 - NOX Rate Annual v3.1, Unit 5677 and retrofits | 915 | 1956 | Rate Constraint in lbs/MMBtu | FALSE | L | Annual | Constraint Shadow Price | US2016$/Ton | 0 | 0 | 0 | 0 | 0 | 0 | 0 | 0
NSR HL Spurlock 2 - SO2 Rate Annual v3.1, Unit 5677 and retrofits | 916 | 1959 | Rate Constraint in lbs/MMBtu | FALSE | L | Annual | Seasons Included | Seasons | Winter, WintShld, Summer | Winter, WintShld, Summer | Winter, WintShld, Summer | Winter, WintShld, Summer | Winter, WintShld, Summer | Winter, WintShld, Summer | Winter, WintShld, Summer | Winter, WintShld, Summer
NSR HL Spurlock 2 - SO2 Rate Annual v3.1, Unit 5677 and retrofits | 916 | 1959 | Rate Constraint in lbs/MMBtu | FALSE | L | Annual | Standard SO2 | lb/MMBtu | 0.1 | 0.1 | 0.1 | 0.1 | 0.1 | 0.1 | 0.1 | 0.1
NSR HL Spurlock 2 - SO2 Rate Annual v3.1, Unit 5677 and retrofits | 916 | 1959 | Rate Constraint in lbs/MMBtu | FALSE | L | Annual | Emissions at Affected Plants SO2 | Thousand Tons | 0 | 0 | 0 | 0 | 0 | 0 | 0 | 0
NSR HL Spurlock 2 - SO2 Rate Annual v3.1, Unit 5677 and retrofits | 916 | 1959 | Rate Constraint in lbs/MMBtu | FALSE | L | Annual | Allowances Purchased SO2 | Thousand Tons | 0 | 0 | 0 | 0 | 0 | 0 | 0 | 0
NSR HL Spurlock 2 - SO2 Rate Annual v3.1, Unit 5677 and retrofits | 916 | 1959 | Rate Constraint in lbs/MMBtu | FALSE | L | Annual | Allowances Sold SO2 | Thousand Tons | 0 | 0 | 0 | 0 | 0 | 0 | 0 | 0
NSR HL Spurlock 2 - SO2 Rate Annual v3.1, Unit 5677 and retrofits | 916 | 1959 | Rate Constraint in lbs/MMBtu | FALSE | L | Annual | Allowances Banked | Thousand Tons | 0 | 0 | 0 | 0 | 0 | 0 | 0 | 0
NSR HL Spurlock 2 - SO2 Rate Annual v3.1, Unit 5677 and retrofits | 916 | 1959 | Rate Constraint in lbs/MMBtu | FALSE | L | Annual | Allowances Withdrawn (1:1) | Thousand Tons | 0 | 0 | 0 | 0 | 0 | 0 | 0 | 0
NSR HL Spurlock 2 - SO2 Rate Annual v3.1, Unit 5677 and retrofits | 916 | 1959 | Rate Constraint in lbs/MMBtu | FALSE | L | Annual | Allowances Withdrawn (n:1) | Thousand Tons | 0 | 0 | 0 | 0 | 0 | 0 | 0 | 0
NSR HL Spurlock 2 - SO2 Rate Annual v3.1, Unit 5677 and retrofits | 916 | 1959 | Rate Constraint in lbs/MMBtu | FALSE | L | Annual | Net Emissions Allowance Position | Thousand Tons | 0 | 0 | 0 | 0 | 0 | 0 | 0 | 0
NSR HL Spurlock 2 - SO2 Rate Annual v3.1, Unit 5677 and retrofits | 916 | 1959 | Rate Constraint in lbs/MMBtu | FALSE | L | Annual | Fuel Consumed | TBtu | 0 | 0 | 0 | 0 | 0 | 0 | 0 | 0
NSR HL Spurlock 2 - SO2 Rate Annual v3.1, Unit 5677 and retrofits | 916 | 1959 | Rate Constraint in lbs/MMBtu | FALSE | L | Annual | Rate | lb/MMBtu | 0 | 0 | 0 | 0 | 0 | 0 | 0 | 0
NSR HL Spurlock 2 - SO2 Rate Annual v3.1, Unit 5677 and retrofits | 916 | 1959 | Rate Constraint in lbs/MMBtu | FALSE | L | Annual | Generation | TWh | 0 | 0 | 0 | 0 | 0 | 0 | 0 | 0
NSR HL Spurlock 2 - SO2 Rate Annual v3.1, Unit 5677 and retrofits | 916 | 1959 | Rate Constraint in lbs/MMBtu | FALSE | L | Annual | Qualifying Generation | TWh | 0 | 0 | 0 | 0 | 0 | 0 | 0 | 0
NSR HL Spurlock 2 - SO2 Rate Annual v3.1, Unit 5677 and retrofits | 916 | 1959 | Rate Constraint in lbs/MMBtu | FALSE | L | Annual | Rate | lb/MWh | 0 | 0 | 0 | 0 | 0 | 0 | 0 | 0
NSR HL Spurlock 2 - SO2 Rate Annual v3.1, Unit 5677 and retrofits | 916 | 1959 | Rate Constraint in lbs/MMBtu | FALSE | L | Annual | Constraint Shadow Price | US2016$/Ton | 23864.755 | 18776.8641 | 18255.8544 | 18188.3948 | 19434.1539 | 19166.3196 | 23744.5675 | 23593.7765
NSR Hoosier - NOX Cap Annual v4.10 Final | 917 | 2415 | Rate Constraint in MTons | FALSE | L | Annual | Seasons Included | Seasons | Winter, WintShld, Summer | Winter, WintShld, Summer | Winter, WintShld, Summer | Winter, WintShld, Summer | Winter, WintShld, Summer | Winter, WintShld, Summer | Winter, WintShld, Summer | Winter, WintShld, Summer
NSR Hoosier - NOX Cap Annual v4.10 Final | 917 | 2415 | Rate Constraint in MTons | FALSE | L | Annual | Standard NOX | Thousand Tons | 4.8 | 4.8 | 4.8 | 4.8 | 4.8 | 4.8 | 4.8 | 4.8
NSR Hoosier - NOX Cap Annual v4.10 Final | 917 | 2415 | Rate Constraint in MTons | FALSE | L | Annual | Emissions at Affected Plants NOX | Thousand Tons | 0 | 0 | 0 | 0 | 0 | 0 | 0 | 0
NSR Hoosier - NOX Cap Annual v4.10 Final | 917 | 2415 | Rate Constraint in MTons | FALSE | L | Annual | Allowances Purchased NOX | Thousand Tons | 0 | 0 | 0 | 0 | 0 | 0 | 0 | 0
NSR Hoosier - NOX Cap Annual v4.10 Final | 917 | 2415 | Rate Constraint in MTons | FALSE | L | Annual | Allowances Sold NOX | Thousand Tons | 0 | 0 | 0 | 0 | 0 | 0 | 0 | 0
NSR Hoosier - NOX Cap Annual v4.10 Final | 917 | 2415 | Rate Constraint in MTons | FALSE | L | Annual | Allowances Banked | Thousand Tons | 0 | 0 | 0 | 0 | 0 | 0 | 0 | 0
NSR Hoosier - NOX Cap Annual v4.10 Final | 917 | 2415 | Rate Constraint in MTons | FALSE | L | Annual | Allowances Withdrawn (1:1) | Thousand Tons | 0 | 0 | 0 | 0 | 0 | 0 | 0 | 0
NSR Hoosier - NOX Cap Annual v4.10 Final | 917 | 2415 | Rate Constraint in MTons | FALSE | L | Annual | Allowances Withdrawn (n:1) | Thousand Tons | 0 | 0 | 0 | 0 | 0 | 0 | 0 | 0
NSR Hoosier - NOX Cap Annual v4.10 Final | 917 | 2415 | Rate Constraint in MTons | FALSE | L | Annual | Net Emissions Allowance Position | Thousand Tons | 0 | 0 | 0 | 0 | 0 | 0 | 0 | 0
NSR Hoosier - NOX Cap Annual v4.10 Final | 917 | 2415 | Rate Constraint in MTons | FALSE | L | Annual | Fuel Consumed | TBtu | 0 | 0 | 0 | 0 | 0 | 0 | 0 | 0
NSR Hoosier - NOX Cap Annual v4.10 Final | 917 | 2415 | Rate Constraint in MTons | FALSE | L | Annual | Rate | lb/MMBtu | 0 | 0 | 0 | 0 | 0 | 0 | 0 | 0
NSR Hoosier - NOX Cap Annual v4.10 Final | 917 | 2415 | Rate Constraint in MTons | FALSE | L | Annual | Generation | TWh | 0 | 0 | 0 | 0 | 0 | 0 | 0 | 0
NSR Hoosier - NOX Cap Annual v4.10 Final | 917 | 2415 | Rate Constraint in MTons | FALSE | L | Annual | Qualifying Generation | TWh | 0 | 0 | 0 | 0 | 0 | 0 | 0 | 0
NSR Hoosier - NOX Cap Annual v4.10 Final | 917 | 2415 | Rate Constraint in MTons | FALSE | L | Annual | Rate | lb/MWh | 0 | 0 | 0 | 0 | 0 | 0 | 0 | 0
NSR Hoosier - NOX Cap Annual v4.10 Final | 917 | 2415 | Rate Constraint in MTons | FALSE | L | Annual | Constraint Shadow Price | US2016$/Ton | 0 | 0 | 0 | 0 | 0 | 0 | 0 | 0
NSR Hoosier System - SO2 Cap Annual v4.10 Final | 918 | 2417 | Rate Constraint in MTons | FALSE | L | Annual | Seasons Included | Seasons | Winter, WintShld, Summer | Winter, WintShld, Summer | Winter, WintShld, Summer | Winter, WintShld, Summer | Winter, WintShld, Summer | Winter, WintShld, Summer | Winter, WintShld, Summer | Winter, WintShld, Summer
NSR Hoosier System - SO2 Cap Annual v4.10 Final | 918 | 2417 | Rate Constraint in MTons | FALSE | L | Annual | Standard SO2 | Thousand Tons | 18.75 | 18.75 | 18.75 | 18.75 | 18.75 | 18.75 | 18.75 | 18.75
NSR Hoosier System - SO2 Cap Annual v4.10 Final | 918 | 2417 | Rate Constraint in MTons | FALSE | L | Annual | Emissions at Affected Plants SO2 | Thousand Tons | 0 | 0 | 0 | 0 | 0 | 0 | 0 | 0
NSR Hoosier System - SO2 Cap Annual v4.10 Final | 918 | 2417 | Rate Constraint in MTons | FALSE | L | Annual | Allowances Purchased SO2 | Thousand Tons | 0 | 0 | 0 | 0 | 0 | 0 | 0 | 0
NSR Hoosier System - SO2 Cap Annual v4.10 Final | 918 | 2417 | Rate Constraint in MTons | FALSE | L | Annual | Allowances Sold SO2 | Thousand Tons | 0 | 0 | 0 | 0 | 0 | 0 | 0 | 0
NSR Hoosier System - SO2 Cap Annual v4.10 Final | 918 | 2417 | Rate Constraint in MTons | FALSE | L | Annual | Allowances Banked | Thousand Tons | 0 | 0 | 0 | 0 | 0 | 0 | 0 | 0
NSR Hoosier System - SO2 Cap Annual v4.10 Final | 918 | 2417 | Rate Constraint in MTons | FALSE | L | Annual | Allowances Withdrawn (1:1) | Thousand Tons | 0 | 0 | 0 | 0 | 0 | 0 | 0 | 0
NSR Hoosier System - SO2 Cap Annual v4.10 Final | 918 | 2417 | Rate Constraint in MTons | FALSE | L | Annual | Allowances Withdrawn (n:1) | Thousand Tons | 0 | 0 | 0 | 0 | 0 | 0 | 0 | 0
NSR Hoosier System - SO2 Cap Annual v4.10 Final | 918 | 2417 | Rate Constraint in MTons | FALSE | L | Annual | Net Emissions Allowance Position | Thousand Tons | 0 | 0 | 0 | 0 | 0 | 0 | 0 | 0
NSR Hoosier System - SO2 Cap Annual v4.10 Final | 918 | 2417 | Rate Constraint in MTons | FALSE | L | Annual | Fuel Consumed | TBtu | 0 | 0 | 0 | 0 | 0 | 0 | 0 | 0
NSR Hoosier System - SO2 Cap Annual v4.10 Final | 918 | 2417 | Rate Constraint in MTons | FALSE | L | Annual | Rate | lb/MMBtu | 0 | 0 | 0 | 0 | 0 | 0 | 0 | 0
NSR Hoosier System - SO2 Cap Annual v4.10 Final | 918 | 2417 | Rate Constraint in MTons | FALSE | L | Annual | Generation | TWh | 0 | 0 | 0 | 0 | 0 | 0 | 0 | 0
NSR Hoosier System - SO2 Cap Annual v4.10 Final | 918 | 2417 | Rate Constraint in MTons | FALSE | L | Annual | Qualifying Generation | TWh | 0 | 0 | 0 | 0 | 0 | 0 | 0 | 0
NSR Hoosier System - SO2 Cap Annual v4.10 Final | 918 | 2417 | Rate Constraint in MTons | FALSE | L | Annual | Rate | lb/MWh | 0 | 0 | 0 | 0 | 0 | 0 | 0 | 0
NSR Hoosier System - SO2 Cap Annual v4.10 Final | 918 | 2417 | Rate Constraint in MTons | FALSE | L | Annual | Constraint Shadow Price | US2016$/Ton | 0 | 0 | 0 | 0 | 0 | 0 | 0 | 0
NSR IL Power - NOX Cap Annual v3.1 | 919 | 1844 | Rate Constraint in MTons | FALSE | L | Annual | Seasons Included | Seasons | Winter, WintShld, Summer | Winter, WintShld, Summer | Winter, WintShld, Summer | Winter, WintShld, Summer | Winter, WintShld, Summer | Winter, WintShld, Summer | Winter, WintShld, Summer | Winter, WintShld, Summer
NSR IL Power - NOX Cap Annual v3.1 | 919 | 1844 | Rate Constraint in MTons | FALSE | L | Annual | Standard NOX | Thousand Tons | 13.8 | 13.8 | 13.8 | 13.8 | 13.8 | 13.8 | 13.8 | 13.8
NSR IL Power - NOX Cap Annual v3.1 | 919 | 1844 | Rate Constraint in MTons | FALSE | L | Annual | Emissions at Affected Plants NOX | Thousand Tons | 3.2362 | 3.4789 | 3.4308 | 3.573 | 3.0709 | 3.2673 | 3.0176 | 2.8214
NSR IL Power - NOX Cap Annual v3.1 | 919 | 1844 | Rate Constraint in MTons | FALSE | L | Annual | Allowances Purchased NOX | Thousand Tons | 0 | 0 | 0 | 0 | 0 | 0 | 0 | 0
NSR IL Power - NOX Cap Annual v3.1 | 919 | 1844 | Rate Constraint in MTons | FALSE | L | Annual | Allowances Sold NOX | Thousand Tons | 0 | 0 | 0 | 0 | 0 | 0 | 0 | 0
NSR IL Power - NOX Cap Annual v3.1 | 919 | 1844 | Rate Constraint in MTons | FALSE | L | Annual | Allowances Banked | Thousand Tons | 0 | 0 | 0 | 0 | 0 | 0 | 0 | 0
NSR IL Power - NOX Cap Annual v3.1 | 919 | 1844 | Rate Constraint in MTons | FALSE | L | Annual | Allowances Withdrawn (1:1) | Thousand Tons | 0 | 0 | 0 | 0 | 0 | 0 | 0 | 0
NSR IL Power - NOX Cap Annual v3.1 | 919 | 1844 | Rate Constraint in MTons | FALSE | L | Annual | Allowances Withdrawn (n:1) | Thousand Tons | 0 | 0 | 0 | 0 | 0 | 0 | 0 | 0
NSR IL Power - NOX Cap Annual v3.1 | 919 | 1844 | Rate Constraint in MTons | FALSE | L | Annual | Net Emissions Allowance Position | Thousand Tons | 3.2362 | 3.4789 | 3.4308 | 3.573 | 3.0709 | 3.2673 | 3.0176 | 2.8214
NSR IL Power - NOX Cap Annual v3.1 | 919 | 1844 | Rate Constraint in MTons | FALSE | L | Annual | Fuel Consumed | TBtu | 67.8598 | 74.4908 | 73.4753 | 77.2542 | 66.1038 | 69.6523 | 66.2098 | 61.4549
NSR IL Power - NOX Cap Annual v3.1 | 919 | 1844 | Rate Constraint in MTons | FALSE | L | Annual | Rate | lb/MMBtu | 0.095379 | 0.093404 | 0.093385 | 0.092499 | 0.092912 | 0.093818 | 0.091152 | 0.091821
NSR IL Power - NOX Cap Annual v3.1 | 919 | 1844 | Rate Constraint in MTons | FALSE | L | Annual | Generation | TWh | 6.4072 | 7.0347 | 6.9184 | 7.2551 | 6.2461 | 6.5637 | 6.2424 | 5.8015
NSR IL Power - NOX Cap Annual v3.1 | 919 | 1844 | Rate Constraint in MTons | FALSE | L | Annual | Qualifying Generation | TWh | 6.4072 | 7.0347 | 6.9184 | 7.2551 | 6.2461 | 6.5637 | 6.2424 | 5.8015
NSR IL Power - NOX Cap Annual v3.1 | 919 | 1844 | Rate Constraint in MTons | FALSE | L | Annual | Rate | lb/MWh | 1.0102 | 0.98905 | 0.99178 | 0.98495 | 0.9833 | 0.99557 | 0.9668 | 0.97264
NSR IL Power - NOX Cap Annual v3.1 | 919 | 1844 | Rate Constraint in MTons | FALSE | L | Annual | Constraint Shadow Price | US2016$/Ton | 0 | 0 | 0 | 0 | 0 | 0 | 0 | 0
NSR IL Power - SO2 Cap Annual v3.1 | 920 | 1845 | Rate Constraint in MTons | FALSE | L | Annual | Seasons Included | Seasons | Winter, WintShld, Summer | Winter, WintShld, Summer | Winter, WintShld, Summer | Winter, WintShld, Summer | Winter, WintShld, Summer | Winter, WintShld, Summer | Winter, WintShld, Summer | Winter, WintShld, Summer
NSR IL Power - SO2 Cap Annual v3.1 | 920 | 1845 | Rate Constraint in MTons | FALSE | L | Annual | Standard SO2 | Thousand Tons | 29 | 29 | 29 | 29 | 29 | 29 | 29 | 29
NSR IL Power - SO2 Cap Annual v3.1 | 920 | 1845 | Rate Constraint in MTons | FALSE | L | Annual | Emissions at Affected Plants SO2 | Thousand Tons | 5.7983 | 5.8439 | 5.747 | 5.7881 | 5.0727 | 5.5582 | 4.6592 | 4.4748
NSR IL Power - SO2 Cap Annual v3.1 | 920 | 1845 | Rate Constraint in MTons | FALSE | L | Annual | Allowances Purchased SO2 | Thousand Tons | 0 | 0 | 0 | 0 | 0 | 0 | 0 | 0
NSR IL Power - SO2 Cap Annual v3.1 | 920 | 1845 | Rate Constraint in MTons | FALSE | L | Annual | Allowances Sold SO2 | Thousand Tons | 0 | 0 | 0 | 0 | 0 | 0 | 0 | 0
NSR IL Power - SO2 Cap Annual v3.1 | 920 | 1845 | Rate Constraint in MTons | FALSE | L | Annual | Allowances Banked | Thousand Tons | 0 | 0 | 0 | 0 | 0 | 0 | 0 | 0
NSR IL Power - SO2 Cap Annual v3.1 | 920 | 1845 | Rate Constraint in MTons | FALSE | L | Annual | Allowances Withdrawn (1:1) | Thousand Tons | 0 | 0 | 0 | 0 | 0 | 0 | 0 | 0
NSR IL Power - SO2 Cap Annual v3.1 | 920 | 1845 | Rate Constraint in MTons | FALSE | L | Annual | Allowances Withdrawn (n:1) | Thousand Tons | 0 | 0 | 0 | 0 | 0 | 0 | 0 | 0
NSR IL Power - SO2 Cap Annual v3.1 | 920 | 1845 | Rate Constraint in MTons | FALSE | L | Annual | Net Emissions Allowance Position | Thousand Tons | 5.7983 | 5.8439 | 5.747 | 5.7881 | 5.0727 | 5.5582 | 4.6592 | 4.4748
NSR IL Power - SO2 Cap Annual v3.1 | 920 | 1845 | Rate Constraint in MTons | FALSE | L | Annual | Fuel Consumed | TBtu | 67.8598 | 74.4908 | 73.4753 | 77.2542 | 66.1038 | 69.6523 | 66.2098 | 61.4549
NSR IL Power - SO2 Cap Annual v3.1 | 920 | 1845 | Rate Constraint in MTons | FALSE | L | Annual | Rate | lb/MMBtu | 0.17089 | 0.1569 | 0.15643 | 0.14984 | 0.15348 | 0.1596 | 0.14074 | 0.14563
NSR IL Power - SO2 Cap Annual v3.1 | 920 | 1845 | Rate Constraint in MTons | FALSE | L | Annual | Generation | TWh | 6.4072 | 7.0347 | 6.9184 | 7.2551 | 6.2461 | 6.5637 | 6.2424 | 5.8015
NSR IL Power - SO2 Cap Annual v3.1 | 920 | 1845 | Rate Constraint in MTons | FALSE | L | Annual | Qualifying Generation | TWh | 6.4072 | 7.0347 | 6.9184 | 7.2551 | 6.2461 | 6.5637 | 6.2424 | 5.8015
NSR IL Power - SO2 Cap Annual v3.1 | 920 | 1845 | Rate Constraint in MTons | FALSE | L | Annual | Rate | lb/MWh | 1.81 | 1.6614 | 1.6614 | 1.5956 | 1.6243 | 1.6936 | 1.4927 | 1.5426
NSR IL Power - SO2 Cap Annual v3.1 | 920 | 1845 | Rate Constraint in MTons | FALSE | L | Annual | Constraint Shadow Price | US2016$/Ton | 0 | 0 | 0 | 0 | 0 | 0 | 0 | 0
NSR Interstate System-Wide NOX Cap v5.16 | 921 | 6616 | Rate Constraint in MTons | FALSE | L | Annual | Seasons Included | Seasons | Winter, WintShld, Summer | Winter, WintShld, Summer | Winter, WintShld, Summer | Winter, WintShld, Summer | Winter, WintShld, Summer | Winter, WintShld, Summer | Winter, WintShld, Summer | Winter, WintShld, Summer
NSR Interstate System-Wide NOX Cap v5.16 | 921 | 6616 | Rate Constraint in MTons | FALSE | L | Annual | Standard NOX | Thousand Tons | 7.25 | 6.8 | 6.8 | 6.8 | 6.8 | 6.8 | 6.8 | 6.8
NSR Interstate System-Wide NOX Cap v5.16 | 921 | 6616 | Rate Constraint in MTons | FALSE | L | Annual | Emissions at Affected Plants NOX | Thousand Tons | 3.1461 | 2.5756 | 2.3238 | 2.2459 | 2.153 | 2.153 | 2.1656 | 2.1208
NSR Interstate System-Wide NOX Cap v5.16 | 921 | 6616 | Rate Constraint in MTons | FALSE | L | Annual | Allowances Purchased NOX | Thousand Tons | 0 | 0 | 0 | 0 | 0 | 0 | 0 | 0
NSR Interstate System-Wide NOX Cap v5.16 | 921 | 6616 | Rate Constraint in MTons | FALSE | L | Annual | Allowances Sold NOX | Thousand Tons | 0 | 0 | 0 | 0 | 0 | 0 | 0 | 0
NSR Interstate System-Wide NOX Cap v5.16 | 921 | 6616 | Rate Constraint in MTons | FALSE | L | Annual | Allowances Banked | Thousand Tons | 0 | 0 | 0 | 0 | 0 | 0 | 0 | 0
NSR Interstate System-Wide NOX Cap v5.16 | 921 | 6616 | Rate Constraint in MTons | FALSE | L | Annual | Allowances Withdrawn (1:1) | Thousand Tons | 0 | 0 | 0 | 0 | 0 | 0 | 0 | 0
NSR Interstate System-Wide NOX Cap v5.16 | 921 | 6616 | Rate Constraint in MTons | FALSE | L | Annual | Allowances Withdrawn (n:1) | Thousand Tons | 0 | 0 | 0 | 0 | 0 | 0 | 0 | 0
NSR Interstate System-Wide NOX Cap v5.16 | 921 | 6616 | Rate Constraint in MTons | FALSE | L | Annual | Net Emissions Allowance Position | Thousand Tons | 3.1461 | 2.5756 | 2.3238 | 2.2459 | 2.153 | 2.153 | 2.1656 | 2.1208
NSR Interstate System-Wide NOX Cap v5.16 | 921 | 6616 | Rate Constraint in MTons | FALSE | L | Annual | Fuel Consumed | TBtu | 65.5884 | 61.2945 | 59.6484 | 58.5822 | 56.2597 | 56.2597 | 56.82 | 55.6731
NSR Interstate System-Wide NOX Cap v5.16 | 921 | 6616 | Rate Constraint in MTons | FALSE | L | Annual | Rate | lb/MMBtu | 0.095934 | 0.08404 | 0.077918 | 0.076674 | 0.076536 | 0.076536 | 0.076226 | 0.076188
NSR Interstate System-Wide NOX Cap v5.16 | 921 | 6616 | Rate Constraint in MTons | FALSE | L | Annual | Generation | TWh | 6.0706 | 5.6257 | 5.4916 | 5.3653 | 5.1492 | 5.1492 | 5.1931 | 5.0988
NSR Interstate System-Wide NOX Cap v5.16 | 921 | 6616 | Rate Constraint in MTons | FALSE | L | Annual | Qualifying Generation | TWh | 6.0706 | 5.6257 | 5.4916 | 5.3653 | 5.1492 | 5.1492 | 5.1931 | 5.0988
NSR Interstate System-Wide NOX Cap v5.16 | 921 | 6616 | Rate Constraint in MTons | FALSE | L | Annual | Rate | lb/MWh | 1.0365 | 0.91565 | 0.84633 | 0.83717 | 0.83623 | 0.83623 | 0.83402 | 0.83188
NSR Interstate System-Wide NOX Cap v5.16 | 921 | 6616 | Rate Constraint in MTons | FALSE | L | Annual | Constraint Shadow Price | US2016$/Ton | 0 | 0 | 0 | 0 | 0 | 0 | 0 | 0
NSR Interstate System-Wide SO2 Cap v5.16 | 922 | 6625 | Rate Constraint in MTons | FALSE | L | Annual | Seasons Included | Seasons | Winter, WintShld, Summer | Winter, WintShld, Summer | Winter, WintShld, Summer | Winter, WintShld, Summer | Winter, WintShld, Summer | Winter, WintShld, Summer | Winter, WintShld, Summer | Winter, WintShld, Summer
NSR Interstate System-Wide SO2 Cap v5.16 | 922 | 6625 | Rate Constraint in MTons | FALSE | L | Annual | Standard SO2 | Thousand Tons | 11 | 6 | 6 | 3.25 | 3.25 | 3.25 | 3.25 | 3.25
NSR Interstate System-Wide SO2 Cap v5.16 | 922 | 6625 | Rate Constraint in MTons | FALSE | L | Annual | Emissions at Affected Plants SO2 | Thousand Tons | 7.5929 | 2.6742 | 2.2976 | 2.2557 | 2.1686 | 2.1686 | 2.1904 | 2.1255
NSR Interstate System-Wide SO2 Cap v5.16 | 922 | 6625 | Rate Constraint in MTons | FALSE | L | Annual | Allowances Purchased SO2 | Thousand Tons | 0 | 0 | 0 | 0 | 0 | 0 | 0 | 0
NSR Interstate System-Wide SO2 Cap v5.16 | 922 | 6625 | Rate Constraint in MTons | FALSE | L | Annual | Allowances Sold SO2 | Thousand Tons | 0 | 0 | 0 | 0 | 0 | 0 | 0 | 0
NSR Interstate System-Wide SO2 Cap v5.16 | 922 | 6625 | Rate Constraint in MTons | FALSE | L | Annual | Allowances Banked | Thousand Tons | 0 | 0 | 0 | 0 | 0 | 0 | 0 | 0
NSR Interstate System-Wide SO2 Cap v5.16 | 922 | 6625 | Rate Constraint in MTons | FALSE | L | Annual | Allowances Withdrawn (1:1) | Thousand Tons | 0 | 0 | 0 | 0 | 0 | 0 | 0 | 0
NSR Interstate System-Wide SO2 Cap v5.16 | 922 | 6625 | Rate Constraint in MTons | FALSE | L | Annual | Allowances Withdrawn (n:1) | Thousand Tons | 0 | 0 | 0 | 0 | 0 | 0 | 0 | 0
NSR Interstate System-Wide SO2 Cap v5.16 | 922 | 6625 | Rate Constraint in MTons | FALSE | L | Annual | Net Emissions Allowance Position | Thousand Tons | 7.5929 | 2.6742 | 2.2976 | 2.2557 | 2.1686 | 2.1686 | 2.1904 | 2.1255
NSR Interstate System-Wide SO2 Cap v5.16 | 922 | 6625 | Rate Constraint in MTons | FALSE | L | Annual | Fuel Consumed | TBtu | 65.5884 | 61.2945 | 59.6484 | 58.5822 | 56.2597 | 56.2597 | 56.82 | 55.6731
NSR Interstate System-Wide SO2 Cap v5.16 | 922 | 6625 | Rate Constraint in MTons | FALSE | L | Annual | Rate | lb/MMBtu | 0.23153 | 0.087257 | 0.077038 | 0.077009 | 0.077092 | 0.077092 | 0.077099 | 0.076357
NSR Interstate System-Wide SO2 Cap v5.16 | 922 | 6625 | Rate Constraint in MTons | FALSE | L | Annual | Generation | TWh | 6.0706 | 5.6257 | 5.4916 | 5.3653 | 5.1492 | 5.1492 | 5.1931 | 5.0988
NSR Interstate System-Wide SO2 Cap v5.16 | 922 | 6625 | Rate Constraint in MTons | FALSE | L | Annual | Qualifying Generation | TWh | 6.0706 | 5.6257 | 5.4916 | 5.3653 | 5.1492 | 5.1492 | 5.1931 | 5.0988
NSR Interstate System-Wide SO2 Cap v5.16 | 922 | 6625 | Rate Constraint in MTons | FALSE | L | Annual | Rate | lb/MWh | 2.5015 | 0.9507 | 0.83677 | 0.84083 | 0.8423 | 0.8423 | 0.84357 | 0.83373
NSR Interstate System-Wide SO2 Cap v5.16 | 922 | 6625 | Rate Constraint in MTons | FALSE | L | Annual | Constraint Shadow Price | US2016$/Ton | 0 | 0 | 0 | 0 | 0 | 0 | 0 | 0
NSR J P Madgett 1 - Hg Rate Annual v5.13 | 923 | 5963 | Rate Constraint in lbs/MMBtu | FALSE | L | Annual | Seasons Included | Seasons | Winter, WintShld, Summer | Winter, WintShld, Summer | Winter, WintShld, Summer | Winter, WintShld, Summer | Winter, WintShld, Summer | Winter, WintShld, Summer | Winter, WintShld, Summer | Winter, WintShld, Summer
NSR J P Madgett 1 - Hg Rate Annual v5.13 | 923 | 5963 | Rate Constraint in lbs/MMBtu | FALSE | L | Annual | Standard MER | lb/MMBtu | 0.015 | 0.015 | 0.015 | 0.015 | 0.015 | 0.015 | 0.015 | 0.015
NSR J P Madgett 1 - Hg Rate Annual v5.13 | 923 | 5963 | Rate Constraint in lbs/MMBtu | FALSE | L | Annual | Emissions at Affected Plants MER | lbs | 8.4538 | 12.486 | 12.7305 | 13.2069 | 11.1156 | 14.7902 | 10.6202 | 9.0153
NSR J P Madgett 1 - Hg Rate Annual v5.13 | 923 | 5963 | Rate Constraint in lbs/MMBtu | FALSE | L | Annual | Allowances Purchased MER | lbs | 0 | 0 | 0 | 0 | 0 | 0 | 0 | 0
NSR J P Madgett 1 - Hg Rate Annual v5.13 | 923 | 5963 | Rate Constraint in lbs/MMBtu | FALSE | L | Annual | Allowances Sold MER | lbs | 0 | 0 | 0 | 0 | 0 | 0 | 0 | 0
NSR J P Madgett 1 - Hg Rate Annual v5.13 | 923 | 5963 | Rate Constraint in lbs/MMBtu | FALSE | L | Annual | Allowances Banked | lbs | 0 | 0 | 0 | 0 | 0 | 0 | 0 | 0
NSR J P Madgett 1 - Hg Rate Annual v5.13 | 923 | 5963 | Rate Constraint in lbs/MMBtu | FALSE | L | Annual | Allowances Withdrawn (1:1) | lbs | 0 | 0 | 0 | 0 | 0 | 0 | 0 | 0
NSR J P Madgett 1 - Hg Rate Annual v5.13 | 923 | 5963 | Rate Constraint in lbs/MMBtu | FALSE | L | Annual | Allowances Withdrawn (n:1) | lbs | 0 | 0 | 0 | 0 | 0 | 0 | 0 | 0
NSR J P Madgett 1 - Hg Rate Annual v5.13 | 923 | 5963 | Rate Constraint in lbs/MMBtu | FALSE | L | Annual | Net Emissions Allowance Position | lbs | 8.4538 | 12.486 | 12.7305 | 13.2069 | 11.1156 | 14.7902 | 10.6202 | 9.0153
NSR J P Madgett 1 - Hg Rate Annual v5.13 | 923 | 5963 | Rate Constraint in lbs/MMBtu | FALSE | L | Annual | Fuel Consumed | TBtu | 15.0659 | 22.2517 | 22.6875 | 23.5365 | 19.8096 | 26.3581 | 18.9267 | 16.0665
NSR J P Madgett 1 - Hg Rate Annual v5.13 | 923 | 5963 | Rate Constraint in lbs/MMBtu | FALSE | L | Annual | Rate | lb/MMBtu | 5.6112e-07 | 5.6112e-07 | 5.6112e-07 | 5.6112e-07 | 5.6112e-07 | 5.6112e-07 | 5.6112e-07 | 5.6112e-07
NSR J P Madgett 1 - Hg Rate Annual v5.13 | 923 | 5963 | Rate Constraint in lbs/MMBtu | FALSE | L | Annual | Generation | TWh | 1.3397 | 1.9786 | 2.0174 | 2.0929 | 1.7615 | 2.3438 | 1.683 | 1.4286
NSR J P Madgett 1 - Hg Rate Annual v5.13 | 923 | 5963 | Rate Constraint in lbs/MMBtu | FALSE | L | Annual | Qualifying Generation | TWh | 1.3397 | 1.9786 | 2.0174 | 2.0929 | 1.7615 | 2.3438 | 1.683 | 1.4286
NSR J P Madgett 1 - Hg Rate Annual v5.13 | 923 | 5963 | Rate Constraint in lbs/MMBtu | FALSE | L | Annual | Rate | lb/MWh | 6.3104e-06 | 6.3104e-06 | 6.3104e-06 | 6.3104e-06 | 6.3104e-06 | 6.3104e-06 | 6.3104e-06 | 6.3104e-06
NSR J P Madgett 1 - Hg Rate Annual v5.13 | 923 | 5963 | Rate Constraint in lbs/MMBtu | FALSE | L | Annual | Constraint Shadow Price | US2016$/Lb | 0 | 0 | 0 | 0 | 0 | 0 | 0 | 0
NSR J P Madgett 1 - NOx Rate Annual v5.13 | 924 | 5962 | Rate Constraint in lbs/MMBtu | FALSE | L | Annual | Seasons Included | Seasons | Winter, WintShld, Summer | Winter, WintShld, Summer | Winter, WintShld, Summer | Winter, WintShld, Summer | Winter, WintShld, Summer | Winter, WintShld, Summer | Winter, WintShld, Summer | Winter, WintShld, Summer
NSR J P Madgett 1 - NOx Rate Annual v5.13 | 924 | 5962 | Rate Constraint in lbs/MMBtu | FALSE | L | Annual | Standard NOX | lb/MMBtu | 0.08 | 0.08 | 0.08 | 0.08 | 0.08 | 0.08 | 0.08 | 0.08
NSR J P Madgett 1 - NOx Rate Annual v5.13 | 924 | 5962 | Rate Constraint in lbs/MMBtu | FALSE | L | Annual | Emissions at Affected Plants NOX | Thousand Tons | 0.54757 | 0.80874 | 0.82458 | 0.85543 | 0.71998 | 0.95798 | 0.68789 | 0.58394
NSR J P Madgett 1 - NOx Rate Annual v5.13 | 924 | 5962 | Rate Constraint in lbs/MMBtu | FALSE | L | Annual | Allowances Purchased NOX | Thousand Tons | 0 | 0 | 0 | 0 | 0 | 0 | 0 | 0
NSR J P Madgett 1 - NOx Rate Annual v5.13 | 924 | 5962 | Rate Constraint in lbs/MMBtu | FALSE | L | Annual | Allowances Sold NOX | Thousand Tons | 0 | 0 | 0 | 0 | 0 | 0 | 0 | 0
NSR J P Madgett 1 - NOx Rate Annual v5.13 | 924 | 5962 | Rate Constraint in lbs/MMBtu | FALSE | L | Annual | Allowances Banked | Thousand Tons | 0 | 0 | 0 | 0 | 0 | 0 | 0 | 0
NSR J P Madgett 1 - NOx Rate Annual v5.13 | 924 | 5962 | Rate Constraint in lbs/MMBtu | FALSE | L | Annual | Allowances Withdrawn (1:1) | Thousand Tons | 0 | 0 | 0 | 0 | 0 | 0 | 0 | 0
NSR J P Madgett 1 - NOx Rate Annual v5.13 | 924 | 5962 | Rate Constraint in lbs/MMBtu | FALSE | L | Annual | Allowances Withdrawn (n:1) | Thousand Tons | 0 | 0 | 0 | 0 | 0 | 0 | 0 | 0
NSR J P Madgett 1 - NOx Rate Annual v5.13 | 924 | 5962 | Rate Constraint in lbs/MMBtu | FALSE | L | Annual | Net Emissions Allowance Position | Thousand Tons | 0.54757 | 0.80874 | 0.82458 | 0.85543 | 0.71998 | 0.95798 | 0.68789 | 0.58394
NSR J P Madgett 1 - NOx Rate Annual v5.13 | 924 | 5962 | Rate Constraint in lbs/MMBtu | FALSE | L | Annual | Fuel Consumed | TBtu | 15.0659 | 22.2517 | 22.6875 | 23.5365 | 19.8096 | 26.3581 | 18.9267 | 16.0665
NSR J P Madgett 1 - NOx Rate Annual v5.13 | 924 | 5962 | Rate Constraint in lbs/MMBtu | FALSE | L | Annual | Rate | lb/MMBtu | 0.07269 | 0.07269 | 0.07269 | 0.07269 | 0.07269 | 0.07269 | 0.07269 | 0.07269
NSR J P Madgett 1 - NOx Rate Annual v5.13 | 924 | 5962 | Rate Constraint in lbs/MMBtu | FALSE | L | Annual | Generation | TWh | 1.3397 | 1.9786 | 2.0174 | 2.0929 | 1.7615 | 2.3438 | 1.683 | 1.4286
NSR J P Madgett 1 - NOx Rate Annual v5.13 | 924 | 5962 | Rate Constraint in lbs/MMBtu | FALSE | L | Annual | Qualifying Generation | TWh | 1.3397 | 1.9786 | 2.0174 | 2.0929 | 1.7615 | 2.3438 | 1.683 | 1.4286
NSR J P Madgett 1 - NOx Rate Annual v5.13 | 924 | 5962 | Rate Constraint in lbs/MMBtu | FALSE | L | Annual | Rate | lb/MWh | 0.81747 | 0.81747 | 0.81747 | 0.81747 | 0.81747 | 0.81747 | 0.81747 | 0.81747
NSR J P Madgett 1 - NOx Rate Annual v5.13 | 924 | 5962 | Rate Constraint in lbs/MMBtu | FALSE | L | Annual | Constraint Shadow Price | US2016$/Ton | 0 | 0 | 0 | 0 | 0 | 0 | 0 | 0
NSR J P Madgett 1 - SO2 Rate Annual v5.13 | 925 | 5961 | Rate Constraint in lbs/MMBtu | FALSE | L | Annual | Seasons Included | Seasons | Winter, WintShld, Summer | Winter, WintShld, Summer | Winter, WintShld, Summer | Winter, WintShld, Summer | Winter, WintShld, Summer | Winter, WintShld, Summer | Winter, WintShld, Summer | Winter, WintShld, Summer
NSR J P Madgett 1 - SO2 Rate Annual v5.13 | 925 | 5961 | Rate Constraint in lbs/MMBtu | FALSE | L | Annual | Standard SO2 | lb/MMBtu | 0.09 | 0.09 | 0.09 | 0.09 | 0.09 | 0.09 | 0.09 | 0.09
NSR J P Madgett 1 - SO2 Rate Annual v5.13 | 925 | 5961 | Rate Constraint in lbs/MMBtu | FALSE | L | Annual | Emissions at Affected Plants SO2 | Thousand Tons | 0.60263 | 0.89007 | 0.9075 | 0.94146 | 0.79238 | 1.0543 | 0.75707 | 0.64266
NSR J P Madgett 1 - SO2 Rate Annual v5.13 | 925 | 5961 | Rate Constraint in lbs/MMBtu | FALSE | L | Annual | Allowances Purchased SO2 | Thousand Tons | 0 | 0 | 0 | 0 | 0 | 0 | 0 | 0
NSR J P Madgett 1 - SO2 Rate Annual v5.13 | 925 | 5961 | Rate Constraint in lbs/MMBtu | FALSE | L | Annual | Allowances Sold SO2 | Thousand Tons | 0 | 0 | 0 | 0 | 0 | 0 | 0 | 0
NSR J P Madgett 1 - SO2 Rate Annual v5.13 | 925 | 5961 | Rate Constraint in lbs/MMBtu | FALSE | L | Annual | Allowances Banked | Thousand Tons | 0 | 0 | 0 | 0 | 0 | 0 | 0 | 0
NSR J P Madgett 1 - SO2 Rate Annual v5.13 | 925 | 5961 | Rate Constraint in lbs/MMBtu | FALSE | L | Annual | Allowances Withdrawn (1:1) | Thousand Tons | 0 | 0 | 0 | 0 | 0 | 0 | 0 | 0
NSR J P Madgett 1 - SO2 Rate Annual v5.13 | 925 | 5961 | Rate Constraint in lbs/MMBtu | FALSE | L | Annual | Allowances Withdrawn (n:1) | Thousand Tons | 0 | 0 | 0 | 0 | 0 | 0 | 0 | 0
NSR J P Madgett 1 - SO2 Rate Annual v5.13 | 925 | 5961 | Rate Constraint in lbs/MMBtu | FALSE | L | Annual | Net Emissions Allowance Position | Thousand Tons | 0.60263 | 0.89007 | 0.9075 | 0.94146 | 0.79238 | 1.0543 | 0.75707 | 0.64266
NSR J P Madgett 1 - SO2 Rate Annual v5.13 | 925 | 5961 | Rate Constraint in lbs/MMBtu | FALSE | L | Annual | Fuel Consumed | TBtu | 15.0659 | 22.2517 | 22.6875 | 23.5365 | 19.8096 | 26.3581 | 18.9267 | 16.0665
NSR J P Madgett 1 - SO2 Rate Annual v5.13 | 925 | 5961 | Rate Constraint in lbs/MMBtu | FALSE | L | Annual | Rate | lb/MMBtu | 0.08 | 0.08 | 0.08 | 0.08 | 0.08 | 0.08 | 0.08 | 0.08
NSR J P Madgett 1 - SO2 Rate Annual v5.13 | 925 | 5961 | Rate Constraint in lbs/MMBtu | FALSE | L | Annual | Generation | TWh | 1.3397 | 1.9786 | 2.0174 | 2.0929 | 1.7615 | 2.3438 | 1.683 | 1.4286
NSR J P Madgett 1 - SO2 Rate Annual v5.13 | 925 | 5961 | Rate Constraint in lbs/MMBtu | FALSE | L | Annual | Qualifying Generation | TWh | 1.3397 | 1.9786 | 2.0174 | 2.0929 | 1.7615 | 2.3438 | 1.683 | 1.4286
NSR J P Madgett 1 - SO2 Rate Annual v5.13 | 925 | 5961 | Rate Constraint in lbs/MMBtu | FALSE | L | Annual | Rate | lb/MWh | 0.89968 | 0.89968 | 0.89968 | 0.89968 | 0.89968 | 0.89968 | 0.89968 | 0.89968
NSR J P Madgett 1 - SO2 Rate Annual v5.13 | 925 | 5961 | Rate Constraint in lbs/MMBtu | FALSE | L | Annual | Constraint Shadow Price | US2016$/Ton | 0 | 0 | 0 | 0 | 0 | 0 | 0 | 0
NSR James Miller 3,4 - NOX Rate Annual v3.1, Unit 4088 and retrofits | 926 | 1871 | Rate Constraint in lbs/MMBtu | FALSE | L | Annual | Seasons Included | Seasons | Winter, WintShld, Summer | Winter, WintShld, Summer | Winter, WintShld, Summer | Winter, WintShld, Summer | Winter, WintShld, Summer | Winter, WintShld, Summer | Winter, WintShld, Summer | Winter, WintShld, Summer
NSR James Miller 3,4 - NOX Rate Annual v3.1, Unit 4088 and retrofits | 926 | 1871 | Rate Constraint in lbs/MMBtu | FALSE | L | Annual | Standard NOX | lb/MMBtu | 0.1 | 0.1 | 0.1 | 0.1 | 0.1 | 0.1 | 0.1 | 0.1
NSR James Miller 3,4 - NOX Rate Annual v3.1, Unit 4088 and retrofits | 926 | 1871 | Rate Constraint in lbs/MMBtu | FALSE | L | Annual | Emissions at Affected Plants NOX | Thousand Tons | 1.2451 | 1.1362 | 1.1648 | 1.4623 | 1.1401 | 1.2491 | 1.2491 | 1.2491
NSR James Miller 3,4 - NOX Rate Annual v3.1, Unit 4088 and retrofits | 926 | 1871 | Rate Constraint in lbs/MMBtu | FALSE | L | Annual | Allowances Purchased NOX | Thousand Tons | 0 | 0 | 0 | 0 | 0 | 0 | 0 | 0
NSR James Miller 3,4 - NOX Rate Annual v3.1, Unit 4088 and retrofits | 926 | 1871 | Rate Constraint in lbs/MMBtu | FALSE | L | Annual | Allowances Sold NOX | Thousand Tons | 0 | 0 | 0 | 0 | 0 | 0 | 0 | 0
NSR James Miller 3,4 - NOX Rate Annual v3.1, Unit 4088 and retrofits | 926 | 1871 | Rate Constraint in lbs/MMBtu | FALSE | L | Annual | Allowances Banked | Thousand Tons | 0 | 0 | 0 | 0 | 0 | 0 | 0 | 0
NSR James Miller 3,4 - NOX Rate Annual v3.1, Unit 4088 and retrofits | 926 | 1871 | Rate Constraint in lbs/MMBtu | FALSE | L | Annual | Allowances Withdrawn (1:1) | Thousand Tons | 0 | 0 | 0 | 0 | 0 | 0 | 0 | 0
NSR James Miller 3,4 - NOX Rate Annual v3.1, Unit 4088 and retrofits | 926 | 1871 | Rate Constraint in lbs/MMBtu | FALSE | L | Annual | Allowances Withdrawn (n:1) | Thousand Tons | 0 | 0 | 0 | 0 | 0 | 0 | 0 | 0
NSR James Miller 3,4 - NOX Rate Annual v3.1, Unit 4088 and retrofits | 926 | 1871 | Rate Constraint in lbs/MMBtu | FALSE | L | Annual | Net Emissions Allowance Position | Thousand Tons | 1.2451 | 1.1362 | 1.1648 | 1.4623 | 1.1401 | 1.2491 | 1.2491 | 1.2491
NSR James Miller 3,4 - NOX Rate Annual v3.1, Unit 4088 and retrofits | 926 | 1871 | Rate Constraint in lbs/MMBtu | FALSE | L | Annual | Fuel Consumed | TBtu | 33.8517 | 30.8907 | 31.6685 | 39.7581 | 30.9981 | 33.9621 | 33.9621 | 33.9621
NSR James Miller 3,4 - NOX Rate Annual v3.1, Unit 4088 and retrofits | 926 | 1871 | Rate Constraint in lbs/MMBtu | FALSE | L | Annual | Rate | lb/MMBtu | 0.07356 | 0.07356 | 0.07356 | 0.07356 | 0.07356 | 0.07356 | 0.07356 | 0.07356
NSR James Miller 3,4 - NOX Rate Annual v3.1, Unit 4088 and retrofits | 926 | 1871 | Rate Constraint in lbs/MMBtu | FALSE | L | Annual | Generation | TWh | 3.2968 | 3.0084 | 3.0842 | 3.872 | 3.0189 | 3.3076 | 3.3076 | 3.3076
NSR James Miller 3,4 - NOX Rate Annual v3.1, Unit 4088 and retrofits | 926 | 1871 | Rate Constraint in lbs/MMBtu | FALSE | L | Annual | Qualifying Generation | TWh | 3.2968 | 3.0084 | 3.0842 | 3.872 | 3.0189 | 3.3076 | 3.3076 | 3.3076
NSR James Miller 3,4 - NOX Rate Annual v3.1, Unit 4088 and retrofits | 926 | 1871 | Rate Constraint in lbs/MMBtu | FALSE | L | Annual | Rate | lb/MWh | 0.75531 | 0.75531 | 0.75531 | 0.75531 | 0.75531 | 0.75531 | 0.75531 | 0.75531
NSR James Miller 3,4 - NOX Rate Annual v3.1, Unit 4088 and retrofits | 926 | 1871 | Rate Constraint in lbs/MMBtu | FALSE | L | Annual | Constraint Shadow Price | US2016$/Ton | 0 | 0 | 0 | 0 | 0 | 0 | 0 | 0
NSR James Miller 3,4 - NOX Rate Annual v3.1, Unit 4089 and retrofits | 927 | 1871 | Rate Constraint in lbs/MMBtu | FALSE | L | Annual | Seasons Included | Seasons | Winter, WintShld, Summer | Winter, WintShld, Summer | Winter, WintShld, Summer | Winter, WintShld, Summer | Winter, WintShld, Summer | Winter, WintShld, Summer | Winter, WintShld, Summer | Winter, WintShld, Summer
NSR James Miller 3,4 - NOX Rate Annual v3.1, Unit 4089 and retrofits | 927 | 1871 | Rate Constraint in lbs/MMBtu | FALSE | L | Annual | Standard NOX | lb/MMBtu | 0.1 | 0.1 | 0.1 | 0.1 | 0.1 | 0.1 | 0.1 | 0.1
NSR James Miller 3,4 - NOX Rate Annual v3.1, Unit 4089 and retrofits | 927 | 1871 | Rate Constraint in lbs/MMBtu | FALSE | L | Annual | Emissions at Affected Plants NOX | Thousand Tons | 1.1744 | 1.0076 | 1.0387 | 1.2699 | 1.0873 | 1.0806 | 1.0806 | 1.0806
NSR James Miller 3,4 - NOX Rate Annual v3.1, Unit 4089 and retrofits | 927 | 1871 | Rate Constraint in lbs/MMBtu | FALSE | L | Annual | Allowances Purchased NOX | Thousand Tons | 0 | 0 | 0 | 0 | 0 | 0 | 0 | 0
NSR James Miller 3,4 - NOX Rate Annual v3.1, Unit 4089 and retrofits | 927 | 1871 | Rate Constraint in lbs/MMBtu | FALSE | L | Annual | Allowances Sold NOX | Thousand Tons | 0 | 0 | 0 | 0 | 0 | 0 | 0 | 0
NSR James Miller 3,4 - NOX Rate Annual v3.1, Unit 4089 and retrofits | 927 | 1871 | Rate Constraint in lbs/MMBtu | FALSE | L | Annual | Allowances Banked | Thousand Tons | 0 | 0 | 0 | 0 | 0 | 0 | 0 | 0
NSR James Miller 3,4 - NOX Rate Annual v3.1, Unit 4089 and retrofits | 927 | 1871 | Rate Constraint in lbs/MMBtu | FALSE | L | Annual | Allowances Withdrawn (1:1) | Thousand Tons | 0 | 0 | 0 | 0 | 0 | 0 | 0 | 0
NSR James Miller 3,4 - NOX Rate Annual v3.1, Unit 4089 and retrofits | 927 | 1871 | Rate Constraint in lbs/MMBtu | FALSE | L | Annual | Allowances Withdrawn (n:1) | Thousand Tons | 0 | 0 | 0 | 0 | 0 | 0 | 0 | 0
NSR James Miller 3,4 - NOX Rate Annual v3.1, Unit 4089 and retrofits | 927 | 1871 | Rate Constraint in lbs/MMBtu | FALSE | L | Annual | Net Emissions Allowance Position | Thousand Tons | 1.1744 | 1.0076 | 1.0387 | 1.2699 | 1.0873 | 1.0806 | 1.0806 | 1.0806
NSR James Miller 3,4 - NOX Rate Annual v3.1, Unit 4089 and retrofits | 927 | 1871 | Rate Constraint in lbs/MMBtu | FALSE | L | Annual | Fuel Consumed | TBtu | 36.8969 | 31.6562 | 32.6341 | 39.8979 | 34.1592 | 33.9489 | 33.9489 | 33.9489
NSR James Miller 3,4 - NOX Rate Annual v3.1, Unit 4089 and retrofits | 927 | 1871 | Rate Constraint in lbs/MMBtu | FALSE | L | Annual | Rate | lb/MMBtu | 0.06366 | 0.06366 | 0.06366 | 0.06366 | 0.06366 | 0.06366 | 0.06366 | 0.06366
NSR James Miller 3,4 - NOX Rate Annual v3.1, Unit 4089 and retrofits | 927 | 1871 | Rate Constraint in lbs/MMBtu | FALSE | L | Annual | Generation | TWh | 3.5948 | 3.0842 | 3.1795 | 3.8872 | 3.3281 | 3.3076 | 3.3076 | 3.3076
NSR James Miller 3,4 - NOX Rate Annual v3.1, Unit 4089 and retrofits | 927 | 1871 | Rate Constraint in lbs/MMBtu | FALSE | L | Annual | Qualifying Generation | TWh | 3.5948 | 3.0842 | 3.1795 | 3.8872 | 3.3281 | 3.3076 | 3.3076 | 3.3076
NSR James Miller 3,4 - NOX Rate Annual v3.1, Unit 4089 and retrofits | 927 | 1871 | Rate Constraint in lbs/MMBtu | FALSE | L | Annual | Rate | lb/MWh | 0.65341 | 0.65341 | 0.65341 | 0.65341 | 0.65341 | 0.65341 | 0.65341 | 0.65341
NSR James Miller 3,4 - NOX Rate Annual v3.1, Unit 4089 and retrofits | 927 | 1871 | Rate Constraint in lbs/MMBtu | FALSE | L | Annual | Constraint Shadow Price | US2016$/Ton | 0 | 0 | 0 | 0 | 0 | 0 | 0 | 0
NSR Karn 1,2 - NOX Rate Annual v5.16 | 928 | 6639 | Rate Constraint in lbs/MMBtu | FALSE | L | Annual | Seasons Included | Seasons | Winter, WintShld, Summer | Winter, WintShld, Summer | Winter, WintShld, Summer | Winter, WintShld, Summer | Winter, WintShld, Summer | Winter, WintShld, Summer | Winter, WintShld, Summer | Winter, WintShld, Summer
NSR Karn 1,2 - NOX Rate Annual v5.16 | 928 | 6639 | Rate Constraint in lbs/MMBtu | FALSE | L | Annual | Standard NOX | lb/MMBtu | 0.08 | 0.08 | 0.08 | 0.08 | 0.08 | 0.08 | 0.08 | 0.08
NSR Karn 1,2 - NOX Rate Annual v5.16 | 928 | 6639 | Rate Constraint in lbs/MMBtu | FALSE | L | Annual | Emissions at Affected Plants NOX | Thousand Tons | 0.65682 | 0.70748 | 0.71995 | 0.70879 | 0.55206 | 0.51055 | 0.55235 | 0
NSR Karn 1,2 - NOX Rate Annual v5.16 | 928 | 6639 | Rate Constraint in lbs/MMBtu | FALSE | L | Annual | Allowances Purchased NOX | Thousand Tons | 0 | 0 | 0 | 0 | 0 | 0 | 0 | 0
NSR Karn 1,2 - NOX Rate Annual v5.16 | 928 | 6639 | Rate Constraint in lbs/MMBtu | FALSE | L | Annual | Allowances Sold NOX | Thousand Tons | 0 | 0 | 0 | 0 | 0 | 0 | 0 | 0
NSR Karn 1,2 - NOX Rate Annual v5.16 | 928 | 6639 | Rate Constraint in lbs/MMBtu | FALSE | L | Annual | Allowances Banked | Thousand Tons | 0 | 0 | 0 | 0 | 0 | 0 | 0 | 0
NSR Karn 1,2 - NOX Rate Annual v5.16 | 928 | 6639 | Rate Constraint in lbs/MMBtu | FALSE | L | Annual | Allowances Withdrawn (1:1) | Thousand Tons | 0 | 0 | 0 | 0 | 0 | 0 | 0 | 0
NSR Karn 1,2 - NOX Rate Annual v5.16 | 928 | 6639 | Rate Constraint in lbs/MMBtu | FALSE | L | Annual | Allowances Withdrawn (n:1) | Thousand Tons | 0 | 0 | 0 | 0 | 0 | 0 | 0 | 0
NSR Karn 1,2 - NOX Rate Annual v5.16 | 928 | 6639 | Rate Constraint in lbs/MMBtu | FALSE | L | Annual | Net Emissions Allowance Position | Thousand Tons | 0.65682 | 0.70748 | 0.71995 | 0.70879 | 0.55206 | 0.51055 | 0.55235 | 0
NSR Karn 1,2 - NOX Rate Annual v5.16 | 928 | 6639 | Rate Constraint in lbs/MMBtu | FALSE | L | Annual | Fuel Consumed | TBtu | 32.3629 | 34.8615 | 35.4766 | 34.9257 | 27.2726 | 25.1592 | 27.2218 | 0
NSR Karn 1,2 - NOX Rate Annual v5.16 | 928 | 6639 | Rate Constraint in lbs/MMBtu | FALSE | L | Annual | Rate | lb/MMBtu | 0.040591 | 0.040588 | 0.040587 | 0.040588 | 0.040485 | 0.040585 | 0.040582 | 0
NSR Karn 1,2 - NOX Rate Annual v5.16 | 928 | 6639 | Rate Constraint in lbs/MMBtu | FALSE | L | Annual | Generation | TWh | 2.8697 | 3.0913 | 3.1458 | 3.0969 | 2.4187 | 2.2309 | 2.4138 | 0
NSR Karn 1,2 - NOX Rate Annual v5.16 | 928 | 6639 | Rate Constraint in lbs/MMBtu | FALSE | L | Annual | Qualifying Generation | TWh | 2.8697 | 3.0913 | 3.1458 | 3.0969 | 2.4187 | 2.2309 | 2.4138 | 0
NSR Karn 1,2 - NOX Rate Annual v5.16 | 928 | 6639 | Rate Constraint in lbs/MMBtu | FALSE | L | Annual | Rate | lb/MWh | 0.45777 | 0.45773 | 0.45772 | 0.45773 | 0.4565 | 0.4577 | 0.45766 | 0
NSR Karn 1,2 - NOX Rate Annual v5.16 | 928 | 6639 | Rate Constraint in lbs/MMBtu | FALSE | L | Annual | Constraint Shadow Price | US2016$/Ton | 0 | 0 | 0 | 0 | 0 | 0 | 0 | 0
NSR Karn 1,2 - SO2 Rate Annual v5.14 | 929 | 6143 | Rate Constraint in lbs/MMBtu | FALSE | L | Annual | Seasons Included | Seasons | Winter, WintShld, Summer | Winter, WintShld, Summer | Winter, WintShld, Summer | Winter, WintShld, Summer | Winter, WintShld, Summer | Winter, WintShld, Summer | Winter, WintShld, Summer | Winter, WintShld, Summer
NSR Karn 1,2 - SO2 Rate Annual v5.14 | 929 | 6143 | Rate Constraint in lbs/MMBtu | FALSE | L | Annual | Standard SO2 | lb/MMBtu | 0.075 | 0.075 | 0.075 | 0.075 | 0.075 | 0.075 | 0.075 | 0.075
NSR Karn 1,2 - SO2 Rate Annual v5.14 | 929 | 6143 | Rate Constraint in lbs/MMBtu | FALSE | L | Annual | Emissions at Affected Plants SO2 | Thousand Tons | 1.1404 | 1.2285 | 1.2501 | 1.2307 | 0.96104 | 0.88656 | 0.95925 | 0
NSR Karn 1,2 - SO2 Rate Annual v5.14 | 929 | 6143 | Rate Constraint in lbs/MMBtu | FALSE | L | Annual | Allowances Purchased SO2 | Thousand Tons | 0 | 0 | 0 | 0 | 0 | 0 | 0 | 0
NSR Karn 1,2 - SO2 Rate Annual v5.14 | 929 | 6143 | Rate Constraint in lbs/MMBtu | FALSE | L | Annual | Allowances Sold SO2 | Thousand Tons | 0 | 0 | 0 | 0 | 0 | 0 | 0 | 0
NSR Karn 1,2 - SO2 Rate Annual v5.14 | 929 | 6143 | Rate Constraint in lbs/MMBtu | FALSE | L | Annual | Allowances Banked | Thousand Tons | 0 | 0 | 0 | 0 | 0 | 0 | 0 | 0
NSR Karn 1,2 - SO2 Rate Annual v5.14 | 929 | 6143 | Rate Constraint in lbs/MMBtu | FALSE | L | Annual | Allowances Withdrawn (1:1) | Thousand Tons | 0 | 0 | 0 | 0 | 0 | 0 | 0 | 0
NSR Karn 1,2 - SO2 Rate Annual v5.14 | 929 | 6143 | Rate Constraint in lbs/MMBtu | FALSE | L | Annual | Allowances Withdrawn (n:1) | Thousand Tons | 0 | 0 | 0 | 0 | 0 | 0 | 0 | 0
NSR Karn 1,2 - SO2 Rate Annual v5.14 | 929 | 6143 | Rate Constraint in lbs/MMBtu | FALSE | L | Annual | Net Emissions Allowance Position | Thousand Tons | 1.1404 | 1.2285 | 1.2501 | 1.2307 | 0.96104 | 0.88656 | 0.95925 | 0
NSR Karn 1,2 - SO2 Rate Annual v5.14 | 929 | 6143 | Rate Constraint in lbs/MMBtu | FALSE | L | Annual | Fuel Consumed | TBtu | 32.3629 | 34.8615 | 35.4766 | 34.9257 | 27.2726 | 25.1592 | 27.2218 | 0
NSR Karn 1,2 - SO2 Rate Annual v5.14 | 929 | 6143 | Rate Constraint in lbs/MMBtu | FALSE | L | Annual | Rate | lb/MMBtu | 0.070476 | 0.070476 | 0.070476 | 0.070476 | 0.070476 | 0.070476 | 0.070476 | 0
NSR Karn 1,2 - SO2 Rate Annual v5.14 | 929 | 6143 | Rate Constraint in lbs/MMBtu | FALSE | L | Annual | Generation | TWh | 2.8697 | 3.0913 | 3.1458 | 3.0969 | 2.4187 | 2.2309 | 2.4138 | 0
NSR Karn 1,2 - SO2 Rate Annual v5.14 | 929 | 6143 | Rate Constraint in lbs/MMBtu | FALSE | L | Annual | Qualifying Generation | TWh | 2.8697 | 3.0913 | 3.1458 | 3.0969 | 2.4187 | 2.2309 | 2.4138 | 0
NSR Karn 1,2 - SO2 Rate Annual v5.14 | 929 | 6143 | Rate Constraint in lbs/MMBtu | FALSE | L | Annual | Rate | lb/MWh | 0.7948 | 0.79479 | 0.79479 | 0.79479 | 0.79469 | 0.79479 | 0.79479 | 0
NSR Karn 1,2 - SO2 Rate Annual v5.14 | 929 | 6143 | Rate Constraint in lbs/MMBtu | FALSE | L | Annual | Constraint Shadow Price | US2016$/Ton | 0 | 0 | 0 | 0 | 0 | 0 | 0 | 0
NSR Kincaid 1 & 2- Hg Rate Annual v5.13 | 930 | 5982 | Rate Constraint in lbs/MMBtu | FALSE | L | Annual | Seasons Included | Seasons | Winter, WintShld, Summer | Winter, WintShld, Summer | Winter, WintShld, Summer | Winter, WintShld, Summer | Winter, WintShld, Summer | Winter, WintShld, Summer | Winter, WintShld, Summer | Winter, WintShld, Summer
NSR Kincaid 1 & 2- Hg Rate Annual v5.13 | 930 | 5982 | Rate Constraint in lbs/MMBtu | FALSE | L | Annual | Standard MER | lb/MMBtu | 0.015 | 0.015 | 0.015 | 0.015 | 0.015 | 0.015 | 0.015 | 0.015
NSR Kincaid 1 & 2- Hg Rate Annual v5.13 | 930 | 5982 | Rate Constraint in lbs/MMBtu | FALSE | L | Annual | Emissions at Affected Plants MER | lbs | 0 | 0 | 0 | 0 | 0 | 0 | 0 | 0
NSR Kincaid 1 & 2- Hg Rate Annual v5.13 | 930 | 5982 | Rate Constraint in lbs/MMBtu | FALSE | L | Annual | Allowances Purchased MER | lbs | 0 | 0 | 0 | 0 | 0 | 0 | 0 | 0
NSR Kincaid 1 & 2- Hg Rate Annual v5.13 | 930 | 5982 | Rate Constraint in lbs/MMBtu | FALSE | L | Annual | Allowances Sold MER | lbs | 0 | 0 | 0 | 0 | 0 | 0 | 0 | 0
NSR Kincaid 1 & 2- Hg Rate Annual v5.13 | 930 | 5982 | Rate Constraint in lbs/MMBtu | FALSE | L | Annual | Allowances Banked | lbs | 0 | 0 | 0 | 0 | 0 | 0 | 0 | 0
NSR Kincaid 1 & 2- Hg Rate Annual v5.13 | 930 | 5982 | Rate Constraint in lbs/MMBtu | FALSE | L | Annual | Allowances Withdrawn (1:1) | lbs | 0 | 0 | 0 | 0 | 0 | 0 | 0 | 0
NSR Kincaid 1 & 2- Hg Rate Annual v5.13 | 930 | 5982 | Rate Constraint in lbs/MMBtu | FALSE | L | Annual | Allowances Withdrawn (n:1) | lbs | 0 | 0 | 0 | 0 | 0 | 0 | 0 | 0
NSR Kincaid 1 & 2- Hg Rate Annual v5.13 | 930 | 5982 | Rate Constraint in lbs/MMBtu | FALSE | L | Annual | Net Emissions Allowance Position | lbs | 0 | 0 | 0 | 0 | 0 | 0 | 0 | 0
NSR Kincaid 1 & 2- Hg Rate Annual v5.13 | 930 | 5982 | Rate Constraint in lbs/MMBtu | FALSE | L | Annual | Fuel Consumed | TBtu | 0 | 0 | 0 | 0 | 0 | 0 | 0 | 0
NSR Kincaid 1 & 2- Hg Rate Annual v5.13 | 930 | 5982 | Rate Constraint in lbs/MMBtu | FALSE | L | Annual | Rate | lb/MMBtu | 0 | 0 | 0 | 0 | 0 | 0 | 0 | 0
NSR Kincaid 1 & 2- Hg Rate Annual v5.13 | 930 | 5982 | Rate Constraint in lbs/MMBtu | FALSE | L | Annual | Generation | TWh | 0 | 0 | 0 | 0 | 0 | 0 | 0 | 0
NSR Kincaid 1 & 2- Hg Rate Annual v5.13 | 930 | 5982 | Rate Constraint in lbs/MMBtu | FALSE | L | Annual | Qualifying Generation | TWh | 0 | 0 | 0 | 0 | 0 | 0 | 0 | 0
NSR Kincaid 1 & 2- Hg Rate Annual v5.13 | 930 | 5982 | Rate Constraint in lbs/MMBtu | FALSE | L | Annual | Rate | lb/MWh | 0 | 0 | 0 | 0 | 0 | 0 | 0 | 0
NSR Kincaid 1 & 2- Hg Rate Annual v5.13 | 930 | 5982 | Rate Constraint in lbs/MMBtu | FALSE | L | Annual | Constraint Shadow Price | US2016$/Lb | 0 | 0 | 0 | 0 | 0 | 0 | 0 | 0
NSR Kincaid 1 & 2- NOx Cap Annual v5.13 | 931 | 5981 | Rate Constraint in MTons | FALSE | L | Annual | Seasons Included | Seasons | Winter, WintShld, Summer | Winter, WintShld, Summer | Winter, WintShld, Summer | Winter, WintShld, Summer | Winter, WintShld, Summer | Winter, WintShld, Summer | Winter, WintShld, Summer | Winter, WintShld, Summer
NSR Kincaid 1 & 2- NOx Cap Annual v5.13 | 931 | 5981 | Rate Constraint in MTons | FALSE | L | Annual | Standard NOX | Thousand Tons | 3.5 | 3.5 | 3.5 | 3.5 | 3.5 | 3.5 | 3.5 | 3.5
NSR Kincaid 1 & 2- NOx Cap Annual v5.13 | 931 | 5981 | Rate Constraint in MTons | FALSE | L | Annual | Emissions at Affected Plants NOX | Thousand Tons | 0 | 0 | 0 | 0 | 0 | 0 | 0 | 0
NSR Kincaid 1 & 2- NOx Cap Annual v5.13 | 931 | 5981 | Rate Constraint in MTons | FALSE | L | Annual | Allowances Purchased NOX | Thousand Tons | 0 | 0 | 0 | 0 | 0 | 0 | 0 | 0
NSR Kincaid 1 & 2- NOx Cap Annual v5.13 | 931 | 5981 | Rate Constraint in MTons | FALSE | L | Annual | Allowances Sold NOX | Thousand Tons | 0 | 0 | 0 | 0 | 0 | 0 | 0 | 0
NSR Kincaid 1 & 2- NOx Cap Annual v5.13 | 931 | 5981 | Rate Constraint in MTons | FALSE | L | Annual | Allowances Banked | Thousand Tons | 0 | 0 | 0 | 0 | 0 | 0 | 0 | 0
NSR Kincaid 1 & 2- NOx Cap Annual v5.13 | 931 | 5981 | Rate Constraint in MTons | FALSE | L | Annual | Allowances Withdrawn (1:1) | Thousand Tons | 0 | 0 | 0 | 0 | 0 | 0 | 0 | 0
NSR Kincaid 1 & 2- NOx Cap Annual v5.13 | 931 | 5981 | Rate Constraint in MTons | FALSE | L | Annual | Allowances Withdrawn (n:1) | Thousand Tons | 0 | 0 | 0 | 0 | 0 | 0 | 0 | 0
NSR Kincaid 1 & 2- NOx Cap Annual v5.13 | 931 | 5981 | Rate Constraint in MTons | FALSE | L | Annual | Net Emissions Allowance Position | Thousand Tons | 0 | 0 | 0 | 0 | 0 | 0 | 0 | 0
NSR Kincaid 1 & 2- NOx Cap Annual v5.13 | 931 | 5981 | Rate Constraint in MTons | FALSE | L | Annual | Fuel Consumed | TBtu | 0 | 0 | 0 | 0 | 0 | 0 | 0 | 0
NSR Kincaid 1 & 2- NOx Cap Annual v5.13 | 931 | 5981 | Rate Constraint in MTons | FALSE | L | Annual | Rate | lb/MMBtu | 0 | 0 | 0 | 0 | 0 | 0 | 0 | 0
NSR Kincaid 1 & 2- NOx Cap Annual v5.13 | 931 | 5981 | Rate Constraint in MTons | FALSE | L | Annual | Generation | TWh | 0 | 0 | 0 | 0 | 0 | 0 | 0 | 0
NSR Kincaid 1 & 2- NOx Cap Annual v5.13 | 931 | 5981 | Rate Constraint in MTons | FALSE | L | Annual | Qualifying Generation | TWh | 0 | 0 | 0 | 0 | 0 | 0 | 0 | 0
NSR Kincaid 1 & 2- NOx Cap Annual v5.13 | 931 | 5981 | Rate Constraint in MTons | FALSE | L | Annual | Rate | lb/MWh | 0 | 0 | 0 | 0 | 0 | 0 | 0 | 0
NSR Kincaid 1 & 2- NOx Cap Annual v5.13 | 931 | 5981 | Rate Constraint in MTons | FALSE | L | Annual | Constraint Shadow Price | US2016$/Ton | 0 | 0 | 0 | 0 | 0 | 0 | 0 | 0
NSR Kincaid 1 & 2- NOx Rate Annual v5.13 | 932 | 5980 | Rate Constraint in lbs/MMBtu | FALSE | L | Annual | Seasons Included | Seasons | Winter, WintShld, Summer | Winter, WintShld, Summer | Winter, WintShld, Summer | Winter, WintShld, Summer | Winter, WintShld, Summer | Winter, WintShld, Summer | Winter, WintShld, Summer | Winter, WintShld, Summer
NSR Kincaid 1 & 2- NOx Rate Annual v5.13 | 932 | 5980 | Rate Constraint in lbs/MMBtu | FALSE | L | Annual | Standard NOX | lb/MMBtu | 0.08 | 0.08 | 0.08 | 0.08 | 0.08 | 0.08 | 0.08 | 0.08
NSR Kincaid 1 & 2- NOx Rate Annual v5.13 | 932 | 5980 | Rate Constraint in lbs/MMBtu | FALSE | L | Annual | Emissions at Affected Plants NOX | Thousand Tons | 0 | 0 | 0 | 0 | 0 | 0 | 0 | 0
NSR Kincaid 1 & 2- NOx Rate Annual v5.13 | 932 | 5980 | Rate Constraint in lbs/MMBtu | FALSE | L | Annual | Allowances Purchased NOX | Thousand Tons | 0 | 0 | 0 | 0 | 0 | 0 | 0 | 0
NSR Kincaid 1 & 2- NOx Rate Annual v5.13 | 932 | 5980 | Rate Constraint in lbs/MMBtu | FALSE | L | Annual | Allowances Sold NOX | Thousand Tons | 0 | 0 | 0 | 0 | 0 | 0 | 0 | 0
NSR Kincaid 1 & 2- NOx Rate Annual v5.13 | 932 | 5980 | Rate Constraint in lbs/MMBtu | FALSE | L | Annual | Allowances Banked | Thousand Tons | 0 | 0 | 0 | 0 | 0 | 0 | 0 | 0
NSR Kincaid 1 & 2- NOx Rate Annual v5.13 | 932 | 5980 | Rate Constraint in lbs/MMBtu | FALSE | L | Annual | Allowances Withdrawn (1:1) | Thousand Tons | 0 | 0 | 0 | 0 | 0 | 0 | 0 | 0
NSR Kincaid 1 & 2- NOx Rate Annual v5.13 | 932 | 5980 | Rate Constraint in lbs/MMBtu | FALSE | L | Annual | Allowances Withdrawn (n:1) | Thousand Tons | 0 | 0 | 0 | 0 | 0 | 0 | 0 | 0
NSR Kincaid 1 & 2- NOx Rate Annual v5.13 | 932 | 5980 | Rate Constraint in lbs/MMBtu | FALSE | L | Annual | Net Emissions Allowance Position | Thousand Tons | 0 | 0 | 0 | 0 | 0 | 0 | 0 | 0
NSR Kincaid 1 & 2- NOx Rate Annual v5.13 | 932 | 5980 | Rate Constraint in lbs/MMBtu | FALSE | L | Annual | Fuel Consumed | TBtu | 0 | 0 | 0 | 0 | 0 | 0 | 0 | 0
NSR Kincaid 1 & 2- NOx Rate Annual v5.13 | 932 | 5980 | Rate Constraint in lbs/MMBtu | FALSE | L | Annual | Rate | lb/MMBtu | 0 | 0 | 0 | 0 | 0 | 0 | 0 | 0
NSR Kincaid 1 & 2- NOx Rate Annual v5.13 | 932 | 5980 | Rate Constraint in lbs/MMBtu | FALSE | L | Annual | Generation | TWh | 0 | 0 | 0 | 0 | 0 | 0 | 0 | 0
NSR Kincaid 1 & 2- NOx Rate Annual v5.13 | 932 | 5980 | Rate Constraint in lbs/MMBtu | FALSE | L | Annual | Qualifying Generation | TWh | 0 | 0 | 0 | 0 | 0 | 0 | 0 | 0
NSR Kincaid 1 & 2- NOx Rate Annual v5.13 | 932 | 5980 | Rate Constraint in lbs/MMBtu | FALSE | L | Annual | Rate | lb/MWh | 0 | 0 | 0 | 0 | 0 | 0 | 0 | 0
NSR Kincaid 1 & 2- NOx Rate Annual v5.13 | 932 | 5980 | Rate Constraint in lbs/MMBtu | FALSE | L | Annual | Constraint Shadow Price | US2016$/Ton | 0 | 0 | 0 | 0 | 0 | 0 | 0 | 0
NSR Kincaid 1 & 2- SO2 Cap Annual v5.13 | 933 | 5979 | Rate Constraint in MTons | FALSE | L | Annual | Seasons Included | Seasons | Winter, WintShld, Summer | Winter, WintShld, Summer | Winter, WintShld, Summer | Winter, WintShld, Summer | Winter, WintShld, Summer | Winter, WintShld, Summer | Winter, WintShld, Summer | Winter, WintShld, Summer
NSR Kincaid 1 & 2- SO2 Cap Annual v5.13 | 933 | 5979 | Rate Constraint in MTons | FALSE | L | Annual | Standard SO2 | Thousand Tons | 4.4 | 4.4 | 4.4 | 4.4 | 4.4 | 4.4 | 4.4 | 4.4
NSR Kincaid 1 & 2- SO2 Cap Annual v5.13 | 933 | 5979 | Rate Constraint in MTons | FALSE | L | Annual | Emissions at Affected Plants SO2 | Thousand Tons | 0 | 0 | 0 | 0 | 0 | 0 | 0 | 0
NSR Kincaid 1 & 2- SO2 Cap Annual v5.13 | 933 | 5979 | Rate Constraint in MTons | FALSE | L | Annual | Allowances Purchased SO2 | Thousand Tons | 0 | 0 | 0 | 0 | 0 | 0 | 0 | 0
NSR Kincaid 1 & 2- SO2 Cap Annual v5.13 | 933 | 5979 | Rate Constraint in MTons | FALSE | L | Annual | Allowances Sold SO2 | Thousand Tons | 0 | 0 | 0 | 0 | 0 | 0 | 0 | 0
NSR Kincaid 1 & 2- SO2 Cap Annual v5.13 | 933 | 5979 | Rate Constraint in MTons | FALSE | L | Annual | Allowances Banked | Thousand Tons | 0 | 0 | 0 | 0 | 0 | 0 | 0 | 0
NSR Kincaid 1 & 2- SO2 Cap Annual v5.13 | 933 | 5979 | Rate Constraint in MTons | FALSE | L | Annual | Allowances Withdrawn (1:1) | Thousand Tons | 0 | 0 | 0 | 0 | 0 | 0 | 0 | 0
NSR Kincaid 1 & 2- SO2 Cap Annual v5.13 | 933 | 5979 | Rate Constraint in MTons | FALSE | L | Annual | Allowances Withdrawn (n:1) | Thousand Tons | 0 | 0 | 0 | 0 | 0 | 0 | 0 | 0
NSR Kincaid 1 & 2- SO2 Cap Annual v5.13 | 933 | 5979 | Rate Constraint in MTons | FALSE | L | Annual | Net Emissions Allowance Position | Thousand Tons | 0 | 0 | 0 | 0 | 0 | 0 | 0 | 0
NSR Kincaid 1 & 2- SO2 Cap Annual v5.13 | 933 | 5979 | Rate Constraint in MTons | FALSE | L | Annual | Fuel Consumed | TBtu | 0 | 0 | 0 | 0 | 0 | 0 | 0 | 0
NSR Kincaid 1 & 2- SO2 Cap Annual v5.13 | 933 | 5979 | Rate Constraint in MTons | FALSE | L | Annual | Rate | lb/MMBtu | 0 | 0 | 0 | 0 | 0 | 0 | 0 | 0
NSR Kincaid 1 & 2- SO2 Cap Annual v5.13 | 933 | 5979 | Rate Constraint in MTons | FALSE | L | Annual | Generation | TWh | 0 | 0 | 0 | 0 | 0 | 0 | 0 | 0
NSR Kincaid 1 & 2- SO2 Cap Annual v5.13 | 933 | 5979 | Rate Constraint in MTons | FALSE | L | Annual | Qualifying Generation | TWh | 0 | 0 | 0 | 0 | 0 | 0 | 0 | 0
NSR Kincaid 1 & 2- SO2 Cap Annual v5.13 | 933 | 5979 | Rate Constraint in MTons | FALSE | L | Annual | Rate | lb/MWh | 0 | 0 | 0 | 0 | 0 | 0 | 0 | 0
NSR Kincaid 1 & 2- SO2 Cap Annual v5.13 | 933 | 5979 | Rate Constraint in MTons | FALSE | L | Annual | Constraint Shadow Price | US2016$/Ton | 0 | 0 | 0 | 0 | 0 | 0 | 0 | 0
NSR Kincaid 1 & 2- SO2 Rate Annual v5.13 | 934 | 5978 | Rate Constraint in lbs/MMBtu | FALSE | L | Annual | Seasons Included | Seasons | Winter, WintShld, Summer | Winter, WintShld, Summer | Winter, WintShld, Summer | Winter, WintShld, Summer | Winter, WintShld, Summer | Winter, WintShld, Summer | Winter, WintShld, Summer | Winter, WintShld, Summer
NSR Kincaid 1 & 2- SO2 Rate Annual v5.13 | 934 | 5978 | Rate Constraint in lbs/MMBtu | FALSE | L | Annual | Standard SO2 | lb/MMBtu | 0.1 | 0.1 | 0.1 | 0.1 | 0.1 | 0.1 | 0.1 | 0.1
NSR Kincaid 1 & 2- SO2 Rate Annual v5.13 | 934 | 5978 | Rate Constraint in lbs/MMBtu | FALSE | L | Annual | Emissions at Affected Plants SO2 | Thousand Tons | 0 | 0 | 0 | 0 | 0 | 0 | 0 | 0
NSR Kincaid 1 & 2- SO2 Rate Annual v5.13 | 934 | 5978 | Rate Constraint in lbs/MMBtu | FALSE | L | Annual | Allowances Purchased SO2 | Thousand Tons | 0 | 0 | 0 | 0 | 0 | 0 | 0 | 0
NSR Kincaid 1 & 2- SO2 Rate Annual v5.13 | 934 | 5978 | Rate Constraint in lbs/MMBtu | FALSE | L | Annual | Allowances Sold SO2 | Thousand Tons | 0 | 0 | 0 | 0 | 0 | 0 | 0 | 0
NSR Kincaid 1 & 2- SO2 Rate Annual v5.13 | 934 | 5978 | Rate Constraint in lbs/MMBtu | FALSE | L | Annual | Allowances Banked | Thousand Tons | 0 | 0 | 0 | 0 | 0 | 0 | 0 | 0
NSR Kincaid 1 & 2- SO2 Rate Annual v5.13 | 934 | 5978 | Rate Constraint in lbs/MMBtu | FALSE | L | Annual | Allowances Withdrawn (1:1) | Thousand Tons | 0 | 0 | 0 | 0 | 0 | 0 | 0 | 0
NSR Kincaid 1 & 2- SO2 Rate Annual v5.13 | 934 | 5978 | Rate Constraint in lbs/MMBtu | FALSE | L | Annual | Allowances Withdrawn (n:1) | Thousand Tons | 0 | 0 | 0 | 0 | 0 | 0 | 0 | 0
NSR Kincaid 1 & 2- SO2 Rate Annual v5.13 | 934 | 5978 | Rate Constraint in lbs/MMBtu | FALSE | L | Annual | Net Emissions Allowance Position | Thousand Tons | 0 | 0 | 0 | 0 | 0 | 0 | 0 | 0
NSR Kincaid 1 & 2- SO2 Rate Annual v5.13 | 934 | 5978 | Rate Constraint in lbs/MMBtu | FALSE | L | Annual | Fuel Consumed | TBtu | 0 | 0 | 0 | 0 | 0 | 0 | 0 | 0
NSR Kincaid 1 & 2- SO2 Rate Annual v5.13 | 934 | 5978 | Rate Constraint in lbs/MMBtu | FALSE | L | Annual | Rate | lb/MMBtu | 0 | 0 | 0 | 0 | 0 | 0 | 0 | 0
NSR Kincaid 1 & 2- SO2 Rate Annual v5.13 | 934 | 5978 | Rate Constraint in lbs/MMBtu | FALSE | L | Annual | Generation | TWh | 0 | 0 | 0 | 0 | 0 | 0 | 0 | 0
NSR Kincaid 1 & 2- SO2 Rate Annual v5.13 | 934 | 5978 | Rate Constraint in lbs/MMBtu | FALSE | L | Annual | Qualifying Generation | TWh | 0 | 0 | 0 | 0 | 0 | 0 | 0 | 0
NSR Kincaid 1 & 2- SO2 Rate Annual v5.13 | 934 | 5978 | Rate Constraint in lbs/MMBtu | FALSE | L | Annual | Rate | lb/MWh | 0 | 0 | 0 | 0 | 0 | 0 | 0 | 0
NSR Kincaid 1 & 2- SO2 Rate Annual v5.13 | 934 | 5978 | Rate Constraint in lbs/MMBtu | FALSE | L | Annual | Constraint Shadow Price | US2016$/Ton | 0 | 0 | 0 | 0 | 0 | 0 | 0 | 0
NSR KU Brown Unit 3 - SO2 Cap Annual v3.1 | 935 | 2113 | Rate Constraint in MTons | FALSE | L | Annual | Seasons Included | Seasons | Winter, WintShld, Summer | Winter, WintShld, Summer | Winter, WintShld, Summer | Winter, WintShld, Summer | Winter, WintShld, Summer | Winter, WintShld, Summer | Winter, WintShld, Summer | Winter, WintShld, Summer
NSR KU Brown Unit 3 - SO2 Cap Annual v3.1 | 935 | 2113 | Rate Constraint in MTons | FALSE | L | Annual | Standard SO2 | Thousand Tons | 2.3 | 2.3 | 2.3 | 2.3 | 2.3 | 2.3 | 2.3 | 2.3
NSR KU Brown Unit 3 - SO2 Cap Annual v3.1 | 935 | 2113 | Rate Constraint in MTons | FALSE | L | Annual | Emissions at Affected Plants SO2 | Thousand Tons | 0 | 0 | 0 | 0 | 0 | 0 | 0 | 0
NSR KU Brown Unit 3 - SO2 Cap Annual v3.1 | 935 | 2113 | Rate Constraint in MTons | FALSE | L | Annual | Allowances Purchased SO2 | Thousand Tons | 0 | 0 | 0 | 0 | 0 | 0 | 0 | 0
NSR KU Brown Unit 3 - SO2 Cap Annual v3.1 | 935 | 2113 | Rate Constraint in MTons | FALSE | L | Annual | Allowances Sold SO2 | Thousand Tons | 0 | 0 | 0 | 0 | 0 | 0 | 0 | 0
NSR KU Brown Unit 3 - SO2 Cap Annual v3.1 | 935 | 2113 | Rate Constraint in MTons | FALSE | L | Annual | Allowances Banked | Thousand Tons | 0 | 0 | 0 | 0 | 0 | 0 | 0 | 0
NSR KU Brown Unit 3 - SO2 Cap Annual v3.1 | 935 | 2113 | Rate Constraint in MTons | FALSE | L | Annual | Allowances Withdrawn (1:1) | Thousand Tons | 0 | 0 | 0 | 0 | 0 | 0 | 0 | 0
NSR KU Brown Unit 3 - SO2 Cap Annual v3.1 | 935 | 2113 | Rate Constraint in MTons | FALSE | L | Annual | Allowances Withdrawn (n:1) | Thousand Tons | 0 | 0 | 0 | 0 | 0 | 0 | 0 | 0
NSR KU Brown Unit 3 - SO2 Cap Annual v3.1 | 935 | 2113 | Rate Constraint in MTons | FALSE | L | Annual | Net Emissions Allowance Position | Thousand Tons | 0 | 0 | 0 | 0 | 0 | 0 | 0 | 0
NSR KU Brown Unit 3 - SO2 Cap Annual v3.1 | 935 | 2113 | Rate Constraint in MTons | FALSE | L | Annual | Fuel Consumed | TBtu | 0 | 0 | 0 | 0 | 0 | 0 | 0 | 0
NSR KU Brown Unit 3 - SO2 Cap Annual v3.1 | 935 | 2113 | Rate Constraint in MTons | FALSE | L | Annual | Rate | lb/MMBtu | 0 | 0 | 0 | 0 | 0 | 0 | 0 | 0
NSR KU Brown Unit 3 - SO2 Cap Annual v3.1 | 935 | 2113 | Rate Constraint in MTons | FALSE | L | Annual | Generation | TWh | 0 | 0 | 0 | 0 | 0 | 0 | 0 | 0
NSR KU Brown Unit 3 - SO2 Cap Annual v3.1 | 935 | 2113 | Rate Constraint in MTons | FALSE | L | Annual | Qualifying Generation | TWh | 0 | 0 | 0 | 0 | 0 | 0 | 0 | 0
NSR KU Brown Unit 3 - SO2 Cap Annual v3.1 | 935 | 2113 | Rate Constraint in MTons | FALSE | L | Annual | Rate | lb/MWh | 0 | 0 | 0 | 0 | 0 | 0 | 0 | 0
NSR KU Brown Unit 3 - SO2 Cap Annual v3.1 | 935 | 2113 | Rate Constraint in MTons | FALSE | L | Annual | Constraint Shadow Price | US2016$/Ton | 0 | 0 | 0 | 0 | 0 | 0 | 0 | 0
NSR KU Brown Unit 3 - SO2 Rate Annual v3.1 | 936 | 2114 | Rate Constraint in lbs/MMBtu | FALSE | L | Annual | Seasons Included | Seasons | Winter, WintShld, Summer | Winter, WintShld, Summer | Winter, WintShld, Summer | Winter, WintShld, Summer | Winter, WintShld, Summer | Winter, WintShld, Summer | Winter, WintShld, Summer | Winter, WintShld, Summer
NSR KU Brown Unit 3 - SO2 Rate Annual v3.1 | 936 | 2114 | Rate Constraint in lbs/MMBtu | FALSE | L | Annual | Standard SO2 | lb/MMBtu | 0.1 | 0.1 | 0.1 | 0.1 | 0.1 | 0.1 | 0.1 | 0.1
NSR KU Brown Unit 3 - SO2 Rate Annual v3.1 | 936 | 2114 | Rate Constraint in lbs/MMBtu | FALSE | L | Annual | Emissions at Affected Plants SO2 | Thousand Tons | 0 | 0 | 0 | 0 | 0 | 0 | 0 | 0
NSR KU Brown Unit 3 - SO2 Rate Annual v3.1 | 936 | 2114 | Rate Constraint in lbs/MMBtu | FALSE | L | Annual | Allowances Purchased SO2 | Thousand Tons | 0 | 0 | 0 | 0 | 0 | 0 | 0 | 0
NSR KU Brown Unit 3 - SO2 Rate Annual v3.1 | 936 | 2114 | Rate Constraint in lbs/MMBtu | FALSE | L | Annual | Allowances Sold SO2 | Thousand Tons | 0 | 0 | 0 | 0 | 0 | 0 | 0 | 0
NSR KU Brown Unit 3 - SO2 Rate Annual v3.1 | 936 | 2114 | Rate Constraint in lbs/MMBtu | FALSE | L | Annual | Allowances Banked | Thousand Tons | 0 | 0 | 0 | 0 | 0 | 0 | 0 | 0
NSR KU Brown Unit 3 - SO2 Rate Annual v3.1 | 936 | 2114 | Rate Constraint in lbs/MMBtu | FALSE | L | Annual | Allowances Withdrawn (1:1) | Thousand Tons | 0 | 0 | 0 | 0 | 0 | 0 | 0 | 0
NSR KU Brown Unit 3 - SO2 Rate Annual v3.1 | 936 | 2114 | Rate Constraint in lbs/MMBtu | FALSE | L | Annual | Allowances Withdrawn (n:1) | Thousand Tons | 0 | 0 | 0 | 0 | 0 | 0 | 0 | 0
NSR KU Brown Unit 3 - SO2 Rate Annual v3.1 | 936 | 2114 | Rate Constraint in lbs/MMBtu | FALSE | L | Annual | Net Emissions Allowance Position | Thousand Tons | 0 | 0 | 0 | 0 | 0 | 0 | 0 | 0
NSR KU Brown Unit 3 - SO2 Rate Annual v3.1 | 936 | 2114 | Rate Constraint in lbs/MMBtu | FALSE | L | Annual | Fuel Consumed | TBtu | 0 | 0 | 0 | 0 | 0 | 0 | 0 | 0
NSR KU Brown Unit 3 - SO2 Rate Annual v3.1 | 936 | 2114 | Rate Constraint in lbs/MMBtu | FALSE | L | Annual | Rate | lb/MMBtu | 0 | 0 | 0 | 0 | 0 | 0 | 0 | 0
NSR KU Brown Unit 3 - SO2 Rate Annual v3.1 | 936 | 2114 | Rate Constraint in lbs/MMBtu | FALSE | L | Annual | Generation | TWh | 0 | 0 | 0 | 0 | 0 | 0 | 0 | 0
NSR KU Brown Unit 3 - SO2 Rate Annual v3.1 | 936 | 2114 | Rate Constraint in lbs/MMBtu | FALSE | L | Annual | Qualifying Generation | TWh | 0 | 0 | 0 | 0 | 0 | 0 | 0 | 0
NSR KU Brown Unit 3 - SO2 Rate Annual v3.1 | 936 | 2114 | Rate Constraint in lbs/MMBtu | FALSE | L | Annual | Rate | lb/MWh | 0 | 0 | 0 | 0 | 0 | 0 | 0 | 0
NSR KU Brown Unit 3 - SO2 Rate Annual v3.1 | 936 | 2114 | Rate Constraint in lbs/MMBtu | FALSE | L | Annual | Constraint Shadow Price | US2016$/Ton | 0 | 0 | 0 | 0 | 0 | 0 | 0 | 0
NSR Lansing Unit 4 NOX Rate v5.16 | 937 | 6660 | Rate Constraint in lbs/MMBtu | FALSE | L | Annual | Seasons Included | Seasons | Winter, WintShld, Summer | Winter, WintShld, Summer | Winter, WintShld, Summer | Winter, WintShld, Summer | Winter, WintShld, Summer | Winter, WintShld, Summer | Winter, WintShld, Summer | Winter, WintShld, Summer
NSR Lansing Unit 4 NOX Rate v5.16 | 937 | 6660 | Rate Constraint in lbs/MMBtu | FALSE | L | Annual | Standard NOX | lb/MMBtu | 0.08 | 0.08 | 0.08 | 0.08 | 0.08 | 0.08 | 0.08 | 0.08
NSR Lansing Unit 4 NOX Rate v5.16 | 937 | 6660 | Rate Constraint in lbs/MMBtu | FALSE | L | Annual | Emissions at Affected Plants NOX | Thousand Tons | 0 | 0.065323 | 0.082258 | 0.1204 | 0.1204 | 0.1204 | 0.13176 | 0.11735
NSR Lansing Unit 4 NOX Rate v5.16 | 937 | 6660 | Rate Constraint in lbs/MMBtu | FALSE | L | Annual | Allowances Purchased NOX | Thousand Tons | 0 | 0 | 0 | 0 | 0 | 0 | 0 | 0
NSR Lansing Unit 4 NOX Rate v5.16 | 937 | 6660 | Rate Constraint in lbs/MMBtu | FALSE | L | Annual | Allowances Sold NOX | Thousand Tons | 0 | 0 | 0 | 0 | 0 | 0 | 0 | 0
NSR Lansing Unit 4 NOX Rate v5.16 | 937 | 6660 | Rate Constraint in lbs/MMBtu | FALSE | L | Annual | Allowances Banked | Thousand Tons | 0 | 0 | 0 | 0 | 0 | 0 | 0 | 0
NSR Lansing Unit 4 NOX Rate v5.16 | 937 | 6660 | Rate Constraint in lbs/MMBtu | FALSE | L | Annual | Allowances Withdrawn (1:1) | Thousand Tons | 0 | 0 | 0 | 0 | 0 | 0 | 0 | 0
NSR Lansing Unit 4 NOX Rate v5.16 | 937 | 6660 | Rate Constraint in lbs/MMBtu | FALSE | L | Annual | Allowances Withdrawn (n:1) | Thousand Tons | 0 | 0 | 0 | 0 | 0 | 0 | 0 | 0
NSR Lansing Unit 4 NOX Rate v5.16 | 937 | 6660 | Rate Constraint in lbs/MMBtu | FALSE | L | Annual | Net Emissions Allowance Position | Thousand Tons | 0 | 0.065323 | 0.082258 | 0.1204 | 0.1204 | 0.1204 | 0.13176 | 0.11735
NSR Lansing Unit 4 NOX Rate v5.16 | 937 | 6660 | Rate Constraint in lbs/MMBtu | FALSE | L | Annual | Fuel Consumed | TBtu | 0 | 3.1776 | 4.0014 | 5.857 | 5.857 | 5.857 | 6.4096 | 5.7087
NSR Lansing Unit 4 NOX Rate v5.16 | 937 | 6660 | Rate Constraint in lbs/MMBtu | FALSE | L | Annual | Rate | lb/MMBtu | 0 | 0.041114 | 0.041114 | 0.041114 | 0.041114 | 0.041114 | 0.041114 | 0.041114
NSR Lansing Unit 4 NOX Rate v5.16 | 937 | 6660 | Rate Constraint in lbs/MMBtu | FALSE | L | Annual | Generation | TWh | 0 | 0.24976 | 0.31451 | 0.46036 | 0.46036 | 0.46036 | 0.50379 | 0.4487
NSR Lansing Unit 4 NOX Rate v5.16 | 937 | 6660 | Rate Constraint in lbs/MMBtu | FALSE | L | Annual | Qualifying Generation | TWh | 0 | 0.24976 | 0.31451 | 0.46036 | 0.46036 | 0.46036 | 0.50379 | 0.4487
NSR Lansing Unit 4 NOX Rate v5.16 | 937 | 6660 | Rate Constraint in lbs/MMBtu | FALSE | L | Annual | Rate | lb/MWh | 0 | 0.52309 | 0.52309 | 0.52309 | 0.52309 | 0.52309 | 0.52309 | 0.52309
NSR Lansing Unit 4 NOX Rate v5.16 | 937 | 6660 | Rate Constraint in lbs/MMBtu | FALSE | L | Annual | Constraint Shadow Price | US2016$/Ton | 0 | 0 | 0 | 0 | 0 | 0 | 0 | 0
NSR Lansing Unit 4 SO2 Rate v5.16 | 938 | 6618 | Rate Constraint in lbs/MMBtu | FALSE | L | Annual | Seasons Included | Seasons | Winter, WintShld, Summer | Winter, WintShld, Summer | Winter, WintShld, Summer | Winter, WintShld, Summer | Winter, WintShld, Summer | Winter, WintShld, Summer | Winter, WintShld, Summer | Winter, WintShld, Summer
NSR Lansing Unit 4 SO2 Rate v5.16 | 938 | 6618 | Rate Constraint in lbs/MMBtu | FALSE | L | Annual | Standard SO2 | lb/MMBtu | 0.075 | 0.075 | 0.075 | 0.075 | 0.075 | 0.075 | 0.075 | 0.075
NSR Lansing Unit 4 SO2 Rate v5.16 | 938 | 6618 | Rate Constraint in lbs/MMBtu | FALSE | L | Annual | Emissions at Affected Plants SO2 | Thousand Tons | 0 | 0.11349 | 0.14291 | 0.20918 | 0.20918 | 0.20918 | 0.22891 | 0.20388
NSR Lansing Unit 4 SO2 Rate v5.16 | 938 | 6618 | Rate Constraint in lbs/MMBtu | FALSE | L | Annual | Allowances Purchased SO2 | Thousand Tons | 0 | 0 | 0 | 0 | 0 | 0 | 0 | 0
NSR Lansing Unit 4 SO2 Rate v5.16 | 938 | 6618 | Rate Constraint in lbs/MMBtu | FALSE | L | Annual | Allowances Sold SO2 | Thousand Tons | 0 | 0 | 0 | 0 | 0 | 0 | 0 | 0
NSR Lansing Unit 4 SO2 Rate v5.16 | 938 | 6618 | Rate Constraint in lbs/MMBtu | FALSE | L | Annual | Allowances Banked | Thousand Tons | 0 | 0 | 0 | 0 | 0 | 0 | 0 | 0
NSR Lansing Unit 4 SO2 Rate v5.16 | 938 | 6618 | Rate Constraint in lbs/MMBtu | FALSE | L | Annual | Allowances Withdrawn (1:1) | Thousand Tons | 0 | 0 | 0 | 0 | 0 | 0 | 0 | 0
NSR Lansing Unit 4 SO2 Rate v5.16 | 938 | 6618 | Rate Constraint in lbs/MMBtu | FALSE | L | Annual | Allowances Withdrawn (n:1) | Thousand Tons | 0 | 0 | 0 | 0 | 0 | 0 | 0 | 0
NSR Lansing Unit 4 SO2 Rate v5.16 | 938 | 6618 | Rate Constraint in lbs/MMBtu | FALSE | L | Annual | Net Emissions Allowance Position | Thousand Tons | 0 | 0.11349 | 0.14291 | 0.20918 | 0.20918 | 0.20918 | 0.22891 | 0.20388
NSR Lansing Unit 4 SO2 Rate v5.16 | 938 | 6618 | Rate Constraint in lbs/MMBtu | FALSE | L | Annual | Fuel Consumed | TBtu | 0 | 3.1776 | 4.0014 | 5.857 | 5.857 | 5.857 | 6.4096 | 5.7087
NSR Lansing Unit 4 SO2 Rate v5.16 | 938 | 6618 | Rate Constraint in lbs/MMBtu | FALSE | L | Annual | Rate | lb/MMBtu | 0 | 0.071429 | 0.071429 | 0.071429 | 0.071429 | 0.071429 | 0.071429 | 0.071429
NSR Lansing Unit 4 SO2 Rate v5.16 | 938 | 6618 | Rate Constraint in lbs/MMBtu | FALSE | L | Annual | Generation | TWh | 0 | 0.24976 | 0.31451 | 0.46036 | 0.46036 | 0.46036 | 0.50379 | 0.4487
NSR Lansing Unit 4 SO2 Rate v5.16 | 938 | 6618 | Rate Constraint in lbs/MMBtu | FALSE | L | Annual | Qualifying Generation | TWh | 0 | 0.24976 | 0.31451 | 0.46036 | 0.46036 | 0.46036 | 0.50379 | 0.4487
NSR Lansing Unit 4 SO2 Rate v5.16 | 938 | 6618 | Rate Constraint in lbs/MMBtu | FALSE | L | Annual | Rate | lb/MWh | 0 | 0.90878 | 0.90877 | 0.90878 | 0.90878 | 0.90878 | 0.90877 | 0.90878
NSR Lansing Unit 4 SO2 Rate v5.16 | 938 | 6618 | Rate Constraint in lbs/MMBtu | FALSE | L | Annual | Constraint Shadow Price | US2016$/Ton | 0 | 0 | 0 | 0 | 0 | 0 | 0 | 0
NSR Laskin 1,2 - NOX Rate Annual v5.14 | 939 | 6138 | Rate Constraint in lbs/MMBtu | FALSE | L | Annual | Seasons Included | Seasons | Winter, WintShld, Summer | Winter, WintShld, Summer | Winter, WintShld, Summer | Winter, WintShld, Summer | Winter, WintShld, Summer | Winter, WintShld, Summer | Winter, WintShld, Summer | Winter, WintShld, Summer
NSR Laskin 1,2 - NOX Rate Annual v5.14 | 939 | 6138 | Rate Constraint in lbs/MMBtu | FALSE | L | Annual | Standard NOX | lb/MMBtu | 0.19 | 0.19 | 0.19 | 0.19 | 0.19 | 0.19 | 0.19 | 0.19
NSR Laskin 1,2 - NOX Rate Annual v5.14 | 939 | 6138 | Rate Constraint in lbs/MMBtu | FALSE | L | Annual | Emissions at Affected Plants NOX | Thousand Tons | 0 | 0 | 0 | 0 | 0 | 0 | 0 | 0
NSR Laskin 1,2 - NOX Rate Annual v5.14 | 939 | 6138 | Rate Constraint in lbs/MMBtu | FALSE | L | Annual | Allowances Purchased NOX | Thousand Tons | 0 | 0 | 0 | 0 | 0 | 0 | 0 | 0
NSR Laskin 1,2 - NOX Rate Annual v5.14 | 939 | 6138 | Rate Constraint in lbs/MMBtu | FALSE | L | Annual | Allowances Sold NOX | Thousand Tons | 0 | 0 | 0 | 0 | 0 | 0 | 0 | 0
NSR Laskin 1,2 - NOX Rate Annual v5.14 | 939 | 6138 | Rate Constraint in lbs/MMBtu | FALSE | L | Annual | Allowances Banked | Thousand Tons | 0 | 0 | 0 | 0 | 0 | 0 | 0 | 0
NSR Laskin 1,2 - NOX Rate Annual v5.14 | 939 | 6138 | Rate Constraint in lbs/MMBtu | FALSE | L | Annual | Allowances Withdrawn (1:1) | Thousand Tons | 0 | 0 | 0 | 0 | 0 | 0 | 0 | 0
NSR Laskin 1,2 - NOX Rate Annual v5.14 | 939 | 6138 | Rate Constraint in lbs/MMBtu | FALSE | L | Annual | Allowances Withdrawn (n:1) | Thousand Tons | 0 | 0 | 0 | 0 | 0 | 0 | 0 | 0
NSR Laskin 1,2 - NOX Rate Annual v5.14 | 939 | 6138 | Rate Constraint in lbs/MMBtu | FALSE | L | Annual | Net Emissions Allowance Position | Thousand Tons | 0 | 0 | 0 | 0 | 0 | 0 | 0 | 0
NSR Laskin 1,2 - NOX Rate Annual v5.14 | 939 | 6138 | Rate Constraint in lbs/MMBtu | FALSE | L | Annual | Fuel Consumed | TBtu | 0 | 0 | 0 | 0 | 0 | 0 | 0 | 0
NSR Laskin 1,2 - NOX Rate Annual v5.14 | 939 | 6138 | Rate Constraint in lbs/MMBtu | FALSE | L | Annual | Rate | lb/MMBtu | 0 | 0 | 0 | 0 | 0 | 0 | 0 | 0
NSR Laskin 1,2 - NOX Rate Annual v5.14 | 939 | 6138 | Rate Constraint in lbs/MMBtu | FALSE | L | Annual | Generation | TWh | 0 | 0 | 0 | 0 | 0 | 0 | 0 | 0
NSR Laskin 1,2 - NOX Rate Annual v5.14 | 939 | 6138 | Rate Constraint in lbs/MMBtu | FALSE | L | Annual | Qualifying Generation | TWh | 0 | 0 | 0 | 0 | 0 | 0 | 0 | 0
NSR Laskin 1,2 - NOX Rate Annual v5.14 | 939 | 6138 | Rate Constraint in lbs/MMBtu | FALSE | L | Annual | Rate | lb/MWh | 0 | 0 | 0 | 0 | 0 | 0 | 0 | 0
NSR Laskin 1,2 - NOX Rate Annual v5.14 | 939 | 6138 | Rate Constraint in lbs/MMBtu | FALSE | L | Annual | Constraint Shadow Price | US2016$/Ton | 0 | 0 | 0 | 0 | 0 | 0 | 0 | 0
NSR Laskin 1,2 - SO2 Rate Annual v5.14 | 940 | 6137 | Rate Constraint in lbs/MMBtu | FALSE | L | Annual | Seasons Included | Seasons | Winter, WintShld, Summer | Winter, WintShld, Summer | Winter, WintShld, Summer | Winter, WintShld, Summer | Winter, WintShld, Summer | Winter, WintShld, Summer | Winter, WintShld, Summer | Winter, WintShld, Summer
NSR Laskin 1,2 - SO2 Rate Annual v5.14 | 940 | 6137 | Rate Constraint in lbs/MMBtu | FALSE | L | Annual | Standard SO2 | lb/MMBtu | 0.2 | 0.2 | 0.2 | 0.2 | 0.2 | 0.2 | 0.2 | 0.2
NSR Laskin 1,2 - SO2 Rate Annual v5.14 | 940 | 6137 | Rate Constraint in lbs/MMBtu | FALSE | L | Annual | Emissions at Affected Plants SO2 | Thousand Tons | 0 | 0 | 0 | 0 | 0 | 0 | 0 | 0
NSR Laskin 1,2 - SO2 Rate Annual v5.14 | 940 | 6137 | Rate Constraint in lbs/MMBtu | FALSE | L | Annual | Allowances Purchased SO2 | Thousand Tons | 0 | 0 | 0 | 0 | 0 | 0 | 0 | 0
NSR Laskin 1,2 - SO2 Rate Annual v5.14 | 940 | 6137 | Rate Constraint in lbs/MMBtu | FALSE | L | Annual | Allowances Sold SO2 | Thousand Tons | 0 | 0 | 0 | 0 | 0 | 0 | 0 | 0
NSR Laskin 1,2 - SO2 Rate Annual v5.14 | 940 | 6137 | Rate Constraint in lbs/MMBtu | FALSE | L | Annual | Allowances Banked | Thousand Tons | 0 | 0 | 0 | 0 | 0 | 0 | 0 | 0
NSR Laskin 1,2 - SO2 Rate Annual v5.14 | 940 | 6137 | Rate Constraint in lbs/MMBtu | FALSE | L | Annual | Allowances Withdrawn (1:1) | Thousand Tons | 0 | 0 | 0 | 0 | 0 | 0 | 0 | 0
NSR Laskin 1,2 - SO2 Rate Annual v5.14 | 940 | 6137 | Rate Constraint in lbs/MMBtu | FALSE | L | Annual | Allowances Withdrawn (n:1) | Thousand Tons | 0 | 0 | 0 | 0 | 0 | 0 | 0 | 0
NSR Laskin 1,2 - SO2 Rate Annual v5.14 | 940 | 6137 | Rate Constraint in lbs/MMBtu | FALSE | L | Annual | Net Emissions Allowance Position | Thousand Tons | 0 | 0 | 0 | 0 | 0 | 0 | 0 | 0
NSR Laskin 1,2 - SO2 Rate Annual v5.14 | 940 | 6137 | Rate Constraint in lbs/MMBtu | FALSE | L | Annual | Fuel Consumed | TBtu | 0 | 0 | 0 | 0 | 0 | 0 | 0 | 0
NSR Laskin 1,2 - SO2 Rate Annual v5.14 | 940 | 6137 | Rate Constraint in lbs/MMBtu | FALSE | L | Annual | Rate | lb/MMBtu | 0 | 0 | 0 | 0 | 0 | 0 | 0 | 0
NSR Laskin 1,2 - SO2 Rate Annual v5.14 | 940 | 6137 | Rate Constraint in lbs/MMBtu | FALSE | L | Annual | Generation | TWh | 0 | 0 | 0 | 0 | 0 | 0 | 0 | 0
NSR Laskin 1,2 - SO2 Rate Annual v5.14 | 940 | 6137 | Rate Constraint in lbs/MMBtu | FALSE | L | Annual | Qualifying Generation | TWh | 0 | 0 | 0 | 0 | 0 | 0 | 0 | 0
NSR Laskin 1,2 - SO2 Rate Annual v5.14 | 940 | 6137 | Rate Constraint in lbs/MMBtu | FALSE | L | Annual | Rate | lb/MWh | 0 | 0 | 0 | 0 | 0 | 0 | 0 | 0
NSR Laskin 1,2 - SO2 Rate Annual v5.14 | 940 | 6137 | Rate Constraint in lbs/MMBtu | FALSE | L | Annual | Constraint Shadow Price | US2016$/Ton | 0 | 0 | 0 | 0 | 0 | 0 | 0 | 0
NSR Level Havana 9 - SO2 Rate Annual v3.1, Unit 4168 and retrofits | 941 | 1868 | Rate Constraint in lbs/MMBtu | FALSE | L | Annual | Seasons Included | Seasons | Winter, WintShld, Summer | Winter, WintShld, Summer | Winter, WintShld, Summer | Winter, WintShld, Summer | Winter, WintShld, Summer | Winter, WintShld, Summer | Winter, WintShld, Summer | Winter, WintShld, Summer
NSR Level Havana 9 - SO2 Rate Annual v3.1, Unit 4168 and retrofits | 941 | 1868 | Rate Constraint in lbs/MMBtu | FALSE | L | Annual | Standard SO2 | lb/MMBtu | 0.1 | 0.1 | 0.1 | 0.1 | 0.1 | 0.1 | 0.1 | 0.1
NSR Level Havana 9 - SO2 Rate Annual v3.1, Unit 4168 and retrofits | 941 | 1868 | Rate Constraint in lbs/MMBtu | FALSE | L | Annual | Emissions at Affected Plants SO2 | Thousand Tons | 0.5005 | 0.57531 | 0.61696 | 0.70843 | 0.50874 | 0.566 | 0.566 | 0.49923
NSR Level Havana 9 - SO2 Rate Annual v3.1, Unit 4168 and retrofits | 941 | 1868 | Rate Constraint in lbs/MMBtu | FALSE | L | Annual | Allowances Purchased SO2 | Thousand Tons | 0 | 0 | 0 | 0 | 0 | 0 | 0 | 0
NSR Level Havana 9 - SO2 Rate Annual v3.1, Unit 4168 and retrofits | 941 | 1868 | Rate Constraint in lbs/MMBtu | FALSE | L | Annual | Allowances Sold SO2 | Thousand Tons | 0 | 0 | 0 | 0 | 0 | 0 | 0 | 0
NSR Level Havana 9 - SO2 Rate Annual v3.1, Unit 4168 and retrofits | 941 | 1868 | Rate Constraint in lbs/MMBtu | FALSE | L | Annual | Allowances Banked | Thousand Tons | 0 | 0 | 0 | 0 | 0 | 0 | 0 | 0
NSR Level Havana 9 - SO2 Rate Annual v3.1, Unit 4168 and retrofits | 941 | 1868 | Rate Constraint in lbs/MMBtu | FALSE | L | Annual | Allowances Withdrawn (1:1) | Thousand Tons | 0 | 0 | 0 | 0 | 0 | 0 | 0 | 0
NSR Level Havana 9 - SO2 Rate Annual v3.1, Unit 4168 and retrofits | 941 | 1868 | Rate Constraint in lbs/MMBtu | FALSE | L | Annual | Allowances Withdrawn (n:1) | Thousand Tons | 0 | 0 | 0 | 0 | 0 | 0 | 0 | 0
NSR Level Havana 9 - SO2 Rate Annual v3.1, Unit 4168 and retrofits | 941 | 1868 | Rate Constraint in lbs/MMBtu | FALSE | L | Annual | Net Emissions Allowance Position | Thousand Tons | 0.5005 | 0.57531 | 0.61696 | 0.70843 | 0.50874 | 0.566 | 0.566 | 0.49923
NSR Level Havana 9 - SO2 Rate Annual v3.1, Unit 4168 and retrofits | 941 | 1868 | Rate Constraint in lbs/MMBtu | FALSE | L | Annual | Fuel Consumed | TBtu | 16.6832 | 19.1771 | 20.5652 | 23.6143 | 16.9578 | 18.8665 | 18.8665 | 16.6411
NSR Level Havana 9 - SO2 Rate Annual v3.1, Unit 4168 and retrofits | 941 | 1868 | Rate Constraint in lbs/MMBtu | FALSE | L | Annual | Rate | lb/MMBtu | 0.06 | 0.06 | 0.06 | 0.06 | 0.06 | 0.06 | 0.06 | 0.06
NSR Level Havana 9 - SO2 Rate Annual v3.1, Unit 4168 and retrofits | 941 | 1868 | Rate Constraint in lbs/MMBtu | FALSE | L | Annual | Generation | TWh | 1.4382 | 1.6532 | 1.7729 | 2.0357 | 1.4619 | 1.6264 | 1.6264 | 1.4346
NSR Level Havana 9 - SO2 Rate Annual v3.1, Unit 4168 and retrofits | 941 | 1868 | Rate Constraint in lbs/MMBtu | FALSE | L | Annual | Qualifying Generation | TWh | 1.4382 | 1.6532 | 1.7729 | 2.0357 | 1.4619 | 1.6264 | 1.6264 | 1.4346
NSR Level Havana 9 - SO2 Rate Annual v3.1, Unit 4168 and retrofits | 941 | 1868 | Rate Constraint in lbs/MMBtu | FALSE | L | Annual | Rate | lb/MWh | 0.696 | 0.696 | 0.696 | 0.696 | 0.696 | 0.696 | 0.696 | 0.696
NSR Level Havana 9 - SO2 Rate Annual v3.1, Unit 4168 and retrofits | 941 | 1868 | Rate Constraint in lbs/MMBtu | FALSE | L | Annual | Constraint Shadow Price | US2016$/Ton | 0 | 0 | 0 | 0 | 0 | 0 | 0 | 0
NSR M.L. Kapp Unit 2 SO2 Rate v5.16 | 942 | 6619 | Rate Constraint in lbs/MMBtu | FALSE | L | Annual | Seasons Included | Seasons | Winter, WintShld, Summer | Winter, WintShld, Summer | Winter, WintShld, Summer | Winter, WintShld, Summer | Winter, WintShld, Summer | Winter, WintShld, Summer | Winter, WintShld, Summer | Winter, WintShld, Summer
NSR M.L. Kapp Unit 2 SO2 Rate v5.16 | 942 | 6619 | Rate Constraint in lbs/MMBtu | FALSE | L | Annual | Standard SO2 | lb/MMBtu | 0.75 | 0.75 | 0.75 | 0.75 | 0.75 | 0.75 | 0.75 | 0.75
NSR M.L. Kapp Unit 2 SO2 Rate v5.16 | 942 | 6619 | Rate Constraint in lbs/MMBtu | FALSE | L | Annual | Emissions at Affected Plants SO2 | Thousand Tons | 0 | 0 | 0 | 0 | 0 | 0 | 0 | 0
NSR M.L. Kapp Unit 2 SO2 Rate v5.16 | 942 | 6619 | Rate Constraint in lbs/MMBtu | FALSE | L | Annual | Allowances Purchased SO2 | Thousand Tons | 0 | 0 | 0 | 0 | 0 | 0 | 0 | 0
NSR M.L. Kapp Unit 2 SO2 Rate v5.16 | 942 | 6619 | Rate Constraint in lbs/MMBtu | FALSE | L | Annual | Allowances Sold SO2 | Thousand Tons | 0 | 0 | 0 | 0 | 0 | 0 | 0 | 0
NSR M.L. Kapp Unit 2 SO2 Rate v5.16 | 942 | 6619 | Rate Constraint in lbs/MMBtu | FALSE | L | Annual | Allowances Banked | Thousand Tons | 0 | 0 | 0 | 0 | 0 | 0 | 0 | 0
NSR M.L. Kapp Unit 2 SO2 Rate v5.16 | 942 | 6619 | Rate Constraint in lbs/MMBtu | FALSE | L | Annual | Allowances Withdrawn (1:1) | Thousand Tons | 0 | 0 | 0 | 0 | 0 | 0 | 0 | 0
NSR M.L. Kapp Unit 2 SO2 Rate v5.16 | 942 | 6619 | Rate Constraint in lbs/MMBtu | FALSE | L | Annual | Allowances Withdrawn (n:1) | Thousand Tons | 0 | 0 | 0 | 0 | 0 | 0 | 0 | 0
NSR M.L. Kapp Unit 2 SO2 Rate v5.16 | 942 | 6619 | Rate Constraint in lbs/MMBtu | FALSE | L | Annual | Net Emissions Allowance Position | Thousand Tons | 0 | 0 | 0 | 0 | 0 | 0 | 0 | 0
NSR M.L. Kapp Unit 2 SO2 Rate v5.16 | 942 | 6619 | Rate Constraint in lbs/MMBtu | FALSE | L | Annual | Fuel Consumed | TBtu | 0 | 0 | 0 | 0 | 0 | 0 | 0 | 0
NSR M.L. Kapp Unit 2 SO2 Rate v5.16 | 942 | 6619 | Rate Constraint in lbs/MMBtu | FALSE | L | Annual | Rate | lb/MMBtu | 0 | 0 | 0 | 0 | 0 | 0 | 0 | 0
NSR M.L. Kapp Unit 2 SO2 Rate v5.16 | 942 | 6619 | Rate Constraint in lbs/MMBtu | FALSE | L | Annual | Generation | TWh | 0 | 0 | 0 | 0 | 0 | 0 | 0 | 0
NSR M.L. Kapp Unit 2 SO2 Rate v5.16 | 942 | 6619 | Rate Constraint in lbs/MMBtu | FALSE | L | Annual | Qualifying Generation | TWh | 0 | 0 | 0 | 0 | 0 | 0 | 0 | 0
NSR M.L. Kapp Unit 2 SO2 Rate v5.16 | 942 | 6619 | Rate Constraint in lbs/MMBtu | FALSE | L | Annual | Rate | lb/MWh | 0 | 0 | 0 | 0 | 0 | 0 | 0 | 0
NSR M.L. Kapp Unit 2 SO2 Rate v5.16 | 942 | 6619 | Rate Constraint in lbs/MMBtu | FALSE | L | Annual | Constraint Shadow Price | US2016$/Ton | 0 | 0 | 0 | 0 | 0 | 0 | 0 | 0
NSR Michigan City 12 - NOX Rate Annual v4.11, Unit 5470 and retrofits | 943 | 2303 | Rate Constraint in lbs/MMBtu | FALSE | L | Annual | Seasons Included | Seasons | Winter, WintShld, Summer | Winter, WintShld, Summer | Winter, WintShld, Summer | Winter, WintShld, Summer | Winter, WintShld, Summer | Winter, WintShld, Summer | Winter, WintShld, Summer | Winter, WintShld, Summer
NSR Michigan City 12 - NOX Rate Annual v4.11, Unit 5470 and retrofits | 943 | 2303 | Rate Constraint in lbs/MMBtu | FALSE | L | Annual | Standard NOX | lb/MMBtu | 0.1 | 0.1 | 0.1 | 0.1 | 0.1 | 0.1 | 0.1 | 0.1
NSR Michigan City 12 - NOX Rate Annual v4.11, Unit 5470 and retrofits | 943 | 2303 | Rate Constraint in lbs/MMBtu | FALSE | L | Annual | Emissions at Affected Plants NOX | Thousand Tons | 0.9221 | 1.3498 | 1.3498 | 0.93326 | 0.93326 | 0.93326 | 0.93326 | 0.90367
NSR Michigan City 12 - NOX Rate Annual v4.11, Unit 5470 and retrofits | 943 | 2303 | Rate Constraint in lbs/MMBtu | FALSE | L | Annual | Allowances Purchased NOX | Thousand Tons | 0 | 0 | 0 | 0 | 0 | 0 | 0 | 0
NSR Michigan City 12 - NOX Rate Annual v4.11, Unit 5470 and retrofits | 943 | 2303 | Rate Constraint in lbs/MMBtu | FALSE | L | Annual | Allowances Sold NOX | Thousand Tons | 0 | 0 | 0 | 0 | 0 | 0 | 0 | 0
NSR Michigan City 12 - NOX Rate Annual v4.11, Unit 5470 and retrofits | 943 | 2303 | Rate Constraint in lbs/MMBtu | FALSE | L | Annual | Allowances Banked | Thousand Tons | 0 | 0 | 0 | 0 | 0 | 0 | 0 | 0
NSR Michigan City 12 - NOX Rate Annual v4.11, Unit 5470 and retrofits | 943 | 2303 | Rate Constraint in lbs/MMBtu | FALSE | L | Annual | Allowances Withdrawn (1:1) | Thousand Tons | 0 | 0 | 0 | 0 | 0 | 0 | 0 | 0
NSR Michigan City 12 - NOX Rate Annual v4.11, Unit 5470 and retrofits | 943 | 2303 | Rate Constraint in lbs/MMBtu | FALSE | L | Annual | Allowances Withdrawn (n:1) | Thousand Tons | 0 | 0 | 0 | 0 | 0 | 0 | 0 | 0
NSR Michigan City 12 - NOX Rate Annual v4.11, Unit 5470 and retrofits | 943 | 2303 | Rate Constraint in lbs/MMBtu | FALSE | L | Annual | Net Emissions Allowance Position | Thousand Tons | 0.9221 | 1.3498 | 1.3498 | 0.93326 | 0.93326 | 0.93326 | 0.93326 | 0.90367
NSR Michigan City 12 - NOX Rate Annual v4.11, Unit 5470 and retrofits | 943 | 2303 | Rate Constraint in lbs/MMBtu | FALSE | L | Annual | Fuel Consumed | TBtu | 21.8754 | 32.0226 | 32.0226 | 22.1402 | 22.1402 | 22.1402 | 22.1402 | 21.4381
NSR Michigan City 12 - NOX Rate Annual v4.11, Unit 5470 and retrofits | 943 | 2303 | Rate Constraint in lbs/MMBtu | FALSE | L | Annual | Rate | lb/MMBtu | 0.084305 | 0.084305 | 0.084305 | 0.084305 | 0.084305 | 0.084305 | 0.084305 | 0.084305
NSR Michigan City 12 - NOX Rate Annual v4.11, Unit 5470 and retrofits | 943 | 2303 | Rate Constraint in lbs/MMBtu | FALSE | L | Annual | Generation | TWh | 1.9891 | 2.9118 | 2.9118 | 2.0132 | 2.0132 | 2.0132 | 2.0132 | 1.9493
NSR Michigan City 12 - NOX Rate Annual v4.11, Unit 5470 and retrofits | 943 | 2303 | Rate Constraint in lbs/MMBtu | FALSE | L | Annual | Qualifying Generation | TWh | 1.9891 | 2.9118 | 2.9118 | 2.0132 | 2.0132 | 2.0132 | 2.0132 | 1.9493
NSR Michigan City 12 - NOX Rate Annual v4.11, Unit 5470 and retrofits | 943 | 2303 | Rate Constraint in lbs/MMBtu | FALSE | L | Annual | Rate | lb/MWh | 0.92716 | 0.92716 | 0.92716 | 0.92716 | 0.92716 | 0.92716 | 0.92716 | 0.92716
NSR Michigan City 12 - NOX Rate Annual v4.11, Unit 5470 and retrofits | 943 | 2303 | Rate Constraint in lbs/MMBtu | FALSE | L | Annual | Constraint Shadow Price | US2016$/Ton | 0 | 0 | 0 | 0 | 0 | 0 | 0 | 0
NSR Michigan City 12 - SO2 Rate Annual v4.11, Unit 5470 and retrofits | 944 | 2297 | Rate Constraint in lbs/MMBtu | FALSE | L | Annual | Seasons Included | Seasons | Winter, WintShld, Summer | Winter, WintShld, Summer | Winter, WintShld, Summer | Winter, WintShld, Summer | Winter, WintShld, Summer | Winter, WintShld, Summer | Winter, WintShld, Summer | Winter, WintShld, Summer
NSR Michigan City 12 - SO2 Rate Annual v4.11, Unit 5470 and retrofits | 944 | 2297 | Rate Constraint in lbs/MMBtu | FALSE | L | Annual | Standard SO2 | lb/MMBtu | 0.1 | 0.1 | 0.1 | 0.1 | 0.1 | 0.1 | 0.1 | 0.1
NSR Michigan City 12 - SO2 Rate Annual v4.11, Unit 5470 and retrofits | 944 | 2297 | Rate Constraint in lbs/MMBtu | FALSE | L | Annual | Emissions at Affected Plants SO2 | Thousand Tons | 0.83335 | 1.2199 | 1.2199 | 0.84344 | 0.84344 | 0.84344 | 0.84344 | 0.81669
NSR Michigan City 12 - SO2 Rate Annual v4.11, Unit 5470 and retrofits | 944 | 2297 | Rate Constraint in lbs/MMBtu | FALSE | L | Annual | Allowances Purchased SO2 | Thousand Tons | 0 | 0 | 0 | 0 | 0 | 0 | 0 | 0
NSR Michigan City 12 - SO2 Rate Annual v4.11, Unit 5470 and retrofits | 944 | 2297 | Rate Constraint in lbs/MMBtu | FALSE | L | Annual | Allowances Sold SO2 | Thousand Tons | 0 | 0 | 0 | 0 | 0 | 0 | 0 | 0
NSR Michigan City 12 - SO2 Rate Annual v4.11, Unit 5470 and retrofits | 944 | 2297 | Rate Constraint in lbs/MMBtu | FALSE | L | Annual | Allowances Banked | Thousand Tons | 0 | 0 | 0 | 0 | 0 | 0 | 0 | 0
NSR Michigan City 12 - SO2 Rate Annual v4.11, Unit 5470 and retrofits | 944 | 2297 | Rate Constraint in lbs/MMBtu | FALSE | L | Annual | Allowances Withdrawn (1:1) | Thousand Tons | 0 | 0 | 0 | 0 | 0 | 0 | 0 | 0
NSR Michigan City 12 - SO2 Rate Annual v4.11, Unit 5470 and retrofits | 944 | 2297 | Rate Constraint in lbs/MMBtu | FALSE | L | Annual | Allowances Withdrawn (n:1) | Thousand Tons | 0 | 0 | 0 | 0 | 0 | 0 | 0 | 0
NSR Michigan City 12 - SO2 Rate Annual v4.11, Unit 5470 and retrofits | 944 | 2297 | Rate Constraint in lbs/MMBtu | FALSE | L | Annual | Net Emissions Allowance Position | Thousand Tons | 0.83335 | 1.2199 | 1.2199 | 0.84344 | 0.84344 | 0.84344 | 0.84344 | 0.81669
NSR Michigan City 12 - SO2 Rate Annual v4.11, Unit 5470 and retrofits | 944 | 2297 | Rate Constraint in lbs/MMBtu | FALSE | L | Annual | Fuel Consumed | TBtu | 21.8754 | 32.0226 | 32.0226 | 22.1402 | 22.1402 | 22.1402 | 22.1402 | 21.4381
NSR Michigan City 12 - SO2 Rate Annual v4.11, Unit 5470 and retrofits | 944 | 2297 | Rate Constraint in lbs/MMBtu | FALSE | L | Annual | Rate | lb/MMBtu | 0.07619 | 0.07619 | 0.07619 | 0.07619 | 0.07619 | 0.07619 | 0.07619 | 0.07619
NSR Michigan City 12 - SO2 Rate Annual v4.11, Unit 5470 and retrofits | 944 | 2297 | Rate Constraint in lbs/MMBtu | FALSE | L | Annual | Generation | TWh | 1.9891 | 2.9118 | 2.9118 | 2.0132 | 2.0132 | 2.0132 | 2.0132 | 1.9493
NSR Michigan City 12 - SO2 Rate Annual v4.11, Unit 5470 and retrofits | 944 | 2297 | Rate Constraint in lbs/MMBtu | FALSE | L | Annual | Qualifying Generation | TWh | 1.9891 | 2.9118 | 2.9118 | 2.0132 | 2.0132 | 2.0132 | 2.0132 | 1.9493
NSR Michigan City 12 - SO2 Rate Annual v4.11, Unit 5470 and retrofits | 944 | 2297 | Rate Constraint in lbs/MMBtu | FALSE | L | Annual | Rate | lb/MWh | 0.83792 | 0.83792 | 0.83792 | 0.83792 | 0.83792 | 0.83792 | 0.83792 | 0.83792
NSR Michigan City 12 - SO2 Rate Annual v4.11, Unit 5470 and retrofits | 944 | 2297 | Rate Constraint in lbs/MMBtu | FALSE | L | Annual | Constraint Shadow Price | US2016$/Ton | 0 | 0 | 0 | 0 | 0 | 0 | 0 | 0
NSR Milton Young 1,2 - NOX Rate Annual v3.1, Unit 4115 and retrofits | 945 | 1873 | Rate Constraint in lbs/MMBtu | FALSE | L | Annual | Seasons Included | Seasons | Winter, WintShld, Summer | Winter, WintShld, Summer | Winter, WintShld, Summer | Winter, WintShld, Summer | Winter, WintShld, Summer | Winter, WintShld, Summer | Winter, WintShld, Summer | Winter, WintShld, Summer
NSR Milton Young 1,2 - NOX Rate Annual v3.1, Unit 4115 and retrofits | 945 | 1873 | Rate Constraint in lbs/MMBtu | FALSE | L | Annual | Standard NOX | lb/MMBtu | 0.36 | 0.36 | 0.36 | 0.36 | 0.36 | 0.36 | 0.36 | 0.36
NSR Milton Young 1,2 - NOX Rate Annual v3.1, Unit 4115 and retrofits | 945 | 1873 | Rate Constraint in lbs/MMBtu | FALSE | L | Annual | Emissions at Affected Plants NOX | Thousand Tons | 3.4787 | 4.9443 | 4.6922 | 4.7122 | 4.5141 | 4.7937 | 4.5079 | 4.2202
NSR Milton Young 1,2 - NOX Rate Annual v3.1, Unit 4115 and retrofits | 945 | 1873 | Rate Constraint in lbs/MMBtu | FALSE | L | Annual | Allowances Purchased NOX | Thousand Tons | 0 | 0 | 0 | 0 | 0 | 0 | 0 | 0
NSR Milton Young 1,2 - NOX Rate Annual v3.1, Unit 4115 and retrofits | 945 | 1873 | Rate Constraint in lbs/MMBtu | FALSE | L | Annual | Allowances Sold NOX | Thousand Tons | 0 | 0 | 0 | 0 | 0 | 0 | 0 | 0
NSR Milton Young 1,2 - NOX Rate Annual v3.1, Unit 4115 and retrofits | 945 | 1873 | Rate Constraint in lbs/MMBtu | FALSE | L | Annual | Allowances Banked | Thousand Tons | 0 | 0 | 0 | 0 | 0 | 0 | 0 | 0
NSR Milton Young 1,2 - NOX Rate Annual v3.1, Unit 4115 and retrofits | 945 | 1873 | Rate Constraint in lbs/MMBtu | FALSE | L | Annual | Allowances Withdrawn (1:1) | Thousand Tons | 0 | 0 | 0 | 0 | 0 | 0 | 0 | 0
NSR Milton Young 1,2 - NOX Rate Annual v3.1, Unit 4115 and retrofits | 945 | 1873 | Rate Constraint in lbs/MMBtu | FALSE | L | Annual | Allowances Withdrawn (n:1) | Thousand Tons | 0 | 0 | 0 | 0 | 0 | 0 | 0 | 0
NSR Milton Young 1,2 - NOX Rate Annual v3.1, Unit 4115 and retrofits | 945 | 1873 | Rate Constraint in lbs/MMBtu | FALSE | L | Annual | Net Emissions Allowance Position | Thousand Tons | 3.4787 | 4.9443 | 4.6922 | 4.7122 | 4.5141 | 4.7937 | 4.5079 | 4.2202
NSR Milton Young 1,2 - NOX Rate Annual v3.1, Unit 4115 and retrofits | 945 | 1873 | Rate Constraint in lbs/MMBtu | FALSE | L | Annual | Fuel Consumed | TBtu | 24.6307 | 35.0079 | 33.2228 | 33.3645 | 31.9619 | 33.9414 | 31.9177 | 29.8807
NSR Milton Young 1,2 - NOX Rate Annual v3.1, Unit 4115 and retrofits | 945 | 1873 | Rate Constraint in lbs/MMBtu | FALSE | L | Annual | Rate | lb/MMBtu | 0.28247 | 0.28247 | 0.28247 | 0.28247 | 0.28247 | 0.28247 | 0.28247 | 0.28247
NSR Milton Young 1,2 - NOX Rate Annual v3.1, Unit 4115 and retrofits | 945 | 1873 | Rate Constraint in lbs/MMBtu | FALSE | L | Annual | Generation | TWh | 2.1875 | 3.1091 | 2.9505 | 2.9631 | 2.8385 | 3.0143 | 2.8346 | 2.6537
NSR Milton Young 1,2 - NOX Rate Annual v3.1, Unit 4115 and retrofits | 945 | 1873 | Rate Constraint in lbs/MMBtu | FALSE | L | Annual | Qualifying Generation | TWh | 2.1875 | 3.1091 | 2.9505 | 2.9631 | 2.8385 | 3.0143 | 2.8346 | 2.6537
NSR Milton Young 1,2 - NOX Rate Annual v3.1, Unit 4115 and retrofits | 945 | 1873 | Rate Constraint in lbs/MMBtu | FALSE | L | Annual | Rate | lb/MWh | 3.1806 | 3.1806 | 3.1806 | 3.1806 | 3.1806 | 3.1806 | 3.1806 | 3.1806
NSR Milton Young 1,2 - NOX Rate Annual v3.1, Unit 4115 and retrofits | 945 | 1873 | Rate Constraint in lbs/MMBtu | FALSE | L | Annual | Constraint Shadow Price | US2016$/Ton | 0 | 0 | 0 | 0 | 0 | 0 | 0 | 0
NSR Milton Young 1,2 - NOX Rate Annual v3.1, Unit 4116 and retrofits | 946 | 1873 | Rate Constraint in lbs/MMBtu | FALSE | L | Annual | Seasons Included | Seasons | Winter, WintShld, Summer | Winter, WintShld, Summer | Winter, WintShld, Summer | Winter, WintShld, Summer | Winter, WintShld, Summer | Winter, WintShld, Summer | Winter, WintShld, Summer | Winter, WintShld, Summer
NSR Milton Young 1,2 - NOX Rate Annual v3.1, Unit 4116 and retrofits | 946 | 1873 | Rate Constraint in lbs/MMBtu | FALSE | L | Annual | Standard NOX | lb/MMBtu | 0.36 | 0.36 | 0.36 | 0.36 | 0.36 | 0.36 | 0.36 | 0.36
NSR Milton Young 1,2 - NOX Rate Annual v3.1, Unit 4116 and retrofits | 946 | 1873 | Rate Constraint in lbs/MMBtu | FALSE | L | Annual | Emissions at Affected Plants NOX | Thousand Tons | 1.8988 | 2.4537 | 2.5075 | 2.5059 | 1.7163 | 1.7841 | 1.79 | 1.6244
NSR Milton Young 1,2 - NOX Rate Annual v3.1, Unit 4116 and retrofits | 946 | 1873 | Rate Constraint in lbs/MMBtu | FALSE | L | Annual | Allowances Purchased NOX | Thousand Tons | 0 | 0 | 0 | 0 | 0 | 0 | 0 | 0
NSR Milton Young 1,2 - NOX Rate Annual v3.1, Unit 4116 and retrofits | 946 | 1873 | Rate Constraint in lbs/MMBtu | FALSE | L | Annual | Allowances Sold NOX | Thousand Tons | 0 | 0 | 0 | 0 | 0 | 0 | 0 | 0
NSR Milton Young 1,2 - NOX Rate Annual v3.1, Unit 4116 and retrofits | 946 | 1873 | Rate Constraint in lbs/MMBtu | FALSE | L | Annual | Allowances Banked | Thousand Tons | 0 | 0 | 0 | 0 | 0 | 0 | 0 | 0
NSR Milton Young 1,2 - NOX Rate Annual v3.1, Unit 4116 and retrofits | 946 | 1873 | Rate Constraint in lbs/MMBtu | FALSE | L | Annual | Allowances Withdrawn (1:1) | Thousand Tons | 0 | 0 | 0 | 0 | 0 | 0 | 0 | 0
NSR Milton Young 1,2 - NOX Rate Annual v3.1, Unit 4116 and retrofits | 946 | 1873 | Rate Constraint in lbs/MMBtu | FALSE | L | Annual | Allowances Withdrawn (n:1) | Thousand Tons | 0 | 0 | 0 | 0 | 0 | 0 | 0 | 0
NSR Milton Young 1,2 - NOX Rate Annual v3.1, Unit 4116 and retrofits | 946 | 1873 | Rate Constraint in lbs/MMBtu | FALSE | L | Annual | Net Emissions Allowance Position | Thousand Tons | 1.8988 | 2.4537 | 2.5075 | 2.5059 | 1.7163 | 1.7841 | 1.79 | 1.6244
NSR Milton Young 1,2 - NOX Rate Annual v3.1, Unit 4116 and retrofits | 946 | 1873 | Rate Constraint in lbs/MMBtu | FALSE | L | Annual | Fuel Consumed | TBtu | 14.3439 | 18.5351 | 18.9417 | 18.9299 | 12.9647 | 13.4769 | 13.5215 | 12.2705
NSR Milton Young 1,2 - NOX Rate Annual v3.1, Unit 4116 and retrofits | 946 | 1873 | Rate Constraint in lbs/MMBtu | FALSE | L | Annual | Rate | lb/MMBtu | 0.26476 | 0.26476 | 0.26476 | 0.26476 | 0.26476 | 0.26476 | 0.26476 | 0.26476
NSR Milton Young 1,2 - NOX Rate Annual v3.1, Unit 4116 and retrofits | 946 | 1873 | Rate Constraint in lbs/MMBtu | FALSE | L | Annual | Generation | TWh | 1.2487 | 1.6136 | 1.649 | 1.6479 | 1.1286 | 1.1732 | 1.1771 | 1.0682
NSR Milton Young 1,2 - NOX Rate Annual v3.1, Unit 4116 and retrofits | 946 | 1873 | Rate Constraint in lbs/MMBtu | FALSE | L | Annual | Qualifying Generation | TWh | 1.2487 | 1.6136 | 1.649 | 1.6479 | 1.1286 | 1.1732 | 1.1771 | 1.0682
NSR Milton Young 1,2 - NOX Rate Annual v3.1, Unit 4116 and retrofits | 946 | 1873 | Rate Constraint in lbs/MMBtu | FALSE | L | Annual | Rate | lb/MWh | 3.0413 | 3.0413 | 3.0413 | 3.0413 | 3.0413 | 3.0413 | 3.0413 | 3.0413
NSR Milton Young 1,2 - NOX Rate Annual v3.1, Unit 4116 and retrofits | 946 | 1873 | Rate Constraint in lbs/MMBtu | FALSE | L | Annual | Constraint Shadow Price | US2016$/Ton | 0 | 0 | 0 | 0 | 0 | 0 | 0 | 0
NSR Minnkota Power - SO2 Cap Annual v3.1 | 947 | 1846 | Rate Constraint in MTons | FALSE | L | Annual | Seasons Included | Seasons | Winter, WintShld, Summer | Winter, WintShld, Summer | Winter, WintShld, Summer | Winter, WintShld, Summer | Winter, WintShld, Summer | Winter, WintShld, Summer | Winter, WintShld, Summer | Winter, WintShld, Summer
NSR Minnkota Power - SO2 Cap Annual v3.1 | 947 | 1846 | Rate Constraint in MTons | FALSE | L | Annual | Standard SO2 | Thousand Tons | 8.5 | 8.5 | 8.5 | 8.5 | 8.5 | 8.5 | 8.5 | 8.5
NSR Minnkota Power - SO2 Cap Annual v3.1 | 947 | 1846 | Rate Constraint in MTons | FALSE | L | Annual | Emissions at Affected Plants SO2 | Thousand Tons | 1.404 | 1.9315 | 1.8797 | 1.8845 | 1.6269 | 1.7176 | 1.6445 | 1.5261
NSR Minnkota Power - SO2 Cap Annual v3.1 | 947 | 1846 | Rate Constraint in MTons | FALSE | L | Annual | Allowances Purchased SO2 | Thousand Tons | 0 | 0 | 0 | 0 | 0 | 0 | 0 | 0
NSR Minnkota Power - SO2 Cap Annual v3.1 | 947 | 1846 | Rate Constraint in MTons | FALSE | L | Annual | Allowances Sold SO2 | Thousand Tons | 0 | 0 | 0 | 0 | 0 | 0 | 0 | 0
NSR Minnkota Power - SO2 Cap Annual v3.1 | 947 | 1846 | Rate Constraint in MTons | FALSE | L | Annual | Allowances Banked | Thousand Tons | 0 | 0 | 0 | 0 | 0 | 0 | 0 | 0
NSR Minnkota Power - SO2 Cap Annual v3.1 | 947 | 1846 | Rate Constraint in MTons | FALSE | L | Annual | Allowances Withdrawn (1:1) | Thousand Tons | 0 | 0 | 0 | 0 | 0 | 0 | 0 | 0
NSR Minnkota Power - SO2 Cap Annual v3.1 | 947 | 1846 | Rate Constraint in MTons | FALSE | L | Annual | Allowances Withdrawn (n:1) | Thousand Tons | 0 | 0 | 0 | 0 | 0 | 0 | 0 | 0
NSR Minnkota Power - SO2 Cap Annual v3.1 | 947 | 1846 | Rate Constraint in MTons | FALSE | L | Annual | Net Emissions Allowance Position | Thousand Tons | 1.404 | 1.9315 | 1.8797 | 1.8845 | 1.6269 | 1.7176 | 1.6445 | 1.5261
NSR Minnkota Power - SO2 Cap Annual v3.1 | 947 | 1846 | Rate Constraint in MTons | FALSE | L | Annual | Fuel Consumed | TBtu | 38.9746 | 53.543 | 52.1645 | 52.2944 | 44.9267 | 47.4183 | 45.4391 | 42.1512
NSR Minnkota Power - SO2 Cap Annual v3.1 | 947 | 1846 | Rate Constraint in MTons | FALSE | L | Annual | Rate | lb/MMBtu | 0.072045 | 0.072149 | 0.072068 | 0.072074 | 0.072423 | 0.072444 | 0.07238 | 0.072411
NSR Minnkota Power - SO2 Cap Annual v3.1 | 947 | 1846 | Rate Constraint in MTons | FALSE | L | Annual | Generation | TWh | 3.4362 | 4.7226 | 4.5995 | 4.611 | 3.9672 | 4.1876 | 4.0117 | 3.7219
NSR Minnkota Power - SO2 Cap Annual v3.1 | 947 | 1846 | Rate Constraint in MTons | FALSE | L | Annual | Qualifying Generation | TWh | 3.4362 | 4.7226 | 4.5995 | 4.611 | 3.9672 | 4.1876 | 4.0117 | 3.7219
NSR Minnkota Power - SO2 Cap Annual v3.1 | 947 | 1846 | Rate Constraint in MTons | FALSE | L | Annual | Rate | lb/MWh | 0.81717 | 0.81799 | 0.81735 | 0.8174 | 0.82016 | 0.82033 | 0.81982 | 0.82007
NSR Minnkota Power - SO2 Cap Annual v3.1 | 947 | 1846 | Rate Constraint in MTons | FALSE | L | Annual | Constraint Shadow Price | US2016$/Ton | 0 | 0 | 0 | 0 | 0 | 0 | 0 | 0
NSR Mirant Settlement - NOX Cap Annual v3.1 | 948 | 1847 | Rate Constraint in MTons | FALSE | L | Annual | Seasons Included | Seasons | Winter, WintShld, Summer | Winter, WintShld, Summer | Winter, WintShld, Summer | Winter, WintShld, Summer | Winter, WintShld, Summer | Winter, WintShld, Summer | Winter, WintShld, Summer | Winter, WintShld, Summer
NSR Mirant Settlement - NOX Cap Annual v3.1 | 948 | 1847 | Rate Constraint in MTons | FALSE | L | Annual | Standard NOX | Thousand Tons | 16 | 16 | 16 | 16 | 16 | 16 | 16 | 16
NSR Mirant Settlement - NOX Cap Annual v3.1 | 948 | 1847 | Rate Constraint in MTons | FALSE | L | Annual | Emissions at Affected Plants NOX | Thousand Tons | 0.18413 | 0.68942 | 0.5593 | 0.20337 | 0 | 0 | 0 | 0
NSR Mirant Settlement - NOX Cap Annual v3.1 | 948 | 1847 | Rate Constraint in MTons | FALSE | L | Annual | Allowances Purchased NOX | Thousand Tons | 0 | 0 | 0 | 0 | 0 | 0 | 0 | 0
NSR Mirant Settlement - NOX Cap Annual v3.1 | 948 | 1847 | Rate Constraint in MTons | FALSE | L | Annual | Allowances Sold NOX | Thousand Tons | 0 | 0 | 0 | 0 | 0 | 0 | 0 | 0
NSR Mirant Settlement - NOX Cap Annual v3.1 | 948 | 1847 | Rate Constraint in MTons | FALSE | L | Annual | Allowances Banked | Thousand Tons | 0 | 0 | 0 | 0 | 0 | 0 | 0 | 0
NSR Mirant Settlement - NOX Cap Annual v3.1 | 948 | 1847 | Rate Constraint in MTons | FALSE | L | Annual | Allowances Withdrawn (1:1) | Thousand Tons | 0 | 0 | 0 | 0 | 0 | 0 | 0 | 0
NSR Mirant Settlement - NOX Cap Annual v3.1 | 948 | 1847 | Rate Constraint in MTons | FALSE | L | Annual | Allowances Withdrawn (n:1) | Thousand Tons | 0 | 0 | 0 | 0 | 0 | 0 | 0 | 0
NSR Mirant Settlement - NOX Cap Annual v3.1 | 948 | 1847 | Rate Constraint in MTons | FALSE | L | Annual | Net Emissions Allowance Position | Thousand Tons | 0.18413 | 0.68942 | 0.5593 | 0.20337 | 0 | 0 | 0 | 0
NSR Mirant Settlement - NOX Cap Annual v3.1 | 948 | 1847 | Rate Constraint in MTons | FALSE | L | Annual | Fuel Consumed | TBtu | 9.4134 | 35.1585 | 28.5167 | 10.3694 | 0 | 0 | 0 | 0
NSR Mirant Settlement - NOX Cap Annual v3.1 | 948 | 1847 | Rate Constraint in MTons | FALSE | L | Annual | Rate | lb/MMBtu | 0.039121 | 0.039218 | 0.039226 | 0.039226 | 0 | 0 | 0 | 0
NSR Mirant Settlement - NOX Cap Annual v3.1 | 948 | 1847 | Rate Constraint in MTons | FALSE | L | Annual | Generation | TWh | 0.94752 | 3.5338 | 2.8659 | 1.0421 | 0 | 0 | 0 | 0
NSR Mirant Settlement - NOX Cap Annual v3.1 | 948 | 1847 | Rate Constraint in MTons | FALSE | L | Annual | Qualifying Generation | TWh | 0.94752 | 3.5338 | 2.8659 | 1.0421 | 0 | 0 | 0 | 0
NSR Mirant Settlement - NOX Cap Annual v3.1 | 948 | 1847 | Rate Constraint in MTons | FALSE | L | Annual | Rate | lb/MWh | 0.38866 | 0.39018 | 0.39031 | 0.39031 | 0 | 0 | 0 | 0
NSR Mirant Settlement - NOX Cap Annual v3.1 | 948 | 1847 | Rate Constraint in MTons | FALSE | L | Annual | Constraint Shadow Price | US2016$/Ton | 0 | 0 | 0 | 0 | 0 | 0 | 0 | 0
NSR Mirant Settlement - NOX Cap Summer v3.1 | 949 | 1848 | Rate Constraint in MTons | FALSE | L | Annual | Seasons Included | Seasons | Summer | Summer | Summer | Summer | Summer | Summer | Summer | Summer
NSR Mirant Settlement - NOX Cap Summer v3.1 | 949 | 1848 | Rate Constraint in MTons | FALSE | L | Annual | Standard NOX | Thousand Tons | 5.2 | 5.2 | 5.2 | 5.2 | 5.2 | 5.2 | 5.2 | 5.2
NSR Mirant Settlement - NOX Cap Summer v3.1 | 949 | 1848 | Rate Constraint in MTons | FALSE | L | Annual | Emissions at Affected Plants NOX | Thousand Tons | 0.024991 | 0.46416 | 0.35592 | 0 | 0 | 0 | 0 | 0
NSR Mirant Settlement - NOX Cap Summer v3.1 | 949 | 1848 | Rate Constraint in MTons | FALSE | L | Annual | Allowances Purchased NOX | Thousand Tons | 0 | 0 | 0 | 0 | 0 | 0 | 0 | 0
NSR Mirant Settlement - NOX Cap Summer v3.1 | 949 | 1848 | Rate Constraint in MTons | FALSE | L | Annual | Allowances Sold NOX | Thousand Tons | 0 | 0 | 0 | 0 | 0 | 0 | 0 | 0
NSR Mirant Settlement - NOX Cap Summer v3.1 | 949 | 1848 | Rate Constraint in MTons | FALSE | L | Annual | Allowances Banked | Thousand Tons | 0 | 0 | 0 | 0 | 0 | 0 | 0 | 0
NSR Mirant Settlement - NOX Cap Summer v3.1 | 949 | 1848 | Rate Constraint in MTons | FALSE | L | Annual | Allowances Withdrawn (1:1) | Thousand Tons | 0 | 0 | 0 | 0 | 0 | 0 | 0 | 0
NSR Mirant Settlement - NOX Cap Summer v3.1 | 949 | 1848 | Rate Constraint in MTons | FALSE | L | Annual | Allowances Withdrawn (n:1) | Thousand Tons | 0 | 0 | 0 | 0 | 0 | 0 | 0 | 0
NSR Mirant Settlement - NOX Cap Summer v3.1 | 949 | 1848 | Rate Constraint in MTons | FALSE | L | Annual | Net Emissions Allowance Position | Thousand Tons | 0.024991 | 0.46416 | 0.35592 | 0 | 0 | 0 | 0 | 0
NSR Mirant Settlement - NOX Cap Summer v3.1 | 949 | 1848 | Rate Constraint in MTons | FALSE | L | Annual | Fuel Consumed | TBtu | 1.2832 | 23.6653 | 18.1473 | 0 | 0 | 0 | 0 | 0
NSR Mirant Settlement - NOX Cap Summer v3.1 | 949 | 1848 | Rate Constraint in MTons | FALSE | L | Annual | Rate | lb/MMBtu | 0.03895 | 0.039227 | 0.039226 | 0 | 0 | 0 | 0 | 0
NSR Mirant Settlement - NOX Cap Summer v3.1 | 949 | 1848 | Rate Constraint in MTons | FALSE | L | Annual | Generation | TWh | 0.12949 | 2.3783 | 1.8238 | 0 | 0 | 0 | 0 | 0
NSR Mirant Settlement - NOX Cap Summer v3.1 | 949 | 1848 | Rate Constraint in MTons | FALSE | L | Annual | Qualifying Generation | TWh | 0.12949 | 2.3783 | 1.8238 | 0 | 0 | 0 | 0 | 0
NSR Mirant Settlement - NOX Cap Summer v3.1 | 949 | 1848 | Rate Constraint in MTons | FALSE | L | Annual | Rate | lb/MWh | 0.38599 | 0.39033 | 0.39031 | 0 | 0 | 0 | 0 | 0
NSR Mirant Settlement - NOX Cap Summer v3.1 | 949 | 1848 | Rate Constraint in MTons | FALSE | L | Annual | Constraint Shadow Price | US2016$/Ton | 0 | 0 | 0 | 0 | 0 | 0 | 0 | 0
NSR Mirant Settlement - NOX Rate Summer v3.1 | 950 | 1849 | Rate Constraint in lbs/MMBtu | FALSE | L | Annual | Seasons Included | Seasons | Summer | Summer | Summer | Summer | Summer | Summer | Summer | Summer
NSR Mirant Settlement - NOX Rate Summer v3.1 | 950 | 1849 | Rate Constraint in lbs/MMBtu | FALSE | L | Annual | Standard NOX | lb/MMBtu | 0.15 | 0.15 | 0.15 | 0.15 | 0.15 | 0.15 | 0.15 | 0.15
NSR Mirant Settlement - NOX Rate Summer v3.1 | 950 | 1849 | Rate Constraint in lbs/MMBtu | FALSE | L | Annual | Emissions at Affected Plants NOX | Thousand Tons | 0.024991 | 0.46416 | 0.35592 | 0 | 0 | 0 | 0 | 0
NSR Mirant Settlement - NOX Rate Summer v3.1 | 950 | 1849 | Rate Constraint in lbs/MMBtu | FALSE | L | Annual | Allowances Purchased NOX | Thousand Tons | 0 | 0 | 0 | 0 | 0 | 0 | 0 | 0
NSR Mirant Settlement - NOX Rate Summer v3.1 | 950 | 1849 | Rate Constraint in lbs/MMBtu | FALSE | L | Annual | Allowances Sold NOX | Thousand Tons | 0 | 0 | 0 | 0 | 0 | 0 | 0 | 0
NSR Mirant Settlement - NOX Rate Summer v3.1 | 950 | 1849 | Rate Constraint in lbs/MMBtu | FALSE | L | Annual | Allowances Banked | Thousand Tons | 0 | 0 | 0 | 0 | 0 | 0 | 0 | 0
NSR Mirant Settlement - NOX Rate Summer v3.1 | 950 | 1849 | Rate Constraint in lbs/MMBtu | FALSE | L | Annual | Allowances Withdrawn (1:1) | Thousand Tons | 0 | 0 | 0 | 0 | 0 | 0 | 0 | 0
NSR Mirant Settlement - NOX Rate Summer v3.1 | 950 | 1849 | Rate Constraint in lbs/MMBtu | FALSE | L | Annual | Allowances Withdrawn (n:1) | Thousand Tons | 0 | 0 | 0 | 0 | 0 | 0 | 0 | 0
NSR Mirant Settlement - NOX Rate Summer v3.1 | 950 | 1849 | Rate Constraint in lbs/MMBtu | FALSE | L | Annual | Net Emissions Allowance Position | Thousand Tons | 0.024991 | 0.46416 | 0.35592 | 0 | 0 | 0 | 0 | 0
NSR Mirant Settlement - NOX Rate Summer v3.1 | 950 | 1849 | Rate Constraint in lbs/MMBtu | FALSE | L | Annual | Fuel Consumed | TBtu | 1.2832 | 23.6653 | 18.1473 | 0 | 0 | 0 | 0 | 0
NSR Mirant Settlement - NOX Rate Summer v3.1 | 950 | 1849 | Rate Constraint in lbs/MMBtu | FALSE | L | Annual | Rate | lb/MMBtu | 0.03895 | 0.039227 | 0.039226 | 0 | 0 | 0 | 0 | 0
NSR Mirant Settlement - NOX Rate Summer v3.1 | 950 | 1849 | Rate Constraint in lbs/MMBtu | FALSE | L | Annual | Generation | TWh | 0.12949 | 2.3783 | 1.8238 | 0 | 0 | 0 | 0 | 0
NSR Mirant Settlement - NOX Rate Summer v3.1 | 950 | 1849 | Rate Constraint in lbs/MMBtu | FALSE | L | Annual | Qualifying Generation | TWh | 0.12949 | 2.3783 | 1.8238 | 0 | 0 | 0 | 0 | 0
NSR Mirant Settlement - NOX Rate Summer v3.1 | 950 | 1849 | Rate Constraint in lbs/MMBtu | FALSE | L | Annual | Rate | lb/MWh | 0.38599 | 0.39033 | 0.39031 | 0 | 0 | 0 | 0 | 0
NSR Mirant Settlement - NOX Rate Summer v3.1 | 950 | 1849 | Rate Constraint in lbs/MMBtu | FALSE | L | Annual | Constraint Shadow Price | US2016$/Ton | 0 | 0 | 0 | 0 | 0 | 0 | 0 | 0
NSR Morgantown G P 1,2 - NOX Rate Annual v3.1, Unit 5648 and retrofits | 951 | 1954 | Rate Constraint in lbs/MMBtu | FALSE | L | Annual | Seasons Included | Seasons | Winter, WintShld, Summer | Winter, WintShld, Summer | Winter, WintShld, Summer | Winter, WintShld, Summer | Winter, WintShld, Summer | Winter, WintShld, Summer | Winter, WintShld, Summer | Winter, WintShld, Summer
NSR Morgantown G P 1,2 - NOX Rate Annual v3.1, Unit 5648 and retrofits | 951 | 1954 | Rate Constraint in lbs/MMBtu | FALSE | L | Annual | Standard NOX | lb/MMBtu | 0.1 | 0.1 | 0.1 | 0.1 | 0.1 | 0.1 | 0.1 | 0.1
NSR Morgantown G P 1,2 - NOX Rate Annual v3.1, Unit 5648 and retrofits | 951 | 1954 | Rate Constraint in lbs/MMBtu | FALSE | L | Annual | Emissions at Affected Plants NOX | Thousand Tons | 0.12741 | 0.35708 | 0.28157 | 0.10242 | 0 | 0 | 0 | 0
NSR Morgantown G P 1,2 - NOX Rate Annual v3.1, Unit 5648 and retrofits | 951 | 1954 | Rate Constraint in lbs/MMBtu | FALSE | L | Annual | Allowances Purchased NOX | Thousand Tons | 0 | 0 | 0 | 0 | 0 | 0 | 0 | 0
NSR Morgantown G P 1,2 - NOX Rate Annual v3.1, Unit 5648 and retrofits | 951 | 1954 | Rate Constraint in lbs/MMBtu | FALSE | L | Annual | Allowances Sold NOX | Thousand Tons | 0 | 0 | 0 | 0 | 0 | 0 | 0 | 0
NSR Morgantown G P 1,2 - NOX Rate Annual v3.1, Unit 5648 and retrofits | 951 | 1954 | Rate Constraint in lbs/MMBtu | FALSE | L | Annual | Allowances Banked | Thousand Tons | 0 | 0 | 0 | 0 | 0 | 0 | 0 | 0
NSR Morgantown G P 1,2 - NOX Rate Annual v3.1, Unit 5648 and retrofits | 951 | 1954 | Rate Constraint in lbs/MMBtu | FALSE | L | Annual | Allowances Withdrawn (1:1) | Thousand Tons | 0 | 0 | 0 | 0 | 0 | 0 | 0 | 0
NSR Morgantown G P 1,2 - NOX Rate Annual v3.1, Unit 5648 and retrofits | 951 | 1954 | Rate Constraint in lbs/MMBtu | FALSE | L | Annual | Allowances Withdrawn (n:1) | Thousand Tons | 0 | 0 | 0 | 0 | 0 | 0 | 0 | 0
NSR Morgantown G P 1,2 - NOX Rate Annual v3.1, Unit 5648 and retrofits | 951 | 1954 | Rate Constraint in lbs/MMBtu | FALSE | L | Annual | Net Emissions Allowance Position | Thousand Tons | 0.12741 | 0.35708 | 0.28157 | 0.10242 | 0 | 0 | 0 | 0
NSR Morgantown G P 1,2 - NOX Rate Annual v3.1, Unit 5648 and retrofits | 951 | 1954 | Rate Constraint in lbs/MMBtu | FALSE | L | Annual | Fuel Consumed | TBtu | 6.5422 | 18.3352 | 14.4582 | 5.259 | 0 | 0 | 0 | 0
NSR Morgantown G P 1,2 - NOX Rate Annual v3.1, Unit 5648 and retrofits | 951 | 1954 | Rate Constraint in lbs/MMBtu | FALSE | L | Annual | Rate | lb/MMBtu | 0.03895 | 0.03895 | 0.03895 | 0.03895 | 0 | 0 | 0 | 0
NSR Morgantown G P 1,2 - NOX Rate Annual v3.1, Unit 5648 and retrofits | 951 | 1954 | Rate Constraint in lbs/MMBtu | FALSE | L | Annual | Generation | TWh | 0.66017 | 1.8502 | 1.459 | 0.53068 | 0 | 0 | 0 | 0
NSR Morgantown G P 1,2 - NOX Rate Annual v3.1, Unit 5648 and retrofits | 951 | 1954 | Rate Constraint in lbs/MMBtu | FALSE | L | Annual | Qualifying Generation | TWh | 0.66017 | 1.8502 | 1.459 | 0.53068 | 0 | 0 | 0 | 0
NSR Morgantown G P 1,2 - NOX Rate Annual v3.1, Unit 5648 and retrofits | 951 | 1954 | Rate Constraint in lbs/MMBtu | FALSE | L | Annual | Rate | lb/MWh | 0.38599 | 0.38599 | 0.38599 | 0.38599 | 0 | 0 | 0 | 0
NSR Morgantown G P 1,2 - NOX Rate Annual v3.1, Unit 5648 and retrofits | 951 | 1954 | Rate Constraint in lbs/MMBtu | FALSE | L | Annual | Constraint Shadow Price | US2016$/Ton | 0 | 0 | 0 | 0 | 0 | 0 | 0 | 0
NSR Morgantown G P 1,2 - NOX Rate Annual v3.1, Unit 5649 and retrofits | 952 | 1954 | Rate Constraint in lbs/MMBtu | FALSE | L | Annual | Seasons Included | Seasons | Winter, WintShld, Summer | Winter, WintShld, Summer | Winter, WintShld, Summer | Winter, WintShld, Summer | Winter, WintShld, Summer | Winter, WintShld, Summer | Winter, WintShld, Summer | Winter, WintShld, Summer
NSR Morgantown G P 1,2 - NOX Rate Annual v3.1, Unit 5649 and retrofits | 952 | 1954 | Rate Constraint in lbs/MMBtu | FALSE | L | Annual | Standard NOX | lb/MMBtu | 0.1 | 0.1 | 0.1 | 0.1 | 0.1 | 0.1 | 0.1 | 0.1
NSR Morgantown G P 1,2 - NOX Rate Annual v3.1, Unit 5649 and retrofits | 952 | 1954 | Rate Constraint in lbs/MMBtu | FALSE | L | Annual | Emissions at Affected Plants NOX | Thousand Tons | 0.056721 | 0.33234 | 0.27772 | 0.10096 | 0 | 0 | 0 | 0
NSR Morgantown G P 1,2 - NOX Rate Annual v3.1, Unit 5649 and retrofits | 952 | 1954 | Rate Constraint in lbs/MMBtu | FALSE | L | Annual | Allowances Purchased NOX | Thousand Tons | 0 | 0 | 0 | 0 | 0 | 0 | 0 | 0
NSR Morgantown G P 1,2 - NOX Rate Annual v3.1, Unit 5649 and retrofits | 952 | 1954 | Rate Constraint in lbs/MMBtu | FALSE | L | Annual | Allowances Sold NOX | Thousand Tons | 0 | 0 | 0 | 0 | 0 | 0 | 0 | 0
NSR Morgantown G P 1,2 - NOX Rate Annual v3.1, Unit 5649 and retrofits | 952 | 1954 | Rate Constraint in lbs/MMBtu | FALSE | L | Annual | Allowances Banked | Thousand Tons | 0 | 0 | 0 | 0 | 0 | 0 | 0 | 0
NSR Morgantown G P 1,2 - NOX Rate Annual v3.1, Unit 5649 and retrofits | 952 | 1954 | Rate Constraint in lbs/MMBtu | FALSE | L | Annual | Allowances Withdrawn (1:1) | Thousand Tons | 0 | 0 | 0 | 0 | 0 | 0 | 0 | 0
NSR Morgantown G P 1,2 - NOX Rate Annual v3.1, Unit 5649 and retrofits | 952 | 1954 | Rate Constraint in lbs/MMBtu | FALSE | L | Annual | Allowances Withdrawn (n:1) | Thousand Tons | 0 | 0 | 0 | 0 | 0 | 0 | 0 | 0
NSR Morgantown G P 1,2 - NOX Rate Annual v3.1, Unit 5649 and retrofits | 952 | 1954 | Rate Constraint in lbs/MMBtu | FALSE | L | Annual | Net Emissions Allowance Position | Thousand Tons | 0.056721 | 0.33234 | 0.27772 | 0.10096 | 0 | 0 | 0 | 0
NSR Morgantown G P 1,2 - NOX Rate Annual v3.1, Unit 5649 and retrofits | 952 | 1954 | Rate Constraint in lbs/MMBtu | FALSE | L | Annual | Fuel Consumed | TBtu | 2.8712 | 16.8233 | 14.0585 | 5.1104 | 0 | 0 | 0 | 0
NSR Morgantown G P 1,2 - NOX Rate Annual v3.1, Unit 5649 and retrofits | 952 | 1954 | Rate Constraint in lbs/MMBtu | FALSE | L | Annual | Rate | lb/MMBtu | 0.03951 | 0.03951 | 0.03951 | 0.03951 | 0 | 0 | 0 | 0
NSR Morgantown G P 1,2 - NOX Rate Annual v3.1, Unit 5649 and retrofits | 952 | 1954 | Rate Constraint in lbs/MMBtu | FALSE | L | Annual | Generation | TWh | 0.28735 | 1.6837 | 1.407 | 0.51144 | 0 | 0 | 0 | 0
NSR Morgantown G P 1,2 - NOX Rate Annual v3.1, Unit 5649 and retrofits | 952 | 1954 | Rate Constraint in lbs/MMBtu | FALSE | L | Annual | Qualifying Generation | TWh | 0.28735 | 1.6837 | 1.407 | 0.51144 | 0 | 0 | 0 | 0
NSR Morgantown G P 1,2 - NOX Rate Annual v3.1, Unit 5649 and retrofits | 952 | 1954 | Rate Constraint in lbs/MMBtu | FALSE | L | Annual | Rate | lb/MWh | 0.39478 | 0.39478 | 0.39478 | 0.39478 | 0 | 0 | 0 | 0
NSR Morgantown G P 1,2 - NOX Rate Annual v3.1, Unit 5649 and retrofits | 952 | 1954 | Rate Constraint in lbs/MMBtu | FALSE | L | Annual | Constraint Shadow Price | US2016$/Ton | 0 | 0 | 0 | 0 | 0 | 0 | 0 | 0
NSR Mt Storm 1-3 - NOX Rate Annual v3.1, Unit 5733 and retrofits | 953 | 1948 | Rate Constraint in lbs/MMBtu | FALSE | L | Annual | Seasons Included | Seasons | Winter, WintShld, Summer | Winter, WintShld, Summer | Winter, WintShld, Summer | Winter, WintShld, Summer | Winter, WintShld, Summer | Winter, WintShld, Summer | Winter, WintShld, Summer | Winter, WintShld, Summer
NSR Mt Storm 1-3 - NOX Rate Annual v3.1, Unit 5733 and retrofits | 953 | 1948 | Rate Constraint in lbs/MMBtu | FALSE | L | Annual | Standard NOX | lb/MMBtu | 0.11 | 0.11 | 0.11 | 0.11 | 0.11 | 0.11 | 0.11 | 0.11
NSR Mt Storm 1-3 - NOX Rate Annual v3.1, Unit 5733 and retrofits | 953 | 1948 | Rate Constraint in lbs/MMBtu | FALSE | L | Annual | Emissions at Affected Plants NOX | Thousand Tons | 0.82679 | 1.1721 | 0.79598 | 0.79073 | 0 | 0 | 0 | 0
NSR Mt Storm 1-3 - NOX Rate Annual v3.1, Unit 5733 and retrofits | 953 | 1948 | Rate Constraint in lbs/MMBtu | FALSE | L | Annual | Allowances Purchased NOX | Thousand Tons | 0 | 0 | 0 | 0 | 0 | 0 | 0 | 0
NSR Mt Storm 1-3 - NOX Rate Annual v3.1, Unit 5733 and retrofits | 953 | 1948 | Rate Constraint in lbs/MMBtu | FALSE | L | Annual | Allowances Sold NOX | Thousand Tons | 0 | 0 | 0 | 0 | 0 | 0 | 0 | 0
NSR Mt Storm 1-3 - NOX Rate Annual v3.1, Unit 5733 and retrofits | 953 | 1948 | Rate Constraint in lbs/MMBtu | FALSE | L | Annual | Allowances Banked | Thousand Tons | 0 | 0 | 0 | 0 | 0 | 0 | 0 | 0
NSR Mt Storm 1-3 - NOX Rate Annual v3.1, Unit 5733 and retrofits | 953 | 1948 | Rate Constraint in lbs/MMBtu | FALSE | L | Annual | Allowances Withdrawn (1:1) | Thousand Tons | 0 | 0 | 0 | 0 | 0 | 0 | 0 | 0
NSR Mt Storm 1-3 - NOX Rate Annual v3.1, Unit 5733 and retrofits | 953 | 1948 | Rate Constraint in lbs/MMBtu | FALSE | L | Annual | Allowances Withdrawn (n:1) | Thousand Tons | 0 | 0 | 0 | 0 | 0 | 0 | 0 | 0
NSR Mt Storm 1-3 - NOX Rate Annual v3.1, Unit 5733 and retrofits | 953 | 1948 | Rate Constraint in lbs/MMBtu | FALSE | L | Annual | Net Emissions Allowance Position | Thousand Tons | 0.82679 | 1.1721 | 0.79598 | 0.79073 | 0 | 0 | 0 | 0
NSR Mt Storm 1-3 - NOX Rate Annual v3.1, Unit 5733 and retrofits | 953 | 1948 | Rate Constraint in lbs/MMBtu | FALSE | L | Annual | Fuel Consumed | TBtu | 23.6091 | 33.4691 | 22.7292 | 22.5794 | 0 | 0 | 0 | 0
NSR Mt Storm 1-3 - NOX Rate Annual v3.1, Unit 5733 and retrofits | 953 | 1948 | Rate Constraint in lbs/MMBtu | FALSE | L | Annual | Rate | lb/MMBtu | 0.07004 | 0.07004 | 0.07004 | 0.07004 | 0 | 0 | 0 | 0
NSR Mt Storm 1-3 - NOX Rate Annual v3.1, Unit 5733 and retrofits | 953 | 1948 | Rate Constraint in lbs/MMBtu | FALSE | L | Annual | Generation | TWh | 2.3661 | 3.3543 | 2.2779 | 2.2629 | 0 | 0 | 0 | 0
NSR Mt Storm 1-3 - NOX Rate Annual v3.1, Unit 5733 and retrofits | 953 | 1948 | Rate Constraint in lbs/MMBtu | FALSE | L | Annual | Qualifying Generation | TWh | 2.3661 | 3.3543 | 2.2779 | 2.2629 | 0 | 0 | 0 | 0
NSR Mt Storm 1-3 - NOX Rate Annual v3.1, Unit 5733 and retrofits | 953 | 1948 | Rate Constraint in lbs/MMBtu | FALSE | L | Annual | Rate | lb/MWh | 0.69886 | 0.69886 | 0.69886 | 0.69886 | 0 | 0 | 0 | 0
NSR Mt Storm 1-3 - NOX Rate Annual v3.1, Unit 5733 and retrofits | 953 | 1948 | Rate Constraint in lbs/MMBtu | FALSE | L | Annual | Constraint Shadow Price | US2016$/Ton | 0 | 0 | 0 | 0 | 0 | 0 | 0 | 0
NSR Mt Storm 1-3 - NOX Rate Annual v3.1, Unit 5734 and retrofits | 954 | 1948 | Rate Constraint in lbs/MMBtu | FALSE | L | Annual | Seasons Included | Seasons | Winter, WintShld, Summer | Winter, WintShld, Summer | Winter, WintShld, Summer | Winter, WintShld, Summer | Winter, WintShld, Summer | Winter, WintShld, Summer | Winter, WintShld, Summer | Winter, WintShld, Summer
NSR Mt Storm 1-3 - NOX Rate Annual v3.1, Unit 5734 and retrofits | 954 | 1948 | Rate Constraint in lbs/MMBtu | FALSE | L | Annual | Standard NOX | lb/MMBtu | 0.11 | 0.11 | 0.11 | 0.11 | 0.11 | 0.11 | 0.11 | 0.11
NSR Mt Storm 1-3 - NOX Rate Annual v3.1, Unit 5734 and retrofits | 954 | 1948 | Rate Constraint in lbs/MMBtu | FALSE | L | Annual | Emissions at Affected Plants NOX | Thousand Tons | 0.9573 | 1.3544 | 0.91991 | 0.91659 | 0 | 0 | 0 | 0
NSR Mt Storm 1-3 - NOX Rate Annual v3.1, Unit 5734 and retrofits | 954 | 1948 | Rate Constraint in lbs/MMBtu | FALSE | L | Annual | Allowances Purchased NOX | Thousand Tons | 0 | 0 | 0 | 0 | 0 | 0 | 0 | 0
NSR Mt Storm 1-3 - NOX Rate Annual v3.1, Unit 5734 and retrofits | 954 | 1948 | Rate Constraint in lbs/MMBtu | FALSE | L | Annual | Allowances Sold NOX | Thousand Tons | 0 | 0 | 0 | 0 | 0 | 0 | 0 | 0
NSR Mt Storm 1-3 - NOX Rate Annual v3.1, Unit 5734 and retrofits | 954 | 1948 | Rate Constraint in lbs/MMBtu | FALSE | L | Annual | Allowances Banked | Thousand Tons | 0 | 0 | 0 | 0 | 0 | 0 | 0 | 0
NSR Mt Storm 1-3 - NOX Rate Annual v3.1, Unit 5734 and retrofits | 954 | 1948 | Rate Constraint in lbs/MMBtu | FALSE | L | Annual | Allowances Withdrawn (1:1) | Thousand Tons | 0 | 0 | 0 | 0 | 0 | 0 | 0 | 0
NSR Mt Storm 1-3 - NOX Rate Annual v3.1, Unit 5734 and retrofits | 954 | 1948 | Rate Constraint in lbs/MMBtu | FALSE | L | Annual | Allowances Withdrawn (n:1) | Thousand Tons | 0 | 0 | 0 | 0 | 0 | 0 | 0 | 0
NSR Mt Storm 1-3 - NOX Rate Annual v3.1, Unit 5734 and retrofits | 954 | 1948 | Rate Constraint in lbs/MMBtu | FALSE | L | Annual | Net Emissions Allowance Position | Thousand Tons | 0.9573 | 1.3544 | 0.91991 | 0.91659 | 0 | 0 | 0 | 0
NSR Mt Storm 1-3 - NOX Rate Annual v3.1, Unit 5734 and retrofits | 954 | 1948 | Rate Constraint in lbs/MMBtu | FALSE | L | Annual | Fuel Consumed | TBtu | 23.4775 | 33.2159 | 22.5606 | 22.4792 | 0 | 0 | 0 | 0
NSR Mt Storm 1-3 - NOX Rate Annual v3.1, Unit 5734 and retrofits | 954 | 1948 | Rate Constraint in lbs/MMBtu | FALSE | L | Annual | Rate | lb/MMBtu | 0.08155 | 0.08155 | 0.08155 | 0.08155 | 0 | 0 | 0 | 0
NSR Mt Storm 1-3 - NOX Rate Annual v3.1, Unit 5734 and retrofits | 954 | 1948 | Rate Constraint in lbs/MMBtu | FALSE | L | Annual | Generation | TWh | 2.3562 | 3.3336 | 2.2642 | 2.256 | 0 | 0 | 0 | 0
NSR Mt Storm 1-3 - NOX Rate Annual v3.1, Unit 5734 and retrofits | 954 | 1948 | Rate Constraint in lbs/MMBtu | FALSE | L | Annual | Qualifying Generation | TWh | 2.3562 | 3.3336 | 2.2642 | 2.256 | 0 | 0 | 0 | 0
NSR Mt Storm 1-3 - NOX Rate Annual v3.1, Unit 5734 and retrofits | 954 | 1948 | Rate Constraint in lbs/MMBtu | FALSE | L | Annual | Rate | lb/MWh | 0.81256 | 0.81256 | 0.81256 | 0.81256 | 0 | 0 | 0 | 0
NSR Mt Storm 1-3 - NOX Rate Annual v3.1, Unit 5734 and retrofits | 954 | 1948 | Rate Constraint in lbs/MMBtu | FALSE | L | Annual | Constraint Shadow Price | US2016$/Ton | 0 | 0 | 0 | 0 | 0 | 0 | 0 | 0
NSR Mt Storm 1-3 - NOX Rate Annual v3.1, Unit 5735 and retrofits | 955 | 1948 | Rate Constraint in lbs/MMBtu | FALSE | L | Annual | Seasons Included | Seasons | Winter, WintShld, Summer | Winter, WintShld, Summer | Winter, WintShld, Summer | Winter, WintShld, Summer | Winter, WintShld, Summer | Winter, WintShld, Summer | Winter, WintShld, Summer | Winter, WintShld, Summer
NSR Mt Storm 1-3 - NOX Rate Annual v3.1, Unit 5735 and retrofits | 955 | 1948 | Rate Constraint in lbs/MMBtu | FALSE | L | Annual | Standard NOX | lb/MMBtu | 0.11 | 0.11 | 0.11 | 0.11 | 0.11 | 0.11 | 0.11 | 0.11
NSR Mt Storm 1-3 - NOX Rate Annual v3.1, Unit 5735 and retrofits | 955 | 1948 | Rate Constraint in lbs/MMBtu | FALSE | L | Annual | Emissions at Affected Plants NOX | Thousand Tons | 0.33512 | 0.6805 | 0.33805 | 0 | 0 | 0 | 0 | 0
NSR Mt Storm 1-3 - NOX Rate Annual v3.1, Unit 5735 and retrofits | 955 | 1948 | Rate Constraint in lbs/MMBtu | FALSE | L | Annual | Allowances Purchased NOX | Thousand Tons | 0 | 0 | 0 | 0 | 0 | 0 | 0 | 0
NSR Mt Storm 1-3 - NOX Rate Annual v3.1, Unit 5735 and retrofits | 955 | 1948 | Rate Constraint in lbs/MMBtu | FALSE | L | Annual | Allowances Sold NOX | Thousand Tons | 0 | 0 | 0 | 0 | 0 | 0 | 0 | 0
NSR Mt Storm 1-3 - NOX Rate Annual v3.1, Unit 5735 and retrofits | 955 | 1948 | Rate Constraint in lbs/MMBtu | FALSE | L | Annual | Allowances Banked | Thousand Tons | 0 | 0 | 0 | 0 | 0 | 0 | 0 | 0
NSR Mt Storm 1-3 - NOX Rate Annual v3.1, Unit 5735 and retrofits | 955 | 1948 | Rate Constraint in lbs/MMBtu | FALSE | L | Annual | Allowances Withdrawn (1:1) | Thousand Tons | 0 | 0 | 0 | 0 | 0 | 0 | 0 | 0
NSR Mt Storm 1-3 - NOX Rate Annual v3.1, Unit 5735 and retrofits | 955 | 1948 | Rate Constraint in lbs/MMBtu | FALSE | L | Annual | Allowances Withdrawn (n:1) | Thousand Tons | 0 | 0 | 0 | 0 | 0 | 0 | 0 | 0
NSR Mt Storm 1-3 - NOX Rate Annual v3.1, Unit 5735 and retrofits | 955 | 1948 | Rate Constraint in lbs/MMBtu | FALSE | L | Annual | Net Emissions Allowance Position | Thousand Tons | 0.33512 | 0.6805 | 0.33805 | 0 | 0 | 0 | 0 | 0
NSR Mt Storm 1-3 - NOX Rate Annual v3.1, Unit 5735 and retrofits | 955 | 1948 | Rate Constraint in lbs/MMBtu | FALSE | L | Annual | Fuel Consumed | TBtu | 8.0269 | 16.2994 | 8.097 | 0 | 0 | 0 | 0 | 0
NSR Mt Storm 1-3 - NOX Rate Annual v3.1, Unit 5735 and retrofits | 955 | 1948 | Rate Constraint in lbs/MMBtu | FALSE | L | Annual | Rate | lb/MMBtu | 0.0835 | 0.0835 | 0.0835 | 0 | 0 | 0 | 0 | 0
NSR Mt Storm 1-3 - NOX Rate Annual v3.1, Unit 5735 and retrofits | 955 | 1948 | Rate Constraint in lbs/MMBtu | FALSE | L | Annual | Generation | TWh | 0.77871 | 1.5812 | 0.7855 | 0 | 0 | 0 | 0 | 0
NSR Mt Storm 1-3 - NOX Rate Annual v3.1, Unit 5735 and retrofits | 955 | 1948 | Rate Constraint in lbs/MMBtu | FALSE | L | Annual | Qualifying Generation | TWh | 0.77871 | 1.5812 | 0.7855 | 0 | 0 | 0 | 0 | 0
NSR Mt Storm 1-3 - NOX Rate Annual v3.1, Unit 5735 and retrofits | 955 | 1948 | Rate Constraint in lbs/MMBtu | FALSE | L | Annual | Rate | lb/MWh | 0.86072 | 0.86072 | 0.86072 | 0 | 0 | 0 | 0 | 0
NSR Mt Storm 1-3 - NOX Rate Annual v3.1, Unit 5735 and retrofits | 955 | 1948 | Rate Constraint in lbs/MMBtu | FALSE | L | Annual | Constraint Shadow Price | US2016$/Ton | 0 | 0 | 0 | 0 | 0 | 0 | 0 | 0
NSR NIPSCO System - SO2 Cap Annual v4.11 | 956 | 2301 | Rate Constraint in MTons | FALSE | L | Annual | Seasons Included | Seasons | Winter, WintShld, Summer | Winter, WintShld, Summer | Winter, WintShld, Summer | Winter, WintShld, Summer | Winter, WintShld, Summer | Winter, WintShld, Summer | Winter, WintShld, Summer | Winter, WintShld, Summer
NSR NIPSCO System - SO2 Cap Annual v4.11 | 956 | 2301 | Rate Constraint in MTons | FALSE | L | Annual | Standard SO2 | Thousand Tons | 11.6 | 11.6 | 11.6 | 11.6 | 11.6 | 11.6 | 11.6 | 11.6
NSR NIPSCO System - SO2 Cap Annual v4.11 | 956 | 2301 | Rate Constraint in MTons | FALSE | L | Annual | Emissions at Affected Plants SO2 | Thousand Tons | 1.7138 | 2.2356 | 2.2308 | 1.8742 | 1.6621 | 1.6621 | 1.6621 | 1.5835
NSR NIPSCO System - SO2 Cap Annual v4.11 | 956 | 2301 | Rate Constraint in MTons | FALSE | L | Annual | Allowances Purchased SO2 | Thousand Tons | 0 | 0 | 0 | 0 | 0 | 0 | 0 | 0
NSR NIPSCO System - SO2 Cap Annual v4.11 | 956 | 2301 | Rate Constraint in MTons | FALSE | L | Annual | Allowances Sold SO2 | Thousand Tons | 0 | 0 | 0 | 0 | 0 | 0 | 0 | 0
NSR NIPSCO System - SO2 Cap Annual v4.11 | 956 | 2301 | Rate Constraint in MTons | FALSE | L | Annual | Allowances Banked | Thousand Tons | 0 | 0 | 0 | 0 | 0 | 0 | 0 | 0
NSR NIPSCO System - SO2 Cap Annual v4.11 | 956 | 2301 | Rate Constraint in MTons | FALSE | L | Annual | Allowances Withdrawn (1:1) | Thousand Tons | 0 | 0 | 0 | 0 | 0 | 0 | 0 | 0
NSR NIPSCO System - SO2 Cap Annual v4.11 | 956 | 2301 | Rate Constraint in MTons | FALSE | L | Annual | Allowances Withdrawn (n:1) | Thousand Tons | 0 | 0 | 0 | 0 | 0 | 0 | 0 | 0
NSR NIPSCO System - SO2 Cap Annual v4.11 | 956 | 2301 | Rate Constraint in MTons | FALSE | L | Annual | Net Emissions Allowance Position | Thousand Tons | 1.7138 | 2.2356 | 2.2308 | 1.8742 | 1.6621 | 1.6621 | 1.6621 | 1.5835
NSR NIPSCO System - SO2 Cap Annual v4.11 | 956 | 2301 | Rate Constraint in MTons | FALSE | L | Annual | Fuel Consumed | TBtu | 51.3262 | 66.1692 | 66.0098 | 56.7888 | 49.4275 | 49.4275 | 49.4275 | 46.9977
NSR NIPSCO System - SO2 Cap Annual v4.11 | 956 | 2301 | Rate Constraint in MTons | FALSE | L | Annual | Rate | lb/MMBtu | 0.06678 | 0.067573 | 0.067591 | 0.066007 | 0.067252 | 0.067252 | 0.067252 | 0.067385
NSR NIPSCO System - SO2 Cap Annual v4.11 | 956 | 2301 | Rate Constraint in MTons | FALSE | L | Annual | Generation | TWh | 4.5996 | 5.924 | 5.9098 | 5.07 | 4.4401 | 4.4401 | 4.4401 | 4.2226
NSR NIPSCO System - SO2 Cap Annual v4.11 | 956 | 2301 | Rate Constraint in MTons | FALSE | L | Annual | Qualifying Generation | TWh | 4.5996 | 5.924 | 5.9098 | 5.07 | 4.4401 | 4.4401 | 4.4401 | 4.2226
NSR NIPSCO System - SO2 Cap Annual v4.11 | 956 | 2301 | Rate Constraint in MTons | FALSE | L | Annual | Rate | lb/MWh | 0.74519 | 0.75477 | 0.75497 | 0.73933 | 0.74866 | 0.74866 | 0.74866 | 0.75001
NSR NIPSCO System - SO2 Cap Annual v4.11 | 956 | 2301 | Rate Constraint in MTons | FALSE | L | Annual | Constraint Shadow Price | US2016$/Ton | 0 | 0 | 0 | 0 | 0 | 0 | 0 | 0
NSR NIPSCO System - NOx Cap Annual 4.11 | 957 | 2300 | Rate Constraint in MTons | FALSE | L | Annual | Seasons Included | Seasons | Winter, WintShld, Summer | Winter, WintShld, Summer | Winter, WintShld, Summer | Winter, WintShld, Summer | Winter, WintShld, Summer | Winter, WintShld, Summer | Winter, WintShld, Summer | Winter, WintShld, Summer
NSR NIPSCO System - NOx Cap Annual 4.11 | 957 | 2300 | Rate Constraint in MTons | FALSE | L | Annual | Standard NOX | Thousand Tons | 11.704 | 11.704 | 11.704 | 11.704 | 11.704 | 11.704 | 11.704 | 11.704
NSR NIPSCO System - NOx Cap Annual 4.11 | 957 | 2300 | Rate Constraint in MTons | FALSE | L | Annual | Emissions at Affected Plants NOX | Thousand Tons | 2.1111 | 2.7465 | 2.7402 | 2.3501 | 2.0248 | 2.0248 | 2.0248 | 1.926
NSR NIPSCO System - NOx Cap Annual 4.11 | 957 | 2300 | Rate Constraint in MTons | FALSE | L | Annual | Allowances Purchased NOX | Thousand Tons | 0 | 0 | 0 | 0 | 0 | 0 | 0 | 0
NSR NIPSCO System - NOx Cap Annual 4.11 | 957 | 2300 | Rate Constraint in MTons | FALSE | L | Annual | Allowances Sold NOX | Thousand Tons | 0 | 0 | 0 | 0 | 0 | 0 | 0 | 0
NSR NIPSCO System - NOx Cap Annual 4.11 | 957 | 2300 | Rate Constraint in MTons | FALSE | L | Annual | Allowances Banked | Thousand Tons | 0 | 0 | 0 | 0 | 0 | 0 | 0 | 0
NSR NIPSCO System - NOx Cap Annual 4.11 | 957 | 2300 | Rate Constraint in MTons | FALSE | L | Annual | Allowances Withdrawn (1:1) | Thousand Tons | 0 | 0 | 0 | 0 | 0 | 0 | 0 | 0
NSR NIPSCO System - NOx Cap Annual 4.11 | 957 | 2300 | Rate Constraint in MTons | FALSE | L | Annual | Allowances Withdrawn (n:1) | Thousand Tons | 0 | 0 | 0 | 0 | 0 | 0 | 0 | 0
NSR NIPSCO System - NOx Cap Annual 4.11 | 957 | 2300 | Rate Constraint in MTons | FALSE | L | Annual | Net Emissions Allowance Position | Thousand Tons | 2.1111 | 2.7465 | 2.7402 | 2.3501 | 2.0248 | 2.0248 | 2.0248 | 1.926
NSR NIPSCO System - NOx Cap Annual 4.11 | 957 | 2300 | Rate Constraint in MTons | FALSE | L | Annual | Fuel Consumed | TBtu | 51.3262 | 66.1692 | 66.0098 | 56.7888 | 49.4275 | 49.4275 | 49.4275 | 46.9977
NSR NIPSCO System - NOx Cap Annual 4.11 | 957 | 2300 | Rate Constraint in MTons | FALSE | L | Annual | Rate | lb/MMBtu | 0.082263 | 0.083016 | 0.083023 | 0.082765 | 0.081928 | 0.081928 | 0.081928 | 0.081964
NSR NIPSCO System - NOx Cap Annual 4.11 | 957 | 2300 | Rate Constraint in MTons | FALSE | L | Annual | Generation | TWh | 4.5996 | 5.924 | 5.9098 | 5.07 | 4.4401 | 4.4401 | 4.4401 | 4.2226
NSR NIPSCO System - NOx Cap Annual 4.11 | 957 | 2300 | Rate Constraint in MTons | FALSE | L | Annual | Qualifying Generation | TWh | 4.5996 | 5.924 | 5.9098 | 5.07 | 4.4401 | 4.4401 | 4.4401 | 4.2226
NSR NIPSCO System - NOx Cap Annual 4.11 | 957 | 2300 | Rate Constraint in MTons | FALSE | L | Annual | Rate | lb/MWh | 0.91796 | 0.92726 | 0.92733 | 0.92704 | 0.91204 | 0.91204 | 0.91204 | 0.91227
NSR NIPSCO System - NOx Cap Annual 4.11 | 957 | 2300 | Rate Constraint in MTons | FALSE | L | Annual | Constraint Shadow Price | US2016$/Ton | 0 | 0 | 0 | 0 | 0 | 0 | 0 | 0
NSR NV Power Consent - NOX Cap Annual v3.1 | 958 | 1852 | Rate Constraint in MTons | FALSE | L | Annual | Seasons Included | Seasons | Winter, WintShld, Summer | Winter, WintShld, Summer | Winter, WintShld, Summer | Winter, WintShld, Summer | Winter, WintShld, Summer | Winter, WintShld, Summer | Winter, WintShld, Summer | Winter, WintShld, Summer
NSR NV Power Consent - NOX Cap Annual v3.1 | 958 | 1852 | Rate Constraint in MTons | FALSE | L | Annual | Standard NOX | Thousand Tons | 0.36 | 0.36 | 0.36 | 0.36 | 0.36 | 0.36 | 0.36 | 0.36
NSR NV Power Consent - NOX Cap Annual v3.1 | 958 | 1852 | Rate Constraint in MTons | FALSE | L | Annual | Emissions at Affected Plants NOX | Thousand Tons | 0.0050898 | 0 | 0.00071361 | 0.0043761 | 0.062429 | 0.081841 | 0.28786 | 0.16837
NSR NV Power Consent - NOX Cap Annual v3.1 | 958 | 1852 | Rate Constraint in MTons | FALSE | L | Annual | Allowances Purchased NOX | Thousand Tons | 0 | 0 | 0 | 0 | 0 | 0 | 0 | 0
NSR NV Power Consent - NOX Cap Annual v3.1 | 958 | 1852 | Rate Constraint in MTons | FALSE | L | Annual | Allowances Sold NOX | Thousand Tons | 0 | 0 | 0 | 0 | 0 | 0 | 0 | 0
NSR NV Power Consent - NOX Cap Annual v3.1 | 958 | 1852 | Rate Constraint in MTons | FALSE | L | Annual | Allowances Banked | Thousand Tons | 0 | 0 | 0 | 0 | 0 | 0 | 0 | 0
NSR NV Power Consent - NOX Cap Annual v3.1 | 958 | 1852 | Rate Constraint in MTons | FALSE | L | Annual | Allowances Withdrawn (1:1) | Thousand Tons | 0 | 0 | 0 | 0 | 0 | 0 | 0 | 0
NSR NV Power Consent - NOX Cap Annual v3.1 | 958 | 1852 | Rate Constraint in MTons | FALSE | L | Annual | Allowances Withdrawn (n:1) | Thousand Tons | 0 | 0 | 0 | 0 | 0 | 0 | 0 | 0
NSR NV Power Consent - NOX Cap Annual v3.1 | 958 | 1852 | Rate Constraint in MTons | FALSE | L | Annual | Net Emissions Allowance Position | Thousand Tons | 0.0050898 | 0 | 0.00071361 | 0.0043761 | 0.062429 | 0.081841 | 0.28786 | 0.16837
NSR NV Power Consent - NOX Cap Annual v3.1 | 958 | 1852 | Rate Constraint in MTons | FALSE | L | Annual | Fuel Consumed | TBtu | 0.10962 | 0 | 0.01537 | 0.094253 | 1.3446 | 1.7627 | 6.1998 | 3.6263
NSR NV Power Consent - NOX Cap Annual v3.1 | 958 | 1852 | Rate Constraint in MTons | FALSE | L | Annual | Rate | lb/MMBtu | 0.09286 | 0 | 0.09286 | 0.09286 | 0.09286 | 0.09286 | 0.09286 | 0.09286
NSR NV Power Consent - NOX Cap Annual v3.1 | 958 | 1852 | Rate Constraint in MTons | FALSE | L | Annual | Generation | TWh | 0.011838 | 0 | 0.0016598 | 0.010178 | 0.1452 | 0.19035 | 0.66952 | 0.39161
NSR NV Power Consent - NOX Cap Annual v3.1 | 958 | 1852 | Rate Constraint in MTons | FALSE | L | Annual | Qualifying Generation | TWh | 0.011838 | 0 | 0.0016598 | 0.010178 | 0.1452 | 0.19035 | 0.66952 | 0.39161
NSR NV Power Consent - NOX Cap Annual v3.1 | 958 | 1852 | Rate Constraint in MTons | FALSE | L | Annual | Rate | lb/MWh | 0.85988 | 0 | 0.85988 | 0.85988 | 0.85988 | 0.85988 | 0.85988 | 0.85988
NSR NV Power Consent - NOX Cap Annual v3.1 | 958 | 1852 | Rate Constraint in MTons | FALSE | L | Annual | Constraint Shadow Price | US2016$/Ton | 0 | 0 | 0 | 0 | 0 | 0 | 0 | 0
NSR Oak Creek 5-8 - NOX Rate Annual v3.1, Unit 5717 and retrofits | 959 | 1874 | Rate Constraint in lbs/MMBtu | FALSE | L | Annual | Seasons Included | Seasons | Winter, WintShld, Summer | Winter, WintShld, Summer | Winter, WintShld, Summer | Winter, WintShld, Summer | Winter, WintShld, Summer | Winter, WintShld, Summer | Winter, WintShld, Summer | Winter, WintShld, Summer
NSR Oak Creek 5-8 - NOX Rate Annual v3.1, Unit 5717 and retrofits | 959 | 1874 | Rate Constraint in lbs/MMBtu | FALSE | L | Annual | Standard NOX | lb/MMBtu | 0.08 | 0.08 | 0.08 | 0.08 | 0.08 | 0.08 | 0.08 | 0.08
NSR Oak Creek 5-8 - NOX Rate Annual v3.1, Unit 5717 and retrofits | 959 | 1874 | Rate Constraint in lbs/MMBtu | FALSE | L | Annual | Emissions at Affected Plants NOX | Thousand Tons | 0.40615 | 0.43652 | 0.44045 | 0.47513 | 0.39881 | 0.4507 | 0.35197 | 0.34408
NSR Oak Creek 5-8 - NOX Rate Annual v3.1, Unit 5717 and retrofits | 959 | 1874 | Rate Constraint in lbs/MMBtu | FALSE | L | Annual | Allowances Purchased NOX | Thousand Tons | 0 | 0 | 0 | 0 | 0 | 0 | 0 | 0
NSR Oak Creek 5-8 - NOX Rate Annual v3.1, Unit 5717 and retrofits | 959 | 1874 | Rate Constraint in lbs/MMBtu | FALSE | L | Annual | Allowances Sold NOX | Thousand Tons | 0 | 0 | 0 | 0 | 0 | 0 | 0 | 0
NSR Oak Creek 5-8 - NOX Rate Annual v3.1, Unit 5717 and retrofits | 959 | 1874 | Rate Constraint in lbs/MMBtu | FALSE | L | Annual | Allowances Banked | Thousand Tons | 0 | 0 | 0 | 0 | 0 | 0 | 0 | 0
NSR Oak Creek 5-8 - NOX Rate Annual v3.1, Unit 5717 and retrofits | 959 | 1874 | Rate Constraint in lbs/MMBtu | FALSE | L | Annual | Allowances Withdrawn (1:1) | Thousand Tons | 0 | 0 | 0 | 0 | 0 | 0 | 0 | 0
NSR Oak Creek 5-8 - NOX Rate Annual v3.1, Unit 5717 and retrofits | 959 | 1874 | Rate Constraint in lbs/MMBtu | FALSE | L | Annual | Allowances Withdrawn (n:1) | Thousand Tons | 0 | 0 | 0 | 0 | 0 | 0 | 0 | 0
NSR Oak Creek 5-8 - NOX Rate Annual v3.1, Unit 5717 and retrofits | 959 | 1874 | Rate Constraint in lbs/MMBtu | FALSE | L | Annual | Net Emissions Allowance Position | Thousand Tons | 0.40615 | 0.43652 | 0.44045 | 0.47513 | 0.39881 | 0.4507 | 0.35197 | 0.34408
NSR Oak Creek 5-8 - NOX Rate Annual v3.1, Unit 5717 and retrofits | 959 | 1874 | Rate Constraint in lbs/MMBtu | FALSE | L | Annual | Fuel Consumed | TBtu | 13.6683 | 14.6901 | 14.8225 | 15.9896 | 13.4212 | 15.1675 | 11.8448 | 11.5792
NSR Oak Creek 5-8 - NOX Rate Annual v3.1, Unit 5717 and retrofits | 959 | 1874 | Rate Constraint in lbs/MMBtu | FALSE | L | Annual | Rate | lb/MMBtu | 0.05943 | 0.05943 | 0.05943 | 0.05943 | 0.05943 | 0.05943 | 0.05943 | 0.05943
NSR Oak Creek 5-8 - NOX Rate Annual v3.1, Unit 5717 and retrofits | 959 | 1874 | Rate Constraint in lbs/MMBtu | FALSE | L | Annual | Generation | TWh | 1.3534 | 1.4546 | 1.4677 | 1.5833 | 1.329 | 1.5019 | 1.1729 | 1.1466
NSR Oak Creek 5-8 - NOX Rate Annual v3.1, Unit 5717 and retrofits | 959 | 1874 | Rate Constraint in lbs/MMBtu | FALSE | L | Annual | Qualifying Generation | TWh | 1.3534 | 1.4546 | 1.4677 | 1.5833 | 1.329 | 1.5019 | 1.1729 | 1.1466
NSR Oak Creek 5-8 - NOX Rate Annual v3.1, Unit 5717 and retrofits | 959 | 1874 | Rate Constraint in lbs/MMBtu | FALSE | L | Annual | Rate | lb/MWh | 0.60018 | 0.60018 | 0.60018 | 0.60018 | 0.60018 | 0.60018 | 0.60018 | 0.60018
NSR Oak Creek 5-8 - NOX Rate Annual v3.1, Unit 5717 and retrofits | 959 | 1874 | Rate Constraint in lbs/MMBtu | FALSE | L | Annual | Constraint Shadow Price | US2016$/Ton | 0 | 0 | 0 | 0 | 0 | 0 | 0 | 0
NSR Oak Creek 5-8 - NOX Rate Annual v3.1, Unit 5718 and retrofits | 960 | 1874 | Rate Constraint in lbs/MMBtu | FALSE | L | Annual | Seasons Included | Seasons | Winter, WintShld, Summer | Winter, WintShld, Summer | Winter, WintShld, Summer | Winter, WintShld, Summer | Winter, WintShld, Summer | Winter, WintShld, Summer | Winter, WintShld, Summer | Winter, WintShld, Summer
NSR Oak Creek 5-8 - NOX Rate Annual v3.1, Unit 5718 and retrofits | 960 | 1874 | Rate Constraint in lbs/MMBtu | FALSE | L | Annual | Standard NOX | lb/MMBtu | 0.08 | 0.08 | 0.08 | 0.08 | 0.08 | 0.08 | 0.08 | 0.08
NSR Oak Creek 5-8 - NOX Rate Annual v3.1, Unit 5718 and retrofits | 960 | 1874 | Rate Constraint in lbs/MMBtu | FALSE | L | Annual | Emissions at Affected Plants NOX | Thousand Tons | 0.42369 | 0.45727 | 0.46083 | 0.43129 | 0.3222 | 0.3536 | 0.3536 | 0.3222
NSR Oak Creek 5-8 - NOX Rate Annual v3.1, Unit 5718 and retrofits | 960 | 1874 | Rate Constraint in lbs/MMBtu | FALSE | L | Annual | Allowances Purchased NOX | Thousand Tons | 0 | 0 | 0 | 0 | 0 | 0 | 0 | 0
NSR Oak Creek 5-8 - NOX Rate Annual v3.1, Unit 5718 and retrofits | 960 | 1874 | Rate Constraint in lbs/MMBtu | FALSE | L | Annual | Allowances Sold NOX | Thousand Tons | 0 | 0 | 0 | 0 | 0 | 0 | 0 | 0
NSR Oak Creek 5-8 - NOX Rate Annual v3.1, Unit 5718 and retrofits | 960 | 1874 | Rate Constraint in lbs/MMBtu | FALSE | L | Annual | Allowances Banked | Thousand Tons | 0 | 0 | 0 | 0 | 0 | 0 | 0 | 0
NSR Oak Creek 5-8 - NOX Rate Annual v3.1, Unit 5718 and retrofits | 960 | 1874 | Rate Constraint in lbs/MMBtu | FALSE | L | Annual | Allowances Withdrawn (1:1) | Thousand Tons | 0 | 0 | 0 | 0 | 0 | 0 | 0 | 0
NSR Oak Creek 5-8 - NOX Rate Annual v3.1, Unit 5718 and retrofits | 960 | 1874 | Rate Constraint in lbs/MMBtu | FALSE | L | Annual | Allowances Withdrawn (n:1) | Thousand Tons | 0 | 0 | 0 | 0 | 0 | 0 | 0 | 0
NSR Oak Creek 5-8 - NOX Rate Annual v3.1, Unit 5718 and retrofits | 960 | 1874 | Rate Constraint in lbs/MMBtu | FALSE | L | Annual | Net Emissions Allowance Position | Thousand Tons | 0.42369 | 0.45727 | 0.46083 | 0.43129 | 0.3222 | 0.3536 | 0.3536 | 0.3222
NSR Oak Creek 5-8 - NOX Rate Annual v3.1, Unit 5718 and retrofits | 960 | 1874 | Rate Constraint in lbs/MMBtu | FALSE | L | Annual | Fuel Consumed | TBtu | 14.2345 | 15.3626 | 15.4823 | 14.4897 | 10.8246 | 11.8797 | 11.8797 | 10.8246
NSR Oak Creek 5-8 - NOX Rate Annual v3.1, Unit 5718 and retrofits | 960 | 1874 | Rate Constraint in lbs/MMBtu | FALSE | L | Annual | Rate | lb/MMBtu | 0.05953 | 0.05953 | 0.05953 | 0.05953 | 0.05953 | 0.05953 | 0.05953 | 0.05953
NSR Oak Creek 5-8 - NOX Rate Annual v3.1, Unit 5718 and retrofits | 960 | 1874 | Rate Constraint in lbs/MMBtu | FALSE | L | Annual | Generation | TWh | 1.3921 | 1.5025 | 1.5142 | 1.4171 | 1.0586 | 1.1618 | 1.1618 | 1.0586
NSR Oak Creek 5-8 - NOX Rate Annual v3.1, Unit 5718 and retrofits | 960 | 1874 | Rate Constraint in lbs/MMBtu | FALSE | L | Annual | Qualifying Generation | TWh | 1.3921 | 1.5025 | 1.5142 | 1.4171 | 1.0586 | 1.1618 | 1.1618 | 1.0586
NSR Oak Creek 5-8 - NOX Rate Annual v3.1, Unit 5718 and retrofits | 960 | 1874 | Rate Constraint in lbs/MMBtu | FALSE | L | Annual | Rate | lb/MWh | 0.60869 | 0.60869 | 0.60869 | 0.60869 | 0.60869 | 0.60869 | 0.60869 | 0.60869
NSR Oak Creek 5-8 - NOX Rate Annual v3.1, Unit 5718 and retrofits | 960 | 1874 | Rate Constraint in lbs/MMBtu | FALSE | L | Annual | Constraint Shadow Price | US2016$/Ton | 0 | 0 | 0 | 0 | 0 | 0 | 0 | 0
NSR Oak Creek 5-8 - NOX Rate Annual v3.1, Unit 5719 and retrofits | 961 | 1874 | Rate Constraint in lbs/MMBtu | FALSE | L | Annual | Seasons Included | Seasons | Winter, WintShld, Summer | Winter, WintShld, Summer | Winter, WintShld, Summer | Winter, WintShld, Summer | Winter, WintShld, Summer | Winter, WintShld, Summer | Winter, WintShld, Summer | Winter, WintShld, Summer
NSR Oak Creek 5-8 - NOX Rate Annual v3.1, Unit 5719 and retrofits | 961 | 1874 | Rate Constraint in lbs/MMBtu | FALSE | L | Annual | Standard NOX | lb/MMBtu | 0.08 | 0.08 | 0.08 | 0.08 | 0.08 | 0.08 | 0.08 | 0.08
NSR Oak Creek 5-8 - NOX Rate Annual v3.1, Unit 5719 and retrofits | 961 | 1874 | Rate Constraint in lbs/MMBtu | FALSE | L | Annual | Emissions at Affected Plants NOX | Thousand Tons | 0.37794 | 0.45622 | 0.40061 | 0.4505 | 0.40633 | 0.44132 | 0.44132 | 0.37942
NSR Oak Creek 5-8 - NOX Rate Annual v3.1, Unit 5719 and retrofits | 961 | 1874 | Rate Constraint in lbs/MMBtu | FALSE | L | Annual | Allowances Purchased NOX | Thousand Tons | 0 | 0 | 0 | 0 | 0 | 0 | 0 | 0
NSR Oak Creek 5-8 - NOX Rate Annual v3.1, Unit 5719 and retrofits | 961 | 1874 | Rate Constraint in lbs/MMBtu | FALSE | L | Annual | Allowances Sold NOX | Thousand Tons | 0 | 0 | 0 | 0 | 0 | 0 | 0 | 0
NSR Oak Creek 5-8 - NOX Rate Annual v3.1, Unit 5719 and retrofits | 961 | 1874 | Rate Constraint in lbs/MMBtu | FALSE | L | Annual | Allowances Banked | Thousand Tons | 0 | 0 | 0 | 0 | 0 | 0 | 0 | 0
NSR Oak Creek 5-8 - NOX Rate Annual v3.1, Unit 5719 and retrofits | 961 | 1874 | Rate Constraint in lbs/MMBtu | FALSE | L | Annual | Allowances Withdrawn (1:1) | Thousand Tons | 0 | 0 | 0 | 0 | 0 | 0 | 0 | 0
NSR Oak Creek 5-8 - NOX Rate Annual v3.1, Unit 5719 and retrofits | 961 | 1874 | Rate Constraint in lbs/MMBtu | FALSE | L | Annual | Allowances Withdrawn (n:1) | Thousand Tons | 0 | 0 | 0 | 0 | 0 | 0 | 0 | 0
NSR Oak Creek 5-8 - NOX Rate Annual v3.1, Unit 5719 and retrofits | 961 | 1874 | Rate Constraint in lbs/MMBtu | FALSE | L | Annual | Net Emissions Allowance Position | Thousand Tons | 0.37794 | 0.45622 | 0.40061 | 0.4505 | 0.40633 | 0.44132 | 0.44132 | 0.37942
NSR Oak Creek 5-8 - NOX Rate Annual v3.1, Unit 5719 and retrofits | 961 | 1874 | Rate Constraint in lbs/MMBtu | FALSE | L | Annual | Fuel Consumed | TBtu | 12.1037 | 14.6106 | 12.8298 | 14.4276 | 13.0131 | 14.1335 | 14.1335 | 12.1513
NSR Oak Creek 5-8 - NOX Rate Annual v3.1, Unit 5719 and retrofits | 961 | 1874 | Rate Constraint in lbs/MMBtu | FALSE | L | Annual | Rate | lb/MMBtu | 0.06245 | 0.06245 | 0.06245 | 0.06245 | 0.06245 | 0.06245 | 0.06245 | 0.06245
NSR Oak Creek 5-8 - NOX Rate Annual v3.1, Unit 5719 and retrofits | 961 | 1874 | Rate Constraint in lbs/MMBtu | FALSE | L | Annual | Generation | TWh | 1.2135 | 1.4649 | 1.2863 | 1.4465 | 1.3047 | 1.417 | 1.417 | 1.2183
NSR Oak Creek 5-8 - NOX Rate Annual v3.1, Unit 5719 and retrofits | 961 | 1874 | Rate Constraint in lbs/MMBtu | FALSE | L | Annual | Qualifying Generation | TWh | 1.2135 | 1.4649 | 1.2863 | 1.4465 | 1.3047 | 1.417 | 1.417 | 1.2183
NSR Oak Creek 5-8 - NOX Rate Annual v3.1, Unit 5719 and retrofits | 961 | 1874 | Rate Constraint in lbs/MMBtu | FALSE | L | Annual | Rate | lb/MWh | 0.62288 | 0.62288 | 0.62288 | 0.62288 | 0.62288 | 0.62288 | 0.62288 | 0.62288
NSR Oak Creek 5-8 - NOX Rate Annual v3.1, Unit 5719 and retrofits | 961 | 1874 | Rate Constraint in lbs/MMBtu | FALSE | L | Annual | Constraint Shadow Price | US2016$/Ton | 0 | 0 | 0 | 0 | 0 | 0 | 0 | 0
NSR Oak Creek 5-8 - NOX Rate Annual v3.1, Unit 5720 and retrofits | 962 | 1874 | Rate Constraint in lbs/MMBtu | FALSE | L | Annual | Seasons Included | Seasons | Winter, WintShld, Summer | Winter, WintShld, Summer | Winter, WintShld, Summer | Winter, WintShld, Summer | Winter, WintShld, Summer | Winter, WintShld, Summer | Winter, WintShld, Summer | Winter, WintShld, Summer
NSR Oak Creek 5-8 - NOX Rate Annual v3.1, Unit 5720 and retrofits | 962 | 1874 | Rate Constraint in lbs/MMBtu | FALSE | L | Annual | Standard NOX | lb/MMBtu | 0.08 | 0.08 | 0.08 | 0.08 | 0.08 | 0.08 | 0.08 | 0.08
NSR Oak Creek 5-8 - NOX Rate Annual v3.1, Unit 5720 and retrofits | 962 | 1874 | Rate Constraint in lbs/MMBtu | FALSE | L | Annual | Emissions at Affected Plants NOX | Thousand Tons | 0.35148 | 0.42468 | 0.40566 | 0.42024 | 0.37789 | 0.41042 | 0.41042 | 0.35286
NSR Oak Creek 5-8 - NOX Rate Annual v3.1, Unit 5720 and retrofits | 962 | 1874 | Rate Constraint in lbs/MMBtu | FALSE | L | Annual | Allowances Purchased NOX | Thousand Tons | 0 | 0 | 0 | 0 | 0 | 0 | 0 | 0
NSR Oak Creek 5-8 - NOX Rate Annual v3.1, Unit 5720 and retrofits | 962 | 1874 | Rate Constraint in lbs/MMBtu | FALSE | L | Annual | Allowances Sold NOX | Thousand Tons | 0 | 0 | 0 | 0 | 0 | 0 | 0 | 0
NSR Oak Creek 5-8 - NOX Rate Annual v3.1, Unit 5720 and retrofits | 962 | 1874 | Rate Constraint in lbs/MMBtu | FALSE | L | Annual | Allowances Banked | Thousand Tons | 0 | 0 | 0 | 0 | 0 | 0 | 0 | 0
NSR Oak Creek 5-8 - NOX Rate Annual v3.1, Unit 5720 and retrofits | 962 | 1874 | Rate Constraint in lbs/MMBtu | FALSE | L | Annual | Allowances Withdrawn (1:1) | Thousand Tons | 0 | 0 | 0 | 0 | 0 | 0 | 0 | 0
NSR Oak Creek 5-8 - NOX Rate Annual v3.1, Unit 5720 and retrofits | 962 | 1874 | Rate Constraint in lbs/MMBtu | FALSE | L | Annual | Allowances Withdrawn (n:1) | Thousand Tons | 0 | 0 | 0 | 0 | 0 | 0 | 0 | 0
NSR Oak Creek 5-8 - NOX Rate Annual v3.1, Unit 5720 and retrofits | 962 | 1874 | Rate Constraint in lbs/MMBtu | FALSE | L | Annual | Net Emissions Allowance Position | Thousand Tons | 0.35148 | 0.42468 | 0.40566 | 0.42024 | 0.37789 | 0.41042 | 0.41042 | 0.35286
NSR Oak Creek 5-8 - NOX Rate Annual v3.1, Unit 5720 and retrofits | 962 | 1874 | Rate Constraint in lbs/MMBtu | FALSE | L | Annual | Fuel Consumed | TBtu | 11.8264 | 14.2894 | 13.6493 | 14.1401 | 12.715 | 13.8097 | 13.8097 | 11.8729
NSR Oak Creek 5-8 - NOX Rate Annual v3.1, Unit 5720 and retrofits | 962 | 1874 | Rate Constraint in lbs/MMBtu | FALSE | L | Annual | Rate | lb/MMBtu | 0.05944 | 0.05944 | 0.05944 | 0.05944 | 0.05944 | 0.05944 | 0.05944 | 0.05944
NSR Oak Creek 5-8 - NOX Rate Annual v3.1, Unit 5720 and retrofits | 962 | 1874 | Rate Constraint in lbs/MMBtu | FALSE | L | Annual | Generation | TWh | 1.1866 | 1.4337 | 1.3694 | 1.4187 | 1.2757 | 1.3855 | 1.3855 | 1.1912
NSR Oak Creek 5-8 - NOX Rate Annual v3.1, Unit 5720 and retrofits | 962 | 1874 | Rate Constraint in lbs/MMBtu | FALSE | L | Annual | Qualifying Generation | TWh | 1.1866 | 1.4337 | 1.3694 | 1.4187 | 1.2757 | 1.3855 | 1.3855 | 1.1912
NSR Oak Creek 5-8 - NOX Rate Annual v3.1, Unit 5720 and retrofits | 962 | 1874 | Rate Constraint in lbs/MMBtu | FALSE | L | Annual | Rate | lb/MWh | 0.59244 | 0.59244 | 0.59244 | 0.59244 | 0.59244 | 0.59244 | 0.59244 | 0.59244
NSR Oak Creek 5-8 - NOX Rate Annual v3.1, Unit 5720 and retrofits | 962 | 1874 | Rate Constraint in lbs/MMBtu | FALSE | L | Annual | Constraint Shadow Price | US2016$/Ton | 0 | 0 | 0 | 0 | 0 | 0 | 0 | 0
NSR Oak Creek 5-8 - SO2 Rate Annual v5.16 | 963 | 6628 | Rate Constraint in lbs/MMBtu | FALSE | L | Annual | Seasons Included | Seasons | Winter, WintShld, Summer | Winter, WintShld, Summer | Winter, WintShld, Summer | Winter, WintShld, Summer | Winter, WintShld, Summer | Winter, WintShld, Summer | Winter, WintShld, Summer | Winter, WintShld, Summer
NSR Oak Creek 5-8 - SO2 Rate Annual v5.16 | 963 | 6628 | Rate Constraint in lbs/MMBtu | FALSE | L | Annual | Standard SO2 | lb/MMBtu | 0.08 | 0.08 | 0.08 | 0.08 | 0.08 | 0.08 | 0.08 | 0.08
NSR Oak Creek 5-8 - SO2 Rate Annual v5.16 | 963 | 6628 | Rate Constraint in lbs/MMBtu | FALSE | L | Annual | Emissions at Affected Plants SO2 | Thousand Tons | 1.555 | 1.7686 | 1.7035 | 1.7714 | 1.4992 | 1.6497 | 1.55 | 1.3928
NSR Oak Creek 5-8 - SO2 Rate Annual v5.16 | 963 | 6628 | Rate Constraint in lbs/MMBtu | FALSE | L | Annual | Allowances Purchased SO2 | Thousand Tons | 0 | 0 | 0 | 0 | 0 | 0 | 0 | 0
NSR Oak Creek 5-8 - SO2 Rate Annual v5.16 | 963 | 6628 | Rate Constraint in lbs/MMBtu | FALSE | L | Annual | Allowances Sold SO2 | Thousand Tons | 0 | 0 | 0 | 0 | 0 | 0 | 0 | 0
NSR Oak Creek 5-8 - SO2 Rate Annual v5.16 | 963 | 6628 | Rate Constraint in lbs/MMBtu | FALSE | L | Annual | Allowances Banked | Thousand Tons | 0 | 0 | 0 | 0 | 0 | 0 | 0 | 0
NSR Oak Creek 5-8 - SO2 Rate Annual v5.16 | 963 | 6628 | Rate Constraint in lbs/MMBtu | FALSE | L | Annual | Allowances Withdrawn (1:1) | Thousand Tons | 0 | 0 | 0 | 0 | 0 | 0 | 0 | 0
NSR Oak Creek 5-8 - SO2 Rate Annual v5.16 | 963 | 6628 | Rate Constraint in lbs/MMBtu | FALSE | L | Annual | Allowances Withdrawn (n:1) | Thousand Tons | 0 | 0 | 0 | 0 | 0 | 0 | 0 | 0
NSR Oak Creek 5-8 - SO2 Rate Annual v5.16 | 963 | 6628 | Rate Constraint in lbs/MMBtu | FALSE | L | Annual | Net Emissions Allowance Position | Thousand Tons | 1.555 | 1.7686 | 1.7035 | 1.7714 | 1.4992 | 1.6497 | 1.55 | 1.3928
NSR Oak Creek 5-8 - SO2 Rate Annual v5.16 | 963 | 6628 | Rate Constraint in lbs/MMBtu | FALSE | L | Annual | Fuel Consumed | TBtu | 51.833 | 58.9526 | 56.7839 | 59.047 | 49.9739 | 54.9903 | 51.6676 | 46.4281
NSR Oak Creek 5-8 - SO2 Rate Annual v5.16 | 963 | 6628 | Rate Constraint in lbs/MMBtu | FALSE | L | Annual | Rate | lb/MMBtu | 0.06 | 0.06 | 0.06 | 0.06 | 0.06 | 0.06 | 0.06 | 0.06
NSR Oak Creek 5-8 - SO2 Rate Annual v5.16 | 963 | 6628 | Rate Constraint in lbs/MMBtu | FALSE | L | Annual | Generation | TWh | 5.1456 | 5.8556 | 5.6377 | 5.8656 | 4.968 | 5.4663 | 5.1373 | 4.6147
NSR Oak Creek 5-8 - SO2 Rate Annual v5.16 | 963 | 6628 | Rate Constraint in lbs/MMBtu | FALSE | L | Annual | Qualifying Generation | TWh | 5.1456 | 5.8556 | 5.6377 | 5.8656 | 4.968 | 5.4663 | 5.1373 | 4.6147
NSR Oak Creek 5-8 - SO2 Rate Annual v5.16 | 963 | 6628 | Rate Constraint in lbs/MMBtu | FALSE | L | Annual | Rate | lb/MWh | 0.60439 | 0.60406 | 0.60434 | 0.604 | 0.60355 | 0.6036 | 0.60344 | 0.60365
NSR Oak Creek 5-8 - SO2 Rate Annual v5.16 | 963 | 6628 | Rate Constraint in lbs/MMBtu | FALSE | L | Annual | Constraint Shadow Price | US2016$/Ton | 0 | 0 | 0 | 0 | 0 | 0 | 0 | 0
NSR OH Edison - NOX Cap Annual v3.1 | 964 | 1853 | Rate Constraint in MTons | FALSE | L | Annual | Seasons Included | Seasons | Winter, WintShld, Summer | Winter, WintShld, Summer | Winter, WintShld, Summer | Winter, WintShld, Summer | Winter, WintShld, Summer | Winter, WintShld, Summer | Winter, WintShld, Summer | Winter, WintShld, Summer
NSR OH Edison - NOX Cap Annual v3.1 | 964 | 1853 | Rate Constraint in MTons | FALSE | L | Annual | Standard NOX | Thousand Tons | 11.86 | 11.86 | 11.86 | 11.86 | 11.86 | 11.86 | 11.86 | 11.86
NSR OH Edison - NOX Cap Annual v3.1 | 964 | 1853 | Rate Constraint in MTons | FALSE | L | Annual | Emissions at Affected Plants NOX | Thousand Tons | 5.9695 | 0 | 0 | 0 | 0 | 0 | 0 | 0
NSR OH Edison - NOX Cap Annual v3.1 | 964 | 1853 | Rate Constraint in MTons | FALSE | L | Annual | Allowances Purchased NOX | Thousand Tons | 0 | 0 | 0 | 0 | 0 | 0 | 0 | 0
NSR OH Edison - NOX Cap Annual v3.1 | 964 | 1853 | Rate Constraint in MTons | FALSE | L | Annual | Allowances Sold NOX | Thousand Tons | 0 | 0 | 0 | 0 | 0 | 0 | 0 | 0
NSR OH Edison - NOX Cap Annual v3.1 | 964 | 1853 | Rate Constraint in MTons | FALSE | L | Annual | Allowances Banked | Thousand Tons | 0 | 0 | 0 | 0 | 0 | 0 | 0 | 0
NSR OH Edison - NOX Cap Annual v3.1 | 964 | 1853 | Rate Constraint in MTons | FALSE | L | Annual | Allowances Withdrawn (1:1) | Thousand Tons | 0 | 0 | 0 | 0 | 0 | 0 | 0 | 0
NSR OH Edison - NOX Cap Annual v3.1 | 964 | 1853 | Rate Constraint in MTons | FALSE | L | Annual | Allowances Withdrawn (n:1) | Thousand Tons | 0 | 0 | 0 | 0 | 0 | 0 | 0 | 0
NSR OH Edison - NOX Cap Annual v3.1 | 964 | 1853 | Rate Constraint in MTons | FALSE | L | Annual | Net Emissions Allowance Position | Thousand Tons | 5.9695 | 0 | 0 | 0 | 0 | 0 | 0 | 0
NSR OH Edison - NOX Cap Annual v3.1 | 964 | 1853 | Rate Constraint in MTons | FALSE | L | Annual | Fuel Consumed | TBtu | 108.7201 | 0 | 0 | 0 | 0 | 0 | 0 | 0
NSR OH Edison - NOX Cap Annual v3.1 | 964 | 1853 | Rate Constraint in MTons | FALSE | L | Annual | Rate | lb/MMBtu | 0.10981 | 0 | 0 | 0 | 0 | 0 | 0 | 0
NSR OH Edison - NOX Cap Annual v3.1 | 964 | 1853 | Rate Constraint in MTons | FALSE | L | Annual | Generation | TWh | 9.9314 | 0 | 0 | 0 | 0 | 0 | 0 | 0
NSR OH Edison - NOX Cap Annual v3.1 | 964 | 1853 | Rate Constraint in MTons | FALSE | L | Annual | Qualifying Generation | TWh | 9.9314 | 0 | 0 | 0 | 0 | 0 | 0 | 0
NSR OH Edison - NOX Cap Annual v3.1 | 964 | 1853 | Rate Constraint in MTons | FALSE | L | Annual | Rate | lb/MWh | 1.2022 | 0 | 0 | 0 | 0 | 0 | 0 | 0
NSR OH Edison - NOX Cap Annual v3.1 | 964 | 1853 | Rate Constraint in MTons | FALSE | L | Annual | Constraint Shadow Price | US2016$/Ton | 0 | 0 | 0 | 0 | 0 | 0 | 0 | 0
NSR OH Edison - SO2 Cap Annual v3.1 | 965 | 1854 | Rate Constraint in MTons | FALSE | L | Annual | Seasons Included | Seasons | Winter, WintShld, Summer | Winter, WintShld, Summer | Winter, WintShld, Summer | Winter, WintShld, Summer | Winter, WintShld, Summer | Winter, WintShld, Summer | Winter, WintShld, Summer | Winter, WintShld, Summer
NSR OH Edison - SO2 Cap Annual v3.1 | 965 | 1854 | Rate Constraint in MTons | FALSE | L | Annual | Standard SO2 | Thousand Tons | 29.9 | 29.9 | 29.9 | 29.9 | 29.9 | 29.9 | 29.9 | 29.9
NSR OH Edison - SO2 Cap Annual v3.1 | 965 | 1854 | Rate Constraint in MTons | FALSE | L | Annual | Emissions at Affected Plants SO2 | Thousand Tons | 4.4119 | 0 | 0 | 0 | 0 | 0 | 0 | 0
NSR OH Edison - SO2 Cap Annual v3.1 | 965 | 1854 | Rate Constraint in MTons | FALSE | L | Annual | Allowances Purchased SO2 | Thousand Tons | 0 | 0 | 0 | 0 | 0 | 0 | 0 | 0
NSR OH Edison - SO2 Cap Annual v3.1 | 965 | 1854 | Rate Constraint in MTons | FALSE | L | Annual | Allowances Sold SO2 | Thousand Tons | 0 | 0 | 0 | 0 | 0 | 0 | 0 | 0
NSR OH Edison - SO2 Cap Annual v3.1 | 965 | 1854 | Rate Constraint in MTons | FALSE | L | Annual | Allowances Banked | Thousand Tons | 0 | 0 | 0 | 0 | 0 | 0 | 0 | 0
NSR OH Edison - SO2 Cap Annual v3.1 | 965 | 1854 | Rate Constraint in MTons | FALSE | L | Annual | Allowances Withdrawn (1:1) | Thousand Tons | 0 | 0 | 0 | 0 | 0 | 0 | 0 | 0
NSR OH Edison - SO2 Cap Annual v3.1 | 965 | 1854 | Rate Constraint in MTons | FALSE | L | Annual | Allowances Withdrawn (n:1) | Thousand Tons | 0 | 0 | 0 | 0 | 0 | 0 | 0 | 0
NSR OH Edison - SO2 Cap Annual v3.1 | 965 | 1854 | Rate Constraint in MTons | FALSE | L | Annual | Net Emissions Allowance Position | Thousand Tons | 4.4119 | 0 | 0 | 0 | 0 | 0 | 0 | 0
NSR OH Edison - SO2 Cap Annual v3.1 | 965 | 1854 | Rate Constraint in MTons | FALSE | L | Annual | Fuel Consumed | TBtu | 108.7201 | 0 | 0 | 0 | 0 | 0 | 0 | 0
NSR OH Edison - SO2 Cap Annual v3.1 | 965 | 1854 | Rate Constraint in MTons | FALSE | L | Annual | Rate | lb/MMBtu | 0.081161 | 0 | 0 | 0 | 0 | 0 | 0 | 0
NSR OH Edison - SO2 Cap Annual v3.1 | 965 | 1854 | Rate Constraint in MTons | FALSE | L | Annual | Generation | TWh | 9.9314 | 0 | 0 | 0 | 0 | 0 | 0 | 0
NSR OH Edison - SO2 Cap Annual v3.1 | 965 | 1854 | Rate Constraint in MTons | FALSE | L | Annual | Qualifying Generation | TWh | 9.9314 | 0 | 0 | 0 | 0 | 0 | 0 | 0
NSR OH Edison - SO2 Cap Annual v3.1 | 965 | 1854 | Rate Constraint in MTons | FALSE | L | Annual | Rate | lb/MWh | 0.88848 | 0 | 0 | 0 | 0 | 0 | 0 | 0
NSR OH Edison - SO2 Cap Annual v3.1 | 965 | 1854 | Rate Constraint in MTons | FALSE | L | Annual | Constraint Shadow Price | US2016$/Ton | 0 | 0 | 0 | 0 | 0 | 0 | 0 | 0
NSR Ottumwa Unit 1 NOX Rate v5.16 | 966 | 6659 | Rate Constraint in lbs/MMBtu | FALSE | L | Annual | Seasons Included | Seasons | Winter, WintShld, Summer | Winter, WintShld, Summer | Winter, WintShld, Summer | Winter, WintShld, Summer | Winter, WintShld, Summer | Winter, WintShld, Summer | Winter, WintShld, Summer | Winter, WintShld, Summer
NSR Ottumwa Unit 1 NOX Rate v5.16 | 966 | 6659 | Rate Constraint in lbs/MMBtu | FALSE | L | Annual | Standard NOX | lb/MMBtu | 0.08 | 0.08 | 0.08 | 0.08 | 0.08 | 0.08 | 0.08 | 0.08
NSR Ottumwa Unit 1 NOX Rate v5.16 | 966 | 6659 | Rate Constraint in lbs/MMBtu | FALSE | L | Annual | Emissions at Affected Plants NOX | Thousand Tons | 1.9731 | 2.2604 | 2.2163 | 2.0992 | 2.0063 | 2.0063 | 2.0063 | 1.9925
NSR Ottumwa Unit 1 NOX Rate v5.16 | 966 | 6659 | Rate Constraint in lbs/MMBtu | FALSE | L | Annual | Allowances Purchased NOX | Thousand Tons | 0 | 0 | 0 | 0 | 0 | 0 | 0 | 0
NSR Ottumwa Unit 1 NOX Rate v5.16 | 966 | 6659 | Rate Constraint in lbs/MMBtu | FALSE | L | Annual | Allowances Sold NOX | Thousand Tons | 0 | 0 | 0 | 0 | 0 | 0 | 0 | 0
NSR Ottumwa Unit 1 NOX Rate v5.16 | 966 | 6659 | Rate Constraint in lbs/MMBtu | FALSE | L | Annual | Allowances Banked | Thousand Tons | 0 | 0 | 0 | 0 | 0 | 0 | 0 | 0
NSR Ottumwa Unit 1 NOX Rate v5.16 | 966 | 6659 | Rate Constraint in lbs/MMBtu | FALSE | L | Annual | Allowances Withdrawn (1:1) | Thousand Tons | 0 | 0 | 0 | 0 | 0 | 0 | 0 | 0
NSR Ottumwa Unit 1 NOX Rate v5.16 | 966 | 6659 | Rate Constraint in lbs/MMBtu | FALSE | L | Annual | Allowances Withdrawn (n:1) | Thousand Tons | 0 | 0 | 0 | 0 | 0 | 0 | 0 | 0
NSR Ottumwa Unit 1 NOX Rate v5.16 | 966 | 6659 | Rate Constraint in lbs/MMBtu | FALSE | L | Annual | Net Emissions Allowance Position | Thousand Tons | 1.9731 | 2.2604 | 2.2163 | 2.0992 | 2.0063 | 2.0063 | 2.0063 | 1.9925
NSR Ottumwa Unit 1 NOX Rate v5.16 | 966 | 6659 | Rate Constraint in lbs/MMBtu | FALSE | L | Annual | Fuel Consumed | TBtu | 49.3276 | 56.5105 | 55.408 | 52.4801 | 50.1577 | 50.1577 | 50.1577 | 49.8124
NSR Ottumwa Unit 1 NOX Rate v5.16 | 966 | 6659 | Rate Constraint in lbs/MMBtu | FALSE | L | Annual | Rate | lb/MMBtu | 0.08 | 0.08 | 0.08 | 0.08 | 0.08 | 0.08 | 0.08 | 0.08
NSR Ottumwa Unit 1 NOX Rate v5.16 | 966 | 6659 | Rate Constraint in lbs/MMBtu | FALSE | L | Annual | Generation | TWh | 4.5912 | 5.2597 | 5.1571 | 4.8846 | 4.6684 | 4.6684 | 4.6684 | 4.6363
NSR Ottumwa Unit 1 NOX Rate v5.16 | 966 | 6659 | Rate Constraint in lbs/MMBtu | FALSE | L | Annual | Qualifying Generation | TWh | 4.5912 | 5.2597 | 5.1571 | 4.8846 | 4.6684 | 4.6684 | 4.6684 | 4.6363
NSR Ottumwa Unit 1 NOX Rate v5.16 | 966 | 6659 | Rate Constraint in lbs/MMBtu | FALSE | L | Annual | Rate | lb/MWh | 0.85952 | 0.85952 | 0.85952 | 0.85952 | 0.85952 | 0.85952 | 0.85952 | 0.85952
NSR Ottumwa Unit 1 NOX Rate v5.16 | 966 | 6659 | Rate Constraint in lbs/MMBtu | FALSE | L | Annual | Constraint Shadow Price | US2016$/Ton | 0 | 0 | 0 | 0 | 0 | 0 | 0 | 0
NSR Ottumwa Unit 1 SO2 Rate v5.16 | 967 | 6617 | Rate Constraint in lbs/MMBtu | FALSE | L | Annual | Seasons Included | Seasons | Winter, WintShld, Summer | Winter, WintShld, Summer | Winter, WintShld, Summer | Winter, WintShld, Summer | Winter, WintShld, Summer | Winter, WintShld, Summer | Winter, WintShld, Summer | Winter, WintShld, Summer
NSR Ottumwa Unit 1 SO2 Rate v5.16 | 967 | 6617 | Rate Constraint in lbs/MMBtu | FALSE | L | Annual | Standard SO2 | lb/MMBtu | 0.075 | 0.075 | 0.075 | 0.075 | 0.075 | 0.075 | 0.075 | 0.075
NSR Ottumwa Unit 1 SO2 Rate v5.16 | 967 | 6617 | Rate Constraint in lbs/MMBtu | FALSE | L | Annual | Emissions at Affected Plants SO2 | Thousand Tons | 1.8498 | 2.1191 | 2.0778 | 1.968 | 1.8809 | 1.8809 | 1.8809 | 1.868
NSR Ottumwa Unit 1 SO2 Rate v5.16 | 967 | 6617 | Rate Constraint in lbs/MMBtu | FALSE | L | Annual | Allowances Purchased SO2 | Thousand Tons | 0 | 0 | 0 | 0 | 0 | 0 | 0 | 0
NSR Ottumwa Unit 1 SO2 Rate v5.16 | 967 | 6617 | Rate Constraint in lbs/MMBtu | FALSE | L | Annual | Allowances Sold SO2 | Thousand Tons | 0 | 0 | 0 | 0 | 0 | 0 | 0 | 0
NSR Ottumwa Unit 1 SO2 Rate v5.16 | 967 | 6617 | Rate Constraint in lbs/MMBtu | FALSE | L | Annual | Allowances Banked | Thousand Tons | 0 | 0 | 0 | 0 | 0 | 0 | 0 | 0
NSR Ottumwa Unit 1 SO2 Rate v5.16 | 967 | 6617 | Rate Constraint in lbs/MMBtu | FALSE | L | Annual | Allowances Withdrawn (1:1) | Thousand Tons | 0 | 0 | 0 | 0 | 0 | 0 | 0 | 0
NSR Ottumwa Unit 1 SO2 Rate v5.16 | 967 | 6617 | Rate Constraint in lbs/MMBtu | FALSE | L | Annual | Allowances Withdrawn (n:1) | Thousand Tons | 0 | 0 | 0 | 0 | 0 | 0 | 0 | 0
NSR Ottumwa Unit 1 SO2 Rate v5.16 | 967 | 6617 | Rate Constraint in lbs/MMBtu | FALSE | L | Annual | Net Emissions Allowance Position | Thousand Tons | 1.8498 | 2.1191 | 2.0778 | 1.968 | 1.8809 | 1.8809 | 1.8809 | 1.868
NSR Ottumwa Unit 1 SO2 Rate v5.16 | 967 | 6617 | Rate Constraint in lbs/MMBtu | FALSE | L | Annual | Fuel Consumed | TBtu | 49.3276 | 56.5105 | 55.408 | 52.4801 | 50.1577 | 50.1577 | 50.1577 | 49.8124
NSR Ottumwa Unit 1 SO2 Rate v5.16 | 967 | 6617 | Rate Constraint in lbs/MMBtu | FALSE | L | Annual | Rate | lb/MMBtu | 0.075 | 0.075 | 0.075 | 0.075 | 0.075 | 0.075 | 0.075 | 0.075
NSR Ottumwa Unit 1 SO2 Rate v5.16 | 967 | 6617 | Rate Constraint in lbs/MMBtu | FALSE | L | Annual | Generation | TWh | 4.5912 | 5.2597 | 5.1571 | 4.8846 | 4.6684 | 4.6684 | 4.6684 | 4.6363
NSR Ottumwa Unit 1 SO2 Rate v5.16 | 967 | 6617 | Rate Constraint in lbs/MMBtu | FALSE | L | Annual | Qualifying Generation | TWh | 4.5912 | 5.2597 | 5.1571 | 4.8846 | 4.6684 | 4.6684 | 4.6684 | 4.6363
NSR Ottumwa Unit 1 SO2 Rate v5.16 | 967 | 6617 | Rate Constraint in lbs/MMBtu | FALSE | L | Annual | Rate | lb/MWh | 0.8058 | 0.8058 | 0.8058 | 0.8058 | 0.8058 | 0.8058 | 0.8058 | 0.8058
NSR Ottumwa Unit 1 SO2 Rate v5.16 | 967 | 6617 | Rate Constraint in lbs/MMBtu | FALSE | L | Annual | Constraint Shadow Price | US2016$/Ton | 0 | 0 | 0 | 0 | 0 | 0 | 0 | 0
NSR Pleasant Prairie 1,2 - NOX Rate Annual v3.1, Unit 4105 and retrofits | 968 | 1947 | Rate Constraint in lbs/MMBtu | FALSE | L | Annual | Seasons Included | Seasons | Winter, WintShld, Summer | Winter, WintShld, Summer | Winter, WintShld, Summer | Winter, WintShld, Summer | Winter, WintShld, Summer | Winter, WintShld, Summer | Winter, WintShld, Summer | Winter, WintShld, Summer
NSR Pleasant Prairie 1,2 - NOX Rate Annual v3.1, Unit 4105 and retrofits | 968 | 1947 | Rate Constraint in lbs/MMBtu | FALSE | L | Annual | Standard NOX | lb/MMBtu | 0.08 | 0.08 | 0.08 | 0.08 | 0.08 | 0.08 | 0.08 | 0.08
NSR Pleasant Prairie 1,2 - NOX Rate Annual v3.1, Unit 4105 and retrofits | 968 | 1947 | Rate Constraint in lbs/MMBtu | FALSE | L | Annual | Emissions at Affected Plants NOX | Thousand Tons | 0 | 0 | 0 | 0 | 0 | 0 | 0 | 0
NSR Pleasant Prairie 1,2 - NOX Rate Annual v3.1, Unit 4105 and retrofits | 968 | 1947 | Rate Constraint in lbs/MMBtu | FALSE | L | Annual | Allowances Purchased NOX | Thousand Tons | 0 | 0 | 0 | 0 | 0 | 0 | 0 | 0
NSR Pleasant Prairie 1,2 - NOX Rate Annual v3.1, Unit 4105 and retrofits | 968 | 1947 | Rate Constraint in lbs/MMBtu | FALSE | L | Annual | Allowances Sold NOX | Thousand Tons | 0 | 0 | 0 | 0 | 0 | 0 | 0 | 0
NSR Pleasant Prairie 1,2 - NOX Rate Annual v3.1, Unit 4105 and retrofits | 968 | 1947 | Rate Constraint in lbs/MMBtu | FALSE | L | Annual | Allowances Banked | Thousand Tons | 0 | 0 | 0 | 0 | 0 | 0 | 0 | 0
NSR Pleasant Prairie 1,2 - NOX Rate Annual v3.1, Unit 4105 and retrofits | 968 | 1947 | Rate Constraint in lbs/MMBtu | FALSE | L | Annual | Allowances Withdrawn (1:1) | Thousand Tons | 0 | 0 | 0 | 0 | 0 | 0 | 0 | 0
NSR Pleasant Prairie 1,2 - NOX Rate Annual v3.1, Unit 4105 and retrofits | 968 | 1947 | Rate Constraint in lbs/MMBtu | FALSE | L | Annual | Allowances Withdrawn (n:1) | Thousand Tons | 0 | 0 | 0 | 0 | 0 | 0 | 0 | 0
NSR Pleasant Prairie 1,2 - NOX Rate Annual v3.1, Unit 4105 and retrofits | 968 | 1947 | Rate Constraint in lbs/MMBtu | FALSE | L | Annual | Net Emissions Allowance Position | Thousand Tons | 0 | 0 | 0 | 0 | 0 | 0 | 0 | 0
NSR Pleasant Prairie 1,2 - NOX Rate Annual v3.1, Unit 4105 and retrofits | 968 | 1947 | Rate Constraint in lbs/MMBtu | FALSE | L | Annual | Fuel Consumed | TBtu | 0 | 0 | 0 | 0 | 0 | 0 | 0 | 0
NSR Pleasant Prairie 1,2 - NOX Rate Annual v3.1, Unit 4105 and retrofits | 968 | 1947 | Rate Constraint in lbs/MMBtu | FALSE | L | Annual | Rate | lb/MMBtu | 0 | 0 | 0 | 0 | 0 | 0 | 0 | 0
NSR Pleasant Prairie 1,2 - NOX Rate Annual v3.1, Unit 4105 and retrofits | 968 | 1947 | Rate Constraint in lbs/MMBtu | FALSE | L | Annual | Generation | TWh | 0 | 0 | 0 | 0 | 0 | 0 | 0 | 0
NSR Pleasant Prairie 1,2 - NOX Rate Annual v3.1, Unit 4105 and retrofits | 968 | 1947 | Rate Constraint in lbs/MMBtu | FALSE | L | Annual | Qualifying Generation | TWh | 0 | 0 | 0 | 0 | 0 | 0 | 0 | 0
NSR Pleasant Prairie 1,2 - NOX Rate Annual v3.1, Unit 4105 and retrofits | 968 | 1947 | Rate Constraint in lbs/MMBtu | FALSE | L | Annual | Rate | lb/MWh | 0 | 0 | 0 | 0 | 0 | 0 | 0 | 0
NSR Pleasant Prairie 1,2 - NOX Rate Annual v3.1, Unit 4105 and retrofits | 968 | 1947 | Rate Constraint in lbs/MMBtu | FALSE | L | Annual | Constraint Shadow Price | US2016$/Ton | 0 | 0 | 0 | 0 | 0 | 0 | 0 | 0
NSR Pleasant Prairie 1,2 - NOX Rate Annual v3.1, Unit 4106 and retrofits | 969 | 1947 | Rate Constraint in lbs/MMBtu | FALSE | L | Annual | Seasons Included | Seasons | Winter, WintShld, Summer | Winter, WintShld, Summer | Winter, WintShld, Summer | Winter, WintShld, Summer | Winter, WintShld, Summer | Winter, WintShld, Summer | Winter, WintShld, Summer | Winter, WintShld, Summer
NSR Pleasant Prairie 1,2 - NOX Rate Annual v3.1, Unit 4106 and retrofits | 969 | 1947 | Rate Constraint in lbs/MMBtu | FALSE | L | Annual | Standard NOX | lb/MMBtu | 0.08 | 0.08 | 0.08 | 0.08 | 0.08 | 0.08 | 0.08 | 0.08
NSR Pleasant Prairie 1,2 - NOX Rate Annual v3.1, Unit 4106 and retrofits | 969 | 1947 | Rate Constraint in lbs/MMBtu | FALSE | L | Annual | Emissions at Affected Plants NOX | Thousand Tons | 0 | 0 | 0 | 0 | 0 | 0 | 0 | 0
NSR Pleasant Prairie 1,2 - NOX Rate Annual v3.1, Unit 4106 and retrofits | 969 | 1947 | Rate Constraint in lbs/MMBtu | FALSE | L | Annual | Allowances Purchased NOX | Thousand Tons | 0 | 0 | 0 | 0 | 0 | 0 | 0 | 0
NSR Pleasant Prairie 1,2 - NOX Rate Annual v3.1, Unit 4106 and retrofits | 969 | 1947 | Rate Constraint in lbs/MMBtu | FALSE | L | Annual | Allowances Sold NOX | Thousand Tons | 0 | 0 | 0 | 0 | 0 | 0 | 0 | 0
NSR Pleasant Prairie 1,2 - NOX Rate Annual v3.1, Unit 4106 and retrofits | 969 | 1947 | Rate Constraint in lbs/MMBtu | FALSE | L | Annual | Allowances Banked | Thousand Tons | 0 | 0 | 0 | 0 | 0 | 0 | 0 | 0
NSR Pleasant Prairie 1,2 - NOX Rate Annual v3.1, Unit 4106 and retrofits | 969 | 1947 | Rate Constraint in lbs/MMBtu | FALSE | L | Annual | Allowances Withdrawn (1:1) | Thousand Tons | 0 | 0 | 0 | 0 | 0 | 0 | 0 | 0
NSR Pleasant Prairie 1,2 - NOX Rate Annual v3.1, Unit 4106 and retrofits | 969 | 1947 | Rate Constraint in lbs/MMBtu | FALSE | L | Annual | Allowances Withdrawn (n:1) | Thousand Tons | 0 | 0 | 0 | 0 | 0 | 0 | 0 | 0
NSR Pleasant Prairie 1,2 - NOX Rate Annual v3.1, Unit 4106 and retrofits | 969 | 1947 | Rate Constraint in lbs/MMBtu | FALSE | L | Annual | Net Emissions Allowance Position | Thousand Tons | 0 | 0 | 0 | 0 | 0 | 0 | 0 | 0
NSR Pleasant Prairie 1,2 - NOX Rate Annual v3.1, Unit 4106 and retrofits | 969 | 1947 | Rate Constraint in lbs/MMBtu | FALSE | L | Annual | Fuel Consumed | TBtu | 0 | 0 | 0 | 0 | 0 | 0 | 0 | 0
NSR Pleasant Prairie 1,2 - NOX Rate Annual v3.1, Unit 4106 and retrofits | 969 | 1947 | Rate Constraint in lbs/MMBtu | FALSE | L | Annual | Rate | lb/MMBtu | 0 | 0 | 0 | 0 | 0 | 0 | 0 | 0
NSR Pleasant Prairie 1,2 - NOX Rate Annual v3.1, Unit 4106 and retrofits | 969 | 1947 | Rate Constraint in lbs/MMBtu | FALSE | L | Annual | Generation | TWh | 0 | 0 | 0 | 0 | 0 | 0 | 0 | 0
NSR Pleasant Prairie 1,2 - NOX Rate Annual v3.1, Unit 4106 and retrofits | 969 | 1947 | Rate Constraint in lbs/MMBtu | FALSE | L | Annual | Qualifying Generation | TWh | 0 | 0 | 0 | 0 | 0 | 0 | 0 | 0
NSR Pleasant Prairie 1,2 - NOX Rate Annual v3.1, Unit 4106 and retrofits | 969 | 1947 | Rate Constraint in lbs/MMBtu | FALSE | L | Annual | Rate | lb/MWh | 0 | 0 | 0 | 0 | 0 | 0 | 0 | 0
NSR Pleasant Prairie 1,2 - NOX Rate Annual v3.1, Unit 4106 and retrofits | 969 | 1947 | Rate Constraint in lbs/MMBtu | FALSE | L | Annual | Constraint Shadow Price | US2016$/Ton | 0 | 0 | 0 | 0 | 0 | 0 | 0 | 0
NSR Pleasant Prairie 1,2 - SO2 Rate Annual v5.16 | 970 | 6627 | Rate Constraint in lbs/MMBtu | FALSE | L | Annual | Seasons Included | Seasons | Winter, WintShld, Summer | Winter, WintShld, Summer | Winter, WintShld, Summer | Winter, WintShld, Summer | Winter, WintShld, Summer | Winter, WintShld, Summer | Winter, WintShld, Summer | Winter, WintShld, Summer
NSR Pleasant Prairie 1,2 - SO2 Rate Annual v5.16 | 970 | 6627 | Rate Constraint in lbs/MMBtu | FALSE | L | Annual | Standard SO2 | lb/MMBtu | 0.08 | 0.08 | 0.08 | 0.08 | 0.08 | 0.08 | 0.08 | 0.08
NSR Pleasant Prairie 1,2 - SO2 Rate Annual v5.16 | 970 | 6627 | Rate Constraint in lbs/MMBtu | FALSE | L | Annual | Emissions at Affected Plants SO2 | Thousand Tons | 0 | 0 | 0 | 0 | 0 | 0 | 0 | 0
NSR Pleasant Prairie 1,2 - SO2 Rate Annual v5.16 | 970 | 6627 | Rate Constraint in lbs/MMBtu | FALSE | L | Annual | Allowances Purchased SO2 | Thousand Tons | 0 | 0 | 0 | 0 | 0 | 0 | 0 | 0
NSR Pleasant Prairie 1,2 - SO2 Rate Annual v5.16 | 970 | 6627 | Rate Constraint in lbs/MMBtu | FALSE | L | Annual | Allowances Sold SO2 | Thousand Tons | 0 | 0 | 0 | 0 | 0 | 0 | 0 | 0
NSR Pleasant Prairie 1,2 - SO2 Rate Annual v5.16 | 970 | 6627 | Rate Constraint in lbs/MMBtu | FALSE | L | Annual | Allowances Banked | Thousand Tons | 0 | 0 | 0 | 0 | 0 | 0 | 0 | 0
NSR Pleasant Prairie 1,2 - SO2 Rate Annual v5.16 | 970 | 6627 | Rate Constraint in lbs/MMBtu | FALSE | L | Annual | Allowances Withdrawn (1:1) | Thousand Tons | 0 | 0 | 0 | 0 | 0 | 0 | 0 | 0
NSR Pleasant Prairie 1,2 - SO2 Rate Annual v5.16 | 970 | 6627 | Rate Constraint in lbs/MMBtu | FALSE | L | Annual | Allowances Withdrawn (n:1) | Thousand Tons | 0 | 0 | 0 | 0 | 0 | 0 | 0 | 0
NSR Pleasant Prairie 1,2 - SO2 Rate Annual v5.16 | 970 | 6627 | Rate Constraint in lbs/MMBtu | FALSE | L | Annual | Net Emissions Allowance Position | Thousand Tons | 0 | 0 | 0 | 0 | 0 | 0 | 0 | 0
NSR Pleasant Prairie 1,2 - SO2 Rate Annual v5.16 | 970 | 6627 | Rate Constraint in lbs/MMBtu | FALSE | L | Annual | Fuel Consumed | TBtu | 0 | 0 | 0 | 0 | 0 | 0 | 0 | 0
NSR Pleasant Prairie 1,2 - SO2 Rate Annual v5.16 | 970 | 6627 | Rate Constraint in lbs/MMBtu | FALSE | L | Annual | Rate | lb/MMBtu | 0 | 0 | 0 | 0 | 0 | 0 | 0 | 0
NSR Pleasant Prairie 1,2 - SO2 Rate Annual v5.16 | 970 | 6627 | Rate Constraint in lbs/MMBtu | FALSE | L | Annual | Generation | TWh | 0 | 0 | 0 | 0 | 0 | 0 | 0 | 0
NSR Pleasant Prairie 1,2 - SO2 Rate Annual v5.16 | 970 | 6627 | Rate Constraint in lbs/MMBtu | FALSE | L | Annual | Qualifying Generation | TWh | 0 | 0 | 0 | 0 | 0 | 0 | 0 | 0
NSR Pleasant Prairie 1,2 - SO2 Rate Annual v5.16 | 970 | 6627 | Rate Constraint in lbs/MMBtu | FALSE | L | Annual | Rate | lb/MWh | 0 | 0 | 0 | 0 | 0 | 0 | 0 | 0
NSR Pleasant Prairie 1,2 - SO2 Rate Annual v5.16 | 970 | 6627 | Rate Constraint in lbs/MMBtu | FALSE | L | Annual | Constraint Shadow Price | US2016$/Ton | 0 | 0 | 0 | 0 | 0 | 0 | 0 | 0
NSR Pleasants 1-3 - NOX Rate Annual v5.16 | 971 | 6633 | Rate Constraint in lbs/MMBtu | FALSE | L | Annual | Seasons Included | Seasons | Winter, WintShld, Summer | Winter, WintShld, Summer | Winter, WintShld, Summer | Winter, WintShld, Summer | Winter, WintShld, Summer | Winter, WintShld, Summer | Winter, WintShld, Summer | Winter, WintShld, Summer
NSR Pleasants 1-3 - NOX Rate Annual v5.16 | 971 | 6633 | Rate Constraint in lbs/MMBtu | FALSE | L | Annual | Standard NOX | lb/MMBtu | 0.25 | 0.25 | 0.25 | 0.25 | 0.25 | 0.25 | 0.25 | 0.25
NSR Pleasants 1-3 - NOX Rate Annual v5.16 | 971 | 6633 | Rate Constraint in lbs/MMBtu | FALSE | L | Annual | Emissions at Affected Plants NOX | Thousand Tons | 6.9441 | 0 | 0 | 0 | 0 | 0 | 0 | 0
NSR Pleasants 1-3 - NOX Rate Annual v5.16 | 971 | 6633 | Rate Constraint in lbs/MMBtu | FALSE | L | Annual | Allowances Purchased NOX | Thousand Tons | 0 | 0 | 0 | 0 | 0 | 0 | 0 | 0
NSR Pleasants 1-3 - NOX Rate Annual v5.16 | 971 | 6633 | Rate Constraint in lbs/MMBtu | FALSE | L | Annual | Allowances Sold NOX | Thousand Tons | 0 | 0 | 0 | 0 | 0 | 0 | 0 | 0
NSR Pleasants 1-3 - NOX Rate Annual v5.16 | 971 | 6633 | Rate Constraint in lbs/MMBtu | FALSE | L | Annual | Allowances Banked | Thousand Tons | 0 | 0 | 0 | 0 | 0 | 0 | 0 | 0
NSR Pleasants 1-3 - NOX Rate Annual v5.16 | 971 | 6633 | Rate Constraint in lbs/MMBtu | FALSE | L | Annual | Allowances Withdrawn (1:1) | Thousand Tons | 0 | 0 | 0 | 0 | 0 | 0 | 0 | 0
NSR Pleasants 1-3 - NOX Rate Annual v5.16 | 971 | 6633 | Rate Constraint in lbs/MMBtu | FALSE | L | Annual | Allowances Withdrawn (n:1) | Thousand Tons | 0 | 0 | 0 | 0 | 0 | 0 | 0 | 0
NSR Pleasants 1-3 - NOX Rate Annual v5.16 | 971 | 6633 | Rate Constraint in lbs/MMBtu | FALSE | L | Annual | Net Emissions Allowance Position | Thousand Tons | 6.9441 | 0 | 0 | 0 | 0 | 0 | 0 | 0
NSR Pleasants 1-3 - NOX Rate Annual v5.16 | 971 | 6633 | Rate Constraint in lbs/MMBtu | FALSE | L | Annual | Fuel Consumed | TBtu | 89.7112 | 0 | 0 | 0 | 0 | 0 | 0 | 0
NSR Pleasants 1-3 - NOX Rate Annual v5.16 | 971 | 6633 | Rate Constraint in lbs/MMBtu | FALSE | L | Annual | Rate | lb/MMBtu | 0.15481 | 0 | 0 | 0 | 0 | 0 | 0 | 0
NSR Pleasants 1-3 - NOX Rate Annual v5.16 | 971 | 6633 | Rate Constraint in lbs/MMBtu | FALSE | L | Annual | Generation | TWh | 8.6816 | 0 | 0 | 0 | 0 | 0 | 0 | 0
NSR Pleasants 1-3 - NOX Rate Annual v5.16 | 971 | 6633 | Rate Constraint in lbs/MMBtu | FALSE | L | Annual | Qualifying Generation | TWh | 8.6816 | 0 | 0 | 0 | 0 | 0 | 0 | 0
NSR Pleasants 1-3 - NOX Rate Annual v5.16 | 971 | 6633 | Rate Constraint in lbs/MMBtu | FALSE | L | Annual | Rate | lb/MWh | 1.5997 | 0 | 0 | 0 | 0 | 0 | 0 | 0
NSR Pleasants 1-3 - NOX Rate Annual v5.16 | 971 | 6633 | Rate Constraint in lbs/MMBtu | FALSE | L | Annual | Constraint Shadow Price | US2016$/Ton | 0 | 0 | 0 | 0 | 0 | 0 | 0 | 0
NSR Pleasants 1-3 - NOX Rate Summer v5.16 | 972 | 6634 | Rate Constraint in lbs/MMBtu | FALSE | L | Annual | Seasons Included | Seasons | Summer | Summer | Summer | Summer | Summer | Summer | Summer | Summer
NSR Pleasants 1-3 - NOX Rate Summer v5.16 | 972 | 6634 | Rate Constraint in lbs/MMBtu | FALSE | L | Annual | Standard NOX | lb/MMBtu | 0.2 | 0.2 | 0.2 | 0.2 | 0.2 | 0.2 | 0.2 | 0.2
NSR Pleasants 1-3 - NOX Rate Summer v5.16 | 972 | 6634 | Rate Constraint in lbs/MMBtu | FALSE | L | Annual | Emissions at Affected Plants NOX | Thousand Tons | 2.7212 | 0 | 0 | 0 | 0 | 0 | 0 | 0
NSR Pleasants 1-3 - NOX Rate Summer v5.16 | 972 | 6634 | Rate Constraint in lbs/MMBtu | FALSE | L | Annual | Allowances Purchased NOX | Thousand Tons | 0 | 0 | 0 | 0 | 0 | 0 | 0 | 0
NSR Pleasants 1-3 - NOX Rate Summer v5.16 | 972 | 6634 | Rate Constraint in lbs/MMBtu | FALSE | L | Annual | Allowances Sold NOX | Thousand Tons | 0 | 0 | 0 | 0 | 0 | 0 | 0 | 0
NSR Pleasants 1-3 - NOX Rate Summer v5.16 | 972 | 6634 | Rate Constraint in lbs/MMBtu | FALSE | L | Annual | Allowances Banked | Thousand Tons | 0 | 0 | 0 | 0 | 0 | 0 | 0 | 0
NSR Pleasants 1-3 - NOX Rate Summer v5.16 | 972 | 6634 | Rate Constraint in lbs/MMBtu | FALSE | L | Annual | Allowances Withdrawn (1:1) | Thousand Tons | 0 | 0 | 0 | 0 | 0 | 0 | 0 | 0
NSR Pleasants 1-3 - NOX Rate Summer v5.16 | 972 | 6634 | Rate Constraint in lbs/MMBtu | FALSE | L | Annual | Allowances Withdrawn (n:1) | Thousand Tons | 0 | 0 | 0 | 0 | 0 | 0 | 0 | 0
NSR Pleasants 1-3 - NOX Rate Summer v5.16 | 972 | 6634 | Rate Constraint in lbs/MMBtu | FALSE | L | Annual | Net Emissions Allowance Position | Thousand Tons | 2.7212 | 0 | 0 | 0 | 0 | 0 | 0 | 0
NSR Pleasants 1-3 - NOX Rate Summer v5.16 | 972 | 6634 | Rate Constraint in lbs/MMBtu | FALSE | L | Annual | Fuel Consumed | TBtu | 35.1551 | 0 | 0 | 0 | 0 | 0 | 0 | 0
NSR Pleasants 1-3 - NOX Rate Summer v5.16 | 972 | 6634 | Rate Constraint in lbs/MMBtu | FALSE | L | Annual | Rate | lb/MMBtu | 0.15481 | 0 | 0 | 0 | 0 | 0 | 0 | 0
NSR Pleasants 1-3 - NOX Rate Summer v5.16 | 972 | 6634 | Rate Constraint in lbs/MMBtu | FALSE | L | Annual | Generation | TWh | 3.4021 | 0 | 0 | 0 | 0 | 0 | 0 | 0
NSR Pleasants 1-3 - NOX Rate Summer v5.16 | 972 | 6634 | Rate Constraint in lbs/MMBtu | FALSE | L | Annual | Qualifying Generation | TWh | 3.4021 | 0 | 0 | 0 | 0 | 0 | 0 | 0
NSR Pleasants 1-3 - NOX Rate Summer v5.16 | 972 | 6634 | Rate Constraint in lbs/MMBtu | FALSE | L | Annual | Rate | lb/MWh | 1.5997 | 0 | 0 | 0 | 0 | 0 | 0 | 0
NSR Pleasants 1-3 - NOX Rate Summer v5.16 | 972 | 6634 | Rate Constraint in lbs/MMBtu | FALSE | L | Annual | Constraint Shadow Price | US2016$/Ton | 0 | 0 | 0 | 0 | 0 | 0 | 0 | 0
NSR Prairie Creek NOX Cap v5.16 | 973 | 6615 | Rate Constraint in MTons | FALSE | L | Annual | Seasons Included | Seasons | Winter, WintShld, Summer | Winter, WintShld, Summer | Winter, WintShld, Summer | Winter, WintShld, Summer | Winter, WintShld, Summer | Winter, WintShld, Summer | Winter, WintShld, Summer | Winter, WintShld, Summer
NSR Prairie Creek NOX Cap v5.16 | 973 | 6615 | Rate Constraint in MTons | FALSE | L | Annual | Standard NOX | Thousand Tons | 2.65 | 2.65 | 2.65 | 1.5 | 1.5 | 1.5 | 1.5 | 1.5
NSR Prairie Creek NOX Cap v5.16 | 973 | 6615 | Rate Constraint in MTons | FALSE | L | Annual | Emissions at Affected Plants NOX | Thousand Tons | 0 | 0.23892 | 0.014295 | 0.015281 | 0.015281 | 0.015281 | 0.016551 | 0
NSR Prairie Creek NOX Cap v5.16 | 973 | 6615 | Rate Constraint in MTons | FALSE | L | Annual | Allowances Purchased NOX | Thousand Tons | 0 | 0 | 0 | 0 | 0 | 0 | 0 | 0
NSR Prairie Creek NOX Cap v5.16 | 973 | 6615 | Rate Constraint in MTons | FALSE | L | Annual | Allowances Sold NOX | Thousand Tons | 0 | 0 | 0 | 0 | 0 | 0 | 0 | 0
NSR Prairie Creek NOX Cap v5.16 | 973 | 6615 | Rate Constraint in MTons | FALSE | L | Annual | Allowances Banked | Thousand Tons | 0 | 0 | 0 | 0 | 0 | 0 | 0 | 0
NSR Prairie Creek NOX Cap v5.16 | 973 | 6615 | Rate Constraint in MTons | FALSE | L | Annual | Allowances Withdrawn (1:1) | Thousand Tons | 0 | 0 | 0 | 0 | 0 | 0 | 0 | 0
NSR Prairie Creek NOX Cap v5.16 | 973 | 6615 | Rate Constraint in MTons | FALSE | L | Annual | Allowances Withdrawn (n:1) | Thousand Tons | 0 | 0 | 0 | 0 | 0 | 0 | 0 | 0
NSR Prairie Creek NOX Cap v5.16 | 973 | 6615 | Rate Constraint in MTons | FALSE | L | Annual | Net Emissions Allowance Position | Thousand Tons | 0 | 0.23892 | 0.014295 | 0.015281 | 0.015281 | 0.015281 | 0.016551 | 0
NSR Prairie Creek NOX Cap v5.16 | 973 | 6615 | Rate Constraint in MTons | FALSE | L | Annual | Fuel Consumed | TBtu | 0 | 1.4547 | 0.087042 | 0.093042 | 0.093042 | 0.093042 | 0.10078 | 0
NSR Prairie Creek NOX Cap v5.16 | 973 | 6615 | Rate Constraint in MTons | FALSE | L | Annual | Rate | lb/MMBtu | 0 | 0.32847 | 0.32847 | 0.32847 | 0.32847 | 0.32847 | 0.32847 | 0
NSR Prairie Creek NOX Cap v5.16 | 973 | 6615 | Rate Constraint in MTons | FALSE | L | Annual | Generation | TWh | 0 | 0.10246 | 0.0061306 | 0.0065531 | 0.0065531 | 0.0065531 | 0.0070978 | 0
NSR Prairie Creek NOX Cap v5.16 | 973 | 6615 | Rate Constraint in MTons | FALSE | L | Annual | Qualifying Generation | TWh | 0 | 0.10246 | 0.0061306 | 0.0065531 | 0.0065531 | 0.0065531 | 0.0070978 | 0
NSR Prairie Creek NOX Cap v5.16 | 973 | 6615 | Rate Constraint in MTons | FALSE | L | Annual | Rate | lb/MWh | 0 | 4.6636 | 4.6636 | 4.6636 | 4.6636 | 4.6636 | 4.6636 | 0
NSR Prairie Creek NOX Cap v5.16 | 973 | 6615 | Rate Constraint in MTons | FALSE | L | Annual | Constraint Shadow Price | US2016$/Ton | 0 | 0 | 0 | 0 | 0 | 0 | 0 | 0
NSR Prairie Creek SO2 Cap v5.16 | 974 | 6624 | Rate Constraint in MTons | FALSE | L | Annual | Seasons Included | Seasons | Winter, WintShld, Summer | Winter, WintShld, Summer | Winter, WintShld, Summer | Winter, WintShld, Summer | Winter, WintShld, Summer | Winter, WintShld, Summer | Winter, WintShld, Summer | Winter, WintShld, Summer
NSR Prairie Creek SO2 Cap v5.16 | 974 | 6624 | Rate Constraint in MTons | FALSE | L | Annual | Standard SO2 | Thousand Tons | 3 | 3 | 3 | 0.1 | 0.1 | 0.1 | 0.1 | 0.1
NSR Prairie Creek SO2 Cap v5.16 | 974 | 6624 | Rate Constraint in MTons | FALSE | L | Annual | Emissions at Affected Plants SO2 | Thousand Tons | 0 | 0.388 | 0.023215 | 0.024815 | 0.024815 | 0.024815 | 0.026878 | 0
NSR Prairie Creek SO2 Cap v5.16 | 974 | 6624 | Rate Constraint in MTons | FALSE | L | Annual | Allowances Purchased SO2 | Thousand Tons | 0 | 0 | 0 | 0 | 0 | 0 | 0 | 0
NSR Prairie Creek SO2 Cap v5.16 | 974 | 6624 | Rate Constraint in MTons | FALSE | L | Annual | Allowances Sold SO2 | Thousand Tons | 0 | 0 | 0 | 0 | 0 | 0 | 0 | 0
NSR Prairie Creek SO2 Cap v5.16 | 974 | 6624 | Rate Constraint in MTons | FALSE | L | Annual | Allowances Banked | Thousand Tons | 0 | 0 | 0 | 0 | 0 | 0 | 0 | 0
NSR Prairie Creek SO2 Cap v5.16 | 974 | 6624 | Rate Constraint in MTons | FALSE | L | Annual | Allowances Withdrawn (1:1) | Thousand Tons | 0 | 0 | 0 | 0 | 0 | 0 | 0 | 0
NSR Prairie Creek SO2 Cap v5.16 | 974 | 6624 | Rate Constraint in MTons | FALSE | L | Annual | Allowances Withdrawn (n:1) | Thousand Tons | 0 | 0 | 0 | 0 | 0 | 0 | 0 | 0
NSR Prairie Creek SO2 Cap v5.16 | 974 | 6624 | Rate Constraint in MTons | FALSE | L | Annual | Net Emissions Allowance Position | Thousand Tons | 0 | 0.388 | 0.023215 | 0.024815 | 0.024815 | 0.024815 | 0.026878 | 0
NSR Prairie Creek SO2 Cap v5.16 | 974 | 6624 | Rate Constraint in MTons | FALSE | L | Annual | Fuel Consumed | TBtu | 0 | 1.4547 | 0.087042 | 0.093042 | 0.093042 | 0.093042 | 0.10078 | 0
NSR Prairie Creek SO2 Cap v5.16 | 974 | 6624 | Rate Constraint in MTons | FALSE | L | Annual | Rate | lb/MMBtu | 0 | 0.53342 | 0.53342 | 0.53342 | 0.53342 | 0.53342 | 0.53342 | 0
NSR Prairie Creek SO2 Cap v5.16 | 974 | 6624 | Rate Constraint in MTons | FALSE | L | Annual | Generation | TWh | 0 | 0.10246 | 0.0061306 | 0.0065531 | 0.0065531 | 0.0065531 | 0.0070978 | 0
NSR Prairie Creek SO2 Cap v5.16 | 974 | 6624 | Rate Constraint in MTons | FALSE | L | Annual | Qualifying Generation | TWh | 0 | 0.10246 | 0.0061306 | 0.0065531 | 0.0065531 | 0.0065531 | 0.0070978 | 0
NSR Prairie Creek SO2 Cap v5.16 | 974 | 6624 | Rate Constraint in MTons | FALSE | L | Annual | Rate | lb/MWh | 0 | 7.5736 | 7.5736 | 7.5736 | 7.5736 | 7.5736 | 7.5736 | 0
NSR Prairie Creek SO2 Cap v5.16 | 974 | 6624 | Rate Constraint in MTons | FALSE | L | Annual | Constraint Shadow Price | US2016$/Ton | 0 | 0 | 0 | 0 | 0 | 0 | 0 | 0
NSR Prairie Creek Unit 3 SO2 Rate v5.16 | 975 | 6622 | Rate Constraint in lbs/MMBtu | FALSE | L | Annual | Seasons Included | Seasons | Winter, WintShld, Summer | Winter, WintShld, Summer | Winter, WintShld, Summer | Winter, WintShld, Summer | Winter, WintShld, Summer | Winter, WintShld, Summer | Winter, WintShld, Summer | Winter, WintShld, Summer
NSR Prairie Creek Unit 3 SO2 Rate v5.16 | 975 | 6622 | Rate Constraint in lbs/MMBtu | FALSE | L | Annual | Standard SO2 | lb/MMBtu | 0.7 | 0.7 | 0.7 | 0.7 | 0.7 | 0.7 | 0.7 | 0.7
NSR Prairie Creek Unit 3 SO2 Rate v5.16 | 975 | 6622 | Rate Constraint in lbs/MMBtu | FALSE | L | Annual | Emissions at Affected Plants SO2 | Thousand Tons | 0 | 0.388 | 0.023215 | 0.024815 | 0.024815 | 0.024815 | 0.026878 | 0
NSR Prairie Creek Unit 3 SO2 Rate v5.16 | 975 | 6622 | Rate Constraint in lbs/MMBtu | FALSE | L | Annual | Allowances Purchased SO2 | Thousand Tons | 0 | 0 | 0 | 0 | 0 | 0 | 0 | 0
NSR Prairie Creek Unit 3 SO2 Rate v5.16 | 975 | 6622 | Rate Constraint in lbs/MMBtu | FALSE | L | Annual | Allowances Sold SO2 | Thousand Tons | 0 | 0 | 0 | 0 | 0 | 0 | 0 | 0
NSR Prairie Creek Unit 3 SO2 Rate v5.16 | 975 | 6622 | Rate Constraint in lbs/MMBtu | FALSE | L | Annual | Allowances Banked | Thousand Tons | 0 | 0 | 0 | 0 | 0 | 0 | 0 | 0
NSR Prairie Creek Unit 3 SO2 Rate v5.16 | 975 | 6622 | Rate Constraint in lbs/MMBtu | FALSE | L | Annual | Allowances Withdrawn (1:1) | Thousand Tons | 0 | 0 | 0 | 0 | 0 | 0 | 0 | 0
NSR Prairie Creek Unit 3 SO2 Rate v5.16 | 975 | 6622 | Rate Constraint in lbs/MMBtu | FALSE | L | Annual | Allowances Withdrawn (n:1) | Thousand Tons | 0 | 0 | 0 | 0 | 0 | 0 | 0 | 0
NSR Prairie Creek Unit 3 SO2 Rate v5.16 | 975 | 6622 | Rate Constraint in lbs/MMBtu | FALSE | L | Annual | Net Emissions Allowance Position | Thousand Tons | 0 | 0.388 | 0.023215 | 0.024815 | 0.024815 | 0.024815 | 0.026878 | 0
NSR Prairie Creek Unit 3 SO2 Rate v5.16 | 975 | 6622 | Rate Constraint in lbs/MMBtu | FALSE | L | Annual | Fuel Consumed | TBtu | 0 | 1.4547 | 0.087042 | 0.093042 | 0.093042 | 0.093042 | 0.10078 | 0
NSR Prairie Creek Unit 3 SO2 Rate v5.16 | 975 | 6622 | Rate Constraint in lbs/MMBtu | FALSE | L | Annual | Rate | lb/MMBtu | 0 | 0.53342 | 0.53342 | 0.53342 | 0.53342 | 0.53342 | 0.53342 | 0
NSR Prairie Creek Unit 3 SO2 Rate v5.16 | 975 | 6622 | Rate Constraint in lbs/MMBtu | FALSE | L | Annual | Generation | TWh | 0 | 0.10246 | 0.0061306 | 0.0065531 | 0.0065531 | 0.0065531 | 0.0070978 | 0
NSR Prairie Creek Unit 3 SO2 Rate v5.16 | 975 | 6622 | Rate Constraint in lbs/MMBtu | FALSE | L | Annual | Qualifying Generation | TWh | 0 | 0.10246 | 0.0061306 | 0.0065531 | 0.0065531 | 0.0065531 | 0.0070978 | 0
NSR Prairie Creek Unit 3 SO2 Rate v5.16 | 975 | 6622 | Rate Constraint in lbs/MMBtu | FALSE | L | Annual | Rate | lb/MWh | 0 | 7.5736 | 7.5736 | 7.5736 | 7.5736 | 7.5736 | 7.5736 | 0
NSR Prairie Creek Unit 3 SO2 Rate v5.16 | 975 | 6622 | Rate Constraint in lbs/MMBtu | FALSE | L | Annual | Constraint Shadow Price | US2016$/Ton | 0 | 0 | 0 | 0 | 0 | 0 | 0 | 0.40816
NSR Prairie Creek Unit 4 SO2 Rate v5.16 | 976 | 6623 | Rate Constraint in lbs/MMBtu | FALSE | L | Annual | Seasons Included | Seasons | Winter, WintShld, Summer | Winter, WintShld, Summer | Winter, WintShld, Summer | Winter, WintShld, Summer | Winter, WintShld, Summer | Winter, WintShld, Summer | Winter, WintShld, Summer | Winter, WintShld, Summer
NSR Prairie Creek Unit 4 SO2 Rate v5.16 | 976 | 6623 | Rate Constraint in lbs/MMBtu | FALSE | L | Annual | Standard SO2 | lb/MMBtu | 0.7 | 0.7 | 0.7 | 0.7 | 0.7 | 0.7 | 0.7 | 0.7
NSR Prairie Creek Unit 4 SO2 Rate v5.16 | 976 | 6623 | Rate Constraint in lbs/MMBtu | FALSE | L | Annual | Emissions at Affected Plants SO2 | Thousand Tons | 0 | 0 | 0 | 0 | 0 | 0 | 0 | 0
NSR Prairie Creek Unit 4 SO2 Rate v5.16 | 976 | 6623 | Rate Constraint in lbs/MMBtu | FALSE | L | Annual | Allowances Purchased SO2 | Thousand Tons | 0 | 0 | 0 | 0 | 0 | 0 | 0 | 0
NSR Prairie Creek Unit 4 SO2 Rate v5.16 | 976 | 6623 | Rate Constraint in lbs/MMBtu | FALSE | L | Annual | Allowances Sold SO2 | Thousand Tons | 0 | 0 | 0 | 0 | 0 | 0 | 0 | 0
NSR Prairie Creek Unit 4 SO2 Rate v5.16 | 976 | 6623 | Rate Constraint in lbs/MMBtu | FALSE | L | Annual | Allowances Banked | Thousand Tons | 0 | 0 | 0 | 0 | 0 | 0 | 0 | 0
NSR Prairie Creek Unit 4 SO2 Rate v5.16 | 976 | 6623 | Rate Constraint in lbs/MMBtu | FALSE | L | Annual | Allowances Withdrawn (1:1) | Thousand Tons | 0 | 0 | 0 | 0 | 0 | 0 | 0 | 0
NSR Prairie Creek Unit 4 SO2 Rate v5.16 | 976 | 6623 | Rate Constraint in lbs/MMBtu | FALSE | L | Annual | Allowances Withdrawn (n:1) | Thousand Tons | 0 | 0 | 0 | 0 | 0 | 0 | 0 | 0
NSR Prairie Creek Unit 4 SO2 Rate v5.16 | 976 | 6623 | Rate Constraint in lbs/MMBtu | FALSE | L | Annual | Net Emissions Allowance Position | Thousand Tons | 0 | 0 | 0 | 0 | 0 | 0 | 0 | 0
NSR Prairie Creek Unit 4 SO2 Rate v5.16 | 976 | 6623 | Rate Constraint in lbs/MMBtu | FALSE | L | Annual | Fuel Consumed | TBtu | 0 | 0 | 0 | 0 | 0 | 0 | 0 | 0
NSR Prairie Creek Unit 4 SO2 Rate v5.16 | 976 | 6623 | Rate Constraint in lbs/MMBtu | FALSE | L | Annual | Rate | lb/MMBtu | 0 | 0 | 0 | 0 | 0 | 0 | 0 | 0
NSR Prairie Creek Unit 4 SO2 Rate v5.16 | 976 | 6623 | Rate Constraint in lbs/MMBtu | FALSE | L | Annual | Generation | TWh | 0 | 0 | 0 | 0 | 0 | 0 | 0 | 0
NSR Prairie Creek Unit 4 SO2 Rate v5.16 | 976 | 6623 | Rate Constraint in lbs/MMBtu | FALSE | L | Annual | Qualifying Generation | TWh | 0 | 0 | 0 | 0 | 0 | 0 | 0 | 0
NSR Prairie Creek Unit 4 SO2 Rate v5.16 | 976 | 6623 | Rate Constraint in lbs/MMBtu | FALSE | L | Annual | Rate | lb/MWh | 0 | 0 | 0 | 0 | 0 | 0 | 0 | 0
NSR Prairie Creek Unit 4 SO2 Rate v5.16 | 976 | 6623 | Rate Constraint in lbs/MMBtu | FALSE | L | Annual | Constraint Shadow Price | US2016$/Ton | 0 | 0 | 0 | 0 | 0 | 0 | 0 | 0
NSR Rapids 5,6 - NOX Rate Annual v5.14 | 977 | 6974 | Rate Constraint in lbs/MMBtu | FALSE | L | Annual | Seasons Included | Seasons | Winter, WintShld, Summer | Winter, WintShld, Summer | Winter, WintShld, Summer | Winter, WintShld, Summer | Winter, WintShld, Summer | Winter, WintShld, Summer | Winter, WintShld, Summer | Winter, WintShld, Summer
NSR Rapids 5,6 - NOX Rate Annual v5.14 | 977 | 6974 | Rate Constraint in lbs/MMBtu | FALSE | L | Annual | Standard NOX | lb/MMBtu | 0.44927 | 0.44927 | 0.44927 | 0.44927 | 0.44927 | 0.44927 | 0.44927 | 0.44927
NSR Rapids 5,6 - NOX Rate Annual v5.14 | 977 | 6974 | Rate Constraint in lbs/MMBtu | FALSE | L | Annual | Emissions at Affected Plants NOX | Thousand Tons | 0 | 0 | 0 | 0 | 0 | 0 | 0 | 0
NSR Rapids 5,6 - NOX Rate Annual v5.14 | 977 | 6974 | Rate Constraint in lbs/MMBtu | FALSE | L | Annual | Allowances Purchased NOX | Thousand Tons | 0 | 0 | 0 | 0 | 0 | 0 | 0 | 0
NSR Rapids 5,6 - NOX Rate Annual v5.14 | 977 | 6974 | Rate Constraint in lbs/MMBtu | FALSE | L | Annual | Allowances Sold NOX | Thousand Tons | 0 | 0 | 0 | 0 | 0 | 0 | 0 | 0
NSR Rapids 5,6 - NOX Rate Annual v5.14 | 977 | 6974 | Rate Constraint in lbs/MMBtu | FALSE | L | Annual | Allowances Banked | Thousand Tons | 0 | 0 | 0 | 0 | 0 | 0 | 0 | 0
NSR Rapids 5,6 - NOX Rate Annual v5.14 | 977 | 6974 | Rate Constraint in lbs/MMBtu | FALSE | L | Annual | Allowances Withdrawn (1:1) | Thousand Tons | 0 | 0 | 0 | 0 | 0 | 0 | 0 | 0
NSR Rapids 5,6 - NOX Rate Annual v5.14 | 977 | 6974 | Rate Constraint in lbs/MMBtu | FALSE | L | Annual | Allowances Withdrawn (n:1) | Thousand Tons | 0 | 0 | 0 | 0 | 0 | 0 | 0 | 0
NSR Rapids 5,6 - NOX Rate Annual v5.14 | 977 | 6974 | Rate Constraint in lbs/MMBtu | FALSE | L | Annual | Net Emissions Allowance Position | Thousand Tons | 0 | 0 | 0 | 0 | 0 | 0 | 0 | 0
NSR Rapids 5,6 - NOX Rate Annual v5.14 | 977 | 6974 | Rate Constraint in lbs/MMBtu | FALSE | L | Annual | Fuel Consumed | TBtu | 0 | 0 | 0 | 0 | 0 | 0 | 0 | 0
NSR Rapids 5,6 - NOX Rate Annual v5.14 | 977 | 6974 | Rate Constraint in lbs/MMBtu | FALSE | L | Annual | Rate | lb/MMBtu | 0 | 0 | 0 | 0 | 0 | 0 | 0 | 0
NSR Rapids 5,6 - NOX Rate Annual v5.14 | 977 | 6974 | Rate Constraint in lbs/MMBtu | FALSE | L | Annual | Generation | TWh | 0 | 0 | 0 | 0 | 0 | 0 | 0 | 0
NSR Rapids 5,6 - NOX Rate Annual v5.14 | 977 | 6974 | Rate Constraint in lbs/MMBtu | FALSE | L | Annual | Qualifying Generation | TWh | 0 | 0 | 0 | 0 | 0 | 0 | 0 | 0
NSR Rapids 5,6 - NOX Rate Annual v5.14 | 977 | 6974 | Rate Constraint in lbs/MMBtu | FALSE | L | Annual | Rate | lb/MWh | 0 | 0 | 0 | 0 | 0 | 0 | 0 | 0
NSR Rapids 5,6 - NOX Rate Annual v5.14 | 977 | 6974 | Rate Constraint in lbs/MMBtu | FALSE | L | Annual | Constraint Shadow Price | US2016$/Ton | 0 | 0 | 0 | 0 | 0 | 0 | 0 | 0
NSR Rapids 5,6 - SO2 Rate Annual v5.14 | 978 | 6975 | Rate Constraint in lbs/MMBtu | FALSE | L | Annual | Seasons Included | Seasons | Winter, WintShld, Summer | Winter, WintShld, Summer | Winter, WintShld, Summer | Winter, WintShld, Summer | Winter, WintShld, Summer | Winter, WintShld, Summer | Winter, WintShld, Summer | Winter, WintShld, Summer
NSR Rapids 5,6 - SO2 Rate Annual v5.14 | 978 | 6975 | Rate Constraint in lbs/MMBtu | FALSE | L | Annual | Standard SO2 | lb/MMBtu | 0.15 | 0.15 | 0.15 | 0.15 | 0.15 | 0.15 | 0.15 | 0.15
NSR Rapids 5,6 - SO2 Rate Annual v5.14 | 978 | 6975 | Rate Constraint in lbs/MMBtu | FALSE | L | Annual | Emissions at Affected Plants SO2 | Thousand Tons | 0 | 0 | 0 | 0 | 0 | 0 | 0 | 0
NSR Rapids 5,6 - SO2 Rate Annual v5.14 | 978 | 6975 | Rate Constraint in lbs/MMBtu | FALSE | L | Annual | Allowances Purchased SO2 | Thousand Tons | 0 | 0 | 0 | 0 | 0 | 0 | 0 | 0
NSR Rapids 5,6 - SO2 Rate Annual v5.14 | 978 | 6975 | Rate Constraint in lbs/MMBtu | FALSE | L | Annual | Allowances Sold SO2 | Thousand Tons | 0 | 0 | 0 | 0 | 0 | 0 | 0 | 0
NSR Rapids 5,6 - SO2 Rate Annual v5.14 | 978 | 6975 | Rate Constraint in lbs/MMBtu | FALSE | L | Annual | Allowances Banked | Thousand Tons | 0 | 0 | 0 | 0 | 0 | 0 | 0 | 0
NSR Rapids 5,6 - SO2 Rate Annual v5.14 | 978 | 6975 | Rate Constraint in lbs/MMBtu | FALSE | L | Annual | Allowances Withdrawn (1:1) | Thousand Tons | 0 | 0 | 0 | 0 | 0 | 0 | 0 | 0
NSR Rapids 5,6 - SO2 Rate Annual v5.14 | 978 | 6975 | Rate Constraint in lbs/MMBtu | FALSE | L | Annual | Allowances Withdrawn (n:1) | Thousand Tons | 0 | 0 | 0 | 0 | 0 | 0 | 0 | 0
NSR Rapids 5,6 - SO2 Rate Annual v5.14 | 978 | 6975 | Rate Constraint in lbs/MMBtu | FALSE | L | Annual | Net Emissions Allowance Position | Thousand Tons | 0 | 0 | 0 | 0 | 0 | 0 | 0 | 0
NSR Rapids 5,6 - SO2 Rate Annual v5.14 | 978 | 6975 | Rate Constraint in lbs/MMBtu | FALSE | L | Annual | Fuel Consumed | TBtu | 0 | 0 | 0 | 0 | 0 | 0 | 0 | 0
NSR Rapids 5,6 - SO2 Rate Annual v5.14 | 978 | 6975 | Rate Constraint in lbs/MMBtu | FALSE | L | Annual | Rate | lb/MMBtu | 0 | 0 | 0 | 0 | 0 | 0 | 0 | 0
NSR Rapids 5,6 - SO2 Rate Annual v5.14 | 978 | 6975 | Rate Constraint in lbs/MMBtu | FALSE | L | Annual | Generation | TWh | 0 | 0 | 0 | 0 | 0 | 0 | 0 | 0
NSR Rapids 5,6 - SO2 Rate Annual v5.14 | 978 | 6975 | Rate Constraint in lbs/MMBtu | FALSE | L | Annual | Qualifying Generation | TWh | 0 | 0 | 0 | 0 | 0 | 0 | 0 | 0
NSR Rapids 5,6 - SO2 Rate Annual v5.14 | 978 | 6975 | Rate Constraint in lbs/MMBtu | FALSE | L | Annual | Rate | lb/MWh | 0 | 0 | 0 | 0 | 0 | 0 | 0 | 0
NSR Rapids 5,6 - SO2 Rate Annual v5.14 | 978 | 6975 | Rate Constraint in lbs/MMBtu | FALSE | L | Annual | Constraint Shadow Price | US2016$/Ton | 0 | 0 | 0 | 0 | 0 | 0 | 0 | 0
NSR Rockport 1 & 2 - SO2 Cap Annual v5.13 | 979 | 5898 | Rate Constraint in MTons | FALSE | L | Annual | Seasons Included | Seasons | Winter, WintShld, Summer | Winter, WintShld, Summer | Winter, WintShld, Summer | Winter, WintShld, Summer | Winter, WintShld, Summer | Winter, WintShld, Summer | Winter, WintShld, Summer | Winter, WintShld, Summer
NSR Rockport 1 & 2 - SO2 Cap Annual v5.13 | 979 | 5898 | Rate Constraint in MTons | FALSE | L | Annual | Standard SO2 | Thousand Tons | 22 | 22 | 22 | 10 | 10 | 10 | 10 | 10
NSR Rockport 1 & 2 - SO2 Cap Annual v5.13 | 979 | 5898 | Rate Constraint in MTons | FALSE | L | Annual | Emissions at Affected Plants SO2 | Thousand Tons | 0 | 7.7131 | 4.1651 | 1.3823 | 0 | 0 | 0 | 0
NSR Rockport 1 & 2 - SO2 Cap Annual v5.13 | 979 | 5898 | Rate Constraint in MTons | FALSE | L | Annual | Allowances Purchased SO2 | Thousand Tons | 0 | 0 | 0 | 0 | 0 | 0 | 0 | 0
NSR Rockport 1 & 2 - SO2 Cap Annual v5.13 | 979 | 5898 | Rate Constraint in MTons | FALSE | L | Annual | Allowances Sold SO2 | Thousand Tons | 0 | 0 | 0 | 0 | 0 | 0 | 0 | 0
NSR Rockport 1 & 2 - SO2 Cap Annual v5.13 | 979 | 5898 | Rate Constraint in MTons | FALSE | L | Annual | Allowances Banked | Thousand Tons | 0 | 0 | 0 | 0 | 0 | 0 | 0 | 0
NSR Rockport 1 & 2 - SO2 Cap Annual v5.13 | 979 | 5898 | Rate Constraint in MTons | FALSE | L | Annual | Allowances Withdrawn (1:1) | Thousand Tons | 0 | 0 | 0 | 0 | 0 | 0 | 0 | 0
NSR Rockport 1 & 2 - SO2 Cap Annual v5.13 | 979 | 5898 | Rate Constraint in MTons | FALSE | L | Annual | Allowances Withdrawn (n:1) | Thousand Tons | 0 | 0 | 0 | 0 | 0 | 0 | 0 | 0
NSR Rockport 1 & 2 - SO2 Cap Annual v5.13 | 979 | 5898 | Rate Constraint in MTons | FALSE | L | Annual | Net Emissions Allowance Position | Thousand Tons | 0 | 7.7131 | 4.1651 | 1.3823 | 0 | 0 | 0 | 0
NSR Rockport 1 & 2 - SO2 Cap Annual v5.13 | 979 | 5898 | Rate Constraint in MTons | FALSE | L | Annual | Fuel Consumed | TBtu | 0 | 48.3821 | 48.3821 | 48.3821 | 0 | 0 | 0 | 0
NSR Rockport 1 & 2 - SO2 Cap Annual v5.13 | 979 | 5898 | Rate Constraint in MTons | FALSE | L | Annual | Rate | lb/MMBtu | 0 | 0.31884 | 0.17217 | 0.057143 | 0 | 0 | 0 | 0
NSR Rockport 1 & 2 - SO2 Cap Annual v5.13 | 979 | 5898 | Rate Constraint in MTons | FALSE | L | Annual | Generation | TWh | 0 | 4.6782 | 4.6782 | 4.6782 | 0 | 0 | 0 | 0
NSR Rockport 1 & 2 - SO2 Cap Annual v5.13 | 979 | 5898 | Rate Constraint in MTons | FALSE | L | Annual | Qualifying Generation | TWh | 0 | 4.6782 | 4.6782 | 4.6782 | 0 | 0 | 0 | 0
NSR Rockport 1 & 2 - SO2 Cap Annual v5.13 | 979 | 5898 | Rate Constraint in MTons | FALSE | L | Annual | Rate | lb/MWh | 0 | 3.2975 | 1.7806 | 0.59097 | 0 | 0 | 0 | 0
NSR Rockport 1 & 2 - SO2 Cap Annual v5.13 | 979 | 5898 | Rate Constraint in MTons | FALSE | L | Annual | Constraint Shadow Price | US2016$/Ton | 0 | 0 | 0 | 0 | 0 | 0 | 0 | 0
NSR Santee Cooper - NOX Cap Annual v3.1 | 980 | 1857 | Rate Constraint in MTons | FALSE | L | Annual | Seasons Included | Seasons | Winter, WintShld, Summer | Winter, WintShld, Summer | Winter, WintShld, Summer | Winter, WintShld, Summer | Winter, WintShld, Summer | Winter, WintShld, Summer | Winter, WintShld, Summer | Winter, WintShld, Summer
NSR Santee Cooper - NOX Cap Annual v3.1 | 980 | 1857 | Rate Constraint in MTons | FALSE | L | Annual | Standard NOX | Thousand Tons | 20 | 20 | 20 | 20 | 20 | 20 | 20 | 20
NSR Santee Cooper - NOX Cap Annual v3.1 | 980 | 1857 | Rate Constraint in MTons | FALSE | L | Annual | Emissions at Affected Plants NOX | Thousand Tons | 4.132 | 3.9131 | 4.2057 | 3.0525 | 2.9704 | 3.1682 | 3.3215 | 3.2073
NSR Santee Cooper - NOX Cap Annual v3.1 | 980 | 1857 | Rate Constraint in MTons | FALSE | L | Annual | Allowances Purchased NOX | Thousand Tons | 0 | 0 | 0 | 0 | 0 | 0 | 0 | 0
NSR Santee Cooper - NOX Cap Annual v3.1 | 980 | 1857 | Rate Constraint in MTons | FALSE | L | Annual | Allowances Sold NOX | Thousand Tons | 0 | 0 | 0 | 0 | 0 | 0 | 0 | 0
NSR Santee Cooper - NOX Cap Annual v3.1 | 980 | 1857 | Rate Constraint in MTons | FALSE | L | Annual | Allowances Banked | Thousand Tons | 0 | 0 | 0 | 0 | 0 | 0 | 0 | 0
NSR Santee Cooper - NOX Cap Annual v3.1 | 980 | 1857 | Rate Constraint in MTons | FALSE | L | Annual | Allowances Withdrawn (1:1) | Thousand Tons | 0 | 0 | 0 | 0 | 0 | 0 | 0 | 0
NSR Santee Cooper - NOX Cap Annual v3.1 | 980 | 1857 | Rate Constraint in MTons | FALSE | L | Annual | Allowances Withdrawn (n:1) | Thousand Tons | 0 | 0 | 0 | 0 | 0 | 0 | 0 | 0
NSR Santee Cooper - NOX Cap Annual v3.1 | 980 | 1857 | Rate Constraint in MTons | FALSE | L | Annual | Net Emissions Allowance Position | Thousand Tons | 4.132 | 3.9131 | 4.2057 | 3.0525 | 2.9704 | 3.1682 | 3.3215 | 3.2073
NSR Santee Cooper - NOX Cap Annual v3.1 | 980 | 1857 | Rate Constraint in MTons | FALSE | L | Annual | Fuel Consumed | TBtu | 115.8375 | 109.6616 | 117.9865 | 84.1721 | 82.0641 | 87.9894 | 92.4171 | 89.1744
NSR Santee Cooper - NOX Cap Annual v3.1 | 980 | 1857 | Rate Constraint in MTons | FALSE | L | Annual | Rate | lb/MMBtu | 0.071341 | 0.071368 | 0.071291 | 0.07253 | 0.072392 | 0.072013 | 0.07188 | 0.071933
NSR Santee Cooper - NOX Cap Annual v3.1 | 980 | 1857 | Rate Constraint in MTons | FALSE | L | Annual | Generation | TWh | 11.6522 | 11.0526 | 11.8682 | 8.4067 | 8.202 | 8.8198 | 9.2618 | 8.945
NSR Santee Cooper - NOX Cap Annual v3.1 | 980 | 1857 | Rate Constraint in MTons | FALSE | L | Annual | Qualifying Generation | TWh | 11.6522 | 11.0526 | 11.8682 | 8.4067 | 8.202 | 8.8198 | 9.2618 | 8.945
NSR Santee Cooper - NOX Cap Annual v3.1 | 980 | 1857 | Rate Constraint in MTons | FALSE | L | Annual | Rate | lb/MWh | 0.70922 | 0.70809 | 0.70874 | 0.72621 | 0.72431 | 0.71843 | 0.71723 | 0.71711
NSR Santee Cooper - NOX Cap Annual v3.1 | 980 | 1857 | Rate Constraint in MTons | FALSE | L | Annual | Constraint Shadow Price | US2016$/Ton | 0 | 0 | 0 | 0 | 0 | 0 | 0 | 0
NSR Santee Cooper - NOX Rate Annual v3.1 | 981 | 1858 | Rate Constraint in lbs/MMBtu | FALSE | L | Annual | Seasons Included | Seasons | Winter, WintShld, Summer | Winter, WintShld, Summer | Winter, WintShld, Summer | Winter, WintShld, Summer | Winter, WintShld, Summer | Winter, WintShld, Summer | Winter, WintShld, Summer | Winter, WintShld, Summer
NSR Santee Cooper - NOX Rate Annual v3.1 | 981 | 1858 | Rate Constraint in lbs/MMBtu | FALSE | L | Annual | Standard NOX | lb/MMBtu | 0.15 | 0.15 | 0.15 | 0.15 | 0.15 | 0.15 | 0.15 | 0.15
NSR Santee Cooper - NOX Rate Annual v3.1 | 981 | 1858 | Rate Constraint in lbs/MMBtu | FALSE | L | Annual | Emissions at Affected Plants NOX | Thousand Tons | 4.132 | 3.9131 | 4.2057 | 3.0525 | 2.9704 | 3.1682 | 3.3215 | 3.2073
NSR Santee Cooper - NOX Rate Annual v3.1 | 981 | 1858 | Rate Constraint in lbs/MMBtu | FALSE | L | Annual | Allowances Purchased NOX | Thousand Tons | 0 | 0 | 0 | 0 | 0 | 0 | 0 | 0
NSR Santee Cooper - NOX Rate Annual v3.1 | 981 | 1858 | Rate Constraint in lbs/MMBtu | FALSE | L | Annual | Allowances Sold NOX | Thousand Tons | 0 | 0 | 0 | 0 | 0 | 0 | 0 | 0
NSR Santee Cooper - NOX Rate Annual v3.1 | 981 | 1858 | Rate Constraint in lbs/MMBtu | FALSE | L | Annual | Allowances Banked | Thousand Tons | 0 | 0 | 0 | 0 | 0 | 0 | 0 | 0
NSR Santee Cooper - NOX Rate Annual v3.1 | 981 | 1858 | Rate Constraint in lbs/MMBtu | FALSE | L | Annual | Allowances Withdrawn (1:1) | Thousand Tons | 0 | 0 | 0 | 0 | 0 | 0 | 0 | 0
NSR Santee Cooper - NOX Rate Annual v3.1 | 981 | 1858 | Rate Constraint in lbs/MMBtu | FALSE | L | Annual | Allowances Withdrawn (n:1) | Thousand Tons | 0 | 0 | 0 | 0 | 0 | 0 | 0 | 0
NSR Santee Cooper - NOX Rate Annual v3.1 | 981 | 1858 | Rate Constraint in lbs/MMBtu | FALSE | L | Annual | Net Emissions Allowance Position | Thousand Tons | 4.132 | 3.9131 | 4.2057 | 3.0525 | 2.9704 | 3.1682 | 3.3215 | 3.2073
NSR Santee Cooper - NOX Rate Annual v3.1 | 981 | 1858 | Rate Constraint in lbs/MMBtu | FALSE | L | Annual | Fuel Consumed | TBtu | 115.8375 | 109.6616 | 117.9865 | 84.1721 | 82.0641 | 87.9894 | 92.4171 | 89.1744
NSR Santee Cooper - NOX Rate Annual v3.1 | 981 | 1858 | Rate Constraint in lbs/MMBtu | FALSE | L | Annual | Rate | lb/MMBtu | 0.071341 | 0.071368 | 0.071291 | 0.07253 | 0.072392 | 0.072013 | 0.07188 | 0.071933
NSR Santee Cooper - NOX Rate Annual v3.1 | 981 | 1858 | Rate Constraint in lbs/MMBtu | FALSE | L | Annual | Generation | TWh | 11.6522 | 11.0526 | 11.8682 | 8.4067 | 8.202 | 8.8198 | 9.2618 | 8.945
NSR Santee Cooper - NOX Rate Annual v3.1 | 981 | 1858 | Rate Constraint in lbs/MMBtu | FALSE | L | Annual | Qualifying Generation | TWh | 11.6522 | 11.0526 | 11.8682 | 8.4067 | 8.202 | 8.8198 | 9.2618 | 8.945
NSR Santee Cooper - NOX Rate Annual v3.1 | 981 | 1858 | Rate Constraint in lbs/MMBtu | FALSE | L | Annual | Rate | lb/MWh | 0.70922 | 0.70809 | 0.70874 | 0.72621 | 0.72431 | 0.71843 | 0.71723 | 0.71711
NSR Santee Cooper - NOX Rate Annual v3.1 | 981 | 1858 | Rate Constraint in lbs/MMBtu | FALSE | L | Annual | Constraint Shadow Price | US2016$/Ton | 0 | 0 | 0 | 0 | 0 | 0 | 0 | 0
NSR Santee Cooper - SO2 Cap Annual v3.1 | 982 | 1859 | Rate Constraint in MTons | FALSE | L | Annual | Seasons Included | Seasons | Winter, WintShld, Summer | Winter, WintShld, Summer | Winter, WintShld, Summer | Winter, WintShld, Summer | Winter, WintShld, Summer | Winter, WintShld, Summer | Winter, WintShld, Summer | Winter, WintShld, Summer
NSR Santee Cooper - SO2 Cap Annual v3.1 | 982 | 1859 | Rate Constraint in MTons | FALSE | L | Annual | Standard SO2 | Thousand Tons | 65 | 65 | 65 | 65 | 65 | 65 | 65 | 65
NSR Santee Cooper - SO2 Cap Annual v3.1 | 982 | 1859 | Rate Constraint in MTons | FALSE | L | Annual | Emissions at Affected Plants SO2 | Thousand Tons | 9.412 | 10.653 | 11.5762 | 7.4067 | 7.1252 | 7.5323 | 7.9744 | 8.7738
NSR Santee Cooper - SO2 Cap Annual v3.1 | 982 | 1859 | Rate Constraint in MTons | FALSE | L | Annual | Allowances Purchased SO2 | Thousand Tons | 0 | 0 | 0 | 0 | 0 | 0 | 0 | 0
NSR Santee Cooper - SO2 Cap Annual v3.1 | 982 | 1859 | Rate Constraint in MTons | FALSE | L | Annual | Allowances Sold SO2 | Thousand Tons | 0 | 0 | 0 | 0 | 0 | 0 | 0 | 0
NSR Santee Cooper - SO2 Cap Annual v3.1 | 982 | 1859 | Rate Constraint in MTons | FALSE | L | Annual | Allowances Banked | Thousand Tons | 0 | 0 | 0 | 0 | 0 | 0 | 0 | 0
NSR Santee Cooper - SO2 Cap Annual v3.1 | 982 | 1859 | Rate Constraint in MTons | FALSE | L | Annual | Allowances Withdrawn (1:1) | Thousand Tons | 0 | 0 | 0 | 0 | 0 | 0 | 0 | 0
NSR Santee Cooper - SO2 Cap Annual v3.1 | 982 | 1859 | Rate Constraint in MTons | FALSE | L | Annual | Allowances Withdrawn (n:1) | Thousand Tons | 0 | 0 | 0 | 0 | 0 | 0 | 0 | 0
NSR Santee Cooper - SO2 Cap Annual v3.1 | 982 | 1859 | Rate Constraint in MTons | FALSE | L | Annual | Net Emissions Allowance Position | Thousand Tons | 9.412 | 10.653 | 11.5762 | 7.4067 | 7.1252 | 7.5323 | 7.9744 | 8.7738
NSR Santee Cooper - SO2 Cap Annual v3.1 | 982 | 1859 | Rate Constraint in MTons | FALSE | L | Annual | Fuel Consumed | TBtu | 115.8375 | 109.6616 | 117.9865 | 84.1721 | 82.0641 | 87.9894 | 92.4171 | 89.1744
NSR Santee Cooper - SO2 Cap Annual v3.1 | 982 | 1859 | Rate Constraint in MTons | FALSE | L | Annual | Rate | lb/MMBtu | 0.1625 | 0.19429 | 0.19623 | 0.17599 | 0.17365 | 0.17121 | 0.17257 | 0.19678
NSR Santee Cooper - SO2 Cap Annual v3.1 | 982 | 1859 | Rate Constraint in MTons | FALSE | L | Annual | Generation | TWh | 11.6522 | 11.0526 | 11.8682 | 8.4067 | 8.202 | 8.8198 | 9.2618 | 8.945
NSR Santee Cooper - SO2 Cap Annual v3.1 | 982 | 1859 | Rate Constraint in MTons | FALSE | L | Annual | Qualifying Generation | TWh | 11.6522 | 11.0526 | 11.8682 | 8.4067 | 8.202 | 8.8198 | 9.2618 | 8.945
NSR Santee Cooper - SO2 Cap Annual v3.1 | 982 | 1859 | Rate Constraint in MTons | FALSE | L | Annual | Rate | lb/MWh | 1.6155 | 1.9277 | 1.9508 | 1.7621 | 1.7374 | 1.7081 | 1.722 | 1.9617
NSR Santee Cooper - SO2 Cap Annual v3.1 | 982 | 1859 | Rate Constraint in MTons | FALSE | L | Annual | Constraint Shadow Price | US2016$/Ton | 0 | 0 | 0 | 0 | 0 | 0 | 0 | 0
NSR Santee Cooper - SO2 Rate Annual v3.1 | 983 | 1860 | Rate Constraint in lbs/MMBtu | FALSE | L | Annual | Seasons Included | Seasons | Winter, WintShld, Summer | Winter, WintShld, Summer | Winter, WintShld, Summer | Winter, WintShld, Summer | Winter, WintShld, Summer | Winter, WintShld, Summer | Winter, WintShld, Summer | Winter, WintShld, Summer
NSR Santee Cooper - SO2 Rate Annual v3.1 | 983 | 1860 | Rate Constraint in lbs/MMBtu | FALSE | L | Annual | Standard SO2 | lb/MMBtu | 0.5 | 0.5 | 0.5 | 0.5 | 0.5 | 0.5 | 0.5 | 0.5
NSR Santee Cooper - SO2 Rate Annual v3.1 | 983 | 1860 | Rate Constraint in lbs/MMBtu | FALSE | L | Annual | Emissions at Affected Plants SO2 | Thousand Tons | 9.412 | 10.653 | 11.5762 | 7.4067 | 7.1252 | 7.5323 | 7.9744 | 8.7738
NSR Santee Cooper - SO2 Rate Annual v3.1 | 983 | 1860 | Rate Constraint in lbs/MMBtu | FALSE | L | Annual | Allowances Purchased SO2 | Thousand Tons | 0 | 0 | 0 | 0 | 0 | 0 | 0 | 0
NSR Santee Cooper - SO2 Rate Annual v3.1 | 983 | 1860 | Rate Constraint in lbs/MMBtu | FALSE | L | Annual | Allowances Sold SO2 | Thousand Tons | 0 | 0 | 0 | 0 | 0 | 0 | 0 | 0
NSR Santee Cooper - SO2 Rate Annual v3.1 | 983 | 1860 | Rate Constraint in lbs/MMBtu | FALSE | L | Annual | Allowances Banked | Thousand Tons | 0 | 0 | 0 | 0 | 0 | 0 | 0 | 0
NSR Santee Cooper - SO2 Rate Annual v3.1 | 983 | 1860 | Rate Constraint in lbs/MMBtu | FALSE | L | Annual | Allowances Withdrawn (1:1) | Thousand Tons | 0 | 0 | 0 | 0 | 0 | 0 | 0 | 0
NSR Santee Cooper - SO2 Rate Annual v3.1 | 983 | 1860 | Rate Constraint in lbs/MMBtu | FALSE | L | Annual | Allowances Withdrawn (n:1) | Thousand Tons | 0 | 0 | 0 | 0 | 0 | 0 | 0 | 0
NSR Santee Cooper - SO2 Rate Annual v3.1 | 983 | 1860 | Rate Constraint in lbs/MMBtu | FALSE | L | Annual | Net Emissions Allowance Position | Thousand Tons | 9.412 | 10.653 | 11.5762 | 7.4067 | 7.1252 | 7.5323 | 7.9744 | 8.7738
NSR Santee Cooper - SO2 Rate Annual v3.1 | 983 | 1860 | Rate Constraint in lbs/MMBtu | FALSE | L | Annual | Fuel Consumed | TBtu | 115.8375 | 109.6616 | 117.9865 | 84.1721 | 82.0641 | 87.9894 | 92.4171 | 89.1744
NSR Santee Cooper - SO2 Rate Annual v3.1 | 983 | 1860 | Rate Constraint in lbs/MMBtu | FALSE | L | Annual | Rate | lb/MMBtu | 0.1625 | 0.19429 | 0.19623 | 0.17599 | 0.17365 | 0.17121 | 0.17257 | 0.19678
NSR Santee Cooper - SO2 Rate Annual v3.1 | 983 | 1860 | Rate Constraint in lbs/MMBtu | FALSE | L | Annual | Generation | TWh | 11.6522 | 11.0526 | 11.8682 | 8.4067 | 8.202 | 8.8198 | 9.2618 | 8.945
NSR Santee Cooper - SO2 Rate Annual v3.1 | 983 | 1860 | Rate Constraint in lbs/MMBtu | FALSE | L | Annual | Qualifying Generation | TWh | 11.6522 | 11.0526 | 11.8682 | 8.4067 | 8.202 | 8.8198 | 9.2618 | 8.945
NSR Santee Cooper - SO2 Rate Annual v3.1 | 983 | 1860 | Rate Constraint in lbs/MMBtu | FALSE | L | Annual | Rate | lb/MWh | 1.6155 | 1.9277 | 1.9508 | 1.7621 | 1.7374 | 1.7081 | 1.722 | 1.9617
NSR Santee Cooper - SO2 Rate Annual v3.1 | 983 | 1860 | Rate Constraint in lbs/MMBtu | FALSE | L | Annual | Constraint Shadow Price | US2016$/Ton | 0 | 0 | 0 | 0 | 0 | 0 | 0 | 0
NSR Schahfer 14 - NOX Rate Annual v4.11, Unit 5447 and retrofits | 984 | 2304 | Rate Constraint in lbs/MMBtu | FALSE | L | Annual | Seasons Included | Seasons | Winter, WintShld, Summer | Winter, WintShld, Summer | Winter, WintShld, Summer | Winter, WintShld, Summer | Winter, WintShld, Summer | Winter, WintShld, Summer | Winter, WintShld, Summer | Winter, WintShld, Summer
NSR Schahfer 14 - NOX Rate Annual v4.11, Unit 5447 and retrofits | 984 | 2304 | Rate Constraint in lbs/MMBtu | FALSE | L | Annual | Standard NOX | lb/MMBtu | 0.1 | 0.1 | 0.1 | 0.1 | 0.1 | 0.1 | 0.1 | 0.1
NSR Schahfer 14 - NOX Rate Annual v4.11, Unit 5447 and retrofits | 984 | 2304 | Rate Constraint in lbs/MMBtu | FALSE | L | Annual | Emissions at Affected Plants NOX | Thousand Tons | 0.097536 | 0.27375 | 0.27375 | 0.27375 | 0 | 0 | 0 | 0
NSR Schahfer 14 - NOX Rate Annual v4.11, Unit 5447 and retrofits | 984 | 2304 | Rate Constraint in lbs/MMBtu | FALSE | L | Annual | Allowances Purchased NOX | Thousand Tons | 0 | 0 | 0 | 0 | 0 | 0 | 0 | 0
NSR Schahfer 14 - NOX Rate Annual v4.11, Unit 5447 and retrofits | 984 | 2304 | Rate Constraint in lbs/MMBtu | FALSE | L | Annual | Allowances Sold NOX | Thousand Tons | 0 | 0 | 0 | 0 | 0 | 0 | 0 | 0
NSR Schahfer 14 - NOX Rate Annual v4.11, Unit 5447 and retrofits | 984 | 2304 | Rate Constraint in lbs/MMBtu | FALSE | L | Annual | Allowances Banked | Thousand Tons | 0 | 0 | 0 | 0 | 0 | 0 | 0 | 0
NSR Schahfer 14 - NOX Rate Annual v4.11, Unit 5447 and retrofits | 984 | 2304 | Rate Constraint in lbs/MMBtu | FALSE | L | Annual | Allowances Withdrawn (1:1) | Thousand Tons | 0 | 0 | 0 | 0 | 0 | 0 | 0 | 0
NSR Schahfer 14 - NOX Rate Annual v4.11, Unit 5447 and retrofits | 984 | 2304 | Rate Constraint in lbs/MMBtu | FALSE | L | Annual | Allowances Withdrawn (n:1) | Thousand Tons | 0 | 0 | 0 | 0 | 0 | 0 | 0 | 0
NSR Schahfer 14 - NOX Rate Annual v4.11, Unit 5447 and retrofits | 984 | 2304 | Rate Constraint in lbs/MMBtu | FALSE | L | Annual | Net Emissions Allowance Position | Thousand Tons | 0.097536 | 0.27375 | 0.27375 | 0.27375 | 0 | 0 | 0 | 0
NSR Schahfer 14 - NOX Rate Annual v4.11, Unit 5447 and retrofits | 984 | 2304 | Rate Constraint in lbs/MMBtu | FALSE | L | Annual | Fuel Consumed | TBtu | 2.1636 | 6.0724 | 6.0724 | 6.0724 | 0 | 0 | 0 | 0
NSR Schahfer 14 - NOX Rate Annual v4.11, Unit 5447 and retrofits | 984 | 2304 | Rate Constraint in lbs/MMBtu | FALSE | L | Annual | Rate | lb/MMBtu | 0.090162 | 0.090162 | 0.090162 | 0.090162 | 0 | 0 | 0 | 0
NSR Schahfer 14 - NOX Rate Annual v4.11, Unit 5447 and retrofits | 984 | 2304 | Rate Constraint in lbs/MMBtu | FALSE | L | Annual | Generation | TWh | 0.18362 | 0.51534 | 0.51534 | 0.51534 | 0 | 0 | 0 | 0
NSR Schahfer 14 - NOX Rate Annual v4.11, Unit 5447 and retrofits | 984 | 2304 | Rate Constraint in lbs/MMBtu | FALSE | L | Annual | Qualifying Generation | TWh | 0.18362 | 0.51534 | 0.51534 | 0.51534 | 0 | 0 | 0 | 0
NSR Schahfer 14 - NOX Rate Annual v4.11, Unit 5447 and retrofits | 984 | 2304 | Rate Constraint in lbs/MMBtu | FALSE | L | Annual | Rate | lb/MWh | 1.0624 | 1.0624 | 1.0624 | 1.0624 | 0 | 0 | 0 | 0
NSR Schahfer 14 - NOX Rate Annual v4.11, Unit 5447 and retrofits | 984 | 2304 | Rate Constraint in lbs/MMBtu | FALSE | L | Annual | Constraint Shadow Price | US2016$/Ton | 0 | 0 | 0 | 0 | 0 | 0 | 0 | 0
NSR Schahfer 14 - SO2 Rate Annual v4.11, Unit 5447 and retrofits | 985 | 2298 | Rate Constraint in lbs/MMBtu | FALSE | L | Annual | Seasons Included | Seasons | Winter, WintShld, Summer | Winter, WintShld, Summer | Winter, WintShld, Summer | Winter, WintShld, Summer | Winter, WintShld, Summer | Winter, WintShld, Summer | Winter, WintShld, Summer | Winter, WintShld, Summer
NSR Schahfer 14 - SO2 Rate Annual v4.11, Unit 5447 and retrofits | 985 | 2298 | Rate Constraint in lbs/MMBtu | FALSE | L | Annual | Standard SO2 | lb/MMBtu | 0.08 | 0.08 | 0.08 | 0.08 | 0.08 | 0.08 | 0.08 | 0.08
NSR Schahfer 14 - SO2 Rate Annual v4.11, Unit 5447 and retrofits | 985 | 2298 | Rate Constraint in lbs/MMBtu | FALSE | L | Annual | Emissions at Affected Plants SO2 | Thousand Tons | 0.061816 | 0.1735 | 0.1735 | 0.1735 | 0 | 0 | 0 | 0
NSR Schahfer 14 - SO2 Rate Annual v4.11, Unit 5447 and retrofits | 985 | 2298 | Rate Constraint in lbs/MMBtu | FALSE | L | Annual | Allowances Purchased SO2 | Thousand Tons | 0 | 0 | 0 | 0 | 0 | 0 | 0 | 0
NSR Schahfer 14 - SO2 Rate Annual v4.11, Unit 5447 and retrofits | 985 | 2298 | Rate Constraint in lbs/MMBtu | FALSE | L | Annual | Allowances Sold SO2 | Thousand Tons | 0 | 0 | 0 | 0 | 0 | 0 | 0 | 0
NSR Schahfer 14 - SO2 Rate Annual v4.11, Unit 5447 and retrofits | 985 | 2298 | Rate Constraint in lbs/MMBtu | FALSE | L | Annual | Allowances Banked | Thousand Tons | 0 | 0 | 0 | 0 | 0 | 0 | 0 | 0
NSR Schahfer 14 - SO2 Rate Annual v4.11, Unit 5447 and retrofits | 985 | 2298 | Rate Constraint in lbs/MMBtu | FALSE | L | Annual | Allowances Withdrawn (1:1) | Thousand Tons | 0 | 0 | 0 | 0 | 0 | 0 | 0 | 0
NSR Schahfer 14 - SO2 Rate Annual v4.11, Unit 5447 and retrofits | 985 | 2298 | Rate Constraint in lbs/MMBtu | FALSE | L | Annual | Allowances Withdrawn (n:1) | Thousand Tons | 0 | 0 | 0 | 0 | 0 | 0 | 0 | 0
NSR Schahfer 14 - SO2 Rate Annual v4.11, Unit 5447 and retrofits | 985 | 2298 | Rate Constraint in lbs/MMBtu | FALSE | L | Annual | Net Emissions Allowance Position | Thousand Tons | 0.061816 | 0.1735 | 0.1735 | 0.1735 | 0 | 0 | 0 | 0
NSR Schahfer 14 - SO2 Rate Annual v4.11, Unit 5447 and retrofits | 985 | 2298 | Rate Constraint in lbs/MMBtu | FALSE | L | Annual | Fuel Consumed | TBtu | 2.1636 | 6.0724 | 6.0724 | 6.0724 | 0 | 0 | 0 | 0
NSR Schahfer 14 - SO2 Rate Annual v4.11, Unit 5447 and retrofits | 985 | 2298 | Rate Constraint in lbs/MMBtu | FALSE | L | Annual | Rate | lb/MMBtu | 0.057143 | 0.057143 | 0.057143 | 0.057143 | 0 | 0 | 0 | 0
NSR Schahfer 14 - SO2 Rate Annual v4.11, Unit 5447 and retrofits | 985 | 2298 | Rate Constraint in lbs/MMBtu | FALSE | L | Annual | Generation | TWh | 0.18362 | 0.51534 | 0.51534 | 0.51534 | 0 | 0 | 0 | 0
NSR Schahfer 14 - SO2 Rate Annual v4.11, Unit 5447 and retrofits | 985 | 2298 | Rate Constraint in lbs/MMBtu | FALSE | L | Annual | Qualifying Generation | TWh | 0.18362 | 0.51534 | 0.51534 | 0.51534 | 0 | 0 | 0 | 0
NSR Schahfer 14 - SO2 Rate Annual v4.11, Unit 5447 and retrofits | 985 | 2298 | Rate Constraint in lbs/MMBtu | FALSE | L | Annual | Rate | lb/MWh | 0.67332 | 0.67332 | 0.67332 | 0.67332 | 0 | 0 | 0 | 0
NSR Schahfer 14 - SO2 Rate Annual v4.11, Unit 5447 and retrofits | 985 | 2298 | Rate Constraint in lbs/MMBtu | FALSE | L | Annual | Constraint Shadow Price | US2016$/Ton | 0 | 0 | 0 | 0 | 0 | 0 | 0 | 0
NSR Schahfer 15 - NOX Rate Annual v4.11, Unit 4117 and retrofits | 986 | 2305 | Rate Constraint in lbs/MMBtu | FALSE | L | Annual | Seasons Included | Seasons | Winter, WintShld, Summer | Winter, WintShld, Summer | Winter, WintShld, Summer | Winter, WintShld, Summer | Winter, WintShld, Summer | Winter, WintShld, Summer | Winter, WintShld, Summer | Winter, WintShld, Summer
NSR Schahfer 15 - NOX Rate Annual v4.11, Unit 4117 and retrofits | 986 | 2305 | Rate Constraint in lbs/MMBtu | FALSE | L | Annual | Standard NOX | lb/MMBtu | 0.08 | 0.08 | 0.08 | 0.08 | 0.08 | 0.08 | 0.08 | 0.08
NSR Schahfer 15 - NOX Rate Annual v4.11, Unit 4117 and retrofits | 986 | 2305 | Rate Constraint in lbs/MMBtu | FALSE | L | Annual | Emissions at Affected Plants NOX | Thousand Tons | 1.0915 | 1.123 | 1.1166 | 1.143 | 1.0915 | 1.0915 | 1.0915 | 1.0224
NSR Schahfer 15 - NOX Rate Annual v4.11, Unit 4117 and retrofits | 986 | 2305 | Rate Constraint in lbs/MMBtu | FALSE | L | Annual | Allowances Purchased NOX | Thousand Tons | 0 | 0 | 0 | 0 | 0 | 0 | 0 | 0
NSR Schahfer 15 - NOX Rate Annual v4.11, Unit 4117 and retrofits | 986 | 2305 | Rate Constraint in lbs/MMBtu | FALSE | L | Annual | Allowances Sold NOX | Thousand Tons | 0 | 0 | 0 | 0 | 0 | 0 | 0 | 0
NSR Schahfer 15 - NOX Rate Annual v4.11, Unit 4117 and retrofits | 986 | 2305 | Rate Constraint in lbs/MMBtu | FALSE | L | Annual | Allowances Banked | Thousand Tons | 0 | 0 | 0 | 0 | 0 | 0 | 0 | 0
NSR Schahfer 15 - NOX Rate Annual v4.11, Unit 4117 and retrofits | 986 | 2305 | Rate Constraint in lbs/MMBtu | FALSE | L | Annual | Allowances Withdrawn (1:1) | Thousand Tons | 0 | 0 | 0 | 0 | 0 | 0 | 0 | 0
NSR Schahfer 15 - NOX Rate Annual v4.11, Unit 4117 and retrofits | 986 | 2305 | Rate Constraint in lbs/MMBtu | FALSE | L | Annual | Allowances Withdrawn (n:1) | Thousand Tons | 0 | 0 | 0 | 0 | 0 | 0 | 0 | 0
NSR Schahfer 15 - NOX Rate Annual v4.11, Unit 4117 and retrofits | 986 | 2305 | Rate Constraint in lbs/MMBtu | FALSE | L | Annual | Net Emissions Allowance Position | Thousand Tons | 1.0915 | 1.123 | 1.1166 | 1.143 | 1.0915 | 1.0915 | 1.0915 | 1.0224
NSR Schahfer 15 - NOX Rate Annual v4.11, Unit 4117 and retrofits | 986 | 2305 | Rate Constraint in lbs/MMBtu | FALSE | L | Annual | Fuel Consumed | TBtu | 27.2873 | 28.0743 | 27.9148 | 28.5761 | 27.2873 | 27.2873 | 27.2873 | 25.5596
NSR Schahfer 15 - NOX Rate Annual v4.11, Unit 4117 and retrofits | 986 | 2305 | Rate Constraint in lbs/MMBtu | FALSE | L | Annual | Rate | lb/MMBtu | 0.08 | 0.08 | 0.08 | 0.08 | 0.08 | 0.08 | 0.08 | 0.08
NSR Schahfer 15 - NOX Rate Annual v4.11, Unit 4117 and retrofits | 986 | 2305 | Rate Constraint in lbs/MMBtu | FALSE | L | Annual | Generation | TWh | 2.4269 | 2.4969 | 2.4827 | 2.5415 | 2.4269 | 2.4269 | 2.4269 | 2.2732
NSR Schahfer 15 - NOX Rate Annual v4.11, Unit 4117 and retrofits | 986 | 2305 | Rate Constraint in lbs/MMBtu | FALSE | L | Annual | Qualifying Generation | TWh | 2.4269 | 2.4969 | 2.4827 | 2.5415 | 2.4269 | 2.4269 | 2.4269 | 2.2732
NSR Schahfer 15 - NOX Rate Annual v4.11, Unit 4117 and retrofits | 986 | 2305 | Rate Constraint in lbs/MMBtu | FALSE | L | Annual | Rate | lb/MWh | 0.8995 | 0.8995 | 0.8995 | 0.8995 | 0.8995 | 0.8995 | 0.8995 | 0.8995
NSR Schahfer 15 - NOX Rate Annual v4.11, Unit 4117 and retrofits | 986 | 2305 | Rate Constraint in lbs/MMBtu | FALSE | L | Annual | Constraint Shadow Price | US2016$/Ton | 9237.726 | 7929.6699 | 10788.4971 | 8039.6128 | 8178.7537 | 8097.5682 | 13583.5147 | 10794.4545
NSR Schahfer 15 - SO2 Rate Annual v4.11, Unit 4117 and retrofits | 987 | 2299 | Rate Constraint in lbs/MMBtu | FALSE | L | Annual | Seasons Included | Seasons | Winter, WintShld, Summer | Winter, WintShld, Summer | Winter, WintShld, Summer | Winter, WintShld, Summer | Winter, WintShld, Summer | Winter, WintShld, Summer | Winter, WintShld, Summer | Winter, WintShld, Summer
NSR Schahfer 15 - SO2 Rate Annual v4.11, Unit 4117 and retrofits | 987 | 2299 | Rate Constraint in lbs/MMBtu | FALSE | L | Annual | Standard SO2 | lb/MMBtu | 0.08 | 0.08 | 0.08 | 0.08 | 0.08 | 0.08 | 0.08 | 0.08
NSR Schahfer 15 - SO2 Rate Annual v4.11, Unit 4117 and retrofits | 987 | 2299 | Rate Constraint in lbs/MMBtu | FALSE | L | Annual | Emissions at Affected Plants SO2 | Thousand Tons | 0.81862 | 0.84223 | 0.83745 | 0.85728 | 0.81862 | 0.81862 | 0.81862 | 0.76679
NSR Schahfer 15 - SO2 Rate Annual v4.11, Unit 4117 and retrofits | 987 | 2299 | Rate Constraint in lbs/MMBtu | FALSE | L | Annual | Allowances Purchased SO2 | Thousand Tons | 0 | 0 | 0 | 0 | 0 | 0 | 0 | 0
NSR Schahfer 15 - SO2 Rate Annual v4.11, Unit 4117 and retrofits | 987 | 2299 | Rate Constraint in lbs/MMBtu | FALSE | L | Annual | Allowances Sold SO2 | Thousand Tons | 0 | 0 | 0 | 0 | 0 | 0 | 0 | 0
NSR Schahfer 15 - SO2 Rate Annual v4.11, Unit 4117 and retrofits | 987 | 2299 | Rate Constraint in lbs/MMBtu | FALSE | L | Annual | Allowances Banked | Thousand Tons | 0 | 0 | 0 | 0 | 0 | 0 | 0 | 0
NSR Schahfer 15 - SO2 Rate Annual v4.11, Unit 4117 and retrofits | 987 | 2299 | Rate Constraint in lbs/MMBtu | FALSE | L | Annual | Allowances Withdrawn (1:1) | Thousand Tons | 0 | 0 | 0 | 0 | 0 | 0 | 0 | 0
NSR Schahfer 15 - SO2 Rate Annual v4.11, Unit 4117 and retrofits | 987 | 2299 | Rate Constraint in lbs/MMBtu | FALSE | L | Annual | Allowances Withdrawn (n:1) | Thousand Tons | 0 | 0 | 0 | 0 | 0 | 0 | 0 | 0
NSR Schahfer 15 - SO2 Rate Annual v4.11, Unit 4117 and retrofits | 987 | 2299 | Rate Constraint in lbs/MMBtu | FALSE | L | Annual | Net Emissions Allowance Position | Thousand Tons | 0.81862 | 0.84223 | 0.83745 | 0.85728 | 0.81862 | 0.81862 | 0.81862 | 0.76679
NSR Schahfer 15 - SO2 Rate Annual v4.11, Unit 4117 and retrofits | 987 | 2299 | Rate Constraint in lbs/MMBtu | FALSE | L | Annual | Fuel Consumed | TBtu | 27.2873 | 28.0743 | 27.9148 | 28.5761 | 27.2873 | 27.2873 | 27.2873 | 25.5596
NSR Schahfer 15 - SO2 Rate Annual v4.11, Unit 4117 and retrofits | 987 | 2299 | Rate Constraint in lbs/MMBtu | FALSE | L | Annual | Rate | lb/MMBtu | 0.06 | 0.06 | 0.06 | 0.06 | 0.06 | 0.06 | 0.06 | 0.06
NSR Schahfer 15 - SO2 Rate Annual v4.11, Unit 4117 and retrofits | 987 | 2299 | Rate Constraint in lbs/MMBtu | FALSE | L | Annual | Generation | TWh | 2.4269 | 2.4969 | 2.4827 | 2.5415 | 2.4269 | 2.4269 | 2.4269 | 2.2732
NSR Schahfer 15 - SO2 Rate Annual v4.11, Unit 4117 and retrofits | 987 | 2299 | Rate Constraint in lbs/MMBtu | FALSE | L | Annual | Qualifying Generation | TWh | 2.4269 | 2.4969 | 2.4827 | 2.5415 | 2.4269 | 2.4269 | 2.4269 | 2.2732
NSR Schahfer 15 - SO2 Rate Annual v4.11, Unit 4117 and retrofits | 987 | 2299 | Rate Constraint in lbs/MMBtu | FALSE | L | Annual | Rate | lb/MWh | 0.67462 | 0.67462 | 0.67462 | 0.67462 | 0.67462 | 0.67462 | 0.67462 | 0.67462
NSR Schahfer 15 - SO2 Rate Annual v4.11, Unit 4117 and retrofits | 987 | 2299 | Rate Constraint in lbs/MMBtu | FALSE | L | Annual | Constraint Shadow Price | US2016$/Ton | 0 | 0 | 0 | 0 | 0 | 0 | 0 | 0
NSR Schahfer 17 & 18 - NOX Rate Annual v4.11, Unit 5425 and retrofits | 988 | 2306 | Rate Constraint in lbs/MMBtu | FALSE | L | Annual | Seasons Included | Seasons | Winter, WintShld, Summer | Winter, WintShld, Summer | Winter, WintShld, Summer | Winter, WintShld, Summer | Winter, WintShld, Summer | Winter, WintShld, Summer | Winter, WintShld, Summer | Winter, WintShld, Summer
NSR Schahfer 17 & 18 - NOX Rate Annual v4.11, Unit 5425 and retrofits | 988 | 2306 | Rate Constraint in lbs/MMBtu | FALSE | L | Annual | Standard NOX | lb/MMBtu | 0.2 | 0.2 | 0.2 | 0.2 | 0.2 | 0.2 | 0.2 | 0.2
NSR Schahfer 17 & 18 - NOX Rate Annual v4.11, Unit 5425 and retrofits | 988 | 2306 | Rate Constraint in lbs/MMBtu | FALSE | L | Annual | Emissions at Affected Plants NOX | Thousand Tons | 0 | 0 | 0 | 0 | 0 | 0 | 0 | 0
NSR Schahfer 17 & 18 - NOX Rate Annual v4.11, Unit 5425 and retrofits | 988 | 2306 | Rate Constraint in lbs/MMBtu | FALSE | L | Annual | Allowances Purchased NOX | Thousand Tons | 0 | 0 | 0 | 0 | 0 | 0 | 0 | 0
NSR Schahfer 17 & 18 - NOX Rate Annual v4.11, Unit 5425 and retrofits | 988 | 2306 | Rate Constraint in lbs/MMBtu | FALSE | L | Annual | Allowances Sold NOX | Thousand Tons | 0 | 0 | 0 | 0 | 0 | 0 | 0 | 0
NSR Schahfer 17 & 18 - NOX Rate Annual v4.11, Unit 5425 and retrofits | 988 | 2306 | Rate Constraint in lbs/MMBtu | FALSE | L | Annual | Allowances Banked | Thousand Tons | 0 | 0 | 0 | 0 | 0 | 0 | 0 | 0
NSR Schahfer 17 & 18 - NOX Rate Annual v4.11, Unit 5425 and retrofits | 988 | 2306 | Rate Constraint in lbs/MMBtu | FALSE | L | Annual | Allowances Withdrawn (1:1) | Thousand Tons | 0 | 0 | 0 | 0 | 0 | 0 | 0 | 0
NSR Schahfer 17 & 18 - NOX Rate Annual v4.11, Unit 5425 and retrofits | 988 | 2306 | Rate Constraint in lbs/MMBtu | FALSE | L | Annual | Allowances Withdrawn (n:1) | Thousand Tons | 0 | 0 | 0 | 0 | 0 | 0 | 0 | 0
NSR Schahfer 17 & 18 - NOX Rate Annual v4.11, Unit 5425 and retrofits | 988 | 2306 | Rate Constraint in lbs/MMBtu | FALSE | L | Annual | Net Emissions Allowance Position | Thousand Tons | 0 | 0 | 0 | 0 | 0 | 0 | 0 | 0
NSR Schahfer 17 & 18 - NOX Rate Annual v4.11, Unit 5425 and retrofits | 988 | 2306 | Rate Constraint in lbs/MMBtu | FALSE | L | Annual | Fuel Consumed | TBtu | 0 | 0 | 0 | 0 | 0 | 0 | 0 | 0
NSR Schahfer 17 & 18 - NOX Rate Annual v4.11, Unit 5425 and retrofits | 988 | 2306 | Rate Constraint in lbs/MMBtu | FALSE | L | Annual | Rate | lb/MMBtu | 0 | 0 | 0 | 0 | 0 | 0 | 0 | 0
NSR Schahfer 17 & 18 - NOX Rate Annual v4.11, Unit 5425 and retrofits | 988 | 2306 | Rate Constraint in lbs/MMBtu | FALSE | L | Annual | Generation | TWh | 0 | 0 | 0 | 0 | 0 | 0 | 0 | 0
NSR Schahfer 17 & 18 - NOX Rate Annual v4.11, Unit 5425 and retrofits | 988 | 2306 | Rate Constraint in lbs/MMBtu | FALSE | L | Annual | Qualifying Generation | TWh | 0 | 0 | 0 | 0 | 0 | 0 | 0 | 0
NSR Schahfer 17 & 18 - NOX Rate Annual v4.11, Unit 5425 and retrofits | 988 | 2306 | Rate Constraint in lbs/MMBtu | FALSE | L | Annual | Rate | lb/MWh | 0 | 0 | 0 | 0 | 0 | 0 | 0 | 0
NSR Schahfer 17 & 18 - NOX Rate Annual v4.11, Unit 5425 and retrofits | 988 | 2306 | Rate Constraint in lbs/MMBtu | FALSE | L | Annual | Constraint Shadow Price | US2016$/Ton | 0 | 0 | 0 | 0 | 0 | 0 | 0 | 0
NSR Schahfer 17 & 18 - NOX Rate Annual v4.11, Unit 5426 and retrofits | 989 | 2306 | Rate Constraint in lbs/MMBtu | FALSE | L | Annual | Seasons Included | Seasons | Winter, WintShld, Summer | Winter, WintShld, Summer | Winter, WintShld, Summer | Winter, WintShld, Summer | Winter, WintShld, Summer | Winter, WintShld, Summer | Winter, WintShld, Summer | Winter, WintShld, Summer
NSR Schahfer 17 & 18 - NOX Rate Annual v4.11, Unit 5426 and retrofits | 989 | 2306 | Rate Constraint in lbs/MMBtu | FALSE | L | Annual | Standard NOX | lb/MMBtu | 0.2 | 0.2 | 0.2 | 0.2 | 0.2 | 0.2 | 0.2 | 0.2
NSR Schahfer 17 & 18 - NOX Rate Annual v4.11, Unit 5426 and retrofits | 989 | 2306 | Rate Constraint in lbs/MMBtu | FALSE | L | Annual | Emissions at Affected Plants NOX | Thousand Tons | 0 | 0 | 0 | 0 | 0 | 0 | 0 | 0
NSR Schahfer 17 & 18 - NOX Rate Annual v4.11, Unit 5426 and retrofits | 989 | 2306 | Rate Constraint in lbs/MMBtu | FALSE | L | Annual | Allowances Purchased NOX | Thousand Tons | 0 | 0 | 0 | 0 | 0 | 0 | 0 | 0
NSR Schahfer 17 & 18 - NOX Rate Annual v4.11, Unit 5426 and retrofits | 989 | 2306 | Rate Constraint in lbs/MMBtu | FALSE | L | Annual | Allowances Sold NOX | Thousand Tons | 0 | 0 | 0 | 0 | 0 | 0 | 0 | 0
NSR Schahfer 17 & 18 - NOX Rate Annual v4.11, Unit 5426 and retrofits | 989 | 2306 | Rate Constraint in lbs/MMBtu | FALSE | L | Annual | Allowances Banked | Thousand Tons | 0 | 0 | 0 | 0 | 0 | 0 | 0 | 0
NSR Schahfer 17 & 18 - NOX Rate Annual v4.11, Unit 5426 and retrofits | 989 | 2306 | Rate Constraint in lbs/MMBtu | FALSE | L | Annual | Allowances Withdrawn (1:1) | Thousand Tons | 0 | 0 | 0 | 0 | 0 | 0 | 0 | 0
NSR Schahfer 17 & 18 - NOX Rate Annual v4.11, Unit 5426 and retrofits | 989 | 2306 | Rate Constraint in lbs/MMBtu | FALSE | L | Annual | Allowances Withdrawn (n:1) | Thousand Tons | 0 | 0 | 0 | 0 | 0 | 0 | 0 | 0
NSR Schahfer 17 & 18 - NOX Rate Annual v4.11, Unit 5426 and retrofits | 989 | 2306 | Rate Constraint in lbs/MMBtu | FALSE | L | Annual | Net Emissions Allowance Position | Thousand Tons | 0 | 0 | 0 | 0 | 0 | 0 | 0 | 0
NSR Schahfer 17 & 18 - NOX Rate Annual v4.11, Unit 5426 and retrofits | 989 | 2306 | Rate Constraint in lbs/MMBtu | FALSE | L | Annual | Fuel Consumed | TBtu | 0 | 0 | 0 | 0 | 0 | 0 | 0 | 0
NSR Schahfer 17 & 18 - NOX Rate Annual v4.11, Unit 5426 and retrofits | 989 | 2306 | Rate Constraint in lbs/MMBtu | FALSE | L | Annual | Rate | lb/MMBtu | 0 | 0 | 0 | 0 | 0 | 0 | 0 | 0
NSR Schahfer 17 & 18 - NOX Rate Annual v4.11, Unit 5426 and retrofits | 989 | 2306 | Rate Constraint in lbs/MMBtu | FALSE | L | Annual | Generation | TWh | 0 | 0 | 0 | 0 | 0 | 0 | 0 | 0
NSR Schahfer 17 & 18 - NOX Rate Annual v4.11, Unit 5426 and retrofits | 989 | 2306 | Rate Constraint in lbs/MMBtu | FALSE | L | Annual | Qualifying Generation | TWh | 0 | 0 | 0 | 0 | 0 | 0 | 0 | 0
NSR Schahfer 17 & 18 - NOX Rate Annual v4.11, Unit 5426 and retrofits | 989 | 2306 | Rate Constraint in lbs/MMBtu | FALSE | L | Annual | Rate | lb/MWh | 0 | 0 | 0 | 0 | 0 | 0 | 0 | 0
NSR Schahfer 17 & 18 - NOX Rate Annual v4.11, Unit 5426 and retrofits | 989 | 2306 | Rate Constraint in lbs/MMBtu | FALSE | L | Annual | Constraint Shadow Price | US2016$/Ton | 0 | 0 | 0 | 0 | 0 | 0 | 0 | 0
NSR Shawnee 1& 4 - SO2 Rate Annual v4.11 | 990 | 2437 | Rate Constraint in lbs/MMBtu | FALSE | L | Annual | Seasons Included | Seasons | Winter, WintShld, Summer | Winter, WintShld, Summer | Winter, WintShld, Summer | Winter, WintShld, Summer | Winter, WintShld, Summer | Winter, WintShld, Summer | Winter, WintShld, Summer | Winter, WintShld, Summer
NSR Shawnee 1& 4 - SO2 Rate Annual v4.11 | 990 | 2437 | Rate Constraint in lbs/MMBtu | FALSE | L | Annual | Standard SO2 | lb/MMBtu | 1.2 | 1.2 | 1.2 | 1.2 | 1.2 | 1.2 | 1.2 | 1.2
NSR Shawnee 1& 4 - SO2 Rate Annual v4.11 | 990 | 2437 | Rate Constraint in lbs/MMBtu | FALSE | L | Annual | Emissions at Affected Plants SO2 | Thousand Tons | 0.55384 | 0.6516 | 0.64759 | 0.6599 | 0.51264 | 0.58019 | 0.58019 | 0.58019
NSR Shawnee 1& 4 - SO2 Rate Annual v4.11 | 990 | 2437 | Rate Constraint in lbs/MMBtu | FALSE | L | Annual | Allowances Purchased SO2 | Thousand Tons | 0 | 0 | 0 | 0 | 0 | 0 | 0 | 0
NSR Shawnee 1& 4 - SO2 Rate Annual v4.11 | 990 | 2437 | Rate Constraint in lbs/MMBtu | FALSE | L | Annual | Allowances Sold SO2 | Thousand Tons | 0 | 0 | 0 | 0 | 0 | 0 | 0 | 0
NSR Shawnee 1& 4 - SO2 Rate Annual v4.11 | 990 | 2437 | Rate Constraint in lbs/MMBtu | FALSE | L | Annual | Allowances Banked | Thousand Tons | 0 | 0 | 0 | 0 | 0 | 0 | 0 | 0
NSR Shawnee 1& 4 - SO2 Rate Annual v4.11 | 990 | 2437 | Rate Constraint in lbs/MMBtu | FALSE | L | Annual | Allowances Withdrawn (1:1) | Thousand Tons | 0 | 0 | 0 | 0 | 0 | 0 | 0 | 0
NSR Shawnee 1& 4 - SO2 Rate Annual v4.11 | 990 | 2437 | Rate Constraint in lbs/MMBtu | FALSE | L | Annual | Allowances Withdrawn (n:1) | Thousand Tons | 0 | 0 | 0 | 0 | 0 | 0 | 0 | 0
NSR Shawnee 1& 4 - SO2 Rate Annual v4.11 | 990 | 2437 | Rate Constraint in lbs/MMBtu | FALSE | L | Annual | Net Emissions Allowance Position | Thousand Tons | 0.55384 | 0.6516 | 0.64759 | 0.6599 | 0.51264 | 0.58019 | 0.58019 | 0.58019
NSR Shawnee 1& 4 - SO2 Rate Annual v4.11 | 990 | 2437 | Rate Constraint in lbs/MMBtu | FALSE | L | Annual | Fuel Consumed | TBtu | 14.5384 | 17.1044 | 16.9991 | 17.3224 | 13.4569 | 15.23 | 15.23 | 15.23
NSR Shawnee 1& 4 - SO2 Rate Annual v4.11 | 990 | 2437 | Rate Constraint in lbs/MMBtu | FALSE | L | Annual | Rate | lb/MMBtu | 0.07619 | 0.07619 | 0.07619 | 0.07619 | 0.07619 | 0.07619 | 0.07619 | 0.07619
NSR Shawnee 1& 4 - SO2 Rate Annual v4.11 | 990 | 2437 | Rate Constraint in lbs/MMBtu | FALSE | L | Annual | Generation | TWh | 1.281 | 1.5071 | 1.4978 | 1.5263 | 1.1857 | 1.3419 | 1.3419 | 1.3419
NSR Shawnee 1& 4 - SO2 Rate Annual v4.11 | 990 | 2437 | Rate Constraint in lbs/MMBtu | FALSE | L | Annual | Qualifying Generation | TWh | 1.281 | 1.5071 | 1.4978 | 1.5263 | 1.1857 | 1.3419 | 1.3419 | 1.3419
NSR Shawnee 1& 4 - SO2 Rate Annual v4.11 | 990 | 2437 | Rate Constraint in lbs/MMBtu | FALSE | L | Annual | Rate | lb/MWh | 0.86472 | 0.86472 | 0.86472 | 0.86472 | 0.86472 | 0.86472 | 0.86472 | 0.86472
NSR Shawnee 1& 4 - SO2 Rate Annual v4.11 | 990 | 2437 | Rate Constraint in lbs/MMBtu | FALSE | L | Annual | Constraint Shadow Price | US2016$/Ton | 0 | 0 | 0 | 0 | 0 | 0 | 0 | 0
NSR Shawnee 5-10 - SO2 Rate Annual v4.11 | 991 | 2436 | Rate Constraint in lbs/MMBtu | FALSE | L | Annual | Seasons Included | Seasons | Winter, WintShld, Summer | Winter, WintShld, Summer | Winter, WintShld, Summer | Winter, WintShld, Summer | Winter, WintShld, Summer | Winter, WintShld, Summer | Winter, WintShld, Summer | Winter, WintShld, Summer
NSR Shawnee 5-10 - SO2 Rate Annual v4.11 | 991 | 2436 | Rate Constraint in lbs/MMBtu | FALSE | L | Annual | Standard SO2 | lb/MMBtu | 1.2 | 1.2 | 1.2 | 1.2 | 1.2 | 1.2 | 1.2 | 1.2
NSR Shawnee 5-10 - SO2 Rate Annual v4.11 | 991 | 2436 | Rate Constraint in lbs/MMBtu | FALSE | L | Annual | Emissions at Affected Plants SO2 | Thousand Tons | 4.1404 | 4.1637 | 4.1637 | 4.2751 | 4.2751 | 5.3481 | 5.8637 | 5.7473
NSR Shawnee 5-10 - SO2 Rate Annual v4.11 | 991 | 2436 | Rate Constraint in lbs/MMBtu | FALSE | L | Annual | Allowances Purchased SO2 | Thousand Tons | 0 | 0 | 0 | 0 | 0 | 0 | 0 | 0
NSR Shawnee 5-10 - SO2 Rate Annual v4.11 | 991 | 2436 | Rate Constraint in lbs/MMBtu | FALSE | L | Annual | Allowances Sold SO2 | Thousand Tons | 0 | 0 | 0 | 0 | 0 | 0 | 0 | 0
NSR Shawnee 5-10 - SO2 Rate Annual v4.11 | 991 | 2436 | Rate Constraint in lbs/MMBtu | FALSE | L | Annual | Allowances Banked | Thousand Tons | 0 | 0 | 0 | 0 | 0 | 0 | 0 | 0
NSR Shawnee 5-10 - SO2 Rate Annual v4.11 | 991 | 2436 | Rate Constraint in lbs/MMBtu | FALSE | L | Annual | Allowances Withdrawn (1:1) | Thousand Tons | 0 | 0 | 0 | 0 | 0 | 0 | 0 | 0
NSR Shawnee 5-10 - SO2 Rate Annual v4.11 | 991 | 2436 | Rate Constraint in lbs/MMBtu | FALSE | L | Annual | Allowances Withdrawn (n:1) | Thousand Tons | 0 | 0 | 0 | 0 | 0 | 0 | 0 | 0
NSR Shawnee 5-10 - SO2 Rate Annual v4.11 | 991 | 2436 | Rate Constraint in lbs/MMBtu | FALSE | L | Annual | Net Emissions Allowance Position | Thousand Tons | 4.1404 | 4.1637 | 4.1637 | 4.2751 | 4.2751 | 5.3481 | 5.8637 | 5.7473
NSR Shawnee 5-10 - SO2 Rate Annual v4.11 | 991 | 2436 | Rate Constraint in lbs/MMBtu | FALSE | L | Annual | Fuel Consumed | TBtu | 24.6179 | 24.7564 | 24.7564 | 25.4191 | 25.4191 | 31.799 | 34.8642 | 34.1722
NSR Shawnee 5-10 - SO2 Rate Annual v4.11 | 991 | 2436 | Rate Constraint in lbs/MMBtu | FALSE | L | Annual | Rate | lb/MMBtu | 0.33637 | 0.33637 | 0.33637 | 0.33637 | 0.33637 | 0.33637 | 0.33637 | 0.33637
NSR Shawnee 5-10 - SO2 Rate Annual v4.11 | 991 | 2436 | Rate Constraint in lbs/MMBtu | FALSE | L | Annual | Generation | TWh | 2.1689 | 2.1811 | 2.1811 | 2.2395 | 2.2395 | 2.8016 | 3.0717 | 3.0107
NSR Shawnee 5-10 - SO2 Rate Annual v4.11 | 991 | 2436 | Rate Constraint in lbs/MMBtu | FALSE | L | Annual | Qualifying Generation | TWh | 2.1689 | 2.1811 | 2.1811 | 2.2395 | 2.2395 | 2.8016 | 3.0717 | 3.0107
NSR Shawnee 5-10 - SO2 Rate Annual v4.11 | 991 | 2436 | Rate Constraint in lbs/MMBtu | FALSE | L | Annual | Rate | lb/MWh | 3.8179 | 3.8179 | 3.8179 | 3.8179 | 3.8179 | 3.8179 | 3.8179 | 3.8179
NSR Shawnee 5-10 - SO2 Rate Annual v4.11 | 991 | 2436 | Rate Constraint in lbs/MMBtu | FALSE | L | Annual | Constraint Shadow Price | US2016$/Ton | 0 | 0 | 0 | 0 | 0 | 0 | 0 | 0
NSR Taconite 1,2 - NOX Rate Annual v5.14 | 992 | 6136 | Rate Constraint in lbs/MMBtu | FALSE | L | Annual | Seasons Included | Seasons | Winter, WintShld, Summer | Winter, WintShld, Summer | Winter, WintShld, Summer | Winter, WintShld, Summer | Winter, WintShld, Summer | Winter, WintShld, Summer | Winter, WintShld, Summer | Winter, WintShld, Summer
NSR Taconite 1,2 - NOX Rate Annual v5.14 | 992 | 6136 | Rate Constraint in lbs/MMBtu | FALSE | L | Annual | Standard NOX | lb/MMBtu | 0.16 | 0.16 | 0.16 | 0.16 | 0.16 | 0.16 | 0.16 | 0.16
NSR Taconite 1,2 - NOX Rate Annual v5.14 | 992 | 6136 | Rate Constraint in lbs/MMBtu | FALSE | L | Annual | Emissions at Affected Plants NOX | Thousand Tons | 0.28923 | 0.3637 | 0.4985 | 0.60477 | 0.4877 | 0.62167 | 0.49533 | 0.42825
NSR Taconite 1,2 - NOX Rate Annual v5.14 | 992 | 6136 | Rate Constraint in lbs/MMBtu | FALSE | L | Annual | Allowances Purchased NOX | Thousand Tons | 0 | 0 | 0 | 0 | 0 | 0 | 0 | 0
NSR Taconite 1,2 - NOX Rate Annual v5.14 | 992 | 6136 | Rate Constraint in lbs/MMBtu | FALSE | L | Annual | Allowances Sold NOX | Thousand Tons | 0 | 0 | 0 | 0 | 0 | 0 | 0 | 0
NSR Taconite 1,2 - NOX Rate Annual v5.14 | 992 | 6136 | Rate Constraint in lbs/MMBtu | FALSE | L | Annual | Allowances Banked | Thousand Tons | 0 | 0 | 0 | 0 | 0 | 0 | 0 | 0
NSR Taconite 1,2 - NOX Rate Annual v5.14 | 992 | 6136 | Rate Constraint in lbs/MMBtu | FALSE | L | Annual | Allowances Withdrawn (1:1) | Thousand Tons | 0 | 0 | 0 | 0 | 0 | 0 | 0 | 0
NSR Taconite 1,2 - NOX Rate Annual v5.14 | 992 | 6136 | Rate Constraint in lbs/MMBtu | FALSE | L | Annual | Allowances Withdrawn (n:1) | Thousand Tons | 0 | 0 | 0 | 0 | 0 | 0 | 0 | 0
NSR Taconite 1,2 - NOX Rate Annual v5.14 | 992 | 6136 | Rate Constraint in lbs/MMBtu | FALSE | L | Annual | Net Emissions Allowance Position | Thousand Tons | 0.28923 | 0.3637 | 0.4985 | 0.60477 | 0.4877 | 0.62167 | 0.49533 | 0.42825
NSR Taconite 1,2 - NOX Rate Annual v5.14 | 992 | 6136 | Rate Constraint in lbs/MMBtu | FALSE | L | Annual | Fuel Consumed | TBtu | 4.719 | 5.9344 | 8.1865 | 9.913 | 8.0024 | 10.2118 | 8.0857 | 6.9893
NSR Taconite 1,2 - NOX Rate Annual v5.14 | 992 | 6136 | Rate Constraint in lbs/MMBtu | FALSE | L | Annual | Rate | lb/MMBtu | 0.12258 | 0.12257 | 0.12179 | 0.12202 | 0.12189 | 0.12175 | 0.12252 | 0.12254
NSR Taconite 1,2 - NOX Rate Annual v5.14 | 992 | 6136 | Rate Constraint in lbs/MMBtu | FALSE | L | Annual | Generation | TWh | 0.41078 | 0.51658 | 0.7128 | 0.86307 | 0.69675 | 0.88915 | 0.70386 | 0.60841
NSR Taconite 1,2 - NOX Rate Annual v5.14 | 992 | 6136 | Rate Constraint in lbs/MMBtu | FALSE | L | Annual | Qualifying Generation | TWh | 0.41078 | 0.51658 | 0.7128 | 0.86307 | 0.69675 | 0.88915 | 0.70386 | 0.60841
NSR Taconite 1,2 - NOX Rate Annual v5.14 | 992 | 6136 | Rate Constraint in lbs/MMBtu | FALSE | L | Annual | Rate | lb/MWh | 1.4082 | 1.4081 | 1.3987 | 1.4015 | 1.3999 | 1.3983 | 1.4075 | 1.4077
NSR Taconite 1,2 - NOX Rate Annual v5.14 | 992 | 6136 | Rate Constraint in lbs/MMBtu | FALSE | L | Annual | Constraint Shadow Price | US2016$/Ton | 0 | 0 | 0 | 0 | 0 | 0 | 0 | 0
NSR Taconite 1,2 - SO2 Rate Annual v5.14 | 993 | 6135 | Rate Constraint in lbs/MMBtu | FALSE | L | Annual | Seasons Included | Seasons | Winter, WintShld, Summer | Winter, WintShld, Summer | Winter, WintShld, Summer | Winter, WintShld, Summer | Winter, WintShld, Summer | Winter, WintShld, Summer | Winter, WintShld, Summer | Winter, WintShld, Summer
NSR Taconite 1,2 - SO2 Rate Annual v5.14 | 993 | 6135 | Rate Constraint in lbs/MMBtu | FALSE | L | Annual | Standard SO2 | lb/MMBtu | 0.3 | 0.3 | 0.3 | 0.3 | 0.3 | 0.3 | 0.3 | 0.3
NSR Taconite 1,2 - SO2 Rate Annual v5.14 | 993 | 6135 | Rate Constraint in lbs/MMBtu | FALSE | L | Annual | Emissions at Affected Plants SO2 | Thousand Tons | 0.70785 | 0.62109 | 1.228 | 1.487 | 1.2004 | 1.5318 | 1.2129 | 1.0484
NSR Taconite 1,2 - SO2 Rate Annual v5.14 | 993 | 6135 | Rate Constraint in lbs/MMBtu | FALSE | L | Annual | Allowances Purchased SO2 | Thousand Tons | 0 | 0 | 0 | 0 | 0 | 0 | 0 | 0
NSR Taconite 1,2 - SO2 Rate Annual v5.14 | 993 | 6135 | Rate Constraint in lbs/MMBtu | FALSE | L | Annual | Allowances Sold SO2 | Thousand Tons | 0 | 0 | 0 | 0 | 0 | 0 | 0 | 0
NSR Taconite 1,2 - SO2 Rate Annual v5.14 | 993 | 6135 | Rate Constraint in lbs/MMBtu | FALSE | L | Annual | Allowances Banked | Thousand Tons | 0 | 0 | 0 | 0 | 0 | 0 | 0 | 0
NSR Taconite 1,2 - SO2 Rate Annual v5.14 | 993 | 6135 | Rate Constraint in lbs/MMBtu | FALSE | L | Annual | Allowances Withdrawn (1:1) | Thousand Tons | 0 | 0 | 0 | 0 | 0 | 0 | 0 | 0
NSR Taconite 1,2 - SO2 Rate Annual v5.14 | 993 | 6135 | Rate Constraint in lbs/MMBtu | FALSE | L | Annual | Allowances Withdrawn (n:1) | Thousand Tons | 0 | 0 | 0 | 0 | 0 | 0 | 0 | 0
NSR Taconite 1,2 - SO2 Rate Annual v5.14 | 993 | 6135 | Rate Constraint in lbs/MMBtu | FALSE | L | Annual | Net Emissions Allowance Position | Thousand Tons | 0.70785 | 0.62109 | 1.228 | 1.487 | 1.2004 | 1.5318 | 1.2129 | 1.0484
NSR Taconite 1,2 - SO2 Rate Annual v5.14 | 993 | 6135 | Rate Constraint in lbs/MMBtu | FALSE | L | Annual | Fuel Consumed | TBtu | 4.719 | 5.9344 | 8.1865 | 9.913 | 8.0024 | 10.2118 | 8.0857 | 6.9893
NSR Taconite 1,2 - SO2 Rate Annual v5.14 | 993 | 6135 | Rate Constraint in lbs/MMBtu | FALSE | L | Annual | Rate | lb/MMBtu | 0.3 | 0.20932 | 0.3 | 0.3 | 0.3 | 0.3 | 0.3 | 0.3
NSR Taconite 1,2 - SO2 Rate Annual v5.14 | 993 | 6135 | Rate Constraint in lbs/MMBtu | FALSE | L | Annual | Generation | TWh | 0.41078 | 0.51658 | 0.7128 | 0.86307 | 0.69675 | 0.88915 | 0.70386 | 0.60841
NSR Taconite 1,2 - SO2 Rate Annual v5.14 | 993 | 6135 | Rate Constraint in lbs/MMBtu | FALSE | L | Annual | Qualifying Generation | TWh | 0.41078 | 0.51658 | 0.7128 | 0.86307 | 0.69675 | 0.88915 | 0.70386 | 0.60841
NSR Taconite 1,2 - SO2 Rate Annual v5.14 | 993 | 6135 | Rate Constraint in lbs/MMBtu | FALSE | L | Annual | Rate | lb/MWh | 3.4464 | 2.4046 | 3.4455 | 3.4458 | 3.4456 | 3.4455 | 3.4463 | 3.4463
NSR Taconite 1,2 - SO2 Rate Annual v5.14 | 993 | 6135 | Rate Constraint in lbs/MMBtu | FALSE | L | Annual | Constraint Shadow Price | US2016$/Ton | 6.169 | 0 | 595.4439 | 1906.0039 | 2051.5589 | 1918.7458 | 1570.6363 | 811.7636
NSR Tucson Electric - SO2 Cap Annual v4.0 | 994 | 2171 | Rate Constraint in MTons | FALSE | L | Annual | Seasons Included | Seasons | Winter, WintShld, Summer | Winter, WintShld, Summer | Winter, WintShld, Summer | Winter, WintShld, Summer | Winter, WintShld, Summer | Winter, WintShld, Summer | Winter, WintShld, Summer | Winter, WintShld, Summer
NSR Tucson Electric - SO2 Cap Annual v4.0 | 994 | 2171 | Rate Constraint in MTons | FALSE | L | Annual | Standard SO2 | Thousand Tons | 10.66 | 10.66 | 10.66 | 10.66 | 10.66 | 10.66 | 10.66 | 10.66
NSR Tucson Electric - SO2 Cap Annual v4.0 | 994 | 2171 | Rate Constraint in MTons | FALSE | L | Annual | Emissions at Affected Plants SO2 | Thousand Tons | 10.66 | 10.66 | 10.66 | 10.66 | 8.6678 | 8.6678 | 8.6678 | 8.6678
NSR Tucson Electric - SO2 Cap Annual v4.0 | 994 | 2171 | Rate Constraint in MTons | FALSE | L | Annual | Allowances Purchased SO2 | Thousand Tons | 0 | 0 | 0 | 0 | 0 | 0 | 0 | 0
NSR Tucson Electric - SO2 Cap Annual v4.0 | 994 | 2171 | Rate Constraint in MTons | FALSE | L | Annual | Allowances Sold SO2 | Thousand Tons | 0 | 0 | 0 | 0 | 0 | 0 | 0 | 0
NSR Tucson Electric - SO2 Cap Annual v4.0 | 994 | 2171 | Rate Constraint in MTons | FALSE | L | Annual | Allowances Banked | Thousand Tons | 0 | 0 | 0 | 0 | 0 | 0 | 0 | 0
NSR Tucson Electric - SO2 Cap Annual v4.0 | 994 | 2171 | Rate Constraint in MTons | FALSE | L | Annual | Allowances Withdrawn (1:1) | Thousand Tons | 0 | 0 | 0 | 0 | 0 | 0 | 0 | 0
NSR Tucson Electric - SO2 Cap Annual v4.0 | 994 | 2171 | Rate Constraint in MTons | FALSE | L | Annual | Allowances Withdrawn (n:1) | Thousand Tons | 0 | 0 | 0 | 0 | 0 | 0 | 0 | 0
NSR Tucson Electric - SO2 Cap Annual v4.0 | 994 | 2171 | Rate Constraint in MTons | FALSE | L | Annual | Net Emissions Allowance Position | Thousand Tons | 10.66 | 10.66 | 10.66 | 10.66 | 8.6678 | 8.6678 | 8.6678 | 8.6678
NSR Tucson Electric - SO2 Cap Annual v4.0 | 994 | 2171 | Rate Constraint in MTons | FALSE | L | Annual | Fuel Consumed | TBtu | 83.745 | 83.745 | 83.745 | 83.745 | 66.6782 | 66.6782 | 66.6782 | 66.6782
NSR Tucson Electric - SO2 Cap Annual v4.0 | 994 | 2171 | Rate Constraint in MTons | FALSE | L | Annual | Rate | lb/MMBtu | 0.25458 | 0.25458 | 0.25458 | 0.25458 | 0.25999 | 0.25999 | 0.25999 | 0.25999
NSR Tucson Electric - SO2 Cap Annual v4.0 | 994 | 2171 | Rate Constraint in MTons | FALSE | L | Annual | Generation | TWh | 8.1709 | 8.1686 | 8.1709 | 8.1673 | 6.505 | 6.505 | 6.505 | 6.505
NSR Tucson Electric - SO2 Cap Annual v4.0 | 994 | 2171 | Rate Constraint in MTons | FALSE | L | Annual | Qualifying Generation | TWh | 8.1709 | 8.1686 | 8.1709 | 8.1673 | 6.505 | 6.505 | 6.505 | 6.505
NSR Tucson Electric - SO2 Cap Annual v4.0 | 994 | 2171 | Rate Constraint in MTons | FALSE | L | Annual | Rate | lb/MWh | 2.6093 | 2.61 | 2.6093 | 2.6104 | 2.665 | 2.665 | 2.665 | 2.665
NSR Tucson Electric - SO2 Cap Annual v4.0 | 994 | 2171 | Rate Constraint in MTons | FALSE | L | Annual | Constraint Shadow Price | US2016$/Ton | 1841.643 | 2786.1237 | 3119.616 | 1396.6449 | 0 | 0 | 0 | 0
NSR Tucson Electric NOx Cap Annual - v4.0 | 995 | 2170 | Rate Constraint in MTons | FALSE | L | Annual | Seasons Included | Seasons | Winter, WintShld, Summer | Winter, WintShld, Summer | Winter, WintShld, Summer | Winter, WintShld, Summer | Winter, WintShld, Summer | Winter, WintShld, Summer | Winter, WintShld, Summer | Winter, WintShld, Summer
NSR Tucson Electric NOx Cap Annual - v4.0 | 995 | 2170 | Rate Constraint in MTons | FALSE | L | Annual | Standard NOX | Thousand Tons | 8.94 | 8.94 | 8.94 | 8.94 | 8.94 | 8.94 | 8.94 | 8.94
NSR Tucson Electric NOx Cap Annual - v4.0 | 995 | 2170 | Rate Constraint in MTons | FALSE | L | Annual | Emissions at Affected Plants NOX | Thousand Tons | 4.8745 | 4.8791 | 4.8745 | 4.8818 | 3.7047 | 3.7047 | 3.7047 | 3.7047
NSR Tucson Electric NOx Cap Annual - v4.0 | 995 | 2170 | Rate Constraint in MTons | FALSE | L | Annual | Allowances Purchased NOX | Thousand Tons | 0 | 0 | 0 | 0 | 0 | 0 | 0 | 0
NSR Tucson Electric NOx Cap Annual - v4.0 | 995 | 2170 | Rate Constraint in MTons | FALSE | L | Annual | Allowances Sold NOX | Thousand Tons | 0 | 0 | 0 | 0 | 0 | 0 | 0 | 0
NSR Tucson Electric NOx Cap Annual - v4.0 | 995 | 2170 | Rate Constraint in MTons | FALSE | L | Annual | Allowances Banked | Thousand Tons | 0 | 0 | 0 | 0 | 0 | 0 | 0 | 0
NSR Tucson Electric NOx Cap Annual - v4.0 | 995 | 2170 | Rate Constraint in MTons | FALSE | L | Annual | Allowances Withdrawn (1:1) | Thousand Tons | 0 | 0 | 0 | 0 | 0 | 0 | 0 | 0
NSR Tucson Electric NOx Cap Annual - v4.0 | 995 | 2170 | Rate Constraint in MTons | FALSE | L | Annual | Allowances Withdrawn (n:1) | Thousand Tons | 0 | 0 | 0 | 0 | 0 | 0 | 0 | 0
NSR Tucson Electric NOx Cap Annual - v4.0 | 995 | 2170 | Rate Constraint in MTons | FALSE | L | Annual | Net Emissions Allowance Position | Thousand Tons | 4.8745 | 4.8791 | 4.8745 | 4.8818 | 3.7047 | 3.7047 | 3.7047 | 3.7047
NSR Tucson Electric NOx Cap Annual - v4.0 | 995 | 2170 | Rate Constraint in MTons | FALSE | L | Annual | Fuel Consumed | TBtu | 83.745 | 83.745 | 83.745 | 83.745 | 66.6782 | 66.6782 | 66.6782 | 66.6782
NSR Tucson Electric NOx Cap Annual - v4.0 | 995 | 2170 | Rate Constraint in MTons | FALSE | L | Annual | Rate | lb/MMBtu | 0.11641 | 0.11652 | 0.11641 | 0.11659 | 0.11112 | 0.11112 | 0.11112 | 0.11112
NSR Tucson Electric NOx Cap Annual - v4.0 | 995 | 2170 | Rate Constraint in MTons | FALSE | L | Annual | Generation | TWh | 8.1709 | 8.1686 | 8.1709 | 8.1673 | 6.505 | 6.505 | 6.505 | 6.505
NSR Tucson Electric NOx Cap Annual - v4.0 | 995 | 2170 | Rate Constraint in MTons | FALSE | L | Annual | Qualifying Generation | TWh | 8.1709 | 8.1686 | 8.1709 | 8.1673 | 6.505 | 6.505 | 6.505 | 6.505
NSR Tucson Electric NOx Cap Annual - v4.0 | 995 | 2170 | Rate Constraint in MTons | FALSE | L | Annual | Rate | lb/MWh | 1.1931 | 1.1946 | 1.1931 | 1.1954 | 1.139 | 1.139 | 1.139 | 1.139
NSR Tucson Electric NOx Cap Annual - v4.0 | 995 | 2170 | Rate Constraint in MTons | FALSE | L | Annual | Constraint Shadow Price | US2016$/Ton | 0 | 0 | 0 | 0 | 0 | 0 | 0 | 0
NSR TVA System - NOX Cap Annual v4.11 | 996 | 2308 | Rate Constraint in MTons | FALSE | L | Annual | Seasons Included | Seasons | Winter, WintShld, Summer | Winter, WintShld, Summer | Winter, WintShld, Summer | Winter, WintShld, Summer | Winter, WintShld, Summer | Winter, WintShld, Summer | Winter, WintShld, Summer | Winter, WintShld, Summer
NSR TVA System - NOX Cap Annual v4.11 | 996 | 2308 | Rate Constraint in MTons | FALSE | L | Annual | Standard NOX | Thousand Tons | 52 | 52 | 52 | 52 | 52 | 52 | 52 | 52
NSR TVA System - NOX Cap Annual v4.11 | 996 | 2308 | Rate Constraint in MTons | FALSE | L | Annual | Emissions at Affected Plants NOX | Thousand Tons | 9.1937 | 9.7079 | 9.7833 | 9.6918 | 9.0372 | 10.0382 | 9.2005 | 8.6806
NSR TVA System - NOX Cap Annual v4.11 | 996 | 2308 | Rate Constraint in MTons | FALSE | L | Annual | Allowances Purchased NOX | Thousand Tons | 0 | 0 | 0 | 0 | 0 | 0 | 0 | 0
NSR TVA System - NOX Cap Annual v4.11 | 996 | 2308 | Rate Constraint in MTons | FALSE | L | Annual | Allowances Sold NOX | Thousand Tons | 0 | 0 | 0 | 0 | 0 | 0 | 0 | 0
NSR TVA System - NOX Cap Annual v4.11 | 996 | 2308 | Rate Constraint in MTons | FALSE | L | Annual | Allowances Banked | Thousand Tons | 0 | 0 | 0 | 0 | 0 | 0 | 0 | 0
NSR TVA System - NOX Cap Annual v4.11 | 996 | 2308 | Rate Constraint in MTons | FALSE | L | Annual | Allowances Withdrawn (1:1) | Thousand Tons | 0 | 0 | 0 | 0 | 0 | 0 | 0 | 0
NSR TVA System - NOX Cap Annual v4.11 | 996 | 2308 | Rate Constraint in MTons | FALSE | L | Annual | Allowances Withdrawn (n:1) | Thousand Tons | 0 | 0 | 0 | 0 | 0 | 0 | 0 | 0
NSR TVA System - NOX Cap Annual v4.11 | 996 | 2308 | Rate Constraint in MTons | FALSE | L | Annual | Net Emissions Allowance Position | Thousand Tons | 9.1937 | 9.7079 | 9.7833 | 9.6918 | 9.0372 | 10.0382 | 9.2005 | 8.6806
NSR TVA System - NOX Cap Annual v4.11 | 996 | 2308 | Rate Constraint in MTons | FALSE | L | Annual | Fuel Consumed | TBtu | 159.7531 | 170.3274 | 171.4506 | 162.6124 | 144.0748 | 159.6598 | 141.9457 | 132.0922
NSR TVA System - NOX Cap Annual v4.11 | 996 | 2308 | Rate Constraint in MTons | FALSE | L | Annual | Rate | lb/MMBtu | 0.1151 | 0.11399 | 0.11412 | 0.1192 | 0.12545 | 0.12574 | 0.12963 | 0.13143
NSR TVA System - NOX Cap Annual v4.11 | 996 | 2308 | Rate Constraint in MTons | FALSE | L | Annual | Generation | TWh | 14.4695 | 15.4327 | 15.5372 | 14.7239 | 13.0455 | 14.4173 | 12.7554 | 11.8625
NSR TVA System - NOX Cap Annual v4.11 | 996 | 2308 | Rate Constraint in MTons | FALSE | L | Annual | Qualifying Generation | TWh | 14.4695 | 15.4327 | 15.5372 | 14.7239 | 13.0455 | 14.4173 | 12.7554 | 11.8625
NSR TVA System - NOX Cap Annual v4.11 | 996 | 2308 | Rate Constraint in MTons | FALSE | L | Annual | Rate | lb/MWh | 1.2708 | 1.2581 | 1.2593 | 1.3165 | 1.3855 | 1.3925 | 1.4426 | 1.4635
NSR TVA System - NOX Cap Annual v4.11 | 996 | 2308 | Rate Constraint in MTons | FALSE | L | Annual | Constraint Shadow Price | US2016$/Ton | 0 | 0 | 0 | 0 | 0 | 0 | 0 | 0
NSR TVA System - SO2 Cap Annual v4.11 | 997 | 2307 | Rate Constraint in MTons | FALSE | L | Annual | Seasons Included | Seasons | Winter, WintShld, Summer | Winter, WintShld, Summer | Winter, WintShld, Summer | Winter, WintShld, Summer | Winter, WintShld, Summer | Winter, WintShld, Summer | Winter, WintShld, Summer | Winter, WintShld, Summer
NSR TVA System - SO2 Cap Annual v4.11 | 997 | 2307 | Rate Constraint in MTons | FALSE | L | Annual | Standard SO2 | Thousand Tons | 100 | 100 | 100 | 100 | 100 | 100 | 100 | 100
NSR TVA System - SO2 Cap Annual v4.11 | 997 | 2307 | Rate Constraint in MTons | FALSE | L | Annual | Emissions at Affected Plants SO2 | Thousand Tons | 12.3852 | 12.8768 | 12.9196 | 11.6886 | 10.5512 | 12.5056 | 12.9631 | 12.763
NSR TVA System - SO2 Cap Annual v4.11 | 997 | 2307 | Rate Constraint in MTons | FALSE | L | Annual | Allowances Purchased SO2 | Thousand Tons | 0 | 0 | 0 | 0 | 0 | 0 | 0 | 0
NSR TVA System - SO2 Cap Annual v4.11 | 997 | 2307 | Rate Constraint in MTons | FALSE | L | Annual | Allowances Sold SO2 | Thousand Tons | 0 | 0 | 0 | 0 | 0 | 0 | 0 | 0
NSR TVA System - SO2 Cap Annual v4.11 | 997 | 2307 | Rate Constraint in MTons | FALSE | L | Annual | Allowances Banked | Thousand Tons | 0 | 0 | 0 | 0 | 0 | 0 | 0 | 0
NSR TVA System - SO2 Cap Annual v4.11 | 997 | 2307 | Rate Constraint in MTons | FALSE | L | Annual | Allowances Withdrawn (1:1) | Thousand Tons | 0 | 0 | 0 | 0 | 0 | 0 | 0 | 0
NSR TVA System - SO2 Cap Annual v4.11 | 997 | 2307 | Rate Constraint in MTons | FALSE | L | Annual | Allowances Withdrawn (n:1) | Thousand Tons | 0 | 0 | 0 | 0 | 0 | 0 | 0 | 0
NSR TVA System - SO2 Cap Annual v4.11 | 997 | 2307 | Rate Constraint in MTons | FALSE | L | Annual | Net Emissions Allowance Position | Thousand Tons | 12.3852 | 12.8768 | 12.9196 | 11.6886 | 10.5512 | 12.5056 | 12.9631 | 12.763
NSR TVA System - SO2 Cap Annual v4.11 | 997 | 2307 | Rate Constraint in MTons | FALSE | L | Annual | Fuel Consumed | TBtu | 159.7531 | 170.3274 | 171.4506 | 162.6124 | 144.0748 | 159.6598 | 141.9457 | 132.0922
NSR TVA System - SO2 Cap Annual v4.11 | 997 | 2307 | Rate Constraint in MTons | FALSE | L | Annual | Rate | lb/MMBtu | 0.15505 | 0.1512 | 0.15071 | 0.14376 | 0.14647 | 0.15665 | 0.18265 | 0.19324
NSR TVA System - SO2 Cap Annual v4.11 | 997 | 2307 | Rate Constraint in MTons | FALSE | L | Annual | Generation | TWh | 14.4695 | 15.4327 | 15.5372 | 14.7239 | 13.0455 | 14.4173 | 12.7554 | 11.8625
NSR TVA System - SO2 Cap Annual v4.11 | 997 | 2307 | Rate Constraint in MTons | FALSE | L | Annual | Qualifying Generation | TWh | 14.4695 | 15.4327 | 15.5372 | 14.7239 | 13.0455 | 14.4173 | 12.7554 | 11.8625
NSR TVA System - SO2 Cap Annual v4.11 | 997 | 2307 | Rate Constraint in MTons | FALSE | L | Annual | Rate | lb/MWh | 1.7119 | 1.6688 | 1.6631 | 1.5877 | 1.6176 | 1.7348 | 2.0326 | 2.1518
NSR TVA System - SO2 Cap Annual v4.11 | 997 | 2307 | Rate Constraint in MTons | FALSE | L | Annual | Constraint Shadow Price | US2016$/Ton | 0 | 0 | 0 | 0 | 0 | 0 | 0 | 0
NSR Valley 1-4 - NOX Rate Annual v5.16 | 998 | 6629 | Rate Constraint in lbs/MMBtu | FALSE | L | Annual | Seasons Included | Seasons | Winter, WintShld, Summer | Winter, WintShld, Summer | Winter, WintShld, Summer | Winter, WintShld, Summer | Winter, WintShld, Summer | Winter, WintShld, Summer | Winter, WintShld, Summer | Winter, WintShld, Summer
NSR Valley 1-4 - NOX Rate Annual v5.16 | 998 | 6629 | Rate Constraint in lbs/MMBtu | FALSE | L | Annual | Standard NOX | lb/MMBtu | 0.08 | 0.08 | 0.08 | 0.08 | 0.08 | 0.08 | 0.08 | 0.08
NSR Valley 1-4 - NOX Rate Annual v5.16 | 998 | 6629 | Rate Constraint in lbs/MMBtu | FALSE | L | Annual | Emissions at Affected Plants NOX | Thousand Tons | 0.02173 | 0.02196 | 0.033481 | 0.068877 | 0.083517 | 0.083517 | 0.049424 | 0.024697
NSR Valley 1-4 - NOX Rate Annual v5.16 | 998 | 6629 | Rate Constraint in lbs/MMBtu | FALSE | L | Annual | Allowances Purchased NOX | Thousand Tons | 0 | 0 | 0 | 0 | 0 | 0 | 0 | 0
NSR Valley 1-4 - NOX Rate Annual v5.16 | 998 | 6629 | Rate Constraint in lbs/MMBtu | FALSE | L | Annual | Allowances Sold NOX | Thousand Tons | 0 | 0 | 0 | 0 | 0 | 0 | 0 | 0
NSR Valley 1-4 - NOX Rate Annual v5.16 | 998 | 6629 | Rate Constraint in lbs/MMBtu | FALSE | L | Annual | Allowances Banked | Thousand Tons | 0 | 0 | 0 | 0 | 0 | 0 | 0 | 0
NSR Valley 1-4 - NOX Rate Annual v5.16 | 998 | 6629 | Rate Constraint in lbs/MMBtu | FALSE | L | Annual | Allowances Withdrawn (1:1) | Thousand Tons | 0 | 0 | 0 | 0 | 0 | 0 | 0 | 0
NSR Valley 1-4 - NOX Rate Annual v5.16 | 998 | 6629 | Rate Constraint in lbs/MMBtu | FALSE | L | Annual | Allowances Withdrawn (n:1) | Thousand Tons | 0 | 0 | 0 | 0 | 0 | 0 | 0 | 0
NSR Valley 1-4 - NOX Rate Annual v5.16 | 998 | 6629 | Rate Constraint in lbs/MMBtu | FALSE | L | Annual | Net Emissions Allowance Position | Thousand Tons | 0.02173 | 0.02196 | 0.033481 | 0.068877 | 0.083517 | 0.083517 | 0.049424 | 0.024697
NSR Valley 1-4 - NOX Rate Annual v5.16 | 998 | 6629 | Rate Constraint in lbs/MMBtu | FALSE | L | Annual | Fuel Consumed | TBtu | 0.61573 | 0.62224 | 0.94868 | 1.9516 | 2.3665 | 2.3665 | 1.4005 | 0.6998
NSR Valley 1-4 - NOX Rate Annual v5.16 | 998 | 6629 | Rate Constraint in lbs/MMBtu | FALSE | L | Annual | Rate | lb/MMBtu | 0.070584 | 0.070584 | 0.070584 | 0.070584 | 0.070584 | 0.070584 | 0.070584 | 0.070584
NSR Valley 1-4 - NOX Rate Annual v5.16 | 998 | 6629 | Rate Constraint in lbs/MMBtu | FALSE | L | Annual | Generation | TWh | 0.04977 | 0.050297 | 0.076683 | 0.15775 | 0.19128 | 0.19128 | 0.1132 | 0.056565
NSR Valley 1-4 - NOX Rate Annual v5.16 | 998 | 6629 | Rate Constraint in lbs/MMBtu | FALSE | L | Annual | Qualifying Generation | TWh | 0.04977 | 0.050297 | 0.076683 | 0.15775 | 0.19128 | 0.19128 | 0.1132 | 0.056565
NSR Valley 1-4 - NOX Rate Annual v5.16 | 998 | 6629 | Rate Constraint in lbs/MMBtu | FALSE | L | Annual | Rate | lb/MWh | 0.87322 | 0.87322 | 0.87322 | 0.87322 | 0.87322 | 0.87322 | 0.87322 | 0.87322
NSR Valley 1-4 - NOX Rate Annual v5.16 | 998 | 6629 | Rate Constraint in lbs/MMBtu | FALSE | L | Annual | Constraint Shadow Price | US2016$/Ton | 0 | 0 | 0 | 0 | 0 | 0 | 0 | 0
NSR Valley 1-4 - SO2 Cap Annual v5.16 | 999 | 6630 | Rate Constraint in MTons | FALSE | L | Annual | Seasons Included | Seasons | Winter, WintShld, Summer | Winter, WintShld, Summer | Winter, WintShld, Summer | Winter, WintShld, Summer | Winter, WintShld, Summer | Winter, WintShld, Summer | Winter, WintShld, Summer | Winter, WintShld, Summer
NSR Valley 1-4 - SO2 Cap Annual v5.16 | 999 | 6630 | Rate Constraint in MTons | FALSE | L | Annual | Standard SO2 | Thousand Tons | 0.0095 | 0.0095 | 0.0095 | 0.0095 | 0.0095 | 0.0095 | 0.0095 | 0.0095
NSR Valley 1-4 - SO2 Cap Annual v5.16 | 999 | 6630 | Rate Constraint in MTons | FALSE | L | Annual | Emissions at Affected Plants SO2 | Thousand Tons | 0 | 0 | 0 | 0 | 0 | 0 | 0 | 0
NSR Valley 1-4 - SO2 Cap Annual v5.16 | 999 | 6630 | Rate Constraint in MTons | FALSE | L | Annual | Allowances Purchased SO2 | Thousand Tons | 0 | 0 | 0 | 0 | 0 | 0 | 0 | 0
NSR Valley 1-4 - SO2 Cap Annual v5.16 | 999 | 6630 | Rate Constraint in MTons | FALSE | L | Annual | Allowances Sold SO2 | Thousand Tons | 0 | 0 | 0 | 0 | 0 | 0 | 0 | 0
NSR Valley 1-4 - SO2 Cap Annual v5.16 | 999 | 6630 | Rate Constraint in MTons | FALSE | L | Annual | Allowances Banked | Thousand Tons | 0 | 0 | 0 | 0 | 0 | 0 | 0 | 0
NSR Valley 1-4 - SO2 Cap Annual v5.16 | 999 | 6630 | Rate Constraint in MTons | FALSE | L | Annual | Allowances Withdrawn (1:1) | Thousand Tons | 0 | 0 | 0 | 0 | 0 | 0 | 0 | 0
NSR Valley 1-4 - SO2 Cap Annual v5.16 | 999 | 6630 | Rate Constraint in MTons | FALSE | L | Annual | Allowances Withdrawn (n:1) | Thousand Tons | 0 | 0 | 0 | 0 | 0 | 0 | 0 | 0
NSR Valley 1-4 - SO2 Cap Annual v5.16 | 999 | 6630 | Rate Constraint in MTons | FALSE | L | Annual | Net Emissions Allowance Position | Thousand Tons | 0 | 0 | 0 | 0 | 0 | 0 | 0 | 0
NSR Valley 1-4 - SO2 Cap Annual v5.16 | 999 | 6630 | Rate Constraint in MTons | FALSE | L | Annual | Fuel Consumed | TBtu | 0.61573 | 0.62224 | 0.94868 | 1.9516 | 2.3665 | 2.3665 | 1.4005 | 0.6998
NSR Valley 1-4 - SO2 Cap Annual v5.16 | 999 | 6630 | Rate Constraint in MTons | FALSE | L | Annual | Rate | lb/MMBtu | 0 | 0 | 0 | 0 | 0 | 0 | 0 | 0
NSR Valley 1-4 - SO2 Cap Annual v5.16 | 999 | 6630 | Rate Constraint in MTons | FALSE | L | Annual | Generation | TWh | 0.04977 | 0.050297 | 0.076683 | 0.15775 | 0.19128 | 0.19128 | 0.1132 | 0.056565
NSR Valley 1-4 - SO2 Cap Annual v5.16 | 999 | 6630 | Rate Constraint in MTons | FALSE | L | Annual | Qualifying Generation | TWh | 0.04977 | 0.050297 | 0.076683 | 0.15775 | 0.19128 | 0.19128 | 0.1132 | 0.056565
NSR Valley 1-4 - SO2 Cap Annual v5.16 | 999 | 6630 | Rate Constraint in MTons | FALSE | L | Annual | Rate | lb/MWh | 0 | 0 | 0 | 0 | 0 | 0 | 0 | 0
NSR Valley 1-4 - SO2 Cap Annual v5.16 | 999 | 6630 | Rate Constraint in MTons | FALSE | L | Annual | Constraint Shadow Price | US2016$/Ton | 0 | 0 | 0 | 0 | 0 | 0 | 0 | 0
NSR W H Sammis 1-5 - SO2 Rate Annual v3.1, Unit 5747 and retrofits | 1000 | 1877 | Rate Constraint in lbs/MMBtu | FALSE | L | Annual | Seasons Included | Seasons | Winter, WintShld, Summer | Winter, WintShld, Summer | Winter, WintShld, Summer | Winter, WintShld, Summer | Winter, WintShld, Summer | Winter, WintShld, Summer | Winter, WintShld, Summer | Winter, WintShld, Summer
NSR W H Sammis 1-5 - SO2 Rate Annual v3.1, Unit 5747 and retrofits | 1000 | 1877 | Rate Constraint in lbs/MMBtu | FALSE | L | Annual | Standard SO2 | lb/MMBtu | 1.1 | 1.1 | 1.1 | 1.1 | 1.1 | 1.1 | 1.1 | 1.1
NSR W H Sammis 1-5 - SO2 Rate Annual v3.1, Unit 5747 and retrofits | 1000 | 1877 | Rate Constraint in lbs/MMBtu | FALSE | L | Annual | Emissions at Affected Plants SO2 | Thousand Tons | 0.91109 | 0 | 0 | 0 | 0 | 0 | 0 | 0
NSR W H Sammis 1-5 - SO2 Rate Annual v3.1, Unit 5747 and retrofits | 1000 | 1877 | Rate Constraint in lbs/MMBtu | FALSE | L | Annual | Allowances Purchased SO2 | Thousand Tons | 0 | 0 | 0 | 0 | 0 | 0 | 0 | 0
NSR W H Sammis 1-5 - SO2 Rate Annual v3.1, Unit 5747 and retrofits | 1000 | 1877 | Rate Constraint in lbs/MMBtu | FALSE | L | Annual | Allowances Sold SO2 | Thousand Tons | 0 | 0 | 0 | 0 | 0 | 0 | 0 | 0
NSR W H Sammis 1-5 - SO2 Rate Annual v3.1, Unit 5747 and retrofits | 1000 | 1877 | Rate Constraint in lbs/MMBtu | FALSE | L | Annual | Allowances Banked | Thousand Tons | 0 | 0 | 0 | 0 | 0 | 0 | 0 | 0
NSR W H Sammis 1-5 - SO2 Rate Annual v3.1, Unit 5747 and retrofits | 1000 | 1877 | Rate Constraint in lbs/MMBtu | FALSE | L | Annual | Allowances Withdrawn (1:1) | Thousand Tons | 0 | 0 | 0 | 0 | 0 | 0 | 0 | 0
NSR W H Sammis 1-5 - SO2 Rate Annual v3.1, Unit 5747 and retrofits | 1000 | 1877 | Rate Constraint in lbs/MMBtu | FALSE | L | Annual | Allowances Withdrawn (n:1) | Thousand Tons | 0 | 0 | 0 | 0 | 0 | 0 | 0 | 0
NSR W H Sammis 1-5 - SO2 Rate Annual v3.1, Unit 5747 and retrofits | 1000 | 1877 | Rate Constraint in lbs/MMBtu | FALSE | L | Annual | Net Emissions Allowance Position | Thousand Tons | 0.91109 | 0 | 0 | 0 | 0 | 0 | 0 | 0
NSR W H Sammis 1-5 - SO2 Rate Annual v3.1, Unit 5747 and retrofits | 1000 | 1877 | Rate Constraint in lbs/MMBtu | FALSE | L | Annual | Fuel Consumed | TBtu | 20.6722 | 0 | 0 | 0 | 0 | 0 | 0 | 0
NSR W H Sammis 1-5 - SO2 Rate Annual v3.1, Unit 5747 and retrofits | 1000 | 1877 | Rate Constraint in lbs/MMBtu | FALSE | L | Annual | Rate | lb/MMBtu | 0.088146 | 0 | 0 | 0 | 0 | 0 | 0 | 0
NSR W H Sammis 1-5 - SO2 Rate Annual v3.1, Unit 5747 and retrofits | 1000 | 1877 | Rate Constraint in lbs/MMBtu | FALSE | L | Annual | Generation | TWh | 1.8442 | 0 | 0 | 0 | 0 | 0 | 0 | 0
NSR W H Sammis 1-5 - SO2 Rate Annual v3.1, Unit 5747 and retrofits | 1000 | 1877 | Rate Constraint in lbs/MMBtu | FALSE | L | Annual | Qualifying Generation | TWh | 1.8442 | 0 | 0 | 0 | 0 | 0 | 0 | 0
NSR W H Sammis 1-5 - SO2 Rate Annual v3.1, Unit 5747 and retrofits | 1000 | 1877 | Rate Constraint in lbs/MMBtu | FALSE | L | Annual | Rate | lb/MWh | 0.98803 | 0 | 0 | 0 | 0 | 0 | 0 | 0
NSR W H Sammis 1-5 - SO2 Rate Annual v3.1, Unit 5747 and retrofits | 1000 | 1877 | Rate Constraint in lbs/MMBtu | FALSE | L | Annual | Constraint Shadow Price | US2016$/Ton | 0 | 0 | 0 | 0 | 0 | 0 | 0 | 0
NSR W H Sammis 5 - NOX Rate Annual v3.1, Unit 5747 and retrofits | 1001 | 1878 | Rate Constraint in lbs/MMBtu | FALSE | L | Annual | Seasons Included | Seasons | Winter, WintShld, Summer | Winter, WintShld, Summer | Winter, WintShld, Summer | Winter, WintShld, Summer | Winter, WintShld, Summer | Winter, WintShld, Summer | Winter, WintShld, Summer | Winter, WintShld, Summer
NSR W H Sammis 5 - NOX Rate Annual v3.1, Unit 5747 and retrofits | 1001 | 1878 | Rate Constraint in lbs/MMBtu | FALSE | L | Annual | Standard NOX | lb/MMBtu | 0.29 | 0.29 | 0.29 | 0.29 | 0.29 | 0.29 | 0.29 | 0.29
NSR W H Sammis 5 - NOX Rate Annual v3.1, Unit 5747 and retrofits | 1001 | 1878 | Rate Constraint in lbs/MMBtu | FALSE | L | Annual | Emissions at Affected Plants NOX | Thousand Tons | 2.6677 | 0 | 0 | 0 | 0 | 0 | 0 | 0
NSR W H Sammis 5 - NOX Rate Annual v3.1, Unit 5747 and retrofits | 1001 | 1878 | Rate Constraint in lbs/MMBtu | FALSE | L | Annual | Allowances Purchased NOX | Thousand Tons | 0 | 0 | 0 | 0 | 0 | 0 | 0 | 0
NSR W H Sammis 5 - NOX Rate Annual v3.1, Unit 5747 and retrofits | 1001 | 1878 | Rate Constraint in lbs/MMBtu | FALSE | L | Annual | Allowances Sold NOX | Thousand Tons | 0 | 0 | 0 | 0 | 0 | 0 | 0 | 0
NSR W H Sammis 5 - NOX Rate Annual v3.1, Unit 5747 and retrofits | 1001 | 1878 | Rate Constraint in lbs/MMBtu | FALSE | L | Annual | Allowances Banked | Thousand Tons | 0 | 0 | 0 | 0 | 0 | 0 | 0 | 0
NSR W H Sammis 5 - NOX Rate Annual v3.1, Unit 5747 and retrofits | 1001 | 1878 | Rate Constraint in lbs/MMBtu | FALSE | L | Annual | Allowances Withdrawn (1:1) | Thousand Tons | 0 | 0 | 0 | 0 | 0 | 0 | 0 | 0
NSR W H Sammis 5 - NOX Rate Annual v3.1, Unit 5747 and retrofits | 1001 | 1878 | Rate Constraint in lbs/MMBtu | FALSE | L | Annual | Allowances Withdrawn (n:1) | Thousand Tons | 0 | 0 | 0 | 0 | 0 | 0 | 0 | 0
NSR W H Sammis 5 - NOX Rate Annual v3.1, Unit 5747 and retrofits | 1001 | 1878 | Rate Constraint in lbs/MMBtu | FALSE | L | Annual | Net Emissions Allowance Position | Thousand Tons | 2.6677 | 0 | 0 | 0 | 0 | 0 | 0 | 0
NSR W H Sammis 5 - NOX Rate Annual v3.1, Unit 5747 and retrofits | 1001 | 1878 | Rate Constraint in lbs/MMBtu | FALSE | L | Annual | Fuel Consumed | TBtu | 20.6722 | 0 | 0 | 0 | 0 | 0 | 0 | 0
NSR W H Sammis 5 - NOX Rate Annual v3.1, Unit 5747 and retrofits | 1001 | 1878 | Rate Constraint in lbs/MMBtu | FALSE | L | Annual | Rate | lb/MMBtu | 0.2581 | 0 | 0 | 0 | 0 | 0 | 0 | 0
NSR W H Sammis 5 - NOX Rate Annual v3.1, Unit 5747 and retrofits | 1001 | 1878 | Rate Constraint in lbs/MMBtu | FALSE | L | Annual | Generation | TWh | 1.8442 | 0 | 0 | 0 | 0 | 0 | 0 | 0
NSR W H Sammis 5 - NOX Rate Annual v3.1, Unit 5747 and retrofits | 1001 | 1878 | Rate Constraint in lbs/MMBtu | FALSE | L | Annual | Qualifying Generation | TWh | 1.8442 | 0 | 0 | 0 | 0 | 0 | 0 | 0
NSR W H Sammis 5 - NOX Rate Annual v3.1, Unit 5747 and retrofits | 1001 | 1878 | Rate Constraint in lbs/MMBtu | FALSE | L | Annual | Rate | lb/MWh | 2.893 | 0 | 0 | 0 | 0 | 0 | 0 | 0
NSR W H Sammis 5 - NOX Rate Annual v3.1, Unit 5747 and retrofits | 1001 | 1878 | Rate Constraint in lbs/MMBtu | FALSE | L | Annual | Constraint Shadow Price | US2016$/Ton | 0 | 0 | 0 | 0 | 0 | 0 | 0 | 0
NSR W H Sammis 6 - SO2 Rate Annual v3.1, Unit 5731 and retrofits | 1002 | 1879 | Rate Constraint in lbs/MMBtu | FALSE | L | Annual | Seasons Included | Seasons | Winter, WintShld, Summer | Winter, WintShld, Summer | Winter, WintShld, Summer | Winter, WintShld, Summer | Winter, WintShld, Summer | Winter, WintShld, Summer | Winter, WintShld, Summer | Winter, WintShld, Summer
NSR W H Sammis 6 - SO2 Rate Annual v3.1, Unit 5731 and retrofits | 1002 | 1879 | Rate Constraint in lbs/MMBtu | FALSE | L | Annual | Standard SO2 | lb/MMBtu | 0.13 | 0.13 | 0.13 | 0.13 | 0.13 | 0.13 | 0.13 | 0.13
NSR W H Sammis 6 - SO2 Rate Annual v3.1, Unit 5731 and retrofits | 1002 | 1879 | Rate Constraint in lbs/MMBtu | FALSE | L | Annual | Emissions at Affected Plants SO2 | Thousand Tons | 1.7135 | 0 | 0 | 0 | 0 | 0 | 0 | 0
NSR W H Sammis 6 - SO2 Rate Annual v3.1, Unit 5731 and retrofits | 1002 | 1879 | Rate Constraint in lbs/MMBtu | FALSE | L | Annual | Allowances Purchased SO2 | Thousand Tons | 0 | 0 | 0 | 0 | 0 | 0 | 0 | 0
NSR W H Sammis 6 - SO2 Rate Annual v3.1, Unit 5731 and retrofits | 1002 | 1879 | Rate Constraint in lbs/MMBtu | FALSE | L | Annual | Allowances Sold SO2 | Thousand Tons | 0 | 0 | 0 | 0 | 0 | 0 | 0 | 0
NSR W H Sammis 6 - SO2 Rate Annual v3.1, Unit 5731 and retrofits | 1002 | 1879 | Rate Constraint in lbs/MMBtu | FALSE | L | Annual | Allowances Banked | Thousand Tons | 0 | 0 | 0 | 0 | 0 | 0 | 0 | 0
NSR W H Sammis 6 - SO2 Rate Annual v3.1, Unit 5731 and retrofits | 1002 | 1879 | Rate Constraint in lbs/MMBtu | FALSE | L | Annual | Allowances Withdrawn (1:1) | Thousand Tons | 0 | 0 | 0 | 0 | 0 | 0 | 0 | 0
NSR W H Sammis 6 - SO2 Rate Annual v3.1, Unit 5731 and retrofits | 1002 | 1879 | Rate Constraint in lbs/MMBtu | FALSE | L | Annual | Allowances Withdrawn (n:1) | Thousand Tons | 0 | 0 | 0 | 0 | 0 | 0 | 0 | 0
NSR W H Sammis 6 - SO2 Rate Annual v3.1, Unit 5731 and retrofits | 1002 | 1879 | Rate Constraint in lbs/MMBtu | FALSE | L | Annual | Net Emissions Allowance Position | Thousand Tons | 1.7135 | 0 | 0 | 0 | 0 | 0 | 0 | 0
NSR W H Sammis 6 - SO2 Rate Annual v3.1, Unit 5731 and retrofits | 1002 | 1879 | Rate Constraint in lbs/MMBtu | FALSE | L | Annual | Fuel Consumed | TBtu | 43.0954 | 0 | 0 | 0 | 0 | 0 | 0 | 0
NSR W H Sammis 6 - SO2 Rate Annual v3.1, Unit 5731 and retrofits | 1002 | 1879 | Rate Constraint in lbs/MMBtu | FALSE | L | Annual | Rate | lb/MMBtu | 0.079521 | 0 | 0 | 0 | 0 | 0 | 0 | 0
NSR W H Sammis 6 - SO2 Rate Annual v3.1, Unit 5731 and retrofits | 1002 | 1879 | Rate Constraint in lbs/MMBtu | FALSE | L | Annual | Generation | TWh | 3.9771 | 0 | 0 | 0 | 0 | 0 | 0 | 0
NSR W H Sammis 6 - SO2 Rate Annual v3.1, Unit 5731 and retrofits | 1002 | 1879 | Rate Constraint in lbs/MMBtu | FALSE | L | Annual | Qualifying Generation | TWh | 3.9771 | 0 | 0 | 0 | 0 | 0 | 0 | 0
NSR W H Sammis 6 - SO2 Rate Annual v3.1, Unit 5731 and retrofits | 1002 | 1879 | Rate Constraint in lbs/MMBtu | FALSE | L | Annual | Rate | lb/MWh | 0.86169 | 0 | 0 | 0 | 0 | 0 | 0 | 0
NSR W H Sammis 6 - SO2 Rate Annual v3.1, Unit 5731 and retrofits | 1002 | 1879 | Rate Constraint in lbs/MMBtu | FALSE | L | Annual | Constraint Shadow Price | US2016$/Ton | 0 | 0 | 0 | 0 | 0 | 0 | 0 | 0
NSR W H Sammis 6,7 - NOX Rate Annual v3.1, Unit 5731 and retrofits | 1003 | 1880 | Rate Constraint in lbs/MMBtu | FALSE | L | Annual | Seasons Included | Seasons | Winter, WintShld, Summer | Winter, WintShld, Summer | Winter, WintShld, Summer | Winter, WintShld, Summer | Winter, WintShld, Summer | Winter, WintShld, Summer | Winter, WintShld, Summer | Winter, WintShld, Summer
NSR W H Sammis 6,7 - NOX Rate Annual v3.1, Unit 5731 and retrofits | 1003 | 1880 | Rate Constraint in lbs/MMBtu | FALSE | L | Annual | Standard NOX | lb/MMBtu | 0.1 | 0.1 | 0.1 | 0.1 | 0.1 | 0.1 | 0.1 | 0.1
NSR W H Sammis 6,7 - NOX Rate Annual v3.1, Unit 5731 and retrofits | 1003 | 1880 | Rate Constraint in lbs/MMBtu | FALSE | L | Annual | Emissions at Affected Plants NOX | Thousand Tons | 1.6161 | 0 | 0 | 0 | 0 | 0 | 0 | 0
NSR W H Sammis 6,7 - NOX Rate Annual v3.1, Unit 5731 and retrofits | 1003 | 1880 | Rate Constraint in lbs/MMBtu | FALSE | L | Annual | Allowances Purchased NOX | Thousand Tons | 0 | 0 | 0 | 0 | 0 | 0 | 0 | 0
NSR W H Sammis 6,7 - NOX Rate Annual v3.1, Unit 5731 and retrofits | 1003 | 1880 | Rate Constraint in lbs/MMBtu | FALSE | L | Annual | Allowances Sold NOX | Thousand Tons | 0 | 0 | 0 | 0 | 0 | 0 | 0 | 0
NSR W H Sammis 6,7 - NOX Rate Annual v3.1, Unit 5731 and retrofits | 1003 | 1880 | Rate Constraint in lbs/MMBtu | FALSE | L | Annual | Allowances Banked | Thousand Tons | 0 | 0 | 0 | 0 | 0 | 0 | 0 | 0
NSR W H Sammis 6,7 - NOX Rate Annual v3.1, Unit 5731 and retrofits | 1003 | 1880 | Rate Constraint in lbs/MMBtu | FALSE | L | Annual | Allowances Withdrawn (1:1) | Thousand Tons | 0 | 0 | 0 | 0 | 0 | 0 | 0 | 0
NSR W H Sammis 6,7 - NOX Rate Annual v3.1, Unit 5731 and retrofits | 1003 | 1880 | Rate Constraint in lbs/MMBtu | FALSE | L | Annual | Allowances Withdrawn (n:1) | Thousand Tons | 0 | 0 | 0 | 0 | 0 | 0 | 0 | 0
NSR W H Sammis 6,7 - NOX Rate Annual v3.1, Unit 5731 and retrofits | 1003 | 1880 | Rate Constraint in lbs/MMBtu | FALSE | L | Annual | Net Emissions Allowance Position | Thousand Tons | 1.6161 | 0 | 0 | 0 | 0 | 0 | 0 | 0
NSR W H Sammis 6,7 - NOX Rate Annual v3.1, Unit 5731 and retrofits | 1003 | 1880 | Rate Constraint in lbs/MMBtu | FALSE | L | Annual | Fuel Consumed | TBtu | 43.0954 | 0 | 0 | 0 | 0 | 0 | 0 | 0
NSR W H Sammis 6,7 - NOX Rate Annual v3.1, Unit 5731 and retrofits | 1003 | 1880 | Rate Constraint in lbs/MMBtu | FALSE | L | Annual | Rate | lb/MMBtu | 0.075 | 0 | 0 | 0 | 0 | 0 | 0 | 0
NSR W H Sammis 6,7 - NOX Rate Annual v3.1, Unit 5731 and retrofits | 1003 | 1880 | Rate Constraint in lbs/MMBtu | FALSE | L | Annual | Generation | TWh | 3.9771 | 0 | 0 | 0 | 0 | 0 | 0 | 0
NSR W H Sammis 6,7 - NOX Rate Annual v3.1, Unit 5731 and retrofits | 1003 | 1880 | Rate Constraint in lbs/MMBtu | FALSE | L | Annual | Qualifying Generation | TWh | 3.9771 | 0 | 0 | 0 | 0 | 0 | 0 | 0
NSR W H Sammis 6,7 - NOX Rate Annual v3.1, Unit 5731 and retrofits | 1003 | 1880 | Rate Constraint in lbs/MMBtu | FALSE | L | Annual | Rate | lb/MWh | 0.8127 | 0 | 0 | 0 | 0 | 0 | 0 | 0
NSR W H Sammis 6,7 - NOX Rate Annual v3.1, Unit 5731 and retrofits | 1003 | 1880 | Rate Constraint in lbs/MMBtu | FALSE | L | Annual | Constraint Shadow Price | US2016$/Ton | 0 | 0 | 0 | 0 | 0 | 0 | 0 | 0
NSR W H Sammis 6,7 - NOX Rate Annual v3.1, Unit 5732 and retrofits | 1004 | 1880 | Rate Constraint in lbs/MMBtu | FALSE | L | Annual | Seasons Included | Seasons | Winter, WintShld, Summer | Winter, WintShld, Summer | Winter, WintShld, Summer | Winter, WintShld, Summer | Winter, WintShld, Summer | Winter, WintShld, Summer | Winter, WintShld, Summer | Winter, WintShld, Summer
NSR W H Sammis 6,7 - NOX Rate Annual v3.1, Unit 5732 and retrofits | 1004 | 1880 | Rate Constraint in lbs/MMBtu | FALSE | L | Annual | Standard NOX | lb/MMBtu | 0.1 | 0.1 | 0.1 | 0.1 | 0.1 | 0.1 | 0.1 | 0.1
NSR W H Sammis 6,7 - NOX Rate Annual v3.1, Unit 5732 and retrofits | 1004 | 1880 | Rate Constraint in lbs/MMBtu | FALSE | L | Annual | Emissions at Affected Plants NOX | Thousand Tons | 1.6857 | 0 | 0 | 0 | 0 | 0 | 0 | 0
NSR W H Sammis 6,7 - NOX Rate Annual v3.1, Unit 5732 and retrofits | 1004 | 1880 | Rate Constraint in lbs/MMBtu | FALSE | L | Annual | Allowances Purchased NOX | Thousand Tons | 0 | 0 | 0 | 0 | 0 | 0 | 0 | 0
NSR W H Sammis 6,7 - NOX Rate Annual v3.1, Unit 5732 and retrofits | 1004 | 1880 | Rate Constraint in lbs/MMBtu | FALSE | L | Annual | Allowances Sold NOX | Thousand Tons | 0 | 0 | 0 | 0 | 0 | 0 | 0 | 0
NSR W H Sammis 6,7 - NOX Rate Annual v3.1, Unit 5732 and retrofits | 1004 | 1880 | Rate Constraint in lbs/MMBtu | FALSE | L | Annual | Allowances Banked | Thousand Tons | 0 | 0 | 0 | 0 | 0 | 0 | 0 | 0
NSR W H Sammis 6,7 - NOX Rate Annual v3.1, Unit 5732 and retrofits | 1004 | 1880 | Rate Constraint in lbs/MMBtu | FALSE | L | Annual | Allowances Withdrawn (1:1) | Thousand Tons | 0 | 0 | 0 | 0 | 0 | 0 | 0 | 0
NSR W H Sammis 6,7 - NOX Rate Annual v3.1, Unit 5732 and retrofits | 1004 | 1880 | Rate Constraint in lbs/MMBtu | FALSE | L | Annual | Allowances Withdrawn (n:1) | Thousand Tons | 0 | 0 | 0 | 0 | 0 | 0 | 0 | 0
NSR W H Sammis 6,7 - NOX Rate Annual v3.1, Unit 5732 and retrofits | 1004 | 1880 | Rate Constraint in lbs/MMBtu | FALSE | L | Annual | Net Emissions Allowance Position | Thousand Tons | 1.6857 | 0 | 0 | 0 | 0 | 0 | 0 | 0
NSR W H Sammis 6,7 - NOX Rate Annual v3.1, Unit 5732 and retrofits | 1004 | 1880 | Rate Constraint in lbs/MMBtu | FALSE | L | Annual | Fuel Consumed | TBtu | 44.9525 | 0 | 0 | 0 | 0 | 0 | 0 | 0
NSR W H Sammis 6,7 - NOX Rate Annual v3.1, Unit 5732 and retrofits | 1004 | 1880 | Rate Constraint in lbs/MMBtu | FALSE | L | Annual | Rate | lb/MMBtu | 0.075 | 0 | 0 | 0 | 0 | 0 | 0 | 0
NSR W H Sammis 6,7 - NOX Rate Annual v3.1, Unit 5732 and retrofits | 1004 | 1880 | Rate Constraint in lbs/MMBtu | FALSE | L | Annual | Generation | TWh | 4.1101 | 0 | 0 | 0 | 0 | 0 | 0 | 0
NSR W H Sammis 6,7 - NOX Rate Annual v3.1, Unit 5732 and retrofits | 1004 | 1880 | Rate Constraint in lbs/MMBtu | FALSE | L | Annual | Qualifying Generation | TWh | 4.1101 | 0 | 0 | 0 | 0 | 0 | 0 | 0
NSR W H Sammis 6,7 - NOX Rate Annual v3.1, Unit 5732 and retrofits | 1004 | 1880 | Rate Constraint in lbs/MMBtu | FALSE | L | Annual | Rate | lb/MWh | 0.82027 | 0 | 0 | 0 | 0 | 0 | 0 | 0
NSR W H Sammis 6,7 - NOX Rate Annual v3.1, Unit 5732 and retrofits | 1004 | 1880 | Rate Constraint in lbs/MMBtu | FALSE | L | Annual | Constraint Shadow Price | US2016$/Ton | 0 | 0 | 0 | 0 | 0 | 0 | 0 | 0
NSR W H Sammis 7 - SO2 Rate Annual v3.1, Unit 5732 and retrofits | 1005 | 1881 | Rate Constraint in lbs/MMBtu | FALSE | L | Annual | Seasons Included | Seasons | Winter, WintShld, Summer | Winter, WintShld, Summer | Winter, WintShld, Summer | Winter, WintShld, Summer | Winter, WintShld, Summer | Winter, WintShld, Summer | Winter, WintShld, Summer | Winter, WintShld, Summer
NSR W H Sammis 7 - SO2 Rate Annual v3.1, Unit 5732 and retrofits | 1005 | 1881 | Rate Constraint in lbs/MMBtu | FALSE | L | Annual | Standard SO2 | lb/MMBtu | 0.13 | 0.13 | 0.13 | 0.13 | 0.13 | 0.13 | 0.13 | 0.13
NSR W H Sammis 7 - SO2 Rate Annual v3.1, Unit 5732 and retrofits | 1005 | 1881 | Rate Constraint in lbs/MMBtu | FALSE | L | Annual | Emissions at Affected Plants SO2 | Thousand Tons | 1.7873 | 0 | 0 | 0 | 0 | 0 | 0 | 0
NSR W H Sammis 7 - SO2 Rate Annual v3.1, Unit 5732 and retrofits | 1005 | 1881 | Rate Constraint in lbs/MMBtu | FALSE | L | Annual | Allowances Purchased SO2 | Thousand Tons | 0 | 0 | 0 | 0 | 0 | 0 | 0 | 0
NSR W H Sammis 7 - SO2 Rate Annual v3.1, Unit 5732 and retrofits | 1005 | 1881 | Rate Constraint in lbs/MMBtu | FALSE | L | Annual | Allowances Sold SO2 | Thousand Tons | 0 | 0 | 0 | 0 | 0 | 0 | 0 | 0
NSR W H Sammis 7 - SO2 Rate Annual v3.1, Unit 5732 and retrofits | 1005 | 1881 | Rate Constraint in lbs/MMBtu | FALSE | L | Annual | Allowances Banked | Thousand Tons | 0 | 0 | 0 | 0 | 0 | 0 | 0 | 0
NSR W H Sammis 7 - SO2 Rate Annual v3.1, Unit 5732 and retrofits | 1005 | 1881 | Rate Constraint in lbs/MMBtu | FALSE | L | Annual | Allowances Withdrawn (1:1) | Thousand Tons | 0 | 0 | 0 | 0 | 0 | 0 | 0 | 0
NSR W H Sammis 7 - SO2 Rate Annual v3.1, Unit 5732 and retrofits | 1005 | 1881 | Rate Constraint in lbs/MMBtu | FALSE | L | Annual | Allowances Withdrawn (n:1) | Thousand Tons | 0 | 0 | 0 | 0 | 0 | 0 | 0 | 0
NSR W H Sammis 7 - SO2 Rate Annual v3.1, Unit 5732 and retrofits | 1005 | 1881 | Rate Constraint in lbs/MMBtu | FALSE | L | Annual | Net Emissions Allowance Position | Thousand Tons | 1.7873 | 0 | 0 | 0 | 0 | 0 | 0 | 0
NSR W H Sammis 7 - SO2 Rate Annual v3.1, Unit 5732 and retrofits | 1005 | 1881 | Rate Constraint in lbs/MMBtu | FALSE | L | Annual | Fuel Consumed | TBtu | 44.9525 | 0 | 0 | 0 | 0 | 0 | 0 | 0
NSR W H Sammis 7 - SO2 Rate Annual v3.1, Unit 5732 and retrofits | 1005 | 1881 | Rate Constraint in lbs/MMBtu | FALSE | L | Annual | Rate | lb/MMBtu | 0.079521 | 0 | 0 | 0 | 0 | 0 | 0 | 0
NSR W H Sammis 7 - SO2 Rate Annual v3.1, Unit 5732 and retrofits | 1005 | 1881 | Rate Constraint in lbs/MMBtu | FALSE | L | Annual | Generation | TWh | 4.1101 | 0 | 0 | 0 | 0 | 0 | 0 | 0
NSR W H Sammis 7 - SO2 Rate Annual v3.1, Unit 5732 and retrofits | 1005 | 1881 | Rate Constraint in lbs/MMBtu | FALSE | L | Annual | Qualifying Generation | TWh | 4.1101 | 0 | 0 | 0 | 0 | 0 | 0 | 0
NSR W H Sammis 7 - SO2 Rate Annual v3.1, Unit 5732 and retrofits | 1005 | 1881 | Rate Constraint in lbs/MMBtu | FALSE | L | Annual | Rate | lb/MWh | 0.86973 | 0 | 0 | 0 | 0 | 0 | 0 | 0
NSR W H Sammis 7 - SO2 Rate Annual v3.1, Unit 5732 and retrofits | 1005 | 1881 | Rate Constraint in lbs/MMBtu | FALSE | L | Annual | Constraint Shadow Price | US2016$/Ton | 0 | 0 | 0 | 0 | 0 | 0 | 0 | 0
NSR WEPCO Settlement - NOX Cap Annual v3.1 | 1006 | 1883 | Rate Constraint in MTons | FALSE | L | Annual | Seasons Included | Seasons | Winter, WintShld, Summer | Winter, WintShld, Summer | Winter, WintShld, Summer | Winter, WintShld, Summer | Winter, WintShld, Summer | Winter, WintShld, Summer | Winter, WintShld, Summer | Winter, WintShld, Summer
NSR WEPCO Settlement - NOX Cap Annual v3.1 | 1006 | 1883 | Rate Constraint in MTons | FALSE | L | Annual | Standard NOX | Thousand Tons | 17.4 | 17.4 | 17.4 | 17.4 | 17.4 | 17.4 | 17.4 | 17.4
NSR WEPCO Settlement - NOX Cap Annual v3.1 | 1006 | 1883 | Rate Constraint in MTons | FALSE | L | Annual | Emissions at Affected Plants NOX | Thousand Tons | 1.581 | 1.7966 | 1.741 | 1.846 | 1.5887 | 1.7396 | 1.6067 | 1.4233
NSR WEPCO Settlement - NOX Cap Annual v3.1 | 1006 | 1883 | Rate Constraint in MTons | FALSE | L | Annual | Allowances Purchased NOX | Thousand Tons | 0 | 0 | 0 | 0 | 0 | 0 | 0 | 0
NSR WEPCO Settlement - NOX Cap Annual v3.1 | 1006 | 1883 | Rate Constraint in MTons | FALSE | L | Annual | Allowances Sold NOX | Thousand Tons | 0 | 0 | 0 | 0 | 0 | 0 | 0 | 0
NSR WEPCO Settlement - NOX Cap Annual v3.1 | 1006 | 1883 | Rate Constraint in MTons | FALSE | L | Annual | Allowances Banked | Thousand Tons | 0 | 0 | 0 | 0 | 0 | 0 | 0 | 0
NSR WEPCO Settlement - NOX Cap Annual v3.1 | 1006 | 1883 | Rate Constraint in MTons | FALSE | L | Annual | Allowances Withdrawn (1:1) | Thousand Tons | 0 | 0 | 0 | 0 | 0 | 0 | 0 | 0
NSR WEPCO Settlement - NOX Cap Annual v3.1 | 1006 | 1883 | Rate Constraint in MTons | FALSE | L | Annual | Allowances Withdrawn (n:1) | Thousand Tons | 0 | 0 | 0 | 0 | 0 | 0 | 0 | 0
NSR WEPCO Settlement - NOX Cap Annual v3.1 | 1006 | 1883 | Rate Constraint in MTons | FALSE | L | Annual | Net Emissions Allowance Position | Thousand Tons | 1.581 | 1.7966 | 1.741 | 1.846 | 1.5887 | 1.7396 | 1.6067 | 1.4233
NSR WEPCO Settlement - NOX Cap Annual v3.1 | 1006 | 1883 | Rate Constraint in MTons | FALSE | L | Annual | Fuel Consumed | TBtu | 52.4487 | 59.5749 | 57.7326 | 60.9986 | 52.3404 | 57.3568 | 53.0681 | 47.1279
NSR WEPCO Settlement - NOX Cap Annual v3.1 | 1006 | 1883 | Rate Constraint in MTons | FALSE | L | Annual | Rate | lb/MMBtu | 0.060287 | 0.060315 | 0.060314 | 0.060527 | 0.060708 | 0.060657 | 0.060554 | 0.0604
NSR WEPCO Settlement - NOX Cap Annual v3.1 | 1006 | 1883 | Rate Constraint in MTons | FALSE | L | Annual | Generation | TWh | 5.1954 | 5.9059 | 5.7143 | 6.0233 | 5.1593 | 5.6576 | 5.2505 | 4.6713
NSR WEPCO Settlement - NOX Cap Annual v3.1 | 1006 | 1883 | Rate Constraint in MTons | FALSE | L | Annual | Qualifying Generation | TWh | 5.1954 | 5.9059 | 5.7143 | 6.0233 | 5.1593 | 5.6576 | 5.2505 | 4.6713
NSR WEPCO Settlement - NOX Cap Annual v3.1 | 1006 | 1883 | Rate Constraint in MTons | FALSE | L | Annual | Rate | lb/MWh | 0.60861 | 0.60842 | 0.60935 | 0.61296 | 0.61588 | 0.61495 | 0.61203 | 0.60936
NSR WEPCO Settlement - NOX Cap Annual v3.1 | 1006 | 1883 | Rate Constraint in MTons | FALSE | L | Annual | Constraint Shadow Price | US2016$/Ton | 0 | 0 | 0 | 0 | 0 | 0 | 0 | 0
NSR WEPCO Settlement - NOX Rate Annual v3.1 | 1007 | 1884 | Rate Constraint in lbs/MMBtu | FALSE | L | Annual | Seasons Included | Seasons | Winter, WintShld, Summer | Winter, WintShld, Summer | Winter, WintShld, Summer | Winter, WintShld, Summer | Winter, WintShld, Summer | Winter, WintShld, Summer | Winter, WintShld, Summer | Winter, WintShld, Summer
NSR WEPCO Settlement - NOX Rate Annual v3.1 | 1007 | 1884 | Rate Constraint in lbs/MMBtu | FALSE | L | Annual | Standard NOX | lb/MMBtu | 0.17 | 0.17 | 0.17 | 0.17 | 0.17 | 0.17 | 0.17 | 0.17
NSR WEPCO Settlement - NOX Rate Annual v3.1 | 1007 | 1884 | Rate Constraint in lbs/MMBtu | FALSE | L | Annual | Emissions at Affected Plants NOX | Thousand Tons | 1.581 | 1.7966 | 1.741 | 1.846 | 1.5887 | 1.7396 | 1.6067 | 1.4233
NSR WEPCO Settlement - NOX Rate Annual v3.1 | 1007 | 1884 | Rate Constraint in lbs/MMBtu | FALSE | L | Annual | Allowances Purchased NOX | Thousand Tons | 0 | 0 | 0 | 0 | 0 | 0 | 0 | 0
NSR WEPCO Settlement - NOX Rate Annual v3.1 | 1007 | 1884 | Rate Constraint in lbs/MMBtu | FALSE | L | Annual | Allowances Sold NOX | Thousand Tons | 0 | 0 | 0 | 0 | 0 | 0 | 0 | 0
NSR WEPCO Settlement - NOX Rate Annual v3.1 | 1007 | 1884 | Rate Constraint in lbs/MMBtu | FALSE | L | Annual | Allowances Banked | Thousand Tons | 0 | 0 | 0 | 0 | 0 | 0 | 0 | 0
NSR WEPCO Settlement - NOX Rate Annual v3.1 | 1007 | 1884 | Rate Constraint in lbs/MMBtu | FALSE | L | Annual | Allowances Withdrawn (1:1) | Thousand Tons | 0 | 0 | 0 | 0 | 0 | 0 | 0 | 0
NSR WEPCO Settlement - NOX Rate Annual v3.1 | 1007 | 1884 | Rate Constraint in lbs/MMBtu | FALSE | L | Annual | Allowances Withdrawn (n:1) | Thousand Tons | 0 | 0 | 0 | 0 | 0 | 0 | 0 | 0
NSR WEPCO Settlement - NOX Rate Annual v3.1 | 1007 | 1884 | Rate Constraint in lbs/MMBtu | FALSE | L | Annual | Net Emissions Allowance Position | Thousand Tons | 1.581 | 1.7966 | 1.741 | 1.846 | 1.5887 | 1.7396 | 1.6067 | 1.4233
NSR WEPCO Settlement - NOX Rate Annual v3.1 | 1007 | 1884 | Rate Constraint in lbs/MMBtu | FALSE | L | Annual | Fuel Consumed | TBtu | 52.4487 | 59.5749 | 57.7326 | 60.9986 | 52.3404 | 57.3568 | 53.0681 | 47.1279
NSR WEPCO Settlement - NOX Rate Annual v3.1 | 1007 | 1884 | Rate Constraint in lbs/MMBtu | FALSE | L | Annual | Rate | lb/MMBtu | 0.060287 | 0.060315 | 0.060314 | 0.060527 | 0.060708 | 0.060657 | 0.060554 | 0.0604
NSR WEPCO Settlement - NOX Rate Annual v3.1 | 1007 | 1884 | Rate Constraint in lbs/MMBtu | FALSE | L | Annual | Generation | TWh | 5.1954 | 5.9059 | 5.7143 | 6.0233 | 5.1593 | 5.6576 | 5.2505 | 4.6713
NSR WEPCO Settlement - NOX Rate Annual v3.1 | 1007 | 1884 | Rate Constraint in lbs/MMBtu | FALSE | L | Annual | Qualifying Generation | TWh | 5.1954 | 5.9059 | 5.7143 | 6.0233 | 5.1593 | 5.6576 | 5.2505 | 4.6713
NSR WEPCO Settlement - NOX Rate Annual v3.1 | 1007 | 1884 | Rate Constraint in lbs/MMBtu | FALSE | L | Annual | Rate | lb/MWh | 0.60861 | 0.60842 | 0.60935 | 0.61296 | 0.61588 | 0.61495 | 0.61203 | 0.60936
NSR WEPCO Settlement - NOX Rate Annual v3.1 | 1007 | 1884 | Rate Constraint in lbs/MMBtu | FALSE | L | Annual | Constraint Shadow Price | US2016$/Ton | 0 | 0 | 0 | 0 | 0 | 0 | 0 | 0
NSR WEPCO Settlement - SO2 Cap Annual v3.1 | 1008 | 1885 | Rate Constraint in MTons | FALSE | L | Annual | Seasons Included | Seasons | Winter, WintShld, Summer | Winter, WintShld, Summer | Winter, WintShld, Summer | Winter, WintShld, Summer | Winter, WintShld, Summer | Winter, WintShld, Summer | Winter, WintShld, Summer | Winter, WintShld, Summer
NSR WEPCO Settlement - SO2 Cap Annual v3.1 | 1008 | 1885 | Rate Constraint in MTons | FALSE | L | Annual | Standard SO2 | Thousand Tons | 33.3 | 33.3 | 33.3 | 33.3 | 33.3 | 33.3 | 33.3 | 33.3
NSR WEPCO Settlement - SO2 Cap Annual v3.1 | 1008 | 1885 | Rate Constraint in MTons | FALSE | L | Annual | Emissions at Affected Plants SO2 | Thousand Tons | 1.555 | 1.7686 | 1.7035 | 1.7714 | 1.4992 | 1.6497 | 1.55 | 1.3928
NSR WEPCO Settlement - SO2 Cap Annual v3.1 | 1008 | 1885 | Rate Constraint in MTons | FALSE | L | Annual | Allowances Purchased SO2 | Thousand Tons | 0 | 0 | 0 | 0 | 0 | 0 | 0 | 0
NSR WEPCO Settlement - SO2 Cap Annual v3.1 | 1008 | 1885 | Rate Constraint in MTons | FALSE | L | Annual | Allowances Sold SO2 | Thousand Tons | 0 | 0 | 0 | 0 | 0 | 0 | 0 | 0
NSR WEPCO Settlement - SO2 Cap Annual v3.1 | 1008 | 1885 | Rate Constraint in MTons | FALSE | L | Annual | Allowances Banked | Thousand Tons | 0 | 0 | 0 | 0 | 0 | 0 | 0 | 0
NSR WEPCO Settlement - SO2 Cap Annual v3.1 | 1008 | 1885 | Rate Constraint in MTons | FALSE | L | Annual | Allowances Withdrawn (1:1) | Thousand Tons | 0 | 0 | 0 | 0 | 0 | 0 | 0 | 0
NSR WEPCO Settlement - SO2 Cap Annual v3.1 | 1008 | 1885 | Rate Constraint in MTons | FALSE | L | Annual | Allowances Withdrawn (n:1) | Thousand Tons | 0 | 0 | 0 | 0 | 0 | 0 | 0 | 0
NSR WEPCO Settlement - SO2 Cap Annual v3.1 | 1008 | 1885 | Rate Constraint in MTons | FALSE | L | Annual | Net Emissions Allowance Position | Thousand Tons | 1.555 | 1.7686 | 1.7035 | 1.7714 | 1.4992 | 1.6497 | 1.55 | 1.3928
NSR WEPCO Settlement - SO2 Cap Annual v3.1 | 1008 | 1885 | Rate Constraint in MTons | FALSE | L | Annual | Fuel Consumed | TBtu | 52.4487 | 59.5749 | 57.7326 | 60.9986 | 52.3404 | 57.3568 | 53.0681 | 47.1279
NSR WEPCO Settlement - SO2 Cap Annual v3.1 | 1008 | 1885 | Rate Constraint in MTons | FALSE | L | Annual | Rate | lb/MMBtu | 0.059296 | 0.059373 | 0.059014 | 0.05808 | 0.057287 | 0.057524 | 0.058417 | 0.059109
NSR WEPCO Settlement - SO2 Cap Annual v3.1 | 1008 | 1885 | Rate Constraint in MTons | FALSE | L | Annual | Generation | TWh | 5.1954 | 5.9059 | 5.7143 | 6.0233 | 5.1593 | 5.6576 | 5.2505 | 4.6713
NSR WEPCO Settlement - SO2 Cap Annual v3.1 | 1008 | 1885 | Rate Constraint in MTons | FALSE | L | Annual | Qualifying Generation | TWh | 5.1954 | 5.9059 | 5.7143 | 6.0233 | 5.1593 | 5.6576 | 5.2505 | 4.6713
NSR WEPCO Settlement - SO2 Cap Annual v3.1 | 1008 | 1885 | Rate Constraint in MTons | FALSE | L | Annual | Rate | lb/MWh | 0.5986 | 0.59892 | 0.59623 | 0.58818 | 0.58117 | 0.58319 | 0.59043 | 0.59634
NSR WEPCO Settlement - SO2 Cap Annual v3.1 | 1008 | 1885 | Rate Constraint in MTons | FALSE | L | Annual | Constraint Shadow Price | US2016$/Ton | 0 | 0 | 0 | 0 | 0 | 0 | 0 | 0
NSR WEPCO Settlement - SO2 Rate Annual v3.1 | 1009 | 1886 | Rate Constraint in lbs/MMBtu | FALSE | L | Annual | Seasons Included | Seasons | Winter, WintShld, Summer | Winter, WintShld, Summer | Winter, WintShld, Summer | Winter, WintShld, Summer | Winter, WintShld, Summer | Winter, WintShld, Summer | Winter, WintShld, Summer | Winter, WintShld, Summer
NSR WEPCO Settlement - SO2 Rate Annual v3.1 | 1009 | 1886 | Rate Constraint in lbs/MMBtu | FALSE | L | Annual | Standard SO2 | lb/MMBtu | 0.32 | 0.32 | 0.32 | 0.32 | 0.32 | 0.32 | 0.32 | 0.32
NSR WEPCO Settlement - SO2 Rate Annual v3.1 | 1009 | 1886 | Rate Constraint in lbs/MMBtu | FALSE | L | Annual | Emissions at Affected Plants SO2 | Thousand Tons | 1.555 | 1.7686 | 1.7035 | 1.7714 | 1.4992 | 1.6497 | 1.55 | 1.3928
NSR WEPCO Settlement - SO2 Rate Annual v3.1 | 1009 | 1886 | Rate Constraint in lbs/MMBtu | FALSE | L | Annual | Allowances Purchased SO2 | Thousand Tons | 0 | 0 | 0 | 0 | 0 | 0 | 0 | 0
NSR WEPCO Settlement - SO2 Rate Annual v3.1 | 1009 | 1886 | Rate Constraint in lbs/MMBtu | FALSE | L | Annual | Allowances Sold SO2 | Thousand Tons | 0 | 0 | 0 | 0 | 0 | 0 | 0 | 0
NSR WEPCO Settlement - SO2 Rate Annual v3.1 | 1009 | 1886 | Rate Constraint in lbs/MMBtu | FALSE | L | Annual | Allowances Banked | Thousand Tons | 0 | 0 | 0 | 0 | 0 | 0 | 0 | 0
NSR WEPCO Settlement - SO2 Rate Annual v3.1 | 1009 | 1886 | Rate Constraint in lbs/MMBtu | FALSE | L | Annual | Allowances Withdrawn (1:1) | Thousand Tons | 0 | 0 | 0 | 0 | 0 | 0 | 0 | 0
NSR WEPCO Settlement - SO2 Rate Annual v3.1 | 1009 | 1886 | Rate Constraint in lbs/MMBtu | FALSE | L | Annual | Allowances Withdrawn (n:1) | Thousand Tons | 0 | 0 | 0 | 0 | 0 | 0 | 0 | 0
NSR WEPCO Settlement - SO2 Rate Annual v3.1 | 1009 | 1886 | Rate Constraint in lbs/MMBtu | FALSE | L | Annual | Net Emissions Allowance Position | Thousand Tons | 1.555 | 1.7686 | 1.7035 | 1.7714 | 1.4992 | 1.6497 | 1.55 | 1.3928
NSR WEPCO Settlement - SO2 Rate Annual v3.1 | 1009 | 1886 | Rate Constraint in lbs/MMBtu | FALSE | L | Annual | Fuel Consumed | TBtu | 52.4487 | 59.5749 | 57.7326 | 60.9986 | 52.3404 | 57.3568 | 53.0681 | 47.1279
NSR WEPCO Settlement - SO2 Rate Annual v3.1 | 1009 | 1886 | Rate Constraint in lbs/MMBtu | FALSE | L | Annual | Rate | lb/MMBtu | 0.059296 | 0.059373 | 0.059014 | 0.05808 | 0.057287 | 0.057524 | 0.058417 | 0.059109
NSR WEPCO Settlement - SO2 Rate Annual v3.1 | 1009 | 1886 | Rate Constraint in lbs/MMBtu | FALSE | L | Annual | Generation | TWh | 5.1954 | 5.9059 | 5.7143 | 6.0233 | 5.1593 | 5.6576 | 5.2505 | 4.6713
NSR WEPCO Settlement - SO2 Rate Annual v3.1 | 1009 | 1886 | Rate Constraint in lbs/MMBtu | FALSE | L | Annual | Qualifying Generation | TWh | 5.1954 | 5.9059 | 5.7143 | 6.0233 | 5.1593 | 5.6576 | 5.2505 | 4.6713
NSR WEPCO Settlement - SO2 Rate Annual v3.1 | 1009 | 1886 | Rate Constraint in lbs/MMBtu | FALSE | L | Annual | Rate | lb/MWh | 0.5986 | 0.59892 | 0.59623 | 0.58818 | 0.58117 | 0.58319 | 0.59043 | 0.59634
NSR WEPCO Settlement - SO2 Rate Annual v3.1 | 1009 | 1886 | Rate Constraint in lbs/MMBtu | FALSE | L | Annual | Constraint Shadow Price | US2016$/Ton | 0 | 0 | 0 | 0 | 0 | 0 | 0 | 0
NSR Westar Consent - Nox Cap Annual v4.10 | 1010 | 2220 | Rate Constraint in MTons | FALSE | L | Annual | Seasons Included | Seasons | Winter, WintShld, Summer | Winter, WintShld, Summer | Winter, WintShld, Summer | Winter, WintShld, Summer | Winter, WintShld, Summer | Winter, WintShld, Summer | Winter, WintShld, Summer | Winter, WintShld, Summer
NSR Westar Consent - Nox Cap Annual v4.10 | 1010 | 2220 | Rate Constraint in MTons | FALSE | L | Annual | Standard NOX | Thousand Tons | 9.6 | 9.6 | 9.6 | 9.6 | 9.6 | 9.6 | 9.6 | 9.6
NSR Westar Consent - Nox Cap Annual v4.10 | 1010 | 2220 | Rate Constraint in MTons | FALSE | L | Annual | Emissions at Affected Plants NOX | Thousand Tons | 5.7942 | 6.1467 | 6.1513 | 6.0798 | 4.9499 | 4.8621 | 4.7485 | 4.781
NSR Westar Consent - Nox Cap Annual v4.10 | 1010 | 2220 | Rate Constraint in MTons | FALSE | L | Annual | Allowances Purchased NOX | Thousand Tons | 0 | 0 | 0 | 0 | 0 | 0 | 0 | 0
NSR Westar Consent - Nox Cap Annual v4.10 | 1010 | 2220 | Rate Constraint in MTons | FALSE | L | Annual | Allowances Sold NOX | Thousand Tons | 0 | 0 | 0 | 0 | 0 | 0 | 0 | 0
NSR Westar Consent - Nox Cap Annual v4.10 | 1010 | 2220 | Rate Constraint in MTons | FALSE | L | Annual | Allowances Banked | Thousand Tons | 0 | 0 | 0 | 0 | 0 | 0 | 0 | 0
NSR Westar Consent - Nox Cap Annual v4.10 | 1010 | 2220 | Rate Constraint in MTons | FALSE | L | Annual | Allowances Withdrawn (1:1) | Thousand Tons | 0 | 0 | 0 | 0 | 0 | 0 | 0 | 0
NSR Westar Consent - Nox Cap Annual v4.10 | 1010 | 2220 | Rate Constraint in MTons | FALSE | L | Annual | Allowances Withdrawn (n:1) | Thousand Tons | 0 | 0 | 0 | 0 | 0 | 0 | 0 | 0
NSR Westar Consent - Nox Cap Annual v4.10 | 1010 | 2220 | Rate Constraint in MTons | FALSE | L | Annual | Net Emissions Allowance Position | Thousand Tons | 5.7942 | 6.1467 | 6.1513 | 6.0798 | 4.9499 | 4.8621 | 4.7485 | 4.781
NSR Westar Consent - Nox Cap Annual v4.10 | 1010 | 2220 | Rate Constraint in MTons | FALSE | L | Annual | Fuel Consumed | TBtu | 148.4532 | 160.7871 | 161.0601 | 156.8309 | 131.9181 | 127.1363 | 121.0473 | 122.3441
NSR Westar Consent - Nox Cap Annual v4.10 | 1010 | 2220 | Rate Constraint in MTons | FALSE | L | Annual | Rate | lb/MMBtu | 0.078062 | 0.076458 | 0.076386 | 0.077533 | 0.075045 | 0.076486 | 0.078458 | 0.078156
NSR Westar Consent - Nox Cap Annual v4.10 | 1010 | 2220 | Rate Constraint in MTons | FALSE | L | Annual | Generation | TWh | 13.3287 | 14.4374 | 14.4619 | 14.0814 | 11.8441 | 11.4144 | 10.8672 | 10.9832
NSR Westar Consent - Nox Cap Annual v4.10 | 1010 | 2220 | Rate Constraint in MTons | FALSE | L | Annual | Qualifying Generation | TWh | 13.3287 | 14.4374 | 14.4619 | 14.0814 | 11.8441 | 11.4144 | 10.8672 | 10.9832
NSR Westar Consent - Nox Cap Annual v4.10 | 1010 | 2220 | Rate Constraint in MTons | FALSE | L | Annual | Rate | lb/MWh | 0.86944 | 0.8515 | 0.85069 | 0.86352 | 0.83584 | 0.85192 | 0.87392 | 0.8706
NSR Westar Consent - Nox Cap Annual v4.10 | 1010 | 2220 | Rate Constraint in MTons | FALSE | L | Annual | Constraint Shadow Price | US2016$/Ton | 0 | 0 | 0 | 0 | 0 | 0 | 0 | 0
NSR Westar Consent - NOX Rate Annual v4.10, Unit 4100 and retrofits | 1011 | 2221 | Rate Constraint in lbs/MMBtu | FALSE | L | Annual | Seasons Included | Seasons | Winter, WintShld, Summer | Winter, WintShld, Summer | Winter, WintShld, Summer | Winter, WintShld, Summer | Winter, WintShld, Summer | Winter, WintShld, Summer | Winter, WintShld, Summer | Winter, WintShld, Summer
NSR Westar Consent - NOX Rate Annual v4.10, Unit 4100 and retrofits | 1011 | 2221 | Rate Constraint in lbs/MMBtu | FALSE | L | Annual | Standard NOX | lb/MMBtu | 0.1 | 0.1 | 0.1 | 0.1 | 0.1 | 0.1 | 0.1 | 0.1
NSR Westar Consent - NOX Rate Annual v4.10, Unit 4100 and retrofits | 1011 | 2221 | Rate Constraint in lbs/MMBtu | FALSE | L | Annual | Emissions at Affected Plants NOX | Thousand Tons | 0.83328 | 0.96849 | 0.97311 | 0.90154 | 0.80644 | 0.73998 | 0.65887 | 0.65887
NSR Westar Consent - NOX Rate Annual v4.10, Unit 4100 and retrofits | 1011 | 2221 | Rate Constraint in lbs/MMBtu | FALSE | L | Annual | Allowances Purchased NOX | Thousand Tons | 0 | 0 | 0 | 0 | 0 | 0 | 0 | 0
NSR Westar Consent - NOX Rate Annual v4.10, Unit 4100 and retrofits | 1011 | 2221 | Rate Constraint in lbs/MMBtu | FALSE | L | Annual | Allowances Sold NOX | Thousand Tons | 0 | 0 | 0 | 0 | 0 | 0 | 0 | 0
NSR Westar Consent - NOX Rate Annual v4.10, Unit 4100 and retrofits | 1011 | 2221 | Rate Constraint in lbs/MMBtu | FALSE | L | Annual | Allowances Banked | Thousand Tons | 0 | 0 | 0 | 0 | 0 | 0 | 0 | 0
NSR Westar Consent - NOX Rate Annual v4.10, Unit 4100 and retrofits | 1011 | 2221 | Rate Constraint in lbs/MMBtu | FALSE | L | Annual | Allowances Withdrawn (1:1) | Thousand Tons | 0 | 0 | 0 | 0 | 0 | 0 | 0 | 0
NSR Westar Consent - NOX Rate Annual v4.10, Unit 4100 and retrofits | 1011 | 2221 | Rate Constraint in lbs/MMBtu | FALSE | L | Annual | Allowances Withdrawn (n:1) | Thousand Tons | 0 | 0 | 0 | 0 | 0 | 0 | 0 | 0
NSR Westar Consent - NOX Rate Annual v4.10, Unit 4100 and retrofits | 1011 | 2221 | Rate Constraint in lbs/MMBtu | FALSE | L | Annual | Net Emissions Allowance Position | Thousand Tons | 0.83328 | 0.96849 | 0.97311 | 0.90154 | 0.80644 | 0.73998 | 0.65887 | 0.65887
NSR Westar Consent - NOX Rate Annual v4.10, Unit 4100 and retrofits | 1011 | 2221 | Rate Constraint in lbs/MMBtu | FALSE | L | Annual | Fuel Consumed | TBtu | 49.234 | 57.2226 | 57.4956 | 53.2665 | 47.6479 | 43.7213 | 38.9291 | 38.9291
NSR Westar Consent - NOX Rate Annual v4.10, Unit 4100 and retrofits | 1011 | 2221 | Rate Constraint in lbs/MMBtu | FALSE | L | Annual | Rate | lb/MMBtu | 0.03385 | 0.03385 | 0.03385 | 0.03385 | 0.03385 | 0.03385 | 0.03385 | 0.03385
NSR Westar Consent - NOX Rate Annual v4.10, Unit 4100 and retrofits | 1011 | 2221 | Rate Constraint in lbs/MMBtu | FALSE | L | Annual | Generation | TWh | 4.4299 | 5.1487 | 5.1733 | 4.7927 | 4.2872 | 3.9339 | 3.5027 | 3.5027
NSR Westar Consent - NOX Rate Annual v4.10, Unit 4100 and retrofits | 1011 | 2221 | Rate Constraint in lbs/MMBtu | FALSE | L | Annual | Qualifying Generation | TWh | 4.4299 | 5.1487 | 5.1733 | 4.7927 | 4.2872 | 3.9339 | 3.5027 | 3.5027
NSR Westar Consent - NOX Rate Annual v4.10, Unit 4100 and retrofits | 1011 | 2221 | Rate Constraint in lbs/MMBtu | FALSE | L | Annual | Rate | lb/MWh | 0.37621 | 0.37621 | 0.37621 | 0.37621 | 0.37621 | 0.37621 | 0.37621 | 0.37621
NSR Westar Consent - NOX Rate Annual v4.10, Unit 4100 and retrofits | 1011 | 2221 | Rate Constraint in lbs/MMBtu | FALSE | L | Annual | Constraint Shadow Price | US2016$/Ton | 0 | 0 | 0 | 0 | 0 | 0 | 0 | 0
NSR Westar Consent - NOX Rate Annual v4.10, Unit 4118 and retrofits | 1012 | 2221 | Rate Constraint in lbs/MMBtu | FALSE | L | Annual | Seasons Included | Seasons | Winter, WintShld, Summer | Winter, WintShld, Summer | Winter, WintShld, Summer | Winter, WintShld, Summer | Winter, WintShld, Summer | Winter, WintShld, Summer | Winter, WintShld, Summer | Winter, WintShld, Summer
NSR Westar Consent - NOX Rate Annual v4.10, Unit 4118 and retrofits | 1012 | 2221 | Rate Constraint in lbs/MMBtu | FALSE | L | Annual | Standard NOX | lb/MMBtu | 0.1 | 0.1 | 0.1 | 0.1 | 0.1 | 0.1 | 0.1 | 0.1
NSR Westar Consent - NOX Rate Annual v4.10, Unit 4118 and retrofits | 1012 | 2221 | Rate Constraint in lbs/MMBtu | FALSE | L | Annual | Emissions at Affected Plants NOX | Thousand Tons | 2.4819 | 2.5716 | 2.5716 | 2.5716 | 2.099 | 2.0934 | 2.0934 | 2.0934
NSR Westar Consent - NOX Rate Annual v4.10, Unit 4118 and retrofits | 1012 | 2221 | Rate Constraint in lbs/MMBtu | FALSE | L | Annual | Allowances Purchased NOX | Thousand Tons | 0 | 0 | 0 | 0 | 0 | 0 | 0 | 0
NSR Westar Consent - NOX Rate Annual v4.10, Unit 4118 and retrofits | 1012 | 2221 | Rate Constraint in lbs/MMBtu | FALSE | L | Annual | Allowances Sold NOX | Thousand Tons | 0 | 0 | 0 | 0 | 0 | 0 | 0 | 0
NSR Westar Consent - NOX Rate Annual v4.10, Unit 4118 and retrofits | 1012 | 2221 | Rate Constraint in lbs/MMBtu | FALSE | L | Annual | Allowances Banked | Thousand Tons | 0 | 0 | 0 | 0 | 0 | 0 | 0 | 0
NSR Westar Consent - NOX Rate Annual v4.10, Unit 4118 and retrofits | 1012 | 2221 | Rate Constraint in lbs/MMBtu | FALSE | L | Annual | Allowances Withdrawn (1:1) | Thousand Tons | 0 | 0 | 0 | 0 | 0 | 0 | 0 | 0
NSR Westar Consent - NOX Rate Annual v4.10, Unit 4118 and retrofits | 1012 | 2221 | Rate Constraint in lbs/MMBtu | FALSE | L | Annual | Allowances Withdrawn (n:1) | Thousand Tons | 0 | 0 | 0 | 0 | 0 | 0 | 0 | 0
NSR Westar Consent - NOX Rate Annual v4.10, Unit 4118 and retrofits | 1012 | 2221 | Rate Constraint in lbs/MMBtu | FALSE | L | Annual | Net Emissions Allowance Position | Thousand Tons | 2.4819 | 2.5716 | 2.5716 | 2.5716 | 2.099 | 2.0934 | 2.0934 | 2.0934
NSR Westar Consent - NOX Rate Annual v4.10, Unit 4118 and retrofits | 1012 | 2221 | Rate Constraint in lbs/MMBtu | FALSE | L | Annual | Fuel Consumed | TBtu | 49.6384 | 51.4329 | 51.4329 | 51.4329 | 42.415 | 42.1933 | 42.1933 | 42.1933
NSR Westar Consent - NOX Rate Annual v4.10, Unit 4118 and retrofits | 1012 | 2221 | Rate Constraint in lbs/MMBtu | FALSE | L | Annual | Rate | lb/MMBtu | 0.1 | 0.1 | 0.1 | 0.1 | 0.098972 | 0.09923 | 0.09923 | 0.09923
NSR Westar Consent - NOX Rate Annual v4.10, Unit 4118 and retrofits | 1012 | 2221 | Rate Constraint in lbs/MMBtu | FALSE | L | Annual | Generation | TWh | 4.4448 | 4.6055 | 4.6055 | 4.6055 | 3.7977 | 3.7779 | 3.7779 | 3.7779
NSR Westar Consent - NOX Rate Annual v4.10, Unit 4118 and retrofits | 1012 | 2221 | Rate Constraint in lbs/MMBtu | FALSE | L | Annual | Qualifying Generation | TWh | 4.4448 | 4.6055 | 4.6055 | 4.6055 | 3.7977 | 3.7779 | 3.7779 | 3.7779
NSR Westar Consent - NOX Rate Annual v4.10, Unit 4118 and retrofits | 1012 | 2221 | Rate Constraint in lbs/MMBtu | FALSE | L | Annual | Rate | lb/MWh | 1.1168 | 1.1168 | 1.1168 | 1.1168 | 1.1054 | 1.1082 | 1.1082 | 1.1082
NSR Westar Consent - NOX Rate Annual v4.10, Unit 4118 and retrofits | 1012 | 2221 | Rate Constraint in lbs/MMBtu | FALSE | L | Annual | Constraint Shadow Price | US2016$/Ton | 4643.821 | 10386.1968 | 14960.3471 | 13057.1134 | 0 | 0 | 0 | 0
NSR Westar Consent - NOX Rate Annual v4.10, Unit 4119 and retrofits | 1013 | 2221 | Rate Constraint in lbs/MMBtu | FALSE | L | Annual | Seasons Included | Seasons | Winter, WintShld, Summer | Winter, WintShld, Summer | Winter, WintShld, Summer | Winter, WintShld, Summer | Winter, WintShld, Summer | Winter, WintShld, Summer | Winter, WintShld, Summer | Winter, WintShld, Summer
NSR Westar Consent - NOX Rate Annual v4.10, Unit 4119 and retrofits | 1013 | 2221 | Rate Constraint in lbs/MMBtu | FALSE | L | Annual | Standard NOX | lb/MMBtu | 0.1 | 0.1 | 0.1 | 0.1 | 0.1 | 0.1 | 0.1 | 0.1
NSR Westar Consent - NOX Rate Annual v4.10, Unit 4119 and retrofits | 1013 | 2221 | Rate Constraint in lbs/MMBtu | FALSE | L | Annual | Emissions at Affected Plants NOX | Thousand Tons | 2.479 | 2.6066 | 2.6066 | 2.6066 | 2.0445 | 2.0287 | 1.9962 | 2.0287
NSR Westar Consent - NOX Rate Annual v4.10, Unit 4119 and retrofits | 1013 | 2221 | Rate Constraint in lbs/MMBtu | FALSE | L | Annual | Allowances Purchased NOX | Thousand Tons | 0 | 0 | 0 | 0 | 0 | 0 | 0 | 0
NSR Westar Consent - NOX Rate Annual v4.10, Unit 4119 and retrofits | 1013 | 2221 | Rate Constraint in lbs/MMBtu | FALSE | L | Annual | Allowances Sold NOX | Thousand Tons | 0 | 0 | 0 | 0 | 0 | 0 | 0 | 0
NSR Westar Consent - NOX Rate Annual v4.10, Unit 4119 and retrofits | 1013 | 2221 | Rate Constraint in lbs/MMBtu | FALSE | L | Annual | Allowances Banked | Thousand Tons | 0 | 0 | 0 | 0 | 0 | 0 | 0 | 0
NSR Westar Consent - NOX Rate Annual v4.10, Unit 4119 and retrofits | 1013 | 2221 | Rate Constraint in lbs/MMBtu | FALSE | L | Annual | Allowances Withdrawn (1:1) | Thousand Tons | 0 | 0 | 0 | 0 | 0 | 0 | 0 | 0
NSR Westar Consent - NOX Rate Annual v4.10, Unit 4119 and retrofits | 1013 | 2221 | Rate Constraint in lbs/MMBtu | FALSE | L | Annual | Allowances Withdrawn (n:1) | Thousand Tons | 0 | 0 | 0 | 0 | 0 | 0 | 0 | 0
NSR Westar Consent - NOX Rate Annual v4.10, Unit 4119 and retrofits | 1013 | 2221 | Rate Constraint in lbs/MMBtu | FALSE | L | Annual | Net Emissions Allowance Position | Thousand Tons | 2.479 | 2.6066 | 2.6066 | 2.6066 | 2.0445 | 2.0287 | 1.9962 | 2.0287
NSR Westar Consent - NOX Rate Annual v4.10, Unit 4119 and retrofits | 1013 | 2221 | Rate Constraint in lbs/MMBtu | FALSE | L | Annual | Fuel Consumed | TBtu | 49.5809 | 52.1315 | 52.1315 | 52.1315 | 41.8553 | 41.2217 | 39.925 | 41.2217
NSR Westar Consent - NOX Rate Annual v4.10, Unit 4119 and retrofits | 1013 | 2221 | Rate Constraint in lbs/MMBtu | FALSE | L | Annual | Rate | lb/MMBtu | 0.1 | 0.1 | 0.1 | 0.1 | 0.097694 | 0.098427 | 0.1 | 0.098427
NSR Westar Consent - NOX Rate Annual v4.10, Unit 4119 and retrofits | 1013 | 2221 | Rate Constraint in lbs/MMBtu | FALSE | L | Annual | Generation | TWh | 4.4541 | 4.6832 | 4.6832 | 4.6832 | 3.7593 | 3.7026 | 3.5866 | 3.7026
NSR Westar Consent - NOX Rate Annual v4.10, Unit 4119 and retrofits | 1013 | 2221 | Rate Constraint in lbs/MMBtu | FALSE | L | Annual | Qualifying Generation | TWh | 4.4541 | 4.6832 | 4.6832 | 4.6832 | 3.7593 | 3.7026 | 3.5866 | 3.7026
NSR Westar Consent - NOX Rate Annual v4.10, Unit 4119 and retrofits | 1013 | 2221 | Rate Constraint in lbs/MMBtu | FALSE | L | Annual | Rate | lb/MWh | 1.1132 | 1.1132 | 1.1132 | 1.1132 | 1.0877 | 1.0958 | 1.1132 | 1.0958
NSR Westar Consent - NOX Rate Annual v4.10, Unit 4119 and retrofits | 1013 | 2221 | Rate Constraint in lbs/MMBtu | FALSE | L | Annual | Constraint Shadow Price | US2016$/Ton | 5570.843 | 14926.9962 | 18322.3417 | 14416.207 | 0 | 0 | 705.58 | 0
NSR Westar Consent - SO2 Cap Annual v4.10 | 1014 | 2292 | Rate Constraint in MTons | FALSE | L | Annual | Seasons Included | Seasons | Winter, WintShld, Summer | Winter, WintShld, Summer | Winter, WintShld, Summer | Winter, WintShld, Summer | Winter, WintShld, Summer | Winter, WintShld, Summer | Winter, WintShld, Summer | Winter, WintShld, Summer
NSR Westar Consent - SO2 Cap Annual v4.10 | 1014 | 2292 | Rate Constraint in MTons | FALSE | L | Annual | Standard SO2 | Thousand Tons | 6.6 | 6.6 | 6.6 | 6.6 | 6.6 | 6.6 | 6.6 | 6.6
NSR Westar Consent - SO2 Cap Annual v4.10 | 1014 | 2292 | Rate Constraint in MTons | FALSE | L | Annual | Emissions at Affected Plants SO2 | Thousand Tons | 4.4536 | 4.8236 | 4.8318 | 4.7049 | 3.9575 | 3.8141 | 3.6314 | 3.6703
NSR Westar Consent - SO2 Cap Annual v4.10 | 1014 | 2292 | Rate Constraint in MTons | FALSE | L | Annual | Allowances Purchased SO2 | Thousand Tons | 0 | 0 | 0 | 0 | 0 | 0 | 0 | 0
NSR Westar Consent - SO2 Cap Annual v4.10 | 1014 | 2292 | Rate Constraint in MTons | FALSE | L | Annual | Allowances Sold SO2 | Thousand Tons | 0 | 0 | 0 | 0 | 0 | 0 | 0 | 0
NSR Westar Consent - SO2 Cap Annual v4.10 | 1014 | 2292 | Rate Constraint in MTons | FALSE | L | Annual | Allowances Banked | Thousand Tons | 0 | 0 | 0 | 0 | 0 | 0 | 0 | 0
NSR Westar Consent - SO2 Cap Annual v4.10 | 1014 | 2292 | Rate Constraint in MTons | FALSE | L | Annual | Allowances Withdrawn (1:1) | Thousand Tons | 0 | 0 | 0 | 0 | 0 | 0 | 0 | 0
NSR Westar Consent - SO2 Cap Annual v4.10 | 1014 | 2292 | Rate Constraint in MTons | FALSE | L | Annual | Allowances Withdrawn (n:1) | Thousand Tons | 0 | 0 | 0 | 0 | 0 | 0 | 0 | 0
NSR Westar Consent - SO2 Cap Annual v4.10 | 1014 | 2292 | Rate Constraint in MTons | FALSE | L | Annual | Net Emissions Allowance Position | Thousand Tons | 4.4536 | 4.8236 | 4.8318 | 4.7049 | 3.9575 | 3.8141 | 3.6314 | 3.6703
NSR Westar Consent - SO2 Cap Annual v4.10 | 1014 | 2292 | Rate Constraint in MTons | FALSE | L | Annual | Fuel Consumed | TBtu | 148.4532 | 160.7871 | 161.0601 | 156.8309 | 131.9181 | 127.1363 | 121.0473 | 122.3441
NSR Westar Consent - SO2 Cap Annual v4.10 | 1014 | 2292 | Rate Constraint in MTons | FALSE | L | Annual | Rate | lb/MMBtu | 0.06 | 0.06 | 0.06 | 0.06 | 0.06 | 0.06 | 0.06 | 0.06
NSR Westar Consent - SO2 Cap Annual v4.10 | 1014 | 2292 | Rate Constraint in MTons | FALSE | L | Annual | Generation | TWh | 13.3287 | 14.4374 | 14.4619 | 14.0814 | 11.8441 | 11.4144 | 10.8672 | 10.9832
NSR Westar Consent - SO2 Cap Annual v4.10 | 1014 | 2292 | Rate Constraint in MTons | FALSE | L | Annual | Qualifying Generation | TWh | 13.3287 | 14.4374 | 14.4619 | 14.0814 | 11.8441 | 11.4144 | 10.8672 | 10.9832
NSR Westar Consent - SO2 Cap Annual v4.10 | 1014 | 2292 | Rate Constraint in MTons | FALSE | L | Annual | Rate | lb/MWh | 0.66827 | 0.66821 | 0.66821 | 0.66825 | 0.66827 | 0.6683 | 0.66833 | 0.66835
NSR Westar Consent - SO2 Cap Annual v4.10 | 1014 | 2292 | Rate Constraint in MTons | FALSE | L | Annual | Constraint Shadow Price | US2016$/Ton | 0 | 0 | 0 | 0 | 0 | 0 | 0 | 0
NSR Westar Consent - SO2 Rate Annual v4.10 | 1015 | 2293 | MACT Fuel Choice Floor in lbs/MMBtu | FALSE | L | Annual | Seasons Included | Seasons | Winter, WintShld, Summer | Winter, WintShld, Summer | Winter, WintShld, Summer | Winter, WintShld, Summer | Winter, WintShld, Summer | Winter, WintShld, Summer | Winter, WintShld, Summer | Winter, WintShld, Summer
NSR Westar Consent - SO2 Rate Annual v4.10 | 1015 | 2293 | MACT Fuel Choice Floor in lbs/MMBtu | FALSE | L | Annual | Emission Floor | lb/MMBtu | 0.07 | 0.07 | 0.07 | 0.07 | 0.07 | 0.07 | 0.07 | 0.07
NSR Westar Consent - SO2 Rate Annual v4.10 | 1015 | 2293 | MACT Fuel Choice Floor in lbs/MMBtu | FALSE | L | Annual | Emissions at Affected Plants SO2 | Thousand Tons | 4.4536 | 4.8236 | 4.8318 | 4.7049 | 3.9575 | 3.8141 | 3.6314 | 3.6703
NSR Westar Consent - SO2 Rate Annual v4.10 | 1015 | 2293 | MACT Fuel Choice Floor in lbs/MMBtu | FALSE | L | Annual | Allowances Purchased SO2 | Thousand Tons | 0 | 0 | 0 | 0 | 0 | 0 | 0 | 0
NSR Westar Consent - SO2 Rate Annual v4.10 | 1015 | 2293 | MACT Fuel Choice Floor in lbs/MMBtu | FALSE | L | Annual | Allowances Sold SO2 | Thousand Tons | 0 | 0 | 0 | 0 | 0 | 0 | 0 | 0
NSR Westar Consent - SO2 Rate Annual v4.10 | 1015 | 2293 | MACT Fuel Choice Floor in lbs/MMBtu | FALSE | L | Annual | Allowances Banked | Thousand Tons | 0 | 0 | 0 | 0 | 0 | 0 | 0 | 0
NSR Westar Consent - SO2 Rate Annual v4.10 | 1015 | 2293 | MACT Fuel Choice Floor in lbs/MMBtu | FALSE | L | Annual | Allowances Withdrawn (1:1) | Thousand Tons | 0 | 0 | 0 | 0 | 0 | 0 | 0 | 0
NSR Westar Consent - SO2 Rate Annual v4.10 | 1015 | 2293 | MACT Fuel Choice Floor in lbs/MMBtu | FALSE | L | Annual | Allowances Withdrawn (n:1) | Thousand Tons | 0 | 0 | 0 | 0 | 0 | 0 | 0 | 0
NSR Westar Consent - SO2 Rate Annual v4.10 | 1015 | 2293 | MACT Fuel Choice Floor in lbs/MMBtu | FALSE | L | Annual | Net Emissions Allowance Position | Thousand Tons | 4.4536 | 4.8236 | 4.8318 | 4.7049 | 3.9575 | 3.8141 | 3.6314 | 3.6703
NSR Westar Consent - SO2 Rate Annual v4.10 | 1015 | 2293 | MACT Fuel Choice Floor in lbs/MMBtu | FALSE | L | Annual | Fuel Consumed | TBtu | 148.4532 | 160.7871 | 161.0601 | 156.8309 | 131.9181 | 127.1363 | 121.0473 | 122.3441
NSR Westar Consent - SO2 Rate Annual v4.10 | 1015 | 2293 | MACT Fuel Choice Floor in lbs/MMBtu | FALSE | L | Annual | Rate | lb/MMBtu | 0.06 | 0.06 | 0.06 | 0.06 | 0.06 | 0.06 | 0.06 | 0.06
NSR Westar Consent - SO2 Rate Annual v4.10 | 1015 | 2293 | MACT Fuel Choice Floor in lbs/MMBtu | FALSE | L | Annual | Generation | TWh | 13.3287 | 14.4374 | 14.4619 | 14.0814 | 11.8441 | 11.4144 | 10.8672 | 10.9832
NSR Westar Consent - SO2 Rate Annual v4.10 | 1015 | 2293 | MACT Fuel Choice Floor in lbs/MMBtu | FALSE | L | Annual | Qualifying Generation | TWh | 13.3287 | 14.4374 | 14.4619 | 14.0814 | 11.8441 | 11.4144 | 10.8672 | 10.9832
NSR Westar Consent - SO2 Rate Annual v4.10 | 1015 | 2293 | MACT Fuel Choice Floor in lbs/MMBtu | FALSE | L | Annual | Constraint Shadow Price | US2016$/Ton | 0 | 0 | 0 | 0 | 0 | 0 | 0 | 0
NSR Winyah 1 - NOX Rate Annual v3.1, Unit 5709 and retrofits | 1016 | 1953 | Rate Constraint in lbs/MMBtu | FALSE | L | Annual | Seasons Included | Seasons | Winter, WintShld, Summer | Winter, WintShld, Summer | Winter, WintShld, Summer | Winter, WintShld, Summer | Winter, WintShld, Summer | Winter, WintShld, Summer | Winter, WintShld, Summer | Winter, WintShld, Summer
NSR Winyah 1 - NOX Rate Annual v3.1, Unit 5709 and retrofits | 1016 | 1953 | Rate Constraint in lbs/MMBtu | FALSE | L | Annual | Standard NOX | lb/MMBtu | 0.1 | 0.1 | 0.1 | 0.1 | 0.1 | 0.1 | 0.1 | 0.1
NSR Winyah 1 - NOX Rate Annual v3.1, Unit 5709 and retrofits | 1016 | 1953 | Rate Constraint in lbs/MMBtu | FALSE | L | Annual | Emissions at Affected Plants NOX | Thousand Tons | 0.4366 | 0.4366 | 0.4366 | 0.42542 | 0.42194 | 0.42194 | 0.42194 | 0.42194
NSR Winyah 1 - NOX Rate Annual v3.1, Unit 5709 and retrofits | 1016 | 1953 | Rate Constraint in lbs/MMBtu | FALSE | L | Annual | Allowances Purchased NOX | Thousand Tons | 0 | 0 | 0 | 0 | 0 | 0 | 0 | 0
NSR Winyah 1 - NOX Rate Annual v3.1, Unit 5709 and retrofits | 1016 | 1953 | Rate Constraint in lbs/MMBtu | FALSE | L | Annual | Allowances Sold NOX | Thousand Tons | 0 | 0 | 0 | 0 | 0 | 0 | 0 | 0
NSR Winyah 1 - NOX Rate Annual v3.1, Unit 5709 and retrofits | 1016 | 1953 | Rate Constraint in lbs/MMBtu | FALSE | L | Annual | Allowances Banked | Thousand Tons | 0 | 0 | 0 | 0 | 0 | 0 | 0 | 0
NSR Winyah 1 - NOX Rate Annual v3.1, Unit 5709 and retrofits | 1016 | 1953 | Rate Constraint in lbs/MMBtu | FALSE | L | Annual | Allowances Withdrawn (1:1) | Thousand Tons | 0 | 0 | 0 | 0 | 0 | 0 | 0 | 0
NSR Winyah 1 - NOX Rate Annual v3.1, Unit 5709 and retrofits | 1016 | 1953 | Rate Constraint in lbs/MMBtu | FALSE | L | Annual | Allowances Withdrawn (n:1) | Thousand Tons | 0 | 0 | 0 | 0 | 0 | 0 | 0 | 0
NSR Winyah 1 - NOX Rate Annual v3.1, Unit 5709 and retrofits | 1016 | 1953 | Rate Constraint in lbs/MMBtu | FALSE | L | Annual | Net Emissions Allowance Position | Thousand Tons | 0.4366 | 0.4366 | 0.4366 | 0.42542 | 0.42194 | 0.42194 | 0.42194 | 0.42194
NSR Winyah 1 - NOX Rate Annual v3.1, Unit 5709 and retrofits | 1016 | 1953 | Rate Constraint in lbs/MMBtu | FALSE | L | Annual | Fuel Consumed | TBtu | 10.9328 | 10.9328 | 10.9328 | 10.6528 | 10.5658 | 10.5658 | 10.5658 | 10.5658
NSR Winyah 1 - NOX Rate Annual v3.1, Unit 5709 and retrofits | 1016 | 1953 | Rate Constraint in lbs/MMBtu | FALSE | L | Annual | Rate | lb/MMBtu | 0.07987 | 0.07987 | 0.07987 | 0.07987 | 0.07987 | 0.07987 | 0.07987 | 0.07987
NSR Winyah 1 - NOX Rate Annual v3.1, Unit 5709 and retrofits | 1016 | 1953 | Rate Constraint in lbs/MMBtu | FALSE | L | Annual | Generation | TWh | 1.0256 | 1.0256 | 1.0256 | 0.99933 | 0.99116 | 0.99116 | 0.99116 | 0.99116
NSR Winyah 1 - NOX Rate Annual v3.1, Unit 5709 and retrofits | 1016 | 1953 | Rate Constraint in lbs/MMBtu | FALSE | L | Annual | Qualifying Generation | TWh | 1.0256 | 1.0256 | 1.0256 | 0.99933 | 0.99116 | 0.99116 | 0.99116 | 0.99116
NSR Winyah 1 - NOX Rate Annual v3.1, Unit 5709 and retrofits | 1016 | 1953 | Rate Constraint in lbs/MMBtu | FALSE | L | Annual | Rate | lb/MWh | 0.85141 | 0.85141 | 0.85141 | 0.85141 | 0.85141 | 0.85141 | 0.85141 | 0.85141
NSR Winyah 1 - NOX Rate Annual v3.1, Unit 5709 and retrofits | 1016 | 1953 | Rate Constraint in lbs/MMBtu | FALSE | L | Annual | Constraint Shadow Price | US2016$/Ton | 0 | 0 | 0 | 0 | 0 | 0 | 0 | 0
NSR Winyah 2-4 - NOX Rate Annual v3.1, Unit 5706 and retrofits | 1017 | 1952 | Rate Constraint in lbs/MMBtu | FALSE | L | Annual | Seasons Included | Seasons | Winter, WintShld, Summer | Winter, WintShld, Summer | Winter, WintShld, Summer | Winter, WintShld, Summer | Winter, WintShld, Summer | Winter, WintShld, Summer | Winter, WintShld, Summer | Winter, WintShld, Summer
NSR Winyah 2-4 - NOX Rate Annual v3.1, Unit 5706 and retrofits | 1017 | 1952 | Rate Constraint in lbs/MMBtu | FALSE | L | Annual | Standard NOX | lb/MMBtu | 0.12 | 0.12 | 0.12 | 0.12 | 0.12 | 0.12 | 0.12 | 0.12
NSR Winyah 2-4 - NOX Rate Annual v3.1, Unit 5706 and retrofits | 1017 | 1952 | Rate Constraint in lbs/MMBtu | FALSE | L | Annual | Emissions at Affected Plants NOX | Thousand Tons | 0 | 0 | 0 | 0 | 0 | 0 | 0 | 0
NSR Winyah 2-4 - NOX Rate Annual v3.1, Unit 5706 and retrofits | 1017 | 1952 | Rate Constraint in lbs/MMBtu | FALSE | L | Annual | Allowances Purchased NOX | Thousand Tons | 0 | 0 | 0 | 0 | 0 | 0 | 0 | 0
NSR Winyah 2-4 - NOX Rate Annual v3.1, Unit 5706 and retrofits | 1017 | 1952 | Rate Constraint in lbs/MMBtu | FALSE | L | Annual | Allowances Sold NOX | Thousand Tons | 0 | 0 | 0 | 0 | 0 | 0 | 0 | 0
NSR Winyah 2-4 - NOX Rate Annual v3.1, Unit 5706 and retrofits | 1017 | 1952 | Rate Constraint in lbs/MMBtu | FALSE | L | Annual | Allowances Banked | Thousand Tons | 0 | 0 | 0 | 0 | 0 | 0 | 0 | 0
NSR Winyah 2-4 - NOX Rate Annual v3.1, Unit 5706 and retrofits | 1017 | 1952 | Rate Constraint in lbs/MMBtu | FALSE | L | Annual | Allowances Withdrawn (1:1) | Thousand Tons | 0 | 0 | 0 | 0 | 0 | 0 | 0 | 0
NSR Winyah 2-4 - NOX Rate Annual v3.1, Unit 5706 and retrofits | 1017 | 1952 | Rate Constraint in lbs/MMBtu | FALSE | L | Annual | Allowances Withdrawn (n:1) | Thousand Tons | 0 | 0 | 0 | 0 | 0 | 0 | 0 | 0
NSR Winyah 2-4 - NOX Rate Annual v3.1, Unit 5706 and retrofits | 1017 | 1952 | Rate Constraint in lbs/MMBtu | FALSE | L | Annual | Net Emissions Allowance Position | Thousand Tons | 0 | 0 | 0 | 0 | 0 | 0 | 0 | 0
NSR Winyah 2-4 - NOX Rate Annual v3.1, Unit 5706 and retrofits | 1017 | 1952 | Rate Constraint in lbs/MMBtu | FALSE | L | Annual | Fuel Consumed | TBtu | 0 | 0 | 0 | 0 | 0 | 0 | 0 | 0
NSR Winyah 2-4 - NOX Rate Annual v3.1, Unit 5706 and retrofits | 1017 | 1952 | Rate Constraint in lbs/MMBtu | FALSE | L | Annual | Rate | lb/MMBtu | 0 | 0 | 0 | 0 | 0 | 0 | 0 | 0
NSR Winyah 2-4 - NOX Rate Annual v3.1, Unit 5706 and retrofits | 1017 | 1952 | Rate Constraint in lbs/MMBtu | FALSE | L | Annual | Generation | TWh | 0 | 0 | 0 | 0 | 0 | 0 | 0 | 0
NSR Winyah 2-4 - NOX Rate Annual v3.1, Unit 5706 and retrofits | 1017 | 1952 | Rate Constraint in lbs/MMBtu | FALSE | L | Annual | Qualifying Generation | TWh | 0 | 0 | 0 | 0 | 0 | 0 | 0 | 0
NSR Winyah 2-4 - NOX Rate Annual v3.1, Unit 5706 and retrofits | 1017 | 1952 | Rate Constraint in lbs/MMBtu | FALSE | L | Annual | Rate | lb/MWh | 0 | 0 | 0 | 0 | 0 | 0 | 0 | 0
NSR Winyah 2-4 - NOX Rate Annual v3.1, Unit 5706 and retrofits | 1017 | 1952 | Rate Constraint in lbs/MMBtu | FALSE | L | Annual | Constraint Shadow Price | US2016$/Ton | 0 | 0 | 0 | 0 | 0 | 0 | 0 | 0
NSR Winyah 2-4 - NOX Rate Annual v3.1, Unit 5707 and retrofits | 1018 | 1952 | Rate Constraint in lbs/MMBtu | FALSE | L | Annual | Seasons Included | Seasons | Winter, WintShld, Summer | Winter, WintShld, Summer | Winter, WintShld, Summer | Winter, WintShld, Summer | Winter, WintShld, Summer | Winter, WintShld, Summer | Winter, WintShld, Summer | Winter, WintShld, Summer
NSR Winyah 2-4 - NOX Rate Annual v3.1, Unit 5707 and retrofits | 1018 | 1952 | Rate Constraint in lbs/MMBtu | FALSE | L | Annual | Standard NOX | lb/MMBtu | 0.12 | 0.12 | 0.12 | 0.12 | 0.12 | 0.12 | 0.12 | 0.12
NSR Winyah 2-4 - NOX Rate Annual v3.1, Unit 5707 and retrofits | 1018 | 1952 | Rate Constraint in lbs/MMBtu | FALSE | L | Annual | Emissions at Affected Plants NOX | Thousand Tons | 0.042042 | 0.042042 | 0.043413 | 0.041321 | 0 | 0 | 0 | 0
NSR Winyah 2-4 - NOX Rate Annual v3.1, Unit 5707 and retrofits | 1018 | 1952 | Rate Constraint in lbs/MMBtu | FALSE | L | Annual | Allowances Purchased NOX | Thousand Tons | 0 | 0 | 0 | 0 | 0 | 0 | 0 | 0
NSR Winyah 2-4 - NOX Rate Annual v3.1, Unit 5707 and retrofits | 1018 | 1952 | Rate Constraint in lbs/MMBtu | FALSE | L | Annual | Allowances Sold NOX | Thousand Tons | 0 | 0 | 0 | 0 | 0 | 0 | 0 | 0
NSR Winyah 2-4 - NOX Rate Annual v3.1, Unit 5707 and retrofits | 1018 | 1952 | Rate Constraint in lbs/MMBtu | FALSE | L | Annual | Allowances Banked | Thousand Tons | 0 | 0 | 0 | 0 | 0 | 0 | 0 | 0
NSR Winyah 2-4 - NOX Rate Annual v3.1, Unit 5707 and retrofits | 1018 | 1952 | Rate Constraint in lbs/MMBtu | FALSE | L | Annual | Allowances Withdrawn (1:1) | Thousand Tons | 0 | 0 | 0 | 0 | 0 | 0 | 0 | 0
NSR Winyah 2-4 - NOX Rate Annual v3.1, Unit 5707 and retrofits | 1018 | 1952 | Rate Constraint in lbs/MMBtu | FALSE | L | Annual | Allowances Withdrawn (n:1) | Thousand Tons | 0 | 0 | 0 | 0 | 0 | 0 | 0 | 0
NSR Winyah 2-4 - NOX Rate Annual v3.1, Unit 5707 and retrofits | 1018 | 1952 | Rate Constraint in lbs/MMBtu | FALSE | L | Annual | Net Emissions Allowance Position | Thousand Tons | 0.042042 | 0.042042 | 0.043413 | 0.041321 | 0 | 0 | 0 | 0
NSR Winyah 2-4 - NOX Rate Annual v3.1, Unit 5707 and retrofits | 1018 | 1952 | Rate Constraint in lbs/MMBtu | FALSE | L | Annual | Fuel Consumed | TBtu | 0.95844 | 0.95844 | 0.98969 | 0.94201 | 0 | 0 | 0 | 0
NSR Winyah 2-4 - NOX Rate Annual v3.1, Unit 5707 and retrofits | 1018 | 1952 | Rate Constraint in lbs/MMBtu | FALSE | L | Annual | Rate | lb/MMBtu | 0.08773 | 0.08773 | 0.08773 | 0.08773 | 0 | 0 | 0 | 0
NSR Winyah 2-4 - NOX Rate Annual v3.1, Unit 5707 and retrofits | 1018 | 1952 | Rate Constraint in lbs/MMBtu | FALSE | L | Annual | Generation | TWh | 0.089708 | 0.089708 | 0.092633 | 0.08817 | 0 | 0 | 0 | 0
NSR Winyah 2-4 - NOX Rate Annual v3.1, Unit 5707 and retrofits | 1018 | 1952 | Rate Constraint in lbs/MMBtu | FALSE | L | Annual | Qualifying Generation | TWh | 0.089708 | 0.089708 | 0.092633 | 0.08817 | 0 | 0 | 0 | 0
NSR Winyah 2-4 - NOX Rate Annual v3.1, Unit 5707 and retrofits | 1018 | 1952 | Rate Constraint in lbs/MMBtu | FALSE | L | Annual | Rate | lb/MWh | 0.93731 | 0.93731 | 0.93731 | 0.93731 | 0 | 0 | 0 | 0
NSR Winyah 2-4 - NOX Rate Annual v3.1, Unit 5707 and retrofits | 1018 | 1952 | Rate Constraint in lbs/MMBtu | FALSE | L | Annual | Constraint Shadow Price | US2016$/Ton | 0 | 0 | 0 | 0 | 0 | 0 | 0 | 0
NSR Winyah 2-4 - NOX Rate Annual v3.1, Unit 5708 and retrofits | 1019 | 1952 | Rate Constraint in lbs/MMBtu | FALSE | L | Annual | Seasons Included | Seasons | Winter, WintShld, Summer | Winter, WintShld, Summer | Winter, WintShld, Summer | Winter, WintShld, Summer | Winter, WintShld, Summer | Winter, WintShld, Summer | Winter, WintShld, Summer | Winter, WintShld, Summer
NSR Winyah 2-4 - NOX Rate Annual v3.1, Unit 5708 and retrofits | 1019 | 1952 | Rate Constraint in lbs/MMBtu | FALSE | L | Annual | Standard NOX | lb/MMBtu | 0.12 | 0.12 | 0.12 | 0.12 | 0.12 | 0.12 | 0.12 | 0.12
NSR Winyah 2-4 - NOX Rate Annual v3.1, Unit 5708 and retrofits | 1019 | 1952 | Rate Constraint in lbs/MMBtu | FALSE | L | Annual | Emissions at Affected Plants NOX | Thousand Tons | 0.47821 | 0.47821 | 0.47821 | 0.45481 | 0.45481 | 0.45481 | 0.45481 | 0.45481
NSR Winyah 2-4 - NOX Rate Annual v3.1, Unit 5708 and retrofits | 1019 | 1952 | Rate Constraint in lbs/MMBtu | FALSE | L | Annual | Allowances Purchased NOX | Thousand Tons | 0 | 0 | 0 | 0 | 0 | 0 | 0 | 0
NSR Winyah 2-4 - NOX Rate Annual v3.1, Unit 5708 and retrofits | 1019 | 1952 | Rate Constraint in lbs/MMBtu | FALSE | L | Annual | Allowances Sold NOX | Thousand Tons | 0 | 0 | 0 | 0 | 0 | 0 | 0 | 0
NSR Winyah 2-4 - NOX Rate Annual v3.1, Unit 5708 and retrofits | 1019 | 1952 | Rate Constraint in lbs/MMBtu | FALSE | L | Annual | Allowances Banked | Thousand Tons | 0 | 0 | 0 | 0 | 0 | 0 | 0 | 0
NSR Winyah 2-4 - NOX Rate Annual v3.1, Unit 5708 and retrofits | 1019 | 1952 | Rate Constraint in lbs/MMBtu | FALSE | L | Annual | Allowances Withdrawn (1:1) | Thousand Tons | 0 | 0 | 0 | 0 | 0 | 0 | 0 | 0
NSR Winyah 2-4 - NOX Rate Annual v3.1, Unit 5708 and retrofits | 1019 | 1952 | Rate Constraint in lbs/MMBtu | FALSE | L | Annual | Allowances Withdrawn (n:1) | Thousand Tons | 0 | 0 | 0 | 0 | 0 | 0 | 0 | 0
NSR Winyah 2-4 - NOX Rate Annual v3.1, Unit 5708 and retrofits | 1019 | 1952 | Rate Constraint in lbs/MMBtu | FALSE | L | Annual | Net Emissions Allowance Position | Thousand Tons | 0.47821 | 0.47821 | 0.47821 | 0.45481 | 0.45481 | 0.45481 | 0.45481 | 0.45481
NSR Winyah 2-4 - NOX Rate Annual v3.1, Unit 5708 and retrofits | 1019 | 1952 | Rate Constraint in lbs/MMBtu | FALSE | L | Annual | Fuel Consumed | TBtu | 10.4334 | 10.4334 | 10.4334 | 9.9227 | 9.9227 | 9.9227 | 9.9227 | 9.9227
NSR Winyah 2-4 - NOX Rate Annual v3.1, Unit 5708 and retrofits | 1019 | 1952 | Rate Constraint in lbs/MMBtu | FALSE | L | Annual | Rate | lb/MMBtu | 0.09167 | 0.09167 | 0.09167 | 0.09167 | 0.09167 | 0.09167 | 0.09167 | 0.09167
NSR Winyah 2-4 - NOX Rate Annual v3.1, Unit 5708 and retrofits | 1019 | 1952 | Rate Constraint in lbs/MMBtu | FALSE | L | Annual | Generation | TWh | 0.9719 | 0.9719 | 0.9719 | 0.92433 | 0.92433 | 0.92433 | 0.92433 | 0.92433
NSR Winyah 2-4 - NOX Rate Annual v3.1, Unit 5708 and retrofits | 1019 | 1952 | Rate Constraint in lbs/MMBtu | FALSE | L | Annual | Qualifying Generation | TWh | 0.9719 | 0.9719 | 0.9719 | 0.92433 | 0.92433 | 0.92433 | 0.92433 | 0.92433
NSR Winyah 2-4 - NOX Rate Annual v3.1, Unit 5708 and retrofits | 1019 | 1952 | Rate Constraint in lbs/MMBtu | FALSE | L | Annual | Rate | lb/MWh | 0.98408 | 0.98408 | 0.98408 | 0.98408 | 0.98408 | 0.98408 | 0.98408 | 0.98408
NSR Winyah 2-4 - NOX Rate Annual v3.1, Unit 5708 and retrofits | 1019 | 1952 | Rate Constraint in lbs/MMBtu | FALSE | L | Annual | Constraint Shadow Price | US2016$/Ton | 0 | 0 | 0 | 0 | 0 | 0 | 0 | 0
NSR WPS Consent - NOX Cap Annual v5.12 | 1020 | 5790 | Rate Constraint in MTons | FALSE | L | Annual | Seasons Included | Seasons | Winter, WintShld, Summer | Winter, WintShld, Summer | Winter, WintShld, Summer | Winter, WintShld, Summer | Winter, WintShld, Summer | Winter, WintShld, Summer | Winter, WintShld, Summer | Winter, WintShld, Summer
NSR WPS Consent - NOX Cap Annual v5.12 | 1020 | 5790 | Rate Constraint in MTons | FALSE | L | Annual | Standard NOX | Thousand Tons | 3.7 | 3.7 | 3.7 | 3.7 | 3.7 | 3.7 | 3.7 | 3.7
NSR WPS Consent - NOX Cap Annual v5.12 | 1020 | 5790 | Rate Constraint in MTons | FALSE | L | Annual | Emissions at Affected Plants NOX | Thousand Tons | 0.4817 | 0.54749 | 0.61199 | 0.5669 | 0.61301 | 0.60284 | 0.60284 | 0.58952
NSR WPS Consent - NOX Cap Annual v5.12 | 1020 | 5790 | Rate Constraint in MTons | FALSE | L | Annual | Allowances Purchased NOX | Thousand Tons | 0 | 0 | 0 | 0 | 0 | 0 | 0 | 0
NSR WPS Consent - NOX Cap Annual v5.12 | 1020 | 5790 | Rate Constraint in MTons | FALSE | L | Annual | Allowances Sold NOX | Thousand Tons | 0 | 0 | 0 | 0 | 0 | 0 | 0 | 0
NSR WPS Consent - NOX Cap Annual v5.12 | 1020 | 5790 | Rate Constraint in MTons | FALSE | L | Annual | Allowances Banked | Thousand Tons | 0 | 0 | 0 | 0 | 0 | 0 | 0 | 0
NSR WPS Consent - NOX Cap Annual v5.12 | 1020 | 5790 | Rate Constraint in MTons | FALSE | L | Annual | Allowances Withdrawn (1:1) | Thousand Tons | 0 | 0 | 0 | 0 | 0 | 0 | 0 | 0
NSR WPS Consent - NOX Cap Annual v5.12 | 1020 | 5790 | Rate Constraint in MTons | FALSE | L | Annual | Allowances Withdrawn (n:1) | Thousand Tons | 0 | 0 | 0 | 0 | 0 | 0 | 0 | 0
NSR WPS Consent - NOX Cap Annual v5.12 | 1020 | 5790 | Rate Constraint in MTons | FALSE | L | Annual | Net Emissions Allowance Position | Thousand Tons | 0.4817 | 0.54749 | 0.61199 | 0.5669 | 0.61301 | 0.60284 | 0.60284 | 0.58952
NSR WPS Consent - NOX Cap Annual v5.12 | 1020 | 5790 | Rate Constraint in MTons | FALSE | L | Annual | Fuel Consumed | TBtu | 17.7373 | 20.1173 | 22.539 | 20.4865 | 21.904 | 21.7307 | 21.7307 | 21.5036
NSR WPS Consent - NOX Cap Annual v5.12 | 1020 | 5790 | Rate Constraint in MTons | FALSE | L | Annual | Rate | lb/MMBtu | 0.054315 | 0.05443 | 0.054305 | 0.055344 | 0.055973 | 0.055483 | 0.055483 | 0.05483
NSR WPS Consent - NOX Cap Annual v5.12 | 1020 | 5790 | Rate Constraint in MTons | FALSE | L | Annual | Generation | TWh | 1.7912 | 2.031 | 2.2762 | 2.0638 | 2.2032 | 2.1884 | 2.1884 | 2.1689
NSR WPS Consent - NOX Cap Annual v5.12 | 1020 | 5790 | Rate Constraint in MTons | FALSE | L | Annual | Qualifying Generation | TWh | 1.7912 | 2.031 | 2.2762 | 2.0638 | 2.2032 | 2.1884 | 2.1884 | 2.1689
NSR WPS Consent - NOX Cap Annual v5.12 | 1020 | 5790 | Rate Constraint in MTons | FALSE | L | Annual | Rate | lb/MWh | 0.53784 | 0.53913 | 0.53773 | 0.54939 | 0.55647 | 0.55096 | 0.55096 | 0.54361
NSR WPS Consent - NOX Cap Annual v5.12 | 1020 | 5790 | Rate Constraint in MTons | FALSE | L | Annual | Constraint Shadow Price | US2016$/Ton | 0 | 0 | 0 | 0 | 0 | 0 | 0 | 0
NSR WPS Consent - SO2 Cap Annual v5.12 | 1021 | 5793 | Rate Constraint in MTons | FALSE | L | Annual | Seasons Included | Seasons | Winter, WintShld, Summer | Winter, WintShld, Summer | Winter, WintShld, Summer | Winter, WintShld, Summer | Winter, WintShld, Summer | Winter, WintShld, Summer | Winter, WintShld, Summer | Winter, WintShld, Summer
NSR WPS Consent - SO2 Cap Annual v5.12 | 1021 | 5793 | Rate Constraint in MTons | FALSE | L | Annual | Standard SO2 | Thousand Tons | 4.25 | 4.25 | 4.25 | 4.25 | 4.25 | 4.25 | 4.25 | 4.25
NSR WPS Consent - SO2 Cap Annual v5.12 | 1021 | 5793 | Rate Constraint in MTons | FALSE | L | Annual | Emissions at Affected Plants SO2 | Thousand Tons | 0.69814 | 0.79038 | 0.88728 | 0.79319 | 0.83947 | 0.83947 | 0.83947 | 0.83947
NSR WPS Consent - SO2 Cap Annual v5.12 | 1021 | 5793 | Rate Constraint in MTons | FALSE | L | Annual | Allowances Purchased SO2 | Thousand Tons | 0 | 0 | 0 | 0 | 0 | 0 | 0 | 0
NSR WPS Consent - SO2 Cap Annual v5.12 | 1021 | 5793 | Rate Constraint in MTons | FALSE | L | Annual | Allowances Sold SO2 | Thousand Tons | 0 | 0 | 0 | 0 | 0 | 0 | 0 | 0
NSR WPS Consent - SO2 Cap Annual v5.12 | 1021 | 5793 | Rate Constraint in MTons | FALSE | L | Annual | Allowances Banked | Thousand Tons | 0 | 0 | 0 | 0 | 0 | 0 | 0 | 0
NSR WPS Consent - SO2 Cap Annual v5.12 | 1021 | 5793 | Rate Constraint in MTons | FALSE | L | Annual | Allowances Withdrawn (1:1) | Thousand Tons | 0 | 0 | 0 | 0 | 0 | 0 | 0 | 0
NSR WPS Consent - SO2 Cap Annual v5.12 | 1021 | 5793 | Rate Constraint in MTons | FALSE | L | Annual | Allowances Withdrawn (n:1) | Thousand Tons | 0 | 0 | 0 | 0 | 0 | 0 | 0 | 0
NSR WPS Consent - SO2 Cap Annual v5.12 | 1021 | 5793 | Rate Constraint in MTons | FALSE | L | Annual | Net Emissions Allowance Position | Thousand Tons | 0.69814 | 0.79038 | 0.88728 | 0.79319 | 0.83947 | 0.83947 | 0.83947 | 0.83947
NSR WPS Consent - SO2 Cap Annual v5.12 | 1021 | 5793 | Rate Constraint in MTons | FALSE | L | Annual | Fuel Consumed | TBtu | 17.7373 | 20.1173 | 22.539 | 20.4865 | 21.904 | 21.7307 | 21.7307 | 21.5036
NSR WPS Consent - SO2 Cap Annual v5.12 | 1021 | 5793 | Rate Constraint in MTons | FALSE | L | Annual | Rate | lb/MMBtu | 0.07872 | 0.078577 | 0.078733 | 0.077435 | 0.07665 | 0.077261 | 0.077261 | 0.078077
NSR WPS Consent - SO2 Cap Annual v5.12 | 1021 | 5793 | Rate Constraint in MTons | FALSE | L | Annual | Generation | TWh | 1.7912 | 2.031 | 2.2762 | 2.0638 | 2.2032 | 2.1884 | 2.1884 | 2.1689
NSR WPS Consent - SO2 Cap Annual v5.12 | 1021 | 5793 | Rate Constraint in MTons | FALSE | L | Annual | Qualifying Generation | TWh | 1.7912 | 2.031 | 2.2762 | 2.0638 | 2.2032 | 2.1884 | 2.1884 | 2.1689
NSR WPS Consent - SO2 Cap Annual v5.12 | 1021 | 5793 | Rate Constraint in MTons | FALSE | L | Annual | Rate | lb/MWh | 0.77951 | 0.77831 | 0.77962 | 0.76869 | 0.76204 | 0.76722 | 0.76722 | 0.7741
NSR WPS Consent - SO2 Cap Annual v5.12 | 1021 | 5793 | Rate Constraint in MTons | FALSE | L | Annual | Constraint Shadow Price | US2016$/Ton | 0 | 0 | 0 | 0 | 0 | 0 | 0 | 0
NSR WPS Pullinam - NOX Cap Annual v5.12 | 1022 | 5794 | Rate Constraint in MTons | FALSE | L | Annual | Seasons Included | Seasons | Winter, WintShld, Summer | Winter, WintShld, Summer | Winter, WintShld, Summer | Winter, WintShld, Summer | Winter, WintShld, Summer | Winter, WintShld, Summer | Winter, WintShld, Summer | Winter, WintShld, Summer
NSR WPS Pullinam - NOX Cap Annual v5.12 | 1022 | 5794 | Rate Constraint in MTons | FALSE | L | Annual | Standard NOX | Thousand Tons | 1.5 | 1.5 | 1.5 | 1.5 | 1.5 | 1.5 | 1.5 | 1.5
NSR WPS Pullinam - NOX Cap Annual v5.12 | 1022 | 5794 | Rate Constraint in MTons | FALSE | L | Annual | Emissions at Affected Plants NOX | Thousand Tons | 0 | 0 | 0 | 0 | 0 | 0 | 0 | 0
NSR WPS Pullinam - NOX Cap Annual v5.12 | 1022 | 5794 | Rate Constraint in MTons | FALSE | L | Annual | Allowances Purchased NOX | Thousand Tons | 0 | 0 | 0 | 0 | 0 | 0 | 0 | 0
NSR WPS Pullinam - NOX Cap Annual v5.12 | 1022 | 5794 | Rate Constraint in MTons | FALSE | L | Annual | Allowances Sold NOX | Thousand Tons | 0 | 0 | 0 | 0 | 0 | 0 | 0 | 0
NSR WPS Pullinam - NOX Cap Annual v5.12 | 1022 | 5794 | Rate Constraint in MTons | FALSE | L | Annual | Allowances Banked | Thousand Tons | 0 | 0 | 0 | 0 | 0 | 0 | 0 | 0
NSR WPS Pullinam - NOX Cap Annual v5.12 | 1022 | 5794 | Rate Constraint in MTons | FALSE | L | Annual | Allowances Withdrawn (1:1) | Thousand Tons | 0 | 0 | 0 | 0 | 0 | 0 | 0 | 0
NSR WPS Pullinam - NOX Cap Annual v5.12 | 1022 | 5794 | Rate Constraint in MTons | FALSE | L | Annual | Allowances Withdrawn (n:1) | Thousand Tons | 0 | 0 | 0 | 0 | 0 | 0 | 0 | 0
NSR WPS Pullinam - NOX Cap Annual v5.12 | 1022 | 5794 | Rate Constraint in MTons | FALSE | L | Annual | Net Emissions Allowance Position | Thousand Tons | 0 | 0 | 0 | 0 | 0 | 0 | 0 | 0
NSR WPS Pullinam - NOX Cap Annual v5.12 | 1022 | 5794 | Rate Constraint in MTons | FALSE | L | Annual | Fuel Consumed | TBtu | 0 | 0 | 0 | 0 | 0 | 0 | 0 | 0
NSR WPS Pullinam - NOX Cap Annual v5.12 | 1022 | 5794 | Rate Constraint in MTons | FALSE | L | Annual | Rate | lb/MMBtu | 0 | 0 | 0 | 0 | 0 | 0 | 0 | 0
NSR WPS Pullinam - NOX Cap Annual v5.12 | 1022 | 5794 | Rate Constraint in MTons | FALSE | L | Annual | Generation | TWh | 0 | 0 | 0 | 0 | 0 | 0 | 0 | 0
NSR WPS Pullinam - NOX Cap Annual v5.12 | 1022 | 5794 | Rate Constraint in MTons | FALSE | L | Annual | Qualifying Generation | TWh | 0 | 0 | 0 | 0 | 0 | 0 | 0 | 0
NSR WPS Pullinam - NOX Cap Annual v5.12 | 1022 | 5794 | Rate Constraint in MTons | FALSE | L | Annual | Rate | lb/MWh | 0 | 0 | 0 | 0 | 0 | 0 | 0 | 0
NSR WPS Pullinam - NOX Cap Annual v5.12 | 1022 | 5794 | Rate Constraint in MTons | FALSE | L | Annual | Constraint Shadow Price | US2016$/Ton | 0 | 0 | 0 | 0 | 0 | 0 | 0 | 0
NSR WPS Pullinam - SO2 Cap Annual v5.12 | 1023 | 5795 | Rate Constraint in MTons | FALSE | L | Annual | Seasons Included | Seasons | Winter, WintShld, Summer | Winter, WintShld, Summer | Winter, WintShld, Summer | Winter, WintShld, Summer | Winter, WintShld, Summer | Winter, WintShld, Summer | Winter, WintShld, Summer | Winter, WintShld, Summer
NSR WPS Pullinam - SO2 Cap Annual v5.12 | 1023 | 5795 | Rate Constraint in MTons | FALSE | L | Annual | Standard SO2 | Thousand Tons | 2.1 | 2.1 | 2.1 | 2.1 | 2.1 | 2.1 | 2.1 | 2.1
NSR WPS Pullinam - SO2 Cap Annual v5.12 | 1023 | 5795 | Rate Constraint in MTons | FALSE | L | Annual | Emissions at Affected Plants SO2 | Thousand Tons | 0 | 0 | 0 | 0 | 0 | 0 | 0 | 0
NSR WPS Pullinam - SO2 Cap Annual v5.12 | 1023 | 5795 | Rate Constraint in MTons | FALSE | L | Annual | Allowances Purchased SO2 | Thousand Tons | 0 | 0 | 0 | 0 | 0 | 0 | 0 | 0
NSR WPS Pullinam - SO2 Cap Annual v5.12 | 1023 | 5795 | Rate Constraint in MTons | FALSE | L | Annual | Allowances Sold SO2 | Thousand Tons | 0 | 0 | 0 | 0 | 0 | 0 | 0 | 0
NSR WPS Pullinam - SO2 Cap Annual v5.12 | 1023 | 5795 | Rate Constraint in MTons | FALSE | L | Annual | Allowances Banked | Thousand Tons | 0 | 0 | 0 | 0 | 0 | 0 | 0 | 0
NSR WPS Pullinam - SO2 Cap Annual v5.12 | 1023 | 5795 | Rate Constraint in MTons | FALSE | L | Annual | Allowances Withdrawn (1:1) | Thousand Tons | 0 | 0 | 0 | 0 | 0 | 0 | 0 | 0
NSR WPS Pullinam - SO2 Cap Annual v5.12 | 1023 | 5795 | Rate Constraint in MTons | FALSE | L | Annual | Allowances Withdrawn (n:1) | Thousand Tons | 0 | 0 | 0 | 0 | 0 | 0 | 0 | 0
NSR WPS Pullinam - SO2 Cap Annual v5.12 | 1023 | 5795 | Rate Constraint in MTons | FALSE | L | Annual | Net Emissions Allowance Position | Thousand Tons | 0 | 0 | 0 | 0 | 0 | 0 | 0 | 0
NSR WPS Pullinam - SO2 Cap Annual v5.12 | 1023 | 5795 | Rate Constraint in MTons | FALSE | L | Annual | Fuel Consumed | TBtu | 0 | 0 | 0 | 0 | 0 | 0 | 0 | 0
NSR WPS Pullinam - SO2 Cap Annual v5.12 | 1023 | 5795 | Rate Constraint in MTons | FALSE | L | Annual | Rate | lb/MMBtu | 0 | 0 | 0 | 0 | 0 | 0 | 0 | 0
NSR WPS Pullinam - SO2 Cap Annual v5.12 | 1023 | 5795 | Rate Constraint in MTons | FALSE | L | Annual | Generation | TWh | 0 | 0 | 0 | 0 | 0 | 0 | 0 | 0
NSR WPS Pullinam - SO2 Cap Annual v5.12 | 1023 | 5795 | Rate Constraint in MTons | FALSE | L | Annual | Qualifying Generation | TWh | 0 | 0 | 0 | 0 | 0 | 0 | 0 | 0
NSR WPS Pullinam - SO2 Cap Annual v5.12 | 1023 | 5795 | Rate Constraint in MTons | FALSE | L | Annual | Rate | lb/MWh | 0 | 0 | 0 | 0 | 0 | 0 | 0 | 0
NSR WPS Pullinam - SO2 Cap Annual v5.12 | 1023 | 5795 | Rate Constraint in MTons | FALSE | L | Annual | Constraint Shadow Price | US2016$/Ton | 0 | 0 | 0 | 0 | 0 | 0 | 0 | 0
NSR WPS Pullinam 7&8 - NOX Rate Annual v5.12, Unit 5098 and retrofits | 1024 | 5797 | Rate Constraint in lbs/MMBtu | FALSE | L | Annual | Seasons Included | Seasons | Winter, WintShld, Summer | Winter, WintShld, Summer | Winter, WintShld, Summer | Winter, WintShld, Summer | Winter, WintShld, Summer | Winter, WintShld, Summer | Winter, WintShld, Summer | Winter, WintShld, Summer
NSR WPS Pullinam 7&8 - NOX Rate Annual v5.12, Unit 5098 and retrofits | 1024 | 5797 | Rate Constraint in lbs/MMBtu | FALSE | L | Annual | Standard NOX | lb/MMBtu | 0.25 | 0.25 | 0.25 | 0.25 | 0.25 | 0.25 | 0.25 | 0.25
NSR WPS Pullinam 7&8 - NOX Rate Annual v5.12, Unit 5098 and retrofits | 1024 | 5797 | Rate Constraint in lbs/MMBtu | FALSE | L | Annual | Emissions at Affected Plants NOX | Thousand Tons | 0 | 0 | 0 | 0 | 0 | 0 | 0 | 0
NSR WPS Pullinam 7&8 - NOX Rate Annual v5.12, Unit 5098 and retrofits | 1024 | 5797 | Rate Constraint in lbs/MMBtu | FALSE | L | Annual | Allowances Purchased NOX | Thousand Tons | 0 | 0 | 0 | 0 | 0 | 0 | 0 | 0
NSR WPS Pullinam 7&8 - NOX Rate Annual v5.12, Unit 5098 and retrofits | 1024 | 5797 | Rate Constraint in lbs/MMBtu | FALSE | L | Annual | Allowances Sold NOX | Thousand Tons | 0 | 0 | 0 | 0 | 0 | 0 | 0 | 0
NSR WPS Pullinam 7&8 - NOX Rate Annual v5.12, Unit 5098 and retrofits | 1024 | 5797 | Rate Constraint in lbs/MMBtu | FALSE | L | Annual | Allowances Banked | Thousand Tons | 0 | 0 | 0 | 0 | 0 | 0 | 0 | 0
NSR WPS Pullinam 7&8 - NOX Rate Annual v5.12, Unit 5098 and retrofits | 1024 | 5797 | Rate Constraint in lbs/MMBtu | FALSE | L | Annual | Allowances Withdrawn (1:1) | Thousand Tons | 0 | 0 | 0 | 0 | 0 | 0 | 0 | 0
NSR WPS Pullinam 7&8 - NOX Rate Annual v5.12, Unit 5098 and retrofits | 1024 | 5797 | Rate Constraint in lbs/MMBtu | FALSE | L | Annual | Allowances Withdrawn (n:1) | Thousand Tons | 0 | 0 | 0 | 0 | 0 | 0 | 0 | 0
NSR WPS Pullinam 7&8 - NOX Rate Annual v5.12, Unit 5098 and retrofits | 1024 | 5797 | Rate Constraint in lbs/MMBtu | FALSE | L | Annual | Net Emissions Allowance Position | Thousand Tons | 0 | 0 | 0 | 0 | 0 | 0 | 0 | 0
NSR WPS Pullinam 7&8 - NOX Rate Annual v5.12, Unit 5098 and retrofits | 1024 | 5797 | Rate Constraint in lbs/MMBtu | FALSE | L | Annual | Fuel Consumed | TBtu | 0 | 0 | 0 | 0 | 0 | 0 | 0 | 0
NSR WPS Pullinam 7&8 - NOX Rate Annual v5.12, Unit 5098 and retrofits | 1024 | 5797 | Rate Constraint in lbs/MMBtu | FALSE | L | Annual | Rate | lb/MMBtu | 0 | 0 | 0 | 0 | 0 | 0 | 0 | 0
NSR WPS Pullinam 7&8 - NOX Rate Annual v5.12, Unit 5098 and retrofits | 1024 | 5797 | Rate Constraint in lbs/MMBtu | FALSE | L | Annual | Generation | TWh | 0 | 0 | 0 | 0 | 0 | 0 | 0 | 0
NSR WPS Pullinam 7&8 - NOX Rate Annual v5.12, Unit 5098 and retrofits | 1024 | 5797 | Rate Constraint in lbs/MMBtu | FALSE | L | Annual | Qualifying Generation | TWh | 0 | 0 | 0 | 0 | 0 | 0 | 0 | 0
NSR WPS Pullinam 7&8 - NOX Rate Annual v5.12, Unit 5098 and retrofits | 1024 | 5797 | Rate Constraint in lbs/MMBtu | FALSE | L | Annual | Rate | lb/MWh | 0 | 0 | 0 | 0 | 0 | 0 | 0 | 0
NSR WPS Pullinam 7&8 - NOX Rate Annual v5.12, Unit 5098 and retrofits | 1024 | 5797 | Rate Constraint in lbs/MMBtu | FALSE | L | Annual | Constraint Shadow Price | US2016$/Ton | 0 | 0 | 0 | 0 | 0 | 0 | 0 | 0
NSR WPS Pullinam 7&8 - NOX Rate Annual v5.12, Unit 5099 and retrofits | 1025 | 5797 | Rate Constraint in lbs/MMBtu | FALSE | L | Annual | Seasons Included | Seasons | Winter, WintShld, Summer | Winter, WintShld, Summer | Winter, WintShld, Summer | Winter, WintShld, Summer | Winter, WintShld, Summer | Winter, WintShld, Summer | Winter, WintShld, Summer | Winter, WintShld, Summer
NSR WPS Pullinam 7&8 - NOX Rate Annual v5.12, Unit 5099 and retrofits | 1025 | 5797 | Rate Constraint in lbs/MMBtu | FALSE | L | Annual | Standard NOX | lb/MMBtu | 0.25 | 0.25 | 0.25 | 0.25 | 0.25 | 0.25 | 0.25 | 0.25
NSR WPS Pullinam 7&8 - NOX Rate Annual v5.12, Unit 5099 and retrofits | 1025 | 5797 | Rate Constraint in lbs/MMBtu | FALSE | L | Annual | Emissions at Affected Plants NOX | Thousand Tons | 0 | 0 | 0 | 0 | 0 | 0 | 0 | 0
NSR WPS Pullinam 7&8 - NOX Rate Annual v5.12, Unit 5099 and retrofits | 1025 | 5797 | Rate Constraint in lbs/MMBtu | FALSE | L | Annual | Allowances Purchased NOX | Thousand Tons | 0 | 0 | 0 | 0 | 0 | 0 | 0 | 0
NSR WPS Pullinam 7&8 - NOX Rate Annual v5.12, Unit 5099 and retrofits | 1025 | 5797 | Rate Constraint in lbs/MMBtu | FALSE | L | Annual | Allowances Sold NOX | Thousand Tons | 0 | 0 | 0 | 0 | 0 | 0 | 0 | 0
NSR WPS Pullinam 7&8 - NOX Rate Annual v5.12, Unit 5099 and retrofits | 1025 | 5797 | Rate Constraint in lbs/MMBtu | FALSE | L | Annual | Allowances Banked | Thousand Tons | 0 | 0 | 0 | 0 | 0 | 0 | 0 | 0
NSR WPS Pullinam 7&8 - NOX Rate Annual v5.12, Unit 5099 and retrofits | 1025 | 5797 | Rate Constraint in lbs/MMBtu | FALSE | L | Annual | Allowances Withdrawn (1:1) | Thousand Tons | 0 | 0 | 0 | 0 | 0 | 0 | 0 | 0
NSR WPS Pullinam 7&8 - NOX Rate Annual v5.12, Unit 5099 and retrofits | 1025 | 5797 | Rate Constraint in lbs/MMBtu | FALSE | L | Annual | Allowances Withdrawn (n:1) | Thousand Tons | 0 | 0 | 0 | 0 | 0 | 0 | 0 | 0
NSR WPS Pullinam 7&8 - NOX Rate Annual v5.12, Unit 5099 and retrofits | 1025 | 5797 | Rate Constraint in lbs/MMBtu | FALSE | L | Annual | Net Emissions Allowance Position | Thousand Tons | 0 | 0 | 0 | 0 | 0 | 0 | 0 | 0
NSR WPS Pullinam 7&8 - NOX Rate Annual v5.12, Unit 5099 and retrofits | 1025 | 5797 | Rate Constraint in lbs/MMBtu | FALSE | L | Annual | Fuel Consumed | TBtu | 0 | 0 | 0 | 0 | 0 | 0 | 0 | 0
NSR WPS Pullinam 7&8 - NOX Rate Annual v5.12, Unit 5099 and retrofits | 1025 | 5797 | Rate Constraint in lbs/MMBtu | FALSE | L | Annual | Rate | lb/MMBtu | 0 | 0 | 0 | 0 | 0 | 0 | 0 | 0
NSR WPS Pullinam 7&8 - NOX Rate Annual v5.12, Unit 5099 and retrofits | 1025 | 5797 | Rate Constraint in lbs/MMBtu | FALSE | L | Annual | Generation | TWh | 0 | 0 | 0 | 0 | 0 | 0 | 0 | 0
NSR WPS Pullinam 7&8 - NOX Rate Annual v5.12, Unit 5099 and retrofits | 1025 | 5797 | Rate Constraint in lbs/MMBtu | FALSE | L | Annual | Qualifying Generation | TWh | 0 | 0 | 0 | 0 | 0 | 0 | 0 | 0
NSR WPS Pullinam 7&8 - NOX Rate Annual v5.12, Unit 5099 and retrofits | 1025 | 5797 | Rate Constraint in lbs/MMBtu | FALSE | L | Annual | Rate | lb/MWh | 0 | 0 | 0 | 0 | 0 | 0 | 0 | 0
NSR WPS Pullinam 7&8 - NOX Rate Annual v5.12, Unit 5099 and retrofits | 1025 | 5797 | Rate Constraint in lbs/MMBtu | FALSE | L | Annual | Constraint Shadow Price | US2016$/Ton | 0 | 0 | 0 | 0 | 0 | 0 | 0 | 0
NSR WPS Weston 3 - NOX Rate Annual v5.12, Unit 5485 and retrofits | 1026 | 5798 | Rate Constraint in lbs/MMBtu | FALSE | L | Annual | Seasons Included | Seasons | Winter, WintShld, Summer | Winter, WintShld, Summer | Winter, WintShld, Summer | Winter, WintShld, Summer | Winter, WintShld, Summer | Winter, WintShld, Summer | Winter, WintShld, Summer | Winter, WintShld, Summer
NSR WPS Weston 3 - NOX Rate Annual v5.12, Unit 5485 and retrofits | 1026 | 5798 | Rate Constraint in lbs/MMBtu | FALSE | L | Annual | Standard NOX | lb/MMBtu | 0.1 | 0.1 | 0.1 | 0.1 | 0.1 | 0.1 | 0.1 | 0.1
NSR WPS Weston 3 - NOX Rate Annual v5.12, Unit 5485 and retrofits | 1026 | 5798 | Rate Constraint in lbs/MMBtu | FALSE | L | Annual | Emissions at Affected Plants NOX | Thousand Tons | 0 | 0 | 0 | 0 | 0 | 0 | 0 | 0
NSR WPS Weston 3 - NOX Rate Annual v5.12, Unit 5485 and retrofits | 1026 | 5798 | Rate Constraint in lbs/MMBtu | FALSE | L | Annual | Allowances Purchased NOX | Thousand Tons | 0 | 0 | 0 | 0 | 0 | 0 | 0 | 0
NSR WPS Weston 3 - NOX Rate Annual v5.12, Unit 5485 and retrofits | 1026 | 5798 | Rate Constraint in lbs/MMBtu | FALSE | L | Annual | Allowances Sold NOX | Thousand Tons | 0 | 0 | 0 | 0 | 0 | 0 | 0 | 0
NSR WPS Weston 3 - NOX Rate Annual v5.12, Unit 5485 and retrofits | 1026 | 5798 | Rate Constraint in lbs/MMBtu | FALSE | L | Annual | Allowances Banked | Thousand Tons | 0 | 0 | 0 | 0 | 0 | 0 | 0 | 0
NSR WPS Weston 3 - NOX Rate Annual v5.12, Unit 5485 and retrofits | 1026 | 5798 | Rate Constraint in lbs/MMBtu | FALSE | L | Annual | Allowances Withdrawn (1:1) | Thousand Tons | 0 | 0 | 0 | 0 | 0 | 0 | 0 | 0
NSR WPS Weston 3 - NOX Rate Annual v5.12, Unit 5485 and retrofits | 1026 | 5798 | Rate Constraint in lbs/MMBtu | FALSE | L | Annual | Allowances Withdrawn (n:1) | Thousand Tons | 0 | 0 | 0 | 0 | 0 | 0 | 0 | 0
NSR WPS Weston 3 - NOX Rate Annual v5.12, Unit 5485 and retrofits | 1026 | 5798 | Rate Constraint in lbs/MMBtu | FALSE | L | Annual | Net Emissions Allowance Position | Thousand Tons | 0 | 0 | 0 | 0 | 0 | 0 | 0 | 0
NSR WPS Weston 3 - NOX Rate Annual v5.12, Unit 5485 and retrofits | 1026 | 5798 | Rate Constraint in lbs/MMBtu | FALSE | L | Annual | Fuel Consumed | TBtu | 0 | 0 | 0 | 0 | 0 | 0 | 0 | 0
NSR WPS Weston 3 - NOX Rate Annual v5.12, Unit 5485 and retrofits | 1026 | 5798 | Rate Constraint in lbs/MMBtu | FALSE | L | Annual | Rate | lb/MMBtu | 0 | 0 | 0 | 0 | 0 | 0 | 0 | 0
NSR WPS Weston 3 - NOX Rate Annual v5.12, Unit 5485 and retrofits | 1026 | 5798 | Rate Constraint in lbs/MMBtu | FALSE | L | Annual | Generation | TWh | 0 | 0 | 0 | 0 | 0 | 0 | 0 | 0
NSR WPS Weston 3 - NOX Rate Annual v5.12, Unit 5485 and retrofits | 1026 | 5798 | Rate Constraint in lbs/MMBtu | FALSE | L | Annual | Qualifying Generation | TWh | 0 | 0 | 0 | 0 | 0 | 0 | 0 | 0
NSR WPS Weston 3 - NOX Rate Annual v5.12, Unit 5485 and retrofits | 1026 | 5798 | Rate Constraint in lbs/MMBtu | FALSE | L | Annual | Rate | lb/MWh | 0 | 0 | 0 | 0 | 0 | 0 | 0 | 0
NSR WPS Weston 3 - NOX Rate Annual v5.12, Unit 5485 and retrofits | 1026 | 5798 | Rate Constraint in lbs/MMBtu | FALSE | L | Annual | Constraint Shadow Price | US2016$/Ton | 0 | 0 | 0 | 0 | 0 | 0 | 0 | 0
NSR WPS Weston 3 - SO2 Rate Annual v5.12, Unit 5485 and retrofits | 1027 | 5800 | Rate Constraint in lbs/MMBtu | FALSE | L | Annual | Seasons Included | Seasons | Winter, WintShld, Summer | Winter, WintShld, Summer | Winter, WintShld, Summer | Winter, WintShld, Summer | Winter, WintShld, Summer | Winter, WintShld, Summer | Winter, WintShld, Summer | Winter, WintShld, Summer
NSR WPS Weston 3 - SO2 Rate Annual v5.12, Unit 5485 and retrofits | 1027 | 5800 | Rate Constraint in lbs/MMBtu | FALSE | L | Annual | Standard SO2 | lb/MMBtu | 0.08 | 0.08 | 0.08 | 0.08 | 0.08 | 0.08 | 0.08 | 0.08
NSR WPS Weston 3 - SO2 Rate Annual v5.12, Unit 5485 and retrofits | 1027 | 5800 | Rate Constraint in lbs/MMBtu | FALSE | L | Annual | Emissions at Affected Plants SO2 | Thousand Tons | 0 | 0 | 0 | 0 | 0 | 0 | 0 | 0
NSR WPS Weston 3 - SO2 Rate Annual v5.12, Unit 5485 and retrofits | 1027 | 5800 | Rate Constraint in lbs/MMBtu | FALSE | L | Annual | Allowances Purchased SO2 | Thousand Tons | 0 | 0 | 0 | 0 | 0 | 0 | 0 | 0
NSR WPS Weston 3 - SO2 Rate Annual v5.12, Unit 5485 and retrofits | 1027 | 5800 | Rate Constraint in lbs/MMBtu | FALSE | L | Annual | Allowances Sold SO2 | Thousand Tons | 0 | 0 | 0 | 0 | 0 | 0 | 0 | 0
NSR WPS Weston 3 - SO2 Rate Annual v5.12, Unit 5485 and retrofits | 1027 | 5800 | Rate Constraint in lbs/MMBtu | FALSE | L | Annual | Allowances Banked | Thousand Tons | 0 | 0 | 0 | 0 | 0 | 0 | 0 | 0
NSR WPS Weston 3 - SO2 Rate Annual v5.12, Unit 5485 and retrofits | 1027 | 5800 | Rate Constraint in lbs/MMBtu | FALSE | L | Annual | Allowances Withdrawn (1:1) | Thousand Tons | 0 | 0 | 0 | 0 | 0 | 0 | 0 | 0
NSR WPS Weston 3 - SO2 Rate Annual v5.12, Unit 5485 and retrofits | 1027 | 5800 | Rate Constraint in lbs/MMBtu | FALSE | L | Annual | Allowances Withdrawn (n:1) | Thousand Tons | 0 | 0 | 0 | 0 | 0 | 0 | 0 | 0
NSR WPS Weston 3 - SO2 Rate Annual v5.12, Unit 5485 and retrofits | 1027 | 5800 | Rate Constraint in lbs/MMBtu | FALSE | L | Annual | Net Emissions Allowance Position | Thousand Tons | 0 | 0 | 0 | 0 | 0 | 0 | 0 | 0
NSR WPS Weston 3 - SO2 Rate Annual v5.12, Unit 5485 and retrofits | 1027 | 5800 | Rate Constraint in lbs/MMBtu | FALSE | L | Annual | Fuel Consumed | TBtu | 0 | 0 | 0 | 0 | 0 | 0 | 0 | 0
NSR WPS Weston 3 - SO2 Rate Annual v5.12, Unit 5485 and retrofits | 1027 | 5800 | Rate Constraint in lbs/MMBtu | FALSE | L | Annual | Rate | lb/MMBtu | 0 | 0 | 0 | 0 | 0 | 0 | 0 | 0
NSR WPS Weston 3 - SO2 Rate Annual v5.12, Unit 5485 and retrofits | 1027 | 5800 | Rate Constraint in lbs/MMBtu | FALSE | L | Annual | Generation | TWh | 0 | 0 | 0 | 0 | 0 | 0 | 0 | 0
NSR WPS Weston 3 - SO2 Rate Annual v5.12, Unit 5485 and retrofits | 1027 | 5800 | Rate Constraint in lbs/MMBtu | FALSE | L | Annual | Qualifying Generation | TWh | 0 | 0 | 0 | 0 | 0 | 0 | 0 | 0
NSR WPS Weston 3 - SO2 Rate Annual v5.12, Unit 5485 and retrofits | 1027 | 5800 | Rate Constraint in lbs/MMBtu | FALSE | L | Annual | Rate | lb/MWh | 0 | 0 | 0 | 0 | 0 | 0 | 0 | 0
NSR WPS Weston 3 - SO2 Rate Annual v5.12, Unit 5485 and retrofits | 1027 | 5800 | Rate Constraint in lbs/MMBtu | FALSE | L | Annual | Constraint Shadow Price | US2016$/Ton | 0 | 0 | 0 | 0 | 0 | 0 | 0 | 0
NSR WPS Weston 4 - SO2 Rate Annual v5.12, Unit 4187 and retrofits | 1028 | 5801 | Rate Constraint in lbs/MMBtu | FALSE | L | Annual | Seasons Included | Seasons | Winter, WintShld, Summer | Winter, WintShld, Summer | Winter, WintShld, Summer | Winter, WintShld, Summer | Winter, WintShld, Summer | Winter, WintShld, Summer | Winter, WintShld, Summer | Winter, WintShld, Summer
NSR WPS Weston 4 - SO2 Rate Annual v5.12, Unit 4187 and retrofits | 1028 | 5801 | Rate Constraint in lbs/MMBtu | FALSE | L | Annual | Standard SO2 | lb/MMBtu | 0.08 | 0.08 | 0.08 | 0.08 | 0.08 | 0.08 | 0.08 | 0.08
NSR WPS Weston 4 - SO2 Rate Annual v5.12, Unit 4187 and retrofits | 1028 | 5801 | Rate Constraint in lbs/MMBtu | FALSE | L | Annual | Emissions at Affected Plants SO2 | Thousand Tons | 0.69814 | 0.79038 | 0.88728 | 0.79319 | 0.83947 | 0.83947 | 0.83947 | 0.83947
NSR WPS Weston 4 - SO2 Rate Annual v5.12, Unit 4187 and retrofits | 1028 | 5801 | Rate Constraint in lbs/MMBtu | FALSE | L | Annual | Allowances Purchased SO2 | Thousand Tons | 0 | 0 | 0 | 0 | 0 | 0 | 0 | 0
NSR WPS Weston 4 - SO2 Rate Annual v5.12, Unit 4187 and retrofits | 1028 | 5801 | Rate Constraint in lbs/MMBtu | FALSE | L | Annual | Allowances Sold SO2 | Thousand Tons | 0 | 0 | 0 | 0 | 0 | 0 | 0 | 0
NSR WPS Weston 4 - SO2 Rate Annual v5.12, Unit 4187 and retrofits | 1028 | 5801 | Rate Constraint in lbs/MMBtu | FALSE | L | Annual | Allowances Banked | Thousand Tons | 0 | 0 | 0 | 0 | 0 | 0 | 0 | 0
NSR WPS Weston 4 - SO2 Rate Annual v5.12, Unit 4187 and retrofits | 1028 | 5801 | Rate Constraint in lbs/MMBtu | FALSE | L | Annual | Allowances Withdrawn (1:1) | Thousand Tons | 0 | 0 | 0 | 0 | 0 | 0 | 0 | 0
NSR WPS Weston 4 - SO2 Rate Annual v5.12, Unit 4187 and retrofits | 1028 | 5801 | Rate Constraint in lbs/MMBtu | FALSE | L | Annual | Allowances Withdrawn (n:1) | Thousand Tons | 0 | 0 | 0 | 0 | 0 | 0 | 0 | 0
NSR WPS Weston 4 - SO2 Rate Annual v5.12, Unit 4187 and retrofits | 1028 | 5801 | Rate Constraint in lbs/MMBtu | FALSE | L | Annual | Net Emissions Allowance Position | Thousand Tons | 0.69814 | 0.79038 | 0.88728 | 0.79319 | 0.83947 | 0.83947 | 0.83947 | 0.83947
NSR WPS Weston 4 - SO2 Rate Annual v5.12, Unit 4187 and retrofits | 1028 | 5801 | Rate Constraint in lbs/MMBtu | FALSE | L | Annual | Fuel Consumed | TBtu | 17.4535 | 19.7594 | 22.1821 | 19.8297 | 20.9867 | 20.9867 | 20.9867 | 20.9867
NSR WPS Weston 4 - SO2 Rate Annual v5.12, Unit 4187 and retrofits | 1028 | 5801 | Rate Constraint in lbs/MMBtu | FALSE | L | Annual | Rate | lb/MMBtu | 0.08 | 0.08 | 0.08 | 0.08 | 0.08 | 0.08 | 0.08 | 0.08
NSR WPS Weston 4 - SO2 Rate Annual v5.12, Unit 4187 and retrofits | 1028 | 5801 | Rate Constraint in lbs/MMBtu | FALSE | L | Annual | Generation | TWh | 1.7669 | 2.0003 | 2.2456 | 2.0075 | 2.1246 | 2.1246 | 2.1246 | 2.1246
NSR WPS Weston 4 - SO2 Rate Annual v5.12, Unit 4187 and retrofits | 1028 | 5801 | Rate Constraint in lbs/MMBtu | FALSE | L | Annual | Qualifying Generation | TWh | 1.7669 | 2.0003 | 2.2456 | 2.0075 | 2.1246 | 2.1246 | 2.1246 | 2.1246
NSR WPS Weston 4 - SO2 Rate Annual v5.12, Unit 4187 and retrofits | 1028 | 5801 | Rate Constraint in lbs/MMBtu | FALSE | L | Annual | Rate | lb/MWh | 0.79024 | 0.79024 | 0.79024 | 0.79024 | 0.79024 | 0.79024 | 0.79024 | 0.79024
NSR WPS Weston 4 - SO2 Rate Annual v5.12, Unit 4187 and retrofits | 1028 | 5801 | Rate Constraint in lbs/MMBtu | FALSE | L | Annual | Constraint Shadow Price | US2016$/Ton | 0 | 0 | 0 | 0 | 0 | 0 | 0 | 0
NY- CO2 Budget- v5.16 | 1029 | 6626 | Rate Constraint in MTons | FALSE | L | Annual | Seasons Included | Seasons | Winter, WintShld, Summer | Winter, WintShld, Summer | Winter, WintShld, Summer | Winter, WintShld, Summer | Winter, WintShld, Summer | Winter, WintShld, Summer | Winter, WintShld, Summer | Winter, WintShld, Summer
NY- CO2 Budget- v5.16 | 1029 | 6626 | Rate Constraint in MTons | FALSE | L | Annual | Standard CO2 | Thousand Tons | 30435.778 | 30435.778 | 30435.778 | 30435.778 | 30435.778 | 30435.778 | 30435.778 | 30435.778
NY- CO2 Budget- v5.16 | 1029 | 6626 | Rate Constraint in MTons | FALSE | L | Annual | Emissions at Affected Plants CO2 | Thousand Tons | 24926.0417 | 25199.3171 | 25009.6183 | 23418.4631 | 23875.4284 | 23403.9988 | 22126.2369 | 26165.5147
NY- CO2 Budget- v5.16 | 1029 | 6626 | Rate Constraint in MTons | FALSE | L | Annual | Allowances Purchased CO2 | Thousand Tons | 0 | 0 | 0 | 0 | 0 | 0 | 0 | 0
NY- CO2 Budget- v5.16 | 1029 | 6626 | Rate Constraint in MTons | FALSE | L | Annual | Allowances Sold CO2 | Thousand Tons | 0 | 0 | 0 | 0 | 0 | 0 | 0 | 0
NY- CO2 Budget- v5.16 | 1029 | 6626 | Rate Constraint in MTons | FALSE | L | Annual | Allowances Banked | Thousand Tons | 0 | 0 | 0 | 0 | 0 | 0 | 0 | 0
NY- CO2 Budget- v5.16 | 1029 | 6626 | Rate Constraint in MTons | FALSE | L | Annual | Allowances Withdrawn (1:1) | Thousand Tons | 0 | 0 | 0 | 0 | 0 | 0 | 0 | 0
NY- CO2 Budget- v5.16 | 1029 | 6626 | Rate Constraint in MTons | FALSE | L | Annual | Allowances Withdrawn (n:1) | Thousand Tons | 0 | 0 | 0 | 0 | 0 | 0 | 0 | 0
NY- CO2 Budget- v5.16 | 1029 | 6626 | Rate Constraint in MTons | FALSE | L | Annual | Net Emissions Allowance Position | Thousand Tons | 24926.0417 | 25199.3171 | 25009.6183 | 23418.4631 | 23875.4284 | 23403.9988 | 22126.2369 | 26165.5147
NY- CO2 Budget- v5.16 | 1029 | 6626 | Rate Constraint in MTons | FALSE | L | Annual | Fuel Consumed | TBtu | 686.0375 | 690.5389 | 687.0793 | 543.6269 | 551.8913 | 544.6823 | 524.2704 | 543.0643
NY- CO2 Budget- v5.16 | 1029 | 6626 | Rate Constraint in MTons | FALSE | L | Annual | Rate | lb/MMBtu | 72.6667 | 72.9845 | 72.7998 | 86.1564 | 86.5222 | 85.9363 | 84.4077 | 96.3625
NY- CO2 Budget- v5.16 | 1029 | 6626 | Rate Constraint in MTons | FALSE | L | Annual | Generation | TWh | 124.0585 | 124.8964 | 124.6733 | 119.1042 | 121.5258 | 122.3604 | 123.0957 | 130.3847
NY- CO2 Budget- v5.16 | 1029 | 6626 | Rate Constraint in MTons | FALSE | L | Annual | Qualifying Generation | TWh | 124.0585 | 124.8964 | 124.6733 | 119.1042 | 121.5258 | 122.3604 | 123.0957 | 130.3847
NY- CO2 Budget- v5.16 | 1029 | 6626 | Rate Constraint in MTons | FALSE | L | Annual | Rate | lb/MWh | 401.8435 | 403.5235 | 401.2026 | 393.2432 | 392.9278 | 382.5421 | 359.4964 | 401.3588
NY- CO2 Budget- v5.16 | 1029 | 6626 | Rate Constraint in MTons | FALSE | L | Annual | Constraint Shadow Price | US2016$/Ton | 0 | 0 | 0 | 0 | 0 | 0 | 0 | 0
NY- CO2 Rate Limit- New CT Units- v5.12 | 1030 | 5900 | Rate Constraint in lbs/MWh | FALSE | L | Annual | Seasons Included | Seasons | Winter, WintShld, Summer | Winter, WintShld, Summer | Winter, WintShld, Summer | Winter, WintShld, Summer | Winter, WintShld, Summer | Winter, WintShld, Summer | Winter, WintShld, Summer | Winter, WintShld, Summer
NY- CO2 Rate Limit- New CT Units- v5.12 | 1030 | 5900 | Rate Constraint in lbs/MWh | FALSE | L | Annual | Standard CO2 | lb/MWh | 1450 | 1450 | 1450 | 1450 | 1450 | 1450 | 1450 | 1450
NY- CO2 Rate Limit- New CT Units- v5.12 | 1030 | 5900 | Rate Constraint in lbs/MWh | FALSE | L | Annual | Emissions at Affected Plants CO2 | Thousand Tons | 4.957 | 4.958 | 5.2628 | 5.8128 | 5.6587 | 5.7828 | 13.1762 | 82.0597
NY- CO2 Rate Limit- New CT Units- v5.12 | 1030 | 5900 | Rate Constraint in lbs/MWh | FALSE | L | Annual | Allowances Purchased CO2 | Thousand Tons | 0 | 0 | 0 | 0 | 0 | 0 | 0 | 0
NY- CO2 Rate Limit- New CT Units- v5.12 | 1030 | 5900 | Rate Constraint in lbs/MWh | FALSE | L | Annual | Allowances Sold CO2 | Thousand Tons | 0 | 0 | 0 | 0 | 0 | 0 | 0 | 0
NY- CO2 Rate Limit- New CT Units- v5.12 | 1030 | 5900 | Rate Constraint in lbs/MWh | FALSE | L | Annual | Allowances Banked | Thousand Tons | 0 | 0 | 0 | 0 | 0 | 0 | 0 | 0
NY- CO2 Rate Limit- New CT Units- v5.12 | 1030 | 5900 | Rate Constraint in lbs/MWh | FALSE | L | Annual | Allowances Withdrawn (1:1) | Thousand Tons | 0 | 0 | 0 | 0 | 0 | 0 | 0 | 0
NY- CO2 Rate Limit- New CT Units- v5.12 | 1030 | 5900 | Rate Constraint in lbs/MWh | FALSE | L | Annual | Allowances Withdrawn (n:1) | Thousand Tons | 0 | 0 | 0 | 0 | 0 | 0 | 0 | 0
NY- CO2 Rate Limit- New CT Units- v5.12 | 1030 | 5900 | Rate Constraint in lbs/MWh | FALSE | L | Annual | Net Emissions Allowance Position | Thousand Tons | 4.957 | 4.958 | 5.2628 | 5.8128 | 5.6587 | 5.7828 | 13.1762 | 82.0597
NY- CO2 Rate Limit- New CT Units- v5.12 | 1030 | 5900 | Rate Constraint in lbs/MWh | FALSE | L | Annual | Fuel Consumed | TBtu | 0.084678 | 0.084694 | 0.089901 | 0.099297 | 0.096663 | 0.098783 | 0.22508 | 1.4018
NY- CO2 Rate Limit- New CT Units- v5.12 | 1030 | 5900 | Rate Constraint in lbs/MWh | FALSE | L | Annual | Rate | lb/MMBtu | 117.08 | 117.08 | 117.08 | 117.08 | 117.08 | 117.08 | 117.08 | 117.08
NY- CO2 Rate Limit- New CT Units- v5.12 | 1030 | 5900 | Rate Constraint in lbs/MWh | FALSE | L | Annual | Generation | TWh | 0.0093196 | 0.0093214 | 0.0098945 | 0.010929 | 0.010639 | 0.010872 | 0.024772 | 0.16212
NY- CO2 Rate Limit- New CT Units- v5.12 | 1030 | 5900 | Rate Constraint in lbs/MWh | FALSE | L | Annual | Qualifying Generation | TWh | 0.0093196 | 0.0093214 | 0.0098945 | 0.010929 | 0.010639 | 0.010872 | 0.024772 | 0.16212
NY- CO2 Rate Limit- New CT Units- v5.12 | 1030 | 5900 | Rate Constraint in lbs/MWh | FALSE | L | Annual | Constraint Shadow Price | US2016$/Ton | 0 | 0 | 0 | 0 | 0 | 0 | 0 | 0
NY- CO2 Rate Limit- New Fossil Units- v5.12 | 1031 | 5901 | Rate Constraint in lbs/MWh | FALSE | L | Annual | Seasons Included | Seasons | Winter, WintShld, Summer | Winter, WintShld, Summer | Winter, WintShld, Summer | Winter, WintShld, Summer | Winter, WintShld, Summer | Winter, WintShld, Summer | Winter, WintShld, Summer | Winter, WintShld, Summer
NY- CO2 Rate Limit- New Fossil Units- v5.12 | 1031 | 5901 | Rate Constraint in lbs/MWh | FALSE | L | Annual | Standard CO2 | lb/MWh | 925 | 925 | 925 | 925 | 925 | 925 | 925 | 925
NY- CO2 Rate Limit- New Fossil Units- v5.12 | 1031 | 5901 | Rate Constraint in lbs/MWh | FALSE | L | Annual | Emissions at Affected Plants CO2 | Thousand Tons | 0 | 0 | 0 | 0 | 0 | 781.0778 | 2010.4562 | 8031.3394
NY- CO2 Rate Limit- New Fossil Units- v5.12 | 1031 | 5901 | Rate Constraint in lbs/MWh | FALSE | L | Annual | Allowances Purchased CO2 | Thousand Tons | 0 | 0 | 0 | 0 | 0 | 0 | 0 | 0
NY- CO2 Rate Limit- New Fossil Units- v5.12 | 1031 | 5901 | Rate Constraint in lbs/MWh | FALSE | L | Annual | Allowances Sold CO2 | Thousand Tons | 0 | 0 | 0 | 0 | 0 | 0 | 0 | 0
NY- CO2 Rate Limit- New Fossil Units- v5.12 | 1031 | 5901 | Rate Constraint in lbs/MWh | FALSE | L | Annual | Allowances Banked | Thousand Tons | 0 | 0 | 0 | 0 | 0 | 0 | 0 | 0
NY- CO2 Rate Limit- New Fossil Units- v5.12 | 1031 | 5901 | Rate Constraint in lbs/MWh | FALSE | L | Annual | Allowances Withdrawn (1:1) | Thousand Tons | 0 | 0 | 0 | 0 | 0 | 0 | 0 | 0
NY- CO2 Rate Limit- New Fossil Units- v5.12 | 1031 | 5901 | Rate Constraint in lbs/MWh | FALSE | L | Annual | Allowances Withdrawn (n:1) | Thousand Tons | 0 | 0 | 0 | 0 | 0 | 0 | 0 | 0
NY- CO2 Rate Limit- New Fossil Units- v5.12 | 1031 | 5901 | Rate Constraint in lbs/MWh | FALSE | L | Annual | Net Emissions Allowance Position | Thousand Tons | 0 | 0 | 0 | 0 | 0 | 781.0778 | 2010.4562 | 8031.3394
NY- CO2 Rate Limit- New Fossil Units- v5.12 | 1031 | 5901 | Rate Constraint in lbs/MWh | FALSE | L | Annual | Fuel Consumed | TBtu | 0 | 0 | 0 | 0 | 0 | 13.3426 | 34.3433 | 137.194
NY- CO2 Rate Limit- New Fossil Units- v5.12 | 1031 | 5901 | Rate Constraint in lbs/MWh | FALSE | L | Annual | Rate | lb/MMBtu | 0 | 0 | 0 | 0 | 0 | 117.08 | 117.08 | 117.08
NY- CO2 Rate Limit- New Fossil Units- v5.12 | 1031 | 5901 | Rate Constraint in lbs/MWh | FALSE | L | Annual | Generation | TWh | 0 | 0 | 0 | 0 | 0 | 2.152 | 5.5392 | 22.1281
NY- CO2 Rate Limit- New Fossil Units- v5.12 | 1031 | 5901 | Rate Constraint in lbs/MWh | FALSE | L | Annual | Qualifying Generation | TWh | 0 | 0 | 0 | 0 | 0 | 2.152 | 5.5392 | 22.1281
NY- CO2 Rate Limit- New Fossil Units- v5.12 | 1031 | 5901 | Rate Constraint in lbs/MWh | FALSE | L | Annual | Constraint Shadow Price | US2016$/Ton | 0 | 0 | 9.0261 | 5.8764 | 1.1249 | 0 | 0 | 0
NY Min Oil Burn - Astoria - Summer | 1032 | 7061 | Generation Constraint in GWh | FALSE | G | Annual | Seasons Included | Seasons | Summer | Summer | Summer
NY Min Oil Burn - Astoria - Summer | 1032 | 7061 | Generation Constraint in GWh | FALSE | G | Annual | Standard GWh | GWh | 13.8985 | 13.8985 | 13.8985 | 0 | 0 | 0 | 0 | 0
NY Min Oil Burn - Astoria - Summer | 1032 | 7061 | Generation Constraint in GWh | FALSE | G | Annual | Emissions at Affected Plants | GWh | 13.8985 | 13.8985 | 13.8985 | 0 | 0 | 0 | 0 | 0
NY Min Oil Burn - Astoria - Summer | 1032 | 7061 | Generation Constraint in GWh | FALSE | G | Annual | Allowances Purchased | GWh | 0 | 0 | 0 | 0 | 0 | 0 | 0 | 0
NY Min Oil Burn - Astoria - Summer | 1032 | 7061 | Generation Constraint in GWh | FALSE | G | Annual | Allowances Sold | GWh | 0 | 0 | 0 | 0 | 0 | 0 | 0 | 0
NY Min Oil Burn - Astoria - Summer | 1032 | 7061 | Generation Constraint in GWh | FALSE | G | Annual | Allowances Banked | GWh | 0 | 0 | 0 | 0 | 0 | 0 | 0 | 0
NY Min Oil Burn - Astoria - Summer | 1032 | 7061 | Generation Constraint in GWh | FALSE | G | Annual | Allowances Withdrawn (1:1) | GWh | 0 | 0 | 0 | 0 | 0 | 0 | 0 | 0
NY Min Oil Burn - Astoria - Summer | 1032 | 7061 | Generation Constraint in GWh | FALSE | G | Annual | Allowances Withdrawn (n:1) | GWh | 0 | 0 | 0 | 0 | 0 | 0 | 0 | 0
NY Min Oil Burn - Astoria - Summer | 1032 | 7061 | Generation Constraint in GWh | FALSE | G | Annual | Net Emissions Allowance Position | GWh | 13.8985 | 13.8985 | 13.8985 | 0 | 0 | 0 | 0 | 0
NY Min Oil Burn - Astoria - Summer | 1032 | 7061 | Generation Constraint in GWh | FALSE | G | Annual | Fuel Consumed | TBtu | 0.16406 | 0.16406 | 0.16406 | 0 | 0 | 0 | 0 | 0
NY Min Oil Burn - Astoria - Summer | 1032 | 7061 | Generation Constraint in GWh | FALSE | G | Annual | Heat Rate | MMBtu/MWh | 11.804 | 11.804 | 11.804 | 0 | 0 | 0 | 0 | 0
NY Min Oil Burn - Astoria - Summer | 1032 | 7061 | Generation Constraint in GWh | FALSE | G | Annual | Generation | TWh | 0.013899 | 0.013899 | 0.013899 | 0 | 0 | 0 | 0 | 0
NY Min Oil Burn - Astoria - Summer | 1032 | 7061 | Generation Constraint in GWh | FALSE | G | Annual | Qualifying Generation | TWh | 0.013899 | 0.013899 | 0.013899 | 0 | 0 | 0 | 0 | 0
NY Min Oil Burn - Astoria - Summer | 1032 | 7061 | Generation Constraint in GWh | FALSE | G | Annual | Rate | lb/MWh | 0 | 0 | 0 | 0 | 0 | 0 | 0 | 0
NY Min Oil Burn - Astoria - Summer | 1032 | 7061 | Generation Constraint in GWh | FALSE | G | Annual | Constraint Shadow Price | US2016$/MWh | 132.042 | 136.6907 | 145.8679 | 0 | 0 | 0 | 0 | 0
NY Min Oil Burn - Astoria - Winter | 1033 | 7059 | Generation Constraint in GWh | FALSE | G | Annual | Seasons Included | Seasons | Winter | Winter | Winter
NY Min Oil Burn - Astoria - Winter | 1033 | 7059 | Generation Constraint in GWh | FALSE | G | Annual | Standard GWh | GWh | 34.3375 | 34.3375 | 34.3375 | 0 | 0 | 0 | 0 | 0
NY Min Oil Burn - Astoria - Winter | 1033 | 7059 | Generation Constraint in GWh | FALSE | G | Annual | Emissions at Affected Plants | GWh | 34.3375 | 34.3375 | 34.3375 | 0 | 0 | 0 | 0 | 0
NY Min Oil Burn - Astoria - Winter | 1033 | 7059 | Generation Constraint in GWh | FALSE | G | Annual | Allowances Purchased | GWh | 0 | 0 | 0 | 0 | 0 | 0 | 0 | 0
NY Min Oil Burn - Astoria - Winter | 1033 | 7059 | Generation Constraint in GWh | FALSE | G | Annual | Allowances Sold | GWh | 0 | 0 | 0 | 0 | 0 | 0 | 0 | 0
NY Min Oil Burn - Astoria - Winter | 1033 | 7059 | Generation Constraint in GWh | FALSE | G | Annual | Allowances Banked | GWh | 0 | 0 | 0 | 0 | 0 | 0 | 0 | 0
NY Min Oil Burn - Astoria - Winter | 1033 | 7059 | Generation Constraint in GWh | FALSE | G | Annual | Allowances Withdrawn (1:1) | GWh | 0 | 0 | 0 | 0 | 0 | 0 | 0 | 0
NY Min Oil Burn - Astoria - Winter | 1033 | 7059 | Generation Constraint in GWh | FALSE | G | Annual | Allowances Withdrawn (n:1) | GWh | 0 | 0 | 0 | 0 | 0 | 0 | 0 | 0
NY Min Oil Burn - Astoria - Winter | 1033 | 7059 | Generation Constraint in GWh | FALSE | G | Annual | Net Emissions Allowance Position | GWh | 34.3375 | 34.3375 | 34.3375 | 0 | 0 | 0 | 0 | 0
NY Min Oil Burn - Astoria - Winter | 1033 | 7059 | Generation Constraint in GWh | FALSE | G | Annual | Fuel Consumed | TBtu | 0.40532 | 0.40532 | 0.40532 | 0 | 0 | 0 | 0 | 0
NY Min Oil Burn - Astoria - Winter | 1033 | 7059 | Generation Constraint in GWh | FALSE | G | Annual | Heat Rate | MMBtu/MWh | 11.804 | 11.804 | 11.804 | 0 | 0 | 0 | 0 | 0
NY Min Oil Burn - Astoria - Winter | 1033 | 7059 | Generation Constraint in GWh | FALSE | G | Annual | Generation | TWh | 0.034338 | 0.034338 | 0.034338 | 0 | 0 | 0 | 0 | 0
NY Min Oil Burn - Astoria - Winter | 1033 | 7059 | Generation Constraint in GWh | FALSE | G | Annual | Qualifying Generation | TWh | 0.034338 | 0.034338 | 0.034338 | 0 | 0 | 0 | 0 | 0
NY Min Oil Burn - Astoria - Winter | 1033 | 7059 | Generation Constraint in GWh | FALSE | G | Annual | Rate | lb/MWh | 0 | 0 | 0 | 0 | 0 | 0 | 0 | 0
NY Min Oil Burn - Astoria - Winter | 1033 | 7059 | Generation Constraint in GWh | FALSE | G | Annual | Constraint Shadow Price | US2016$/MWh | 116.751 | 116.6211 | 122.267 | 0 | 0 | 0 | 0 | 0
NY Min Oil Burn - Astoria - Winter Shldr | 1034 | 7060 | Generation Constraint in GWh | FALSE | G | Annual | Seasons Included | Seasons | WintShld | WintShld | WintShld
NY Min Oil Burn - Astoria - Winter Shldr | 1034 | 7060 | Generation Constraint in GWh | FALSE | G | Annual | Standard GWh | GWh | 4.433 | 4.433 | 4.433 | 0 | 0 | 0 | 0 | 0
NY Min Oil Burn - Astoria - Winter Shldr | 1034 | 7060 | Generation Constraint in GWh | FALSE | G | Annual | Emissions at Affected Plants | GWh | 4.433 | 4.433 | 4.433 | 0 | 0 | 0 | 0 | 0
NY Min Oil Burn - Astoria - Winter Shldr | 1034 | 7060 | Generation Constraint in GWh | FALSE | G | Annual | Allowances Purchased | GWh | 0 | 0 | 0 | 0 | 0 | 0 | 0 | 0
NY Min Oil Burn - Astoria - Winter Shldr | 1034 | 7060 | Generation Constraint in GWh | FALSE | G | Annual | Allowances Sold | GWh | 0 | 0 | 0 | 0 | 0 | 0 | 0 | 0
NY Min Oil Burn - Astoria - Winter Shldr | 1034 | 7060 | Generation Constraint in GWh | FALSE | G | Annual | Allowances Banked | GWh | 0 | 0 | 0 | 0 | 0 | 0 | 0 | 0
NY Min Oil Burn - Astoria - Winter Shldr | 1034 | 7060 | Generation Constraint in GWh | FALSE | G | Annual | Allowances Withdrawn (1:1) | GWh | 0 | 0 | 0 | 0 | 0 | 0 | 0 | 0
NY Min Oil Burn - Astoria - Winter Shldr | 1034 | 7060 | Generation Constraint in GWh | FALSE | G | Annual | Allowances Withdrawn (n:1) | GWh | 0 | 0 | 0 | 0 | 0 | 0 | 0 | 0
NY Min Oil Burn - Astoria - Winter Shldr | 1034 | 7060 | Generation Constraint in GWh | FALSE | G | Annual | Net Emissions Allowance Position | GWh | 4.433 | 4.433 | 4.433 | 0 | 0 | 0 | 0 | 0
NY Min Oil Burn - Astoria - Winter Shldr | 1034 | 7060 | Generation Constraint in GWh | FALSE | G | Annual | Fuel Consumed | TBtu | 0.052327 | 0.052327 | 0.052327 | 0 | 0 | 0 | 0 | 0
NY Min Oil Burn - Astoria - Winter Shldr | 1034 | 7060 | Generation Constraint in GWh | FALSE | G | Annual | Heat Rate | MMBtu/MWh | 11.804 | 11.804 | 11.804 | 0 | 0 | 0 | 0 | 0
NY Min Oil Burn - Astoria - Winter Shldr | 1034 | 7060 | Generation Constraint in GWh | FALSE | G | Annual | Generation | TWh | 0.004433 | 0.004433 | 0.004433 | 0 | 0 | 0 | 0 | 0
NY Min Oil Burn - Astoria - Winter Shldr | 1034 | 7060 | Generation Constraint in GWh | FALSE | G | Annual | Qualifying Generation | TWh | 0.004433 | 0.004433 | 0.004433 | 0 | 0 | 0 | 0 | 0
NY Min Oil Burn - Astoria - Winter Shldr | 1034 | 7060 | Generation Constraint in GWh | FALSE | G | Annual | Rate | lb/MWh | 0 | 0 | 0 | 0 | 0 | 0 | 0 | 0
NY Min Oil Burn - Astoria - Winter Shldr | 1034 | 7060 | Generation Constraint in GWh | FALSE | G | Annual | Constraint Shadow Price | US2016$/MWh | 128.265 | 139.2809 | 147.8731 | 0 | 0 | 0 | 0 | 0
NY Min Oil Burn - Astoria Energy - Summer | 1035 | 7073 | Generation Constraint in GWh | FALSE | G | Annual | Seasons Included | Seasons | Summer | Summer | Summer
NY Min Oil Burn - Astoria Energy - Summer | 1035 | 7073 | Generation Constraint in GWh | FALSE | G | Annual | Standard GWh | GWh | 0 | 0 | 0 | 0 | 0 | 0 | 0 | 0
NY Min Oil Burn - Astoria Energy - Summer | 1035 | 7073 | Generation Constraint in GWh | FALSE | G | Annual | Emissions at Affected Plants | GWh | 0 | 0 | 0 | 0 | 0 | 0 | 0 | 0
NY Min Oil Burn - Astoria Energy - Summer | 1035 | 7073 | Generation Constraint in GWh | FALSE | G | Annual | Allowances Purchased | GWh | 0 | 0 | 0 | 0 | 0 | 0 | 0 | 0
NY Min Oil Burn - Astoria Energy - Summer | 1035 | 7073 | Generation Constraint in GWh | FALSE | G | Annual | Allowances Sold | GWh | 0 | 0 | 0 | 0 | 0 | 0 | 0 | 0
NY Min Oil Burn - Astoria Energy - Summer | 1035 | 7073 | Generation Constraint in GWh | FALSE | G | Annual | Allowances Banked | GWh | 0 | 0 | 0 | 0 | 0 | 0 | 0 | 0
NY Min Oil Burn - Astoria Energy - Summer | 1035 | 7073 | Generation Constraint in GWh | FALSE | G | Annual | Allowances Withdrawn (1:1) | GWh | 0 | 0 | 0 | 0 | 0 | 0 | 0 | 0
NY Min Oil Burn - Astoria Energy - Summer | 1035 | 7073 | Generation Constraint in GWh | FALSE | G | Annual | Allowances Withdrawn (n:1) | GWh | 0 | 0 | 0 | 0 | 0 | 0 | 0 | 0
NY Min Oil Burn - Astoria Energy - Summer | 1035 | 7073 | Generation Constraint in GWh | FALSE | G | Annual | Net Emissions Allowance Position | GWh | 0 | 0 | 0 | 0 | 0 | 0 | 0 | 0
NY Min Oil Burn - Astoria Energy - Summer | 1035 | 7073 | Generation Constraint in GWh | FALSE | G | Annual | Fuel Consumed | TBtu | 0 | 0 | 0 | 0 | 0 | 0 | 0 | 0
NY Min Oil Burn - Astoria Energy - Summer | 1035 | 7073 | Generation Constraint in GWh | FALSE | G | Annual | Heat Rate | MMBtu/MWh | 0 | 0 | 0 | 0 | 0 | 0 | 0 | 0
NY Min Oil Burn - Astoria Energy - Summer | 1035 | 7073 | Generation Constraint in GWh | FALSE | G | Annual | Generation | TWh | 0 | 0 | 0 | 0 | 0 | 0 | 0 | 0
NY Min Oil Burn - Astoria Energy - Summer | 1035 | 7073 | Generation Constraint in GWh | FALSE | G | Annual | Qualifying Generation | TWh | 0 | 0 | 0 | 0 | 0 | 0 | 0 | 0
NY Min Oil Burn - Astoria Energy - Summer | 1035 | 7073 | Generation Constraint in GWh | FALSE | G | Annual | Rate | lb/MWh | 0 | 0 | 0 | 0 | 0 | 0 | 0 | 0
NY Min Oil Burn - Astoria Energy - Summer | 1035 | 7073 | Generation Constraint in GWh | FALSE | G | Annual | Constraint Shadow Price | US2016$/MWh | 0 | 0 | 0 | 0 | 0 | 0 | 0 | 0
NY Min Oil Burn - Astoria Energy - Winter | 1036 | 7071 | Generation Constraint in GWh | FALSE | G | Annual | Seasons Included | Seasons | Winter | Winter | Winter
NY Min Oil Burn - Astoria Energy - Winter | 1036 | 7071 | Generation Constraint in GWh | FALSE | G | Annual | Standard GWh | GWh | 33.8256 | 33.8256 | 33.8256 | 0 | 0 | 0 | 0 | 0
NY Min Oil Burn - Astoria Energy - Winter | 1036 | 7071 | Generation Constraint in GWh | FALSE | G | Annual | Emissions at Affected Plants | GWh | 33.8256 | 33.8256 | 33.8256 | 0 | 0 | 0 | 0 | 0
NY Min Oil Burn - Astoria Energy - Winter | 1036 | 7071 | Generation Constraint in GWh | FALSE | G | Annual | Allowances Purchased | GWh | 0 | 0 | 0 | 0 | 0 | 0 | 0 | 0
NY Min Oil Burn - Astoria Energy - Winter | 1036 | 7071 | Generation Constraint in GWh | FALSE | G | Annual | Allowances Sold | GWh | 0 | 0 | 0 | 0 | 0 | 0 | 0 | 0
NY Min Oil Burn - Astoria Energy - Winter | 1036 | 7071 | Generation Constraint in GWh | FALSE | G | Annual | Allowances Banked | GWh | 0 | 0 | 0 | 0 | 0 | 0 | 0 | 0
NY Min Oil Burn - Astoria Energy - Winter | 1036 | 7071 | Generation Constraint in GWh | FALSE | G | Annual | Allowances Withdrawn (1:1) | GWh | 0 | 0 | 0 | 0 | 0 | 0 | 0 | 0
NY Min Oil Burn - Astoria Energy - Winter | 1036 | 7071 | Generation Constraint in GWh | FALSE | G | Annual | Allowances Withdrawn (n:1) | GWh | 0 | 0 | 0 | 0 | 0 | 0 | 0 | 0
NY Min Oil Burn - Astoria Energy - Winter | 1036 | 7071 | Generation Constraint in GWh | FALSE | G | Annual | Net Emissions Allowance Position | GWh | 33.8256 | 33.8256 | 33.8256 | 0 | 0 | 0 | 0 | 0
NY Min Oil Burn - Astoria Energy - Winter | 1036 | 7071 | Generation Constraint in GWh | FALSE | G | Annual | Fuel Consumed | TBtu | 0.24781 | 0.24781 | 0.24781 | 0 | 0 | 0 | 0 | 0
NY Min Oil Burn - Astoria Energy - Winter | 1036 | 7071 | Generation Constraint in GWh | FALSE | G | Annual | Heat Rate | MMBtu/MWh | 7.326 | 7.326 | 7.326 | 0 | 0 | 0 | 0 | 0
NY Min Oil Burn - Astoria Energy - Winter | 1036 | 7071 | Generation Constraint in GWh | FALSE | G | Annual | Generation | TWh | 0.033826 | 0.033826 | 0.033826 | 0 | 0 | 0 | 0 | 0
NY Min Oil Burn - Astoria Energy - Winter | 1036 | 7071 | Generation Constraint in GWh | FALSE | G | Annual | Qualifying Generation | TWh | 0.033826 | 0.033826 | 0.033826 | 0 | 0 | 0 | 0 | 0
NY Min Oil Burn - Astoria Energy - Winter | 1036 | 7071 | Generation Constraint in GWh | FALSE | G | Annual | Rate | lb/MWh | 0 | 0 | 0 | 0 | 0 | 0 | 0 | 0
NY Min Oil Burn - Astoria Energy - Winter | 1036 | 7071 | Generation Constraint in GWh | FALSE | G | Annual | Constraint Shadow Price | US2016$/MWh | 105.748 | 109.74 | 114.4565 | 0 | 0 | 0 | 0 | 0
NY Min Oil Burn - Astoria Energy - Winter Shldr | 1037 | 7072 | Generation Constraint in GWh | FALSE | G | Annual | Seasons Included | Seasons | WintShld | WintShld | WintShld
NY Min Oil Burn - Astoria Energy - Winter Shldr | 1037 | 7072 | Generation Constraint in GWh | FALSE | G | Annual | Standard GWh | GWh | 0 | 0 | 0 | 0 | 0 | 0 | 0 | 0
NY Min Oil Burn - Astoria Energy - Winter Shldr | 1037 | 7072 | Generation Constraint in GWh | FALSE | G | Annual | Emissions at Affected Plants | GWh | 0 | 0 | 0 | 0 | 0 | 0 | 0 | 0
NY Min Oil Burn - Astoria Energy - Winter Shldr | 1037 | 7072 | Generation Constraint in GWh | FALSE | G | Annual | Allowances Purchased | GWh | 0 | 0 | 0 | 0 | 0 | 0 | 0 | 0
NY Min Oil Burn - Astoria Energy - Winter Shldr | 1037 | 7072 | Generation Constraint in GWh | FALSE | G | Annual | Allowances Sold | GWh | 0 | 0 | 0 | 0 | 0 | 0 | 0 | 0
NY Min Oil Burn - Astoria Energy - Winter Shldr | 1037 | 7072 | Generation Constraint in GWh | FALSE | G | Annual | Allowances Banked | GWh | 0 | 0 | 0 | 0 | 0 | 0 | 0 | 0
NY Min Oil Burn - Astoria Energy - Winter Shldr | 1037 | 7072 | Generation Constraint in GWh | FALSE | G | Annual | Allowances Withdrawn (1:1) | GWh | 0 | 0 | 0 | 0 | 0 | 0 | 0 | 0
NY Min Oil Burn - Astoria Energy - Winter Shldr | 1037 | 7072 | Generation Constraint in GWh | FALSE | G | Annual | Allowances Withdrawn (n:1) | GWh | 0 | 0 | 0 | 0 | 0 | 0 | 0 | 0
NY Min Oil Burn - Astoria Energy - Winter Shldr | 1037 | 7072 | Generation Constraint in GWh | FALSE | G | Annual | Net Emissions Allowance Position | GWh | 0 | 0 | 0 | 0 | 0 | 0 | 0 | 0
NY Min Oil Burn - Astoria Energy - Winter Shldr | 1037 | 7072 | Generation Constraint in GWh | FALSE | G | Annual | Fuel Consumed | TBtu | 0 | 0 | 0 | 0 | 0 | 0 | 0 | 0
NY Min Oil Burn - Astoria Energy - Winter Shldr | 1037 | 7072 | Generation Constraint in GWh | FALSE | G | Annual | Heat Rate | MMBtu/MWh | 0 | 0 | 0 | 0 | 0 | 0 | 0 | 0
NY Min Oil Burn - Astoria Energy - Winter Shldr | 1037 | 7072 | Generation Constraint in GWh | FALSE | G | Annual | Generation | TWh | 0 | 0 | 0 | 0 | 0 | 0 | 0 | 0
NY Min Oil Burn - Astoria Energy - Winter Shldr | 1037 | 7072 | Generation Constraint in GWh | FALSE | G | Annual | Qualifying Generation | TWh | 0 | 0 | 0 | 0 | 0 | 0 | 0 | 0
NY Min Oil Burn - Astoria Energy - Winter Shldr | 1037 | 7072 | Generation Constraint in GWh | FALSE | G | Annual | Rate | lb/MWh | 0 | 0 | 0 | 0 | 0 | 0 | 0 | 0
NY Min Oil Burn - Astoria Energy - Winter Shldr | 1037 | 7072 | Generation Constraint in GWh | FALSE | G | Annual | Constraint Shadow Price | US2016$/MWh | 0 | 0 | 0 | 0 | 0 | 0 | 0 | 0
NY Min Oil Burn - East River - Summer | 1038 | 7064 | Generation Constraint in GWh | FALSE | G | Annual | Seasons Included | Seasons | Summer | Summer | Summer
NY Min Oil Burn - East River - Summer | 1038 | 7064 | Generation Constraint in GWh | FALSE | G | Annual | Standard GWh | GWh | 7.2045 | 7.2045 | 7.2045 | 0 | 0 | 0 | 0 | 0
NY Min Oil Burn - East River - Summer | 1038 | 7064 | Generation Constraint in GWh | FALSE | G | Annual | Emissions at Affected Plants | GWh | 7.2045 | 7.2045 | 7.2045 | 0 | 0 | 0 | 0 | 0
NY Min Oil Burn - East River - Summer | 1038 | 7064 | Generation Constraint in GWh | FALSE | G | Annual | Allowances Purchased | GWh | 0 | 0 | 0 | 0 | 0 | 0 | 0 | 0
NY Min Oil Burn - East River - Summer | 1038 | 7064 | Generation Constraint in GWh | FALSE | G | Annual | Allowances Sold | GWh | 0 | 0 | 0 | 0 | 0 | 0 | 0 | 0
NY Min Oil Burn - East River - Summer | 1038 | 7064 | Generation Constraint in GWh | FALSE | G | Annual | Allowances Banked | GWh | 0 | 0 | 0 | 0 | 0 | 0 | 0 | 0
NY Min Oil Burn - East River - Summer | 1038 | 7064 | Generation Constraint in GWh | FALSE | G | Annual | Allowances Withdrawn (1:1) | GWh | 0 | 0 | 0 | 0 | 0 | 0 | 0 | 0
NY Min Oil Burn - East River - Summer | 1038 | 7064 | Generation Constraint in GWh | FALSE | G | Annual | Allowances Withdrawn (n:1) | GWh | 0 | 0 | 0 | 0 | 0 | 0 | 0 | 0
NY Min Oil Burn - East River - Summer | 1038 | 7064 | Generation Constraint in GWh | FALSE | G | Annual | Net Emissions Allowance Position | GWh | 7.2045 | 7.2045 | 7.2045 | 0 | 0 | 0 | 0 | 0
NY Min Oil Burn - East River - Summer | 1038 | 7064 | Generation Constraint in GWh | FALSE | G | Annual | Fuel Consumed | TBtu | 0.085632 | 0.085632 | 0.085632 | 0 | 0 | 0 | 0 | 0
NY Min Oil Burn - East River - Summer | 1038 | 7064 | Generation Constraint in GWh | FALSE | G | Annual | Heat Rate | MMBtu/MWh | 11.886 | 11.886 | 11.886 | 0 | 0 | 0 | 0 | 0
NY Min Oil Burn - East River - Summer | 1038 | 7064 | Generation Constraint in GWh | FALSE | G | Annual | Generation | TWh | 0.0072045 | 0.0072045 | 0.0072045 | 0 | 0 | 0 | 0 | 0
NY Min Oil Burn - East River - Summer | 1038 | 7064 | Generation Constraint in GWh | FALSE | G | Annual | Qualifying Generation | TWh | 0.0072045 | 0.0072045 | 0.0072045 | 0 | 0 | 0 | 0 | 0
NY Min Oil Burn - East River - Summer | 1038 | 7064 | Generation Constraint in GWh | FALSE | G | Annual | Rate | lb/MWh | 0 | 0 | 0 | 0 | 0 | 0 | 0 | 0
NY Min Oil Burn - East River - Summer | 1038 | 7064 | Generation Constraint in GWh | FALSE | G | Annual | Constraint Shadow Price | US2016$/MWh | 137.616 | 140.4872 | 149.937 | 0 | 0 | 0 | 0 | 0
NY Min Oil Burn - East River - Winter | 1039 | 7062 | Generation Constraint in GWh | FALSE | G | Annual | Seasons Included | Seasons | Winter | Winter | Winter
NY Min Oil Burn - East River - Winter | 1039 | 7062 | Generation Constraint in GWh | FALSE | G | Annual | Standard GWh | GWh | 21.1896 | 21.1896 | 21.1896 | 0 | 0 | 0 | 0 | 0
NY Min Oil Burn - East River - Winter | 1039 | 7062 | Generation Constraint in GWh | FALSE | G | Annual | Emissions at Affected Plants | GWh | 21.1896 | 21.1896 | 21.1896 | 0 | 0 | 0 | 0 | 0
NY Min Oil Burn - East River - Winter | 1039 | 7062 | Generation Constraint in GWh | FALSE | G | Annual | Allowances Purchased | GWh | 0 | 0 | 0 | 0 | 0 | 0 | 0 | 0
NY Min Oil Burn - East River - Winter | 1039 | 7062 | Generation Constraint in GWh | FALSE | G | Annual | Allowances Sold | GWh | 0 | 0 | 0 | 0 | 0 | 0 | 0 | 0
NY Min Oil Burn - East River - Winter | 1039 | 7062 | Generation Constraint in GWh | FALSE | G | Annual | Allowances Banked | GWh | 0 | 0 | 0 | 0 | 0 | 0 | 0 | 0
NY Min Oil Burn - East River - Winter | 1039 | 7062 | Generation Constraint in GWh | FALSE | G | Annual | Allowances Withdrawn (1:1) | GWh | 0 | 0 | 0 | 0 | 0 | 0 | 0 | 0
NY Min Oil Burn - East River - Winter | 1039 | 7062 | Generation Constraint in GWh | FALSE | G | Annual | Allowances Withdrawn (n:1) | GWh | 0 | 0 | 0 | 0 | 0 | 0 | 0 | 0
NY Min Oil Burn - East River - Winter | 1039 | 7062 | Generation Constraint in GWh | FALSE | G | Annual | Net Emissions Allowance Position | GWh | 21.1896 | 21.1896 | 21.1896 | 0 | 0 | 0 | 0 | 0
NY Min Oil Burn - East River - Winter | 1039 | 7062 | Generation Constraint in GWh | FALSE | G | Annual | Fuel Consumed | TBtu | 0.25186 | 0.25186 | 0.25186 | 0 | 0 | 0 | 0 | 0
NY Min Oil Burn - East River - Winter | 1039 | 7062 | Generation Constraint in GWh | FALSE | G | Annual | Heat Rate | MMBtu/MWh | 11.886 | 11.886 | 11.886 | 0 | 0 | 0 | 0 | 0
NY Min Oil Burn - East River - Winter | 1039 | 7062 | Generation Constraint in GWh | FALSE | G | Annual | Generation | TWh | 0.02119 | 0.02119 | 0.02119 | 0 | 0 | 0 | 0 | 0
NY Min Oil Burn - East River - Winter | 1039 | 7062 | Generation Constraint in GWh | FALSE | G | Annual | Qualifying Generation | TWh | 0.02119 | 0.02119 | 0.02119 | 0 | 0 | 0 | 0 | 0
NY Min Oil Burn - East River - Winter | 1039 | 7062 | Generation Constraint in GWh | FALSE | G | Annual | Rate | lb/MWh | 0 | 0 | 0 | 0 | 0 | 0 | 0 | 0
NY Min Oil Burn - East River - Winter | 1039 | 7062 | Generation Constraint in GWh | FALSE | G | Annual | Constraint Shadow Price | US2016$/MWh | 129.215 | 133.5439 | 143.2917 | 0 | 0 | 0 | 0 | 0
NY Min Oil Burn - East River - Winter Shldr | 1040 | 7063 | Generation Constraint in GWh | FALSE | G | Annual | Seasons Included | Seasons | WintShld | WintShld | WintShld
NY Min Oil Burn - East River - Winter Shldr | 1040 | 7063 | Generation Constraint in GWh | FALSE | G | Annual | Standard GWh | GWh | 3.8298 | 3.8298 | 3.8298 | 0 | 0 | 0 | 0 | 0
NY Min Oil Burn - East River - Winter Shldr | 1040 | 7063 | Generation Constraint in GWh | FALSE | G | Annual | Emissions at Affected Plants | GWh | 3.8298 | 3.8298 | 3.8298 | 0 | 0 | 0 | 0 | 0
NY Min Oil Burn - East River - Winter Shldr | 1040 | 7063 | Generation Constraint in GWh | FALSE | G | Annual | Allowances Purchased | GWh | 0 | 0 | 0 | 0 | 0 | 0 | 0 | 0
NY Min Oil Burn - East River - Winter Shldr | 1040 | 7063 | Generation Constraint in GWh | FALSE | G | Annual | Allowances Sold | GWh | 0 | 0 | 0 | 0 | 0 | 0 | 0 | 0
NY Min Oil Burn - East River - Winter Shldr | 1040 | 7063 | Generation Constraint in GWh | FALSE | G | Annual | Allowances Banked | GWh | 0 | 0 | 0 | 0 | 0 | 0 | 0 | 0
NY Min Oil Burn - East River - Winter Shldr | 1040 | 7063 | Generation Constraint in GWh | FALSE | G | Annual | Allowances Withdrawn (1:1) | GWh | 0 | 0 | 0 | 0 | 0 | 0 | 0 | 0
NY Min Oil Burn - East River - Winter Shldr | 1040 | 7063 | Generation Constraint in GWh | FALSE | G | Annual | Allowances Withdrawn (n:1) | GWh | 0 | 0 | 0 | 0 | 0 | 0 | 0 | 0
NY Min Oil Burn - East River - Winter Shldr | 1040 | 7063 | Generation Constraint in GWh | FALSE | G | Annual | Net Emissions Allowance Position | GWh | 3.8298 | 3.8298 | 3.8298 | 0 | 0 | 0 | 0 | 0
NY Min Oil Burn - East River - Winter Shldr | 1040 | 7063 | Generation Constraint in GWh | FALSE | G | Annual | Fuel Consumed | TBtu | 0.045521 | 0.045521 | 0.045521 | 0 | 0 | 0 | 0 | 0
NY Min Oil Burn - East River - Winter Shldr | 1040 | 7063 | Generation Constraint in GWh | FALSE | G | Annual | Heat Rate | MMBtu/MWh | 11.886 | 11.886 | 11.886 | 0 | 0 | 0 | 0 | 0
NY Min Oil Burn - East River - Winter Shldr | 1040 | 7063 | Generation Constraint in GWh | FALSE | G | Annual | Generation | TWh | 0.0038298 | 0.0038298 | 0.0038298 | 0 | 0 | 0 | 0 | 0
NY Min Oil Burn - East River - Winter Shldr | 1040 | 7063 | Generation Constraint in GWh | FALSE | G | Annual | Qualifying Generation | TWh | 0.0038298 | 0.0038298 | 0.0038298 | 0 | 0 | 0 | 0 | 0
NY Min Oil Burn - East River - Winter Shldr | 1040 | 7063 | Generation Constraint in GWh | FALSE | G | Annual | Rate | lb/MWh | 0 | 0 | 0 | 0 | 0 | 0 | 0 | 0
NY Min Oil Burn - East River - Winter Shldr | 1040 | 7063 | Generation Constraint in GWh | FALSE | G | Annual | Constraint Shadow Price | US2016$/MWh | 138.273 | 140.5479 | 154.5052 | 0 | 0 | 0 | 0 | 0
NY Min Oil Burn - Northport - Summer | 1041 | 7067 | Generation Constraint in GWh | FALSE | G | Annual | Seasons Included | Seasons | Summer | Summer | Summer
NY Min Oil Burn - Northport - Summer | 1041 | 7067 | Generation Constraint in GWh | FALSE | G | Annual | Standard GWh | GWh | 116.1086 | 116.1086 | 116.1086 | 0 | 0 | 0 | 0 | 0
NY Min Oil Burn - Northport - Summer | 1041 | 7067 | Generation Constraint in GWh | FALSE | G | Annual | Emissions at Affected Plants | GWh | 116.1086 | 116.1086 | 116.1086 | 0 | 0 | 0 | 0 | 0
NY Min Oil Burn - Northport - Summer | 1041 | 7067 | Generation Constraint in GWh | FALSE | G | Annual | Allowances Purchased | GWh | 0 | 0 | 0 | 0 | 0 | 0 | 0 | 0
NY Min Oil Burn - Northport - Summer | 1041 | 7067 | Generation Constraint in GWh | FALSE | G | Annual | Allowances Sold | GWh | 0 | 0 | 0 | 0 | 0 | 0 | 0 | 0
NY Min Oil Burn - Northport - Summer | 1041 | 7067 | Generation Constraint in GWh | FALSE | G | Annual | Allowances Banked | GWh | 0 | 0 | 0 | 0 | 0 | 0 | 0 | 0
NY Min Oil Burn - Northport - Summer | 1041 | 7067 | Generation Constraint in GWh | FALSE | G | Annual | Allowances Withdrawn (1:1) | GWh | 0 | 0 | 0 | 0 | 0 | 0 | 0 | 0
NY Min Oil Burn - Northport - Summer | 1041 | 7067 | Generation Constraint in GWh | FALSE | G | Annual | Allowances Withdrawn (n:1) | GWh | 0 | 0 | 0 | 0 | 0 | 0 | 0 | 0
NY Min Oil Burn - Northport - Summer | 1041 | 7067 | Generation Constraint in GWh | FALSE | G | Annual | Net Emissions Allowance Position | GWh | 116.1086 | 116.1086 | 116.1086 | 0 | 0 | 0 | 0 | 0
NY Min Oil Burn - Northport - Summer | 1041 | 7067 | Generation Constraint in GWh | FALSE | G | Annual | Fuel Consumed | TBtu | 1.2213 | 1.2213 | 1.2213 | 0 | 0 | 0 | 0 | 0
NY Min Oil Burn - Northport - Summer | 1041 | 7067 | Generation Constraint in GWh | FALSE | G | Annual | Heat Rate | MMBtu/MWh | 10.519 | 10.519 | 10.519 | 0 | 0 | 0 | 0 | 0
NY Min Oil Burn - Northport - Summer | 1041 | 7067 | Generation Constraint in GWh | FALSE | G | Annual | Generation | TWh | 0.11611 | 0.11611 | 0.11611 | 0 | 0 | 0 | 0 | 0
NY Min Oil Burn - Northport - Summer | 1041 | 7067 | Generation Constraint in GWh | FALSE | G | Annual | Qualifying Generation | TWh | 0.11611 | 0.11611 | 0.11611 | 0 | 0 | 0 | 0 | 0
NY Min Oil Burn - Northport - Summer | 1041 | 7067 | Generation Constraint in GWh | FALSE | G | Annual | Rate | lb/MWh | 0 | 0 | 0 | 0 | 0 | 0 | 0 | 0
NY Min Oil Burn - Northport - Summer | 1041 | 7067 | Generation Constraint in GWh | FALSE | G | Annual | Constraint Shadow Price | US2016$/MWh | 84.385 | 81.0515 | 89.2121 | 0 | 0 | 0 | 0 | 0
NY Min Oil Burn - Northport - Winter | 1042 | 7065 | Generation Constraint in GWh | FALSE | G | Annual | Seasons Included | Seasons | Winter | Winter | Winter
NY Min Oil Burn - Northport - Winter | 1042 | 7065 | Generation Constraint in GWh | FALSE | G | Annual | Standard GWh | GWh | 177.5779 | 177.5779 | 177.5779 | 0 | 0 | 0 | 0 | 0
NY Min Oil Burn - Northport - Winter | 1042 | 7065 | Generation Constraint in GWh | FALSE | G | Annual | Emissions at Affected Plants | GWh | 177.5779 | 177.5779 | 177.5779 | 0 | 0 | 0 | 0 | 0
NY Min Oil Burn - Northport - Winter | 1042 | 7065 | Generation Constraint in GWh | FALSE | G | Annual | Allowances Purchased | GWh | 0 | 0 | 0 | 0 | 0 | 0 | 0 | 0
NY Min Oil Burn - Northport - Winter | 1042 | 7065 | Generation Constraint in GWh | FALSE | G | Annual | Allowances Sold | GWh | 0 | 0 | 0 | 0 | 0 | 0 | 0 | 0
NY Min Oil Burn - Northport - Winter | 1042 | 7065 | Generation Constraint in GWh | FALSE | G | Annual | Allowances Banked | GWh | 0 | 0 | 0 | 0 | 0 | 0 | 0 | 0
NY Min Oil Burn - Northport - Winter | 1042 | 7065 | Generation Constraint in GWh | FALSE | G | Annual | Allowances Withdrawn (1:1) | GWh | 0 | 0 | 0 | 0 | 0 | 0 | 0 | 0
NY Min Oil Burn - Northport - Winter | 1042 | 7065 | Generation Constraint in GWh | FALSE | G | Annual | Allowances Withdrawn (n:1) | GWh | 0 | 0 | 0 | 0 | 0 | 0 | 0 | 0
NY Min Oil Burn - Northport - Winter | 1042 | 7065 | Generation Constraint in GWh | FALSE | G | Annual | Net Emissions Allowance Position | GWh | 177.5779 | 177.5779 | 177.5779 | 0 | 0 | 0 | 0 | 0
NY Min Oil Burn - Northport - Winter | 1042 | 7065 | Generation Constraint in GWh | FALSE | G | Annual | Fuel Consumed | TBtu | 1.8809 | 1.8809 | 1.8814 | 0 | 0 | 0 | 0 | 0
NY Min Oil Burn - Northport - Winter | 1042 | 7065 | Generation Constraint in GWh | FALSE | G | Annual | Heat Rate | MMBtu/MWh | 10.5918 | 10.5918 | 10.5948 | 0 | 0 | 0 | 0 | 0
NY Min Oil Burn - Northport - Winter | 1042 | 7065 | Generation Constraint in GWh | FALSE | G | Annual | Generation | TWh | 0.17758 | 0.17758 | 0.17758 | 0 | 0 | 0 | 0 | 0
NY Min Oil Burn - Northport - Winter | 1042 | 7065 | Generation Constraint in GWh | FALSE | G | Annual | Qualifying Generation | TWh | 0.17758 | 0.17758 | 0.17758 | 0 | 0 | 0 | 0 | 0
NY Min Oil Burn - Northport - Winter | 1042 | 7065 | Generation Constraint in GWh | FALSE | G | Annual | Rate | lb/MWh | 0 | 0 | 0 | 0 | 0 | 0 | 0 | 0
NY Min Oil Burn - Northport - Winter | 1042 | 7065 | Generation Constraint in GWh | FALSE | G | Annual | Constraint Shadow Price | US2016$/MWh | 59.645 | 53.5879 | 67.4649 | 0 | 0 | 0 | 0 | 0
NY Min Oil Burn - Northport - Winter Shldr | 1043 | 7066 | Generation Constraint in GWh | FALSE | G | Annual | Seasons Included | Seasons | WintShld | WintShld | WintShld
NY Min Oil Burn - Northport - Winter Shldr | 1043 | 7066 | Generation Constraint in GWh | FALSE | G | Annual | Standard GWh | GWh | 23.1458 | 23.1458 | 23.1458 | 0 | 0 | 0 | 0 | 0
NY Min Oil Burn - Northport - Winter Shldr | 1043 | 7066 | Generation Constraint in GWh | FALSE | G | Annual | Emissions at Affected Plants | GWh | 23.1458 | 23.1458 | 23.1458 | 0 | 0 | 0 | 0 | 0
NY Min Oil Burn - Northport - Winter Shldr | 1043 | 7066 | Generation Constraint in GWh | FALSE | G | Annual | Allowances Purchased | GWh | 0 | 0 | 0 | 0 | 0 | 0 | 0 | 0
NY Min Oil Burn - Northport - Winter Shldr | 1043 | 7066 | Generation Constraint in GWh | FALSE | G | Annual | Allowances Sold | GWh | 0 | 0 | 0 | 0 | 0 | 0 | 0 | 0
NY Min Oil Burn - Northport - Winter Shldr | 1043 | 7066 | Generation Constraint in GWh | FALSE | G | Annual | Allowances Banked | GWh | 0 | 0 | 0 | 0 | 0 | 0 | 0 | 0
NY Min Oil Burn - Northport - Winter Shldr | 1043 | 7066 | Generation Constraint in GWh | FALSE | G | Annual | Allowances Withdrawn (1:1) | GWh | 0 | 0 | 0 | 0 | 0 | 0 | 0 | 0
NY Min Oil Burn - Northport - Winter Shldr | 1043 | 7066 | Generation Constraint in GWh | FALSE | G | Annual | Allowances Withdrawn (n:1) | GWh | 0 | 0 | 0 | 0 | 0 | 0 | 0 | 0
NY Min Oil Burn - Northport - Winter Shldr | 1043 | 7066 | Generation Constraint in GWh | FALSE | G | Annual | Net Emissions Allowance Position | GWh | 23.1458 | 23.1458 | 23.1458 | 0 | 0 | 0 | 0 | 0
NY Min Oil Burn - Northport - Winter Shldr | 1043 | 7066 | Generation Constraint in GWh | FALSE | G | Annual | Fuel Consumed | TBtu | 0.24347 | 0.24347 | 0.24347 | 0 | 0 | 0 | 0 | 0
NY Min Oil Burn - Northport - Winter Shldr | 1043 | 7066 | Generation Constraint in GWh | FALSE | G | Annual | Heat Rate | MMBtu/MWh | 10.519 | 10.519 | 10.519 | 0 | 0 | 0 | 0 | 0
NY Min Oil Burn - Northport - Winter Shldr | 1043 | 7066 | Generation Constraint in GWh | FALSE | G | Annual | Generation | TWh | 0.023146 | 0.023146 | 0.023146 | 0 | 0 | 0 | 0 | 0
NY Min Oil Burn - Northport - Winter Shldr | 1043 | 7066 | Generation Constraint in GWh | FALSE | G | Annual | Qualifying Generation | TWh | 0.023146 | 0.023146 | 0.023146 | 0 | 0 | 0 | 0 | 0
NY Min Oil Burn - Northport - Winter Shldr | 1043 | 7066 | Generation Constraint in GWh | FALSE | G | Annual | Rate | lb/MWh | 0 | 0 | 0 | 0 | 0 | 0 | 0 | 0
NY Min Oil Burn - Northport - Winter Shldr | 1043 | 7066 | Generation Constraint in GWh | FALSE | G | Annual | Constraint Shadow Price | US2016$/MWh | 81.019 | 81.3069 | 87.8445 | 0 | 0 | 0 | 0 | 0
NY Min Oil Burn - Ravenswood CC - Summer | 1044 | 7076 | Generation Constraint in GWh | FALSE | G | Annual | Seasons Included | Seasons | Summer | Summer | Summer
NY Min Oil Burn - Ravenswood CC - Summer | 1044 | 7076 | Generation Constraint in GWh | FALSE | G | Annual | Standard GWh | GWh | 0 | 0 | 0 | 0 | 0 | 0 | 0 | 0
NY Min Oil Burn - Ravenswood CC - Summer | 1044 | 7076 | Generation Constraint in GWh | FALSE | G | Annual | Emissions at Affected Plants | GWh | 0 | 0 | 0 | 0 | 0 | 0 | 0 | 0
NY Min Oil Burn - Ravenswood CC - Summer | 1044 | 7076 | Generation Constraint in GWh | FALSE | G | Annual | Allowances Purchased | GWh | 0 | 0 | 0 | 0 | 0 | 0 | 0 | 0
NY Min Oil Burn - Ravenswood CC - Summer | 1044 | 7076 | Generation Constraint in GWh | FALSE | G | Annual | Allowances Sold | GWh | 0 | 0 | 0 | 0 | 0 | 0 | 0 | 0
NY Min Oil Burn - Ravenswood CC - Summer | 1044 | 7076 | Generation Constraint in GWh | FALSE | G | Annual | Allowances Banked | GWh | 0 | 0 | 0 | 0 | 0 | 0 | 0 | 0
NY Min Oil Burn - Ravenswood CC - Summer | 1044 | 7076 | Generation Constraint in GWh | FALSE | G | Annual | Allowances Withdrawn (1:1) | GWh | 0 | 0 | 0 | 0 | 0 | 0 | 0 | 0
NY Min Oil Burn - Ravenswood CC - Summer | 1044 | 7076 | Generation Constraint in GWh | FALSE | G | Annual | Allowances Withdrawn (n:1) | GWh | 0 | 0 | 0 | 0 | 0 | 0 | 0 | 0
NY Min Oil Burn - Ravenswood CC - Summer | 1044 | 7076 | Generation Constraint in GWh | FALSE | G | Annual | Net Emissions Allowance Position | GWh | 0 | 0 | 0 | 0 | 0 | 0 | 0 | 0
NY Min Oil Burn - Ravenswood CC - Summer | 1044 | 7076 | Generation Constraint in GWh | FALSE | G | Annual | Fuel Consumed | TBtu | 0 | 0 | 0 | 0 | 0 | 0 | 0 | 0
NY Min Oil Burn - Ravenswood CC - Summer | 1044 | 7076 | Generation Constraint in GWh | FALSE | G | Annual | Heat Rate | MMBtu/MWh | 0 | 0 | 0 | 0 | 0 | 0 | 0 | 0
NY Min Oil Burn - Ravenswood CC - Summer | 1044 | 7076 | Generation Constraint in GWh | FALSE | G | Annual | Generation | TWh | 0 | 0 | 0 | 0 | 0 | 0 | 0 | 0
NY Min Oil Burn - Ravenswood CC - Summer | 1044 | 7076 | Generation Constraint in GWh | FALSE | G | Annual | Qualifying Generation | TWh | 0 | 0 | 0 | 0 | 0 | 0 | 0 | 0
NY Min Oil Burn - Ravenswood CC - Summer | 1044 | 7076 | Generation Constraint in GWh | FALSE | G | Annual | Rate | lb/MWh | 0 | 0 | 0 | 0 | 0 | 0 | 0 | 0
NY Min Oil Burn - Ravenswood CC - Summer | 1044 | 7076 | Generation Constraint in GWh | FALSE | G | Annual | Constraint Shadow Price | US2016$/MWh | 0 | 0 | 0 | 0 | 0 | 0 | 0 | 0
NY Min Oil Burn - Ravenswood CC - Winter | 1045 | 7074 | Generation Constraint in GWh | FALSE | G | Annual | Seasons Included | Seasons | Winter | Winter | Winter
NY Min Oil Burn - Ravenswood CC - Winter | 1045 | 7074 | Generation Constraint in GWh | FALSE | G | Annual | Standard GWh | GWh | 4.981 | 4.981 | 4.981 | 0 | 0 | 0 | 0 | 0
NY Min Oil Burn - Ravenswood CC - Winter | 1045 | 7074 | Generation Constraint in GWh | FALSE | G | Annual | Emissions at Affected Plants | GWh | 4.981 | 4.981 | 4.981 | 0 | 0 | 0 | 0 | 0
NY Min Oil Burn - Ravenswood CC - Winter | 1045 | 7074 | Generation Constraint in GWh | FALSE | G | Annual | Allowances Purchased | GWh | 0 | 0 | 0 | 0 | 0 | 0 | 0 | 0
NY Min Oil Burn - Ravenswood CC - Winter | 1045 | 7074 | Generation Constraint in GWh | FALSE | G | Annual | Allowances Sold | GWh | 0 | 0 | 0 | 0 | 0 | 0 | 0 | 0
NY Min Oil Burn - Ravenswood CC - Winter | 1045 | 7074 | Generation Constraint in GWh | FALSE | G | Annual | Allowances Banked | GWh | 0 | 0 | 0 | 0 | 0 | 0 | 0 | 0
NY Min Oil Burn - Ravenswood CC - Winter | 1045 | 7074 | Generation Constraint in GWh | FALSE | G | Annual | Allowances Withdrawn (1:1) | GWh | 0 | 0 | 0 | 0 | 0 | 0 | 0 | 0
NY Min Oil Burn - Ravenswood CC - Winter | 1045 | 7074 | Generation Constraint in GWh | FALSE | G | Annual | Allowances Withdrawn (n:1) | GWh | 0 | 0 | 0 | 0 | 0 | 0 | 0 | 0
NY Min Oil Burn - Ravenswood CC - Winter | 1045 | 7074 | Generation Constraint in GWh | FALSE | G | Annual | Net Emissions Allowance Position | GWh | 4.981 | 4.981 | 4.981 | 0 | 0 | 0 | 0 | 0
NY Min Oil Burn - Ravenswood CC - Winter | 1045 | 7074 | Generation Constraint in GWh | FALSE | G | Annual | Fuel Consumed | TBtu | 0.037452 | 0.037452 | 0.037452 | 0 | 0 | 0 | 0 | 0
NY Min Oil Burn - Ravenswood CC - Winter | 1045 | 7074 | Generation Constraint in GWh | FALSE | G | Annual | Heat Rate | MMBtu/MWh | 7.519 | 7.519 | 7.519 | 0 | 0 | 0 | 0 | 0
NY Min Oil Burn - Ravenswood CC - Winter | 1045 | 7074 | Generation Constraint in GWh | FALSE | G | Annual | Generation | TWh | 0.004981 | 0.004981 | 0.004981 | 0 | 0 | 0 | 0 | 0
NY Min Oil Burn - Ravenswood CC - Winter | 1045 | 7074 | Generation Constraint in GWh | FALSE | G | Annual | Qualifying Generation | TWh | 0.004981 | 0.004981 | 0.004981 | 0 | 0 | 0 | 0 | 0
NY Min Oil Burn - Ravenswood CC - Winter | 1045 | 7074 | Generation Constraint in GWh | FALSE | G | Annual | Rate | lb/MWh | 0 | 0 | 0 | 0 | 0 | 0 | 0 | 0
NY Min Oil Burn - Ravenswood CC - Winter | 1045 | 7074 | Generation Constraint in GWh | FALSE | G | Annual | Constraint Shadow Price | US2016$/MWh | 108.534 | 112.6309 | 117.4718 | 0 | 0 | 0 | 0 | 0
NY Min Oil Burn - Ravenswood CC - Winter Shldr | 1046 | 7075 | Generation Constraint in GWh | FALSE | G | Annual | Seasons Included | Seasons | WintShld | WintShld | WintShld
NY Min Oil Burn - Ravenswood CC - Winter Shldr | 1046 | 7075 | Generation Constraint in GWh | FALSE | G | Annual | Standard GWh | GWh | 0.6752 | 0.6752 | 0.6752 | 0 | 0 | 0 | 0 | 0
NY Min Oil Burn - Ravenswood CC - Winter Shldr | 1046 | 7075 | Generation Constraint in GWh | FALSE | G | Annual | Emissions at Affected Plants | GWh | 0.6752 | 0.6752 | 0.6752 | 0 | 0 | 0 | 0 | 0
NY Min Oil Burn - Ravenswood CC - Winter Shldr | 1046 | 7075 | Generation Constraint in GWh | FALSE | G | Annual | Allowances Purchased | GWh | 0 | 0 | 0 | 0 | 0 | 0 | 0 | 0
NY Min Oil Burn - Ravenswood CC - Winter Shldr | 1046 | 7075 | Generation Constraint in GWh | FALSE | G | Annual | Allowances Sold | GWh | 0 | 0 | 0 | 0 | 0 | 0 | 0 | 0
NY Min Oil Burn - Ravenswood CC - Winter Shldr | 1046 | 7075 | Generation Constraint in GWh | FALSE | G | Annual | Allowances Banked | GWh | 0 | 0 | 0 | 0 | 0 | 0 | 0 | 0
NY Min Oil Burn - Ravenswood CC - Winter Shldr | 1046 | 7075 | Generation Constraint in GWh | FALSE | G | Annual | Allowances Withdrawn (1:1) | GWh | 0 | 0 | 0 | 0 | 0 | 0 | 0 | 0
NY Min Oil Burn - Ravenswood CC - Winter Shldr | 1046 | 7075 | Generation Constraint in GWh | FALSE | G | Annual | Allowances Withdrawn (n:1) | GWh | 0 | 0 | 0 | 0 | 0 | 0 | 0 | 0
NY Min Oil Burn - Ravenswood CC - Winter Shldr | 1046 | 7075 | Generation Constraint in GWh | FALSE | G | Annual | Net Emissions Allowance Position | GWh | 0.6752 | 0.6752 | 0.6752 | 0 | 0 | 0 | 0 | 0
NY Min Oil Burn - Ravenswood CC - Winter Shldr | 1046 | 7075 | Generation Constraint in GWh | FALSE | G | Annual | Fuel Consumed | TBtu | 0.0050768 | 0.0050768 | 0.0050768 | 0 | 0 | 0 | 0 | 0
NY Min Oil Burn - Ravenswood CC - Winter Shldr | 1046 | 7075 | Generation Constraint in GWh | FALSE | G | Annual | Heat Rate | MMBtu/MWh | 7.519 | 7.519 | 7.519 | 0 | 0 | 0 | 0 | 0
NY Min Oil Burn - Ravenswood CC - Winter Shldr | 1046 | 7075 | Generation Constraint in GWh | FALSE | G | Annual | Generation | TWh | 0.0006752 | 0.0006752 | 0.0006752 | 0 | 0 | 0 | 0 | 0
NY Min Oil Burn - Ravenswood CC - Winter Shldr | 1046 | 7075 | Generation Constraint in GWh | FALSE | G | Annual | Qualifying Generation | TWh | 0.0006752 | 0.0006752 | 0.0006752 | 0 | 0 | 0 | 0 | 0
NY Min Oil Burn - Ravenswood CC - Winter Shldr | 1046 | 7075 | Generation Constraint in GWh | FALSE | G | Annual | Rate | lb/MWh | 0 | 0 | 0 | 0 | 0 | 0 | 0 | 0
NY Min Oil Burn - Ravenswood CC - Winter Shldr | 1046 | 7075 | Generation Constraint in GWh | FALSE | G | Annual | Constraint Shadow Price | US2016$/MWh | 124.474 | 132.2557 | 138.6001 | 0 | 0 | 0 | 0 | 0
NY Min Oil Burn - Ravenswood Oil - Summer | 1047 | 7070 | Generation Constraint in GWh | FALSE | G | Annual | Seasons Included | Seasons | Summer | Summer | Summer
NY Min Oil Burn - Ravenswood Oil - Summer | 1047 | 7070 | Generation Constraint in GWh | FALSE | G | Annual | Standard GWh | GWh | 37.5646 | 37.5646 | 37.5646 | 0 | 0 | 0 | 0 | 0
NY Min Oil Burn - Ravenswood Oil - Summer | 1047 | 7070 | Generation Constraint in GWh | FALSE | G | Annual | Emissions at Affected Plants | GWh | 37.5646 | 37.5646 | 37.5646 | 0 | 0 | 0 | 0 | 0
NY Min Oil Burn - Ravenswood Oil - Summer | 1047 | 7070 | Generation Constraint in GWh | FALSE | G | Annual | Allowances Purchased | GWh | 0 | 0 | 0 | 0 | 0 | 0 | 0 | 0
NY Min Oil Burn - Ravenswood Oil - Summer | 1047 | 7070 | Generation Constraint in GWh | FALSE | G | Annual | Allowances Sold | GWh | 0 | 0 | 0 | 0 | 0 | 0 | 0 | 0
NY Min Oil Burn - Ravenswood Oil - Summer | 1047 | 7070 | Generation Constraint in GWh | FALSE | G | Annual | Allowances Banked | GWh | 0 | 0 | 0 | 0 | 0 | 0 | 0 | 0
NY Min Oil Burn - Ravenswood Oil - Summer | 1047 | 7070 | Generation Constraint in GWh | FALSE | G | Annual | Allowances Withdrawn (1:1) | GWh | 0 | 0 | 0 | 0 | 0 | 0 | 0 | 0
NY Min Oil Burn - Ravenswood Oil - Summer | 1047 | 7070 | Generation Constraint in GWh | FALSE | G | Annual | Allowances Withdrawn (n:1) | GWh | 0 | 0 | 0 | 0 | 0 | 0 | 0 | 0
NY Min Oil Burn - Ravenswood Oil - Summer | 1047 | 7070 | Generation Constraint in GWh | FALSE | G | Annual | Net Emissions Allowance Position | GWh | 37.5646 | 37.5646 | 37.5646 | 0 | 0 | 0 | 0 | 0
NY Min Oil Burn - Ravenswood Oil - Summer | 1047 | 7070 | Generation Constraint in GWh | FALSE | G | Annual | Fuel Consumed | TBtu | 0.40983 | 0.40983 | 0.40983 | 0 | 0 | 0 | 0 | 0
NY Min Oil Burn - Ravenswood Oil - Summer | 1047 | 7070 | Generation Constraint in GWh | FALSE | G | Annual | Heat Rate | MMBtu/MWh | 10.91 | 10.91 | 10.91 | 0 | 0 | 0 | 0 | 0
NY Min Oil Burn - Ravenswood Oil - Summer | 1047 | 7070 | Generation Constraint in GWh | FALSE | G | Annual | Generation | TWh | 0.037565 | 0.037565 | 0.037565 | 0 | 0 | 0 | 0 | 0
NY Min Oil Burn - Ravenswood Oil - Summer | 1047 | 7070 | Generation Constraint in GWh | FALSE | G | Annual | Qualifying Generation | TWh | 0.037565 | 0.037565 | 0.037565 | 0 | 0 | 0 | 0 | 0
NY Min Oil Burn - Ravenswood Oil - Summer | 1047 | 7070 | Generation Constraint in GWh | FALSE | G | Annual | Rate | lb/MWh | 0 | 0 | 0 | 0 | 0 | 0 | 0 | 0
NY Min Oil Burn - Ravenswood Oil - Summer | 1047 | 7070 | Generation Constraint in GWh | FALSE | G | Annual | Constraint Shadow Price | US2016$/MWh | 122.042 | 126.3382 | 134.8204 | 0 | 0 | 0 | 0 | 0
NY Min Oil Burn - Ravenswood Oil - Winter | 1048 | 7068 | Generation Constraint in GWh | FALSE | G | Annual | Seasons Included | Seasons | Winter | Winter | Winter
NY Min Oil Burn - Ravenswood Oil - Winter | 1048 | 7068 | Generation Constraint in GWh | FALSE | G | Annual | Standard GWh | GWh | 25.7796 | 25.7796 | 25.7796 | 0 | 0 | 0 | 0 | 0
NY Min Oil Burn - Ravenswood Oil - Winter | 1048 | 7068 | Generation Constraint in GWh | FALSE | G | Annual | Emissions at Affected Plants | GWh | 25.7796 | 25.7796 | 25.7796 | 0 | 0 | 0 | 0 | 0
NY Min Oil Burn - Ravenswood Oil - Winter | 1048 | 7068 | Generation Constraint in GWh | FALSE | G | Annual | Allowances Purchased | GWh | 0 | 0 | 0 | 0 | 0 | 0 | 0 | 0
NY Min Oil Burn - Ravenswood Oil - Winter | 1048 | 7068 | Generation Constraint in GWh | FALSE | G | Annual | Allowances Sold | GWh | 0 | 0 | 0 | 0 | 0 | 0 | 0 | 0
NY Min Oil Burn - Ravenswood Oil - Winter | 1048 | 7068 | Generation Constraint in GWh | FALSE | G | Annual | Allowances Banked | GWh | 0 | 0 | 0 | 0 | 0 | 0 | 0 | 0
NY Min Oil Burn - Ravenswood Oil - Winter | 1048 | 7068 | Generation Constraint in GWh | FALSE | G | Annual | Allowances Withdrawn (1:1) | GWh | 0 | 0 | 0 | 0 | 0 | 0 | 0 | 0
NY Min Oil Burn - Ravenswood Oil - Winter | 1048 | 7068 | Generation Constraint in GWh | FALSE | G | Annual | Allowances Withdrawn (n:1) | GWh | 0 | 0 | 0 | 0 | 0 | 0 | 0 | 0
NY Min Oil Burn - Ravenswood Oil - Winter | 1048 | 7068 | Generation Constraint in GWh | FALSE | G | Annual | Net Emissions Allowance Position | GWh | 25.7796 | 25.7796 | 25.7796 | 0 | 0 | 0 | 0 | 0
NY Min Oil Burn - Ravenswood Oil - Winter | 1048 | 7068 | Generation Constraint in GWh | FALSE | G | Annual | Fuel Consumed | TBtu | 0.28126 | 0.28126 | 0.28126 | 0 | 0 | 0 | 0 | 0
NY Min Oil Burn - Ravenswood Oil - Winter | 1048 | 7068 | Generation Constraint in GWh | FALSE | G | Annual | Heat Rate | MMBtu/MWh | 10.91 | 10.91 | 10.91 | 0 | 0 | 0 | 0 | 0
NY Min Oil Burn - Ravenswood Oil - Winter | 1048 | 7068 | Generation Constraint in GWh | FALSE | G | Annual | Generation | TWh | 0.02578 | 0.02578 | 0.02578 | 0 | 0 | 0 | 0 | 0
NY Min Oil Burn - Ravenswood Oil - Winter | 1048 | 7068 | Generation Constraint in GWh | FALSE | G | Annual | Qualifying Generation | TWh | 0.02578 | 0.02578 | 0.02578 | 0 | 0 | 0 | 0 | 0
NY Min Oil Burn - Ravenswood Oil - Winter | 1048 | 7068 | Generation Constraint in GWh | FALSE | G | Annual | Rate | lb/MWh | 0 | 0 | 0 | 0 | 0 | 0 | 0 | 0
NY Min Oil Burn - Ravenswood Oil - Winter | 1048 | 7068 | Generation Constraint in GWh | FALSE | G | Annual | Constraint Shadow Price | US2016$/MWh | 103.589 | 102.8058 | 107.7961 | 0 | 0 | 0 | 0 | 0
NY Min Oil Burn - Ravenswood Oil - Winter Shldr | 1049 | 7069 | Generation Constraint in GWh | FALSE | G | Annual | Seasons Included | Seasons | WintShld | WintShld | WintShld
NY Min Oil Burn - Ravenswood Oil - Winter Shldr | 1049 | 7069 | Generation Constraint in GWh | FALSE | G | Annual | Standard GWh | GWh | 9.9845 | 9.9845 | 9.9845 | 0 | 0 | 0 | 0 | 0
NY Min Oil Burn - Ravenswood Oil - Winter Shldr | 1049 | 7069 | Generation Constraint in GWh | FALSE | G | Annual | Emissions at Affected Plants | GWh | 9.9845 | 9.9845 | 9.9845 | 0 | 0 | 0 | 0 | 0
NY Min Oil Burn - Ravenswood Oil - Winter Shldr | 1049 | 7069 | Generation Constraint in GWh | FALSE | G | Annual | Allowances Purchased | GWh | 0 | 0 | 0 | 0 | 0 | 0 | 0 | 0
NY Min Oil Burn - Ravenswood Oil - Winter Shldr | 1049 | 7069 | Generation Constraint in GWh | FALSE | G | Annual | Allowances Sold | GWh | 0 | 0 | 0 | 0 | 0 | 0 | 0 | 0
NY Min Oil Burn - Ravenswood Oil - Winter Shldr | 1049 | 7069 | Generation Constraint in GWh | FALSE | G | Annual | Allowances Banked | GWh | 0 | 0 | 0 | 0 | 0 | 0 | 0 | 0
NY Min Oil Burn - Ravenswood Oil - Winter Shldr | 1049 | 7069 | Generation Constraint in GWh | FALSE | G | Annual | Allowances Withdrawn (1:1) | GWh | 0 | 0 | 0 | 0 | 0 | 0 | 0 | 0
NY Min Oil Burn - Ravenswood Oil - Winter Shldr | 1049 | 7069 | Generation Constraint in GWh | FALSE | G | Annual | Allowances Withdrawn (n:1) | GWh | 0 | 0 | 0 | 0 | 0 | 0 | 0 | 0
NY Min Oil Burn - Ravenswood Oil - Winter Shldr | 1049 | 7069 | Generation Constraint in GWh | FALSE | G | Annual | Net Emissions Allowance Position | GWh | 9.9845 | 9.9845 | 9.9845 | 0 | 0 | 0 | 0 | 0
NY Min Oil Burn - Ravenswood Oil - Winter Shldr | 1049 | 7069 | Generation Constraint in GWh | FALSE | G | Annual | Fuel Consumed | TBtu | 0.10893 | 0.10893 | 0.10893 | 0 | 0 | 0 | 0 | 0
NY Min Oil Burn - Ravenswood Oil - Winter Shldr | 1049 | 7069 | Generation Constraint in GWh | FALSE | G | Annual | Heat Rate | MMBtu/MWh | 10.91 | 10.91 | 10.91 | 0 | 0 | 0 | 0 | 0
NY Min Oil Burn - Ravenswood Oil - Winter Shldr | 1049 | 7069 | Generation Constraint in GWh | FALSE | G | Annual | Generation | TWh | 0.0099845 | 0.0099845 | 0.0099845 | 0 | 0 | 0 | 0 | 0
NY Min Oil Burn - Ravenswood Oil - Winter Shldr | 1049 | 7069 | Generation Constraint in GWh | FALSE | G | Annual | Qualifying Generation | TWh | 0.0099845 | 0.0099845 | 0.0099845 | 0 | 0 | 0 | 0 | 0
NY Min Oil Burn - Ravenswood Oil - Winter Shldr | 1049 | 7069 | Generation Constraint in GWh | FALSE | G | Annual | Rate | lb/MWh | 0 | 0 | 0 | 0 | 0 | 0 | 0 | 0
NY Min Oil Burn - Ravenswood Oil - Winter Shldr | 1049 | 7069 | Generation Constraint in GWh | FALSE | G | Annual | Constraint Shadow Price | US2016$/MWh | 123.902 | 125.4651 | 133.4022 | 0 | 0 | 0 | 0 | 0
NY New Units MER Rate Limit v3.1, Unit 30157 and retrofits | 1050 | 1912 | Rate Constraint in lbs/MMBtu | FALSE | L | Annual | Seasons Included | Seasons | Winter, WintShld, Summer | Winter, WintShld, Summer | Winter, WintShld, Summer | Winter, WintShld, Summer | Winter, WintShld, Summer | Winter, WintShld, Summer | Winter, WintShld, Summer | Winter, WintShld, Summer
NY New Units MER Rate Limit v3.1, Unit 30157 and retrofits | 1050 | 1912 | Rate Constraint in lbs/MMBtu | FALSE | L | Annual | Standard MER | lb/MMBtu | 6e-07 | 6e-07 | 6e-07 | 6e-07 | 6e-07 | 6e-07 | 6e-07 | 6e-07
NY New Units MER Rate Limit v3.1, Unit 30157 and retrofits | 1050 | 1912 | Rate Constraint in lbs/MMBtu | FALSE | L | Annual | Emissions at Affected Plants MER | lbs | 0 | 0 | 0 | 0 | 0 | 0 | 0 | 0
NY New Units MER Rate Limit v3.1, Unit 30157 and retrofits | 1050 | 1912 | Rate Constraint in lbs/MMBtu | FALSE | L | Annual | Allowances Purchased MER | lbs | 0 | 0 | 0 | 0 | 0 | 0 | 0 | 0
NY New Units MER Rate Limit v3.1, Unit 30157 and retrofits | 1050 | 1912 | Rate Constraint in lbs/MMBtu | FALSE | L | Annual | Allowances Sold MER | lbs | 0 | 0 | 0 | 0 | 0 | 0 | 0 | 0
NY New Units MER Rate Limit v3.1, Unit 30157 and retrofits | 1050 | 1912 | Rate Constraint in lbs/MMBtu | FALSE | L | Annual | Allowances Banked | lbs | 0 | 0 | 0 | 0 | 0 | 0 | 0 | 0
NY New Units MER Rate Limit v3.1, Unit 30157 and retrofits | 1050 | 1912 | Rate Constraint in lbs/MMBtu | FALSE | L | Annual | Allowances Withdrawn (1:1) | lbs | 0 | 0 | 0 | 0 | 0 | 0 | 0 | 0
NY New Units MER Rate Limit v3.1, Unit 30157 and retrofits | 1050 | 1912 | Rate Constraint in lbs/MMBtu | FALSE | L | Annual | Allowances Withdrawn (n:1) | lbs | 0 | 0 | 0 | 0 | 0 | 0 | 0 | 0
NY New Units MER Rate Limit v3.1, Unit 30157 and retrofits | 1050 | 1912 | Rate Constraint in lbs/MMBtu | FALSE | L | Annual | Net Emissions Allowance Position | lbs | 0 | 0 | 0 | 0 | 0 | 0 | 0 | 0
NY New Units MER Rate Limit v3.1, Unit 30157 and retrofits | 1050 | 1912 | Rate Constraint in lbs/MMBtu | FALSE | L | Annual | Fuel Consumed | TBtu | 0 | 0 | 0 | 0 | 0 | 0 | 0 | 0
NY New Units MER Rate Limit v3.1, Unit 30157 and retrofits | 1050 | 1912 | Rate Constraint in lbs/MMBtu | FALSE | L | Annual | Rate | lb/MMBtu | 0 | 0 | 0 | 0 | 0 | 0 | 0 | 0
NY New Units MER Rate Limit v3.1, Unit 30157 and retrofits | 1050 | 1912 | Rate Constraint in lbs/MMBtu | FALSE | L | Annual | Generation | TWh | 0 | 0 | 0 | 0 | 0 | 0 | 0 | 0
NY New Units MER Rate Limit v3.1, Unit 30157 and retrofits | 1050 | 1912 | Rate Constraint in lbs/MMBtu | FALSE | L | Annual | Qualifying Generation | TWh | 0 | 0 | 0 | 0 | 0 | 0 | 0 | 0
NY New Units MER Rate Limit v3.1, Unit 30157 and retrofits | 1050 | 1912 | Rate Constraint in lbs/MMBtu | FALSE | L | Annual | Rate | lb/MWh | 0 | 0 | 0 | 0 | 0 | 0 | 0 | 0
NY New Units MER Rate Limit v3.1, Unit 30157 and retrofits | 1050 | 1912 | Rate Constraint in lbs/MMBtu | FALSE | L | Annual | Constraint Shadow Price | US2016$/Lb | 0 | 0 | 50683662.3375 | 71883884.3034 | 63425559.9149 | 65902130.033 | 41294215.8125 | 60064443.7132
OR Utility Hg Rule - MER Removal New Units v3.1 | 1051 | 1514 | Rate Constraint in lbs/MMBtu | FALSE | L | Annual | Seasons Included | Seasons | Winter, WintShld, Summer | Winter, WintShld, Summer | Winter, WintShld, Summer | Winter, WintShld, Summer | Winter, WintShld, Summer | Winter, WintShld, Summer | Winter, WintShld, Summer | Winter, WintShld, Summer
OR Utility Hg Rule - MER Removal New Units v3.1 | 1051 | 1514 | Rate Constraint in lbs/MMBtu | FALSE | L | Annual | Standard MER | lb/MMBtu | 6e-07 | 6e-07 | 6e-07 | 6e-07 | 6e-07 | 6e-07 | 6e-07 | 6e-07
OR Utility Hg Rule - MER Removal New Units v3.1 | 1051 | 1514 | Rate Constraint in lbs/MMBtu | FALSE | L | Annual | Emissions at Affected Plants MER | lbs | 0 | 0 | 0 | 0 | 0 | 0 | 0 | 0
OR Utility Hg Rule - MER Removal New Units v3.1 | 1051 | 1514 | Rate Constraint in lbs/MMBtu | FALSE | L | Annual | Allowances Purchased MER | lbs | 0 | 0 | 0 | 0 | 0 | 0 | 0 | 0
OR Utility Hg Rule - MER Removal New Units v3.1 | 1051 | 1514 | Rate Constraint in lbs/MMBtu | FALSE | L | Annual | Allowances Sold MER | lbs | 0 | 0 | 0 | 0 | 0 | 0 | 0 | 0
OR Utility Hg Rule - MER Removal New Units v3.1 | 1051 | 1514 | Rate Constraint in lbs/MMBtu | FALSE | L | Annual | Allowances Banked | lbs | 0 | 0 | 0 | 0 | 0 | 0 | 0 | 0
OR Utility Hg Rule - MER Removal New Units v3.1 | 1051 | 1514 | Rate Constraint in lbs/MMBtu | FALSE | L | Annual | Allowances Withdrawn (1:1) | lbs | 0 | 0 | 0 | 0 | 0 | 0 | 0 | 0
OR Utility Hg Rule - MER Removal New Units v3.1 | 1051 | 1514 | Rate Constraint in lbs/MMBtu | FALSE | L | Annual | Allowances Withdrawn (n:1) | lbs | 0 | 0 | 0 | 0 | 0 | 0 | 0 | 0
OR Utility Hg Rule - MER Removal New Units v3.1 | 1051 | 1514 | Rate Constraint in lbs/MMBtu | FALSE | L | Annual | Net Emissions Allowance Position | lbs | 0 | 0 | 0 | 0 | 0 | 0 | 0 | 0
OR Utility Hg Rule - MER Removal New Units v3.1 | 1051 | 1514 | Rate Constraint in lbs/MMBtu | FALSE | L | Annual | Fuel Consumed | TBtu | 0 | 0 | 0 | 0 | 0 | 0 | 0 | 0
OR Utility Hg Rule - MER Removal New Units v3.1 | 1051 | 1514 | Rate Constraint in lbs/MMBtu | FALSE | L | Annual | Rate | lb/MMBtu | 0 | 0 | 0 | 0 | 0 | 0 | 0 | 0
OR Utility Hg Rule - MER Removal New Units v3.1 | 1051 | 1514 | Rate Constraint in lbs/MMBtu | FALSE | L | Annual | Generation | TWh | 0 | 0 | 0 | 0 | 0 | 0 | 0 | 0
OR Utility Hg Rule - MER Removal New Units v3.1 | 1051 | 1514 | Rate Constraint in lbs/MMBtu | FALSE | L | Annual | Qualifying Generation | TWh | 0 | 0 | 0 | 0 | 0 | 0 | 0 | 0
OR Utility Hg Rule - MER Removal New Units v3.1 | 1051 | 1514 | Rate Constraint in lbs/MMBtu | FALSE | L | Annual | Rate | lb/MWh | 0 | 0 | 0 | 0 | 0 | 0 | 0 | 0
OR Utility Hg Rule - MER Removal New Units v3.1 | 1051 | 1514 | Rate Constraint in lbs/MMBtu | FALSE | L | Annual | Constraint Shadow Price | US2016$/Lb | 0 | 0 | 0 | 0 | 0 | 0 | 0 | 369320.3883
Ozone Season NOX Transport - AL | 1052 | 6703 | Rate Constraint in MTons | FALSE | L | Annual | Seasons Included | Seasons | Summer | Summer | Summer | Summer | Summer | Summer | Summer | Summer
Ozone Season NOX Transport - AL | 1052 | 6703 | Rate Constraint in MTons | FALSE | L | Annual | Standard NOX | Thousand Tons | 15.985 | 15.985 | 15.985 | 15.985 | 15.985 | 15.985 | 15.985 | 15.985
Ozone Season NOX Transport - AL | 1052 | 6703 | Rate Constraint in MTons | FALSE | L | Annual | Emissions at Affected Plants NOX | Thousand Tons | 5.8651 | 5.3345 | 5.1449 | 6.3681 | 6.7879 | 6.4984 | 6.6128 | 6.4752
Ozone Season NOX Transport - AL | 1052 | 6703 | Rate Constraint in MTons | FALSE | L | Annual | Allowances Purchased NOX | Thousand Tons | 0 | 0 | 0 | 0 | 0 | 0 | 0 | 0
Ozone Season NOX Transport - AL | 1052 | 6703 | Rate Constraint in MTons | FALSE | L | Annual | Allowances Sold NOX | Thousand Tons | 0 | 0 | 0 | 0 | 0 | 0 | 0 | 0
Ozone Season NOX Transport - AL | 1052 | 6703 | Rate Constraint in MTons | FALSE | L | Annual | Allowances Banked | Thousand Tons | 0 | 0 | 0 | 0 | 0 | 0 | 0 | 0
Ozone Season NOX Transport - AL | 1052 | 6703 | Rate Constraint in MTons | FALSE | L | Annual | Allowances Withdrawn (1:1) | Thousand Tons | 0 | 0 | 0 | 0 | 0 | 0 | 0 | 0
Ozone Season NOX Transport - AL | 1052 | 6703 | Rate Constraint in MTons | FALSE | L | Annual | Allowances Withdrawn (n:1) | Thousand Tons | 0 | 0 | 0 | 0 | 0 | 0 | 0 | 0
Ozone Season NOX Transport - AL | 1052 | 6703 | Rate Constraint in MTons | FALSE | L | Annual | Net Emissions Allowance Position | Thousand Tons | 5.8651 | 5.3345 | 5.1449 | 6.3681 | 6.7879 | 6.4984 | 6.6128 | 6.4752
Ozone Season NOX Transport - AL | 1052 | 6703 | Rate Constraint in MTons | FALSE | L | Annual | Fuel Consumed | TBtu | 325.584 | 306.0321 | 304.3238 | 328.5852 | 326.6917 | 333.6681 | 350.1875 | 359.5538
Ozone Season NOX Transport - AL | 1052 | 6703 | Rate Constraint in MTons | FALSE | L | Annual | Rate | lb/MMBtu | 0.036028 | 0.034863 | 0.033812 | 0.038761 | 0.041555 | 0.038951 | 0.037767 | 0.036018
Ozone Season NOX Transport - AL | 1052 | 6703 | Rate Constraint in MTons | FALSE | L | Annual | Generation | TWh | 40.0088 | 37.659 | 37.5382 | 39.4345 | 44.5077 | 55.6208 | 68.5015 | 83.0264
Ozone Season NOX Transport - AL | 1052 | 6703 | Rate Constraint in MTons | FALSE | L | Annual | Qualifying Generation | TWh | 40.0088 | 37.659 | 37.5382 | 39.4345 | 39.0721 | 40.7809 | 43.5687 | 45.8135
Ozone Season NOX Transport - AL | 1052 | 6703 | Rate Constraint in MTons | FALSE | L | Annual | Rate | lb/MWh | 0.29319 | 0.28331 | 0.27412 | 0.32297 | 0.34745 | 0.3187 | 0.30356 | 0.28268
Ozone Season NOX Transport - AL | 1052 | 6703 | Rate Constraint in MTons | FALSE | L | Annual | Constraint Shadow Price | US2016$/Ton | 0 | 0 | 0 | 0 | 0 | 0 | 0 | 0
Ozone Season NOX Transport - AR | 1053 | 6704 | Rate Constraint in MTons | FALSE | L | Annual | Seasons Included | Seasons | Summer | Summer | Summer | Summer | Summer | Summer | Summer | Summer
Ozone Season NOX Transport - AR | 1053 | 6704 | Rate Constraint in MTons | FALSE | L | Annual | Standard NOX | Thousand Tons | 11.144 | 11.144 | 11.144 | 11.144 | 11.144 | 11.144 | 11.144 | 11.144
Ozone Season NOX Transport - AR | 1053 | 6704 | Rate Constraint in MTons | FALSE | L | Annual | Emissions at Affected Plants NOX | Thousand Tons | 10.2095 | 11.144 | 11.144 | 11.144 | 11.144 | 11.144 | 11.144 | 11.144
Ozone Season NOX Transport - AR | 1053 | 6704 | Rate Constraint in MTons | FALSE | L | Annual | Allowances Purchased NOX | Thousand Tons | 0 | 0 | 0 | 0 | 0 | 0 | 0 | 0
Ozone Season NOX Transport - AR | 1053 | 6704 | Rate Constraint in MTons | FALSE | L | Annual | Allowances Sold NOX | Thousand Tons | 0 | 0 | 0 | 0 | 0 | 0 | 0 | 0
Ozone Season NOX Transport - AR | 1053 | 6704 | Rate Constraint in MTons | FALSE | L | Annual | Allowances Banked | Thousand Tons | 0 | 0 | 0 | 0 | 0 | 0 | 0 | 0
Ozone Season NOX Transport - AR | 1053 | 6704 | Rate Constraint in MTons | FALSE | L | Annual | Allowances Withdrawn (1:1) | Thousand Tons | 0 | 0 | 0 | 0 | 0 | 0 | 0 | 0
Ozone Season NOX Transport - AR | 1053 | 6704 | Rate Constraint in MTons | FALSE | L | Annual | Allowances Withdrawn (n:1) | Thousand Tons | 0 | 0 | 0 | 0 | 0 | 0 | 0 | 0
Ozone Season NOX Transport - AR | 1053 | 6704 | Rate Constraint in MTons | FALSE | L | Annual | Net Emissions Allowance Position | Thousand Tons | 10.2095 | 11.144 | 11.144 | 11.144 | 11.144 | 11.144 | 11.144 | 11.144
Ozone Season NOX Transport - AR | 1053 | 6704 | Rate Constraint in MTons | FALSE | L | Annual | Fuel Consumed | TBtu | 175.6004 | 193.1522 | 195.3663 | 202.4508 | 200.0659 | 204.8926 | 204.2366 | 196.1086
Ozone Season NOX Transport - AR | 1053 | 6704 | Rate Constraint in MTons | FALSE | L | Annual | Rate | lb/MMBtu | 0.11628 | 0.11539 | 0.11408 | 0.11009 | 0.1114 | 0.10878 | 0.10913 | 0.11365
Ozone Season NOX Transport - AR | 1053 | 6704 | Rate Constraint in MTons | FALSE | L | Annual | Generation | TWh | 20.6784 | 22.4038 | 22.668 | 23.4399 | 29.953 | 41.1794 | 45.8683 | 46.2586
Ozone Season NOX Transport - AR | 1053 | 6704 | Rate Constraint in MTons | FALSE | L | Annual | Qualifying Generation | TWh | 20.6784 | 22.4038 | 22.668 | 23.4399 | 23.1866 | 23.7265 | 23.6993 | 22.6259
Ozone Season NOX Transport - AR | 1053 | 6704 | Rate Constraint in MTons | FALSE | L | Annual | Rate | lb/MWh | 0.98746 | 0.99483 | 0.98324 | 0.95086 | 0.96125 | 0.93937 | 0.94045 | 0.98506
Ozone Season NOX Transport - AR | 1053 | 6704 | Rate Constraint in MTons | FALSE | L | Annual | Constraint Shadow Price | US2016$/Ton | 0 | 1179.3149 | 1694.3256 | 3013.8861 | 2506.1714 | 4795.8436 | 6314.8307 | 4707.6593
Ozone Season NOX Transport - GA | 1054 | 6726 | Rate Constraint in MTons | FALSE | L | Annual | Seasons Included | Seasons | Summer | Summer | Summer | Summer | Summer | Summer | Summer | Summer
Ozone Season NOX Transport - GA | 1054 | 6726 | Rate Constraint in MTons | FALSE | L | Annual | Standard NOX | Thousand Tons | 29.09 | 29.09 | 29.09 | 29.09 | 29.09 | 29.09 | 29.09 | 29.09
Ozone Season NOX Transport - GA | 1054 | 6726 | Rate Constraint in MTons | FALSE | L | Annual | Emissions at Affected Plants NOX | Thousand Tons | 7.776 | 7.4524 | 7.4575 | 8.6325 | 9.247 | 9.4573 | 9.5496 | 9.6724
Ozone Season NOX Transport - GA | 1054 | 6726 | Rate Constraint in MTons | FALSE | L | Annual | Allowances Purchased NOX | Thousand Tons | 0 | 0 | 0 | 0 | 0 | 0 | 0 | 0
Ozone Season NOX Transport - GA | 1054 | 6726 | Rate Constraint in MTons | FALSE | L | Annual | Allowances Sold NOX | Thousand Tons | 0 | 0 | 0 | 0 | 0 | 0 | 0 | 0
Ozone Season NOX Transport - GA | 1054 | 6726 | Rate Constraint in MTons | FALSE | L | Annual | Allowances Banked | Thousand Tons | 0 | 0 | 0 | 0 | 0 | 0 | 0 | 0
Ozone Season NOX Transport - GA | 1054 | 6726 | Rate Constraint in MTons | FALSE | L | Annual | Allowances Withdrawn (1:1) | Thousand Tons | 0 | 0 | 0 | 0 | 0 | 0 | 0 | 0
Ozone Season NOX Transport - GA | 1054 | 6726 | Rate Constraint in MTons | FALSE | L | Annual | Allowances Withdrawn (n:1) | Thousand Tons | 0 | 0 | 0 | 0 | 0 | 0 | 0 | 0
Ozone Season NOX Transport - GA | 1054 | 6726 | Rate Constraint in MTons | FALSE | L | Annual | Net Emissions Allowance Position | Thousand Tons | 7.776 | 7.4524 | 7.4575 | 8.6325 | 9.247 | 9.4573 | 9.5496 | 9.6724
Ozone Season NOX Transport - GA | 1054 | 6726 | Rate Constraint in MTons | FALSE | L | Annual | Fuel Consumed | TBtu | 324.6414 | 313.0443 | 313.9508 | 341.3395 | 343.7557 | 368.3733 | 386.4874 | 419.2234
Ozone Season NOX Transport - GA | 1054 | 6726 | Rate Constraint in MTons | FALSE | L | Annual | Rate | lb/MMBtu | 0.047905 | 0.047613 | 0.047507 | 0.05058 | 0.0538 | 0.051346 | 0.049417 | 0.046144
Ozone Season NOX Transport - GA | 1054 | 6726 | Rate Constraint in MTons | FALSE | L | Annual | Generation | TWh | 39.7332 | 38.3644 | 38.4937 | 53.7243 | 69.2147 | 88.4549 | 108.3263 | 132.6323
Ozone Season NOX Transport - GA | 1054 | 6726 | Rate Constraint in MTons | FALSE | L | Annual | Qualifying Generation | TWh | 39.7332 | 38.3644 | 38.4937 | 41.092 | 41.1775 | 45.3958 | 48.4522 | 54.0168
Ozone Season NOX Transport - GA | 1054 | 6726 | Rate Constraint in MTons | FALSE | L | Annual | Rate | lb/MWh | 0.39141 | 0.38851 | 0.38746 | 0.42015 | 0.44913 | 0.41666 | 0.39419 | 0.35812
Ozone Season NOX Transport - GA | 1054 | 6726 | Rate Constraint in MTons | FALSE | L | Annual | Constraint Shadow Price | US2016$/Ton | 0 | 0 | 0 | 0 | 0 | 0 | 0 | 0
Ozone Season NOX Transport - IA | 1055 | 6707 | Rate Constraint in MTons | FALSE | L | Annual | Seasons Included | Seasons | Summer | Summer | Summer | Summer | Summer | Summer | Summer | Summer
Ozone Season NOX Transport - IA | 1055 | 6707 | Rate Constraint in MTons | FALSE | L | Annual | Standard NOX | Thousand Tons | 13.639 | 13.639 | 13.639 | 13.639 | 13.639 | 13.639 | 13.639 | 13.639
Ozone Season NOX Transport - IA | 1055 | 6707 | Rate Constraint in MTons | FALSE | L | Annual | Emissions at Affected Plants NOX | Thousand Tons | 10.5562 | 10.9503 | 10.7944 | 10.9257 | 11.0336 | 11.4125 | 11.3933 | 10.9613
Ozone Season NOX Transport - IA | 1055 | 6707 | Rate Constraint in MTons | FALSE | L | Annual | Allowances Purchased NOX | Thousand Tons | 0 | 0 | 0 | 0 | 0 | 0 | 0 | 0
Ozone Season NOX Transport - IA | 1055 | 6707 | Rate Constraint in MTons | FALSE | L | Annual | Allowances Sold NOX | Thousand Tons | 0 | 0 | 0 | 0 | 0 | 0 | 0 | 0
Ozone Season NOX Transport - IA | 1055 | 6707 | Rate Constraint in MTons | FALSE | L | Annual | Allowances Banked | Thousand Tons | 0 | 0 | 0 | 0 | 0 | 0 | 0 | 0
Ozone Season NOX Transport - IA | 1055 | 6707 | Rate Constraint in MTons | FALSE | L | Annual | Allowances Withdrawn (1:1) | Thousand Tons | 0 | 0 | 0 | 0 | 0 | 0 | 0 | 0
Ozone Season NOX Transport - IA | 1055 | 6707 | Rate Constraint in MTons | FALSE | L | Annual | Allowances Withdrawn (n:1) | Thousand Tons | 0 | 0 | 0 | 0 | 0 | 0 | 0 | 0
Ozone Season NOX Transport - IA | 1055 | 6707 | Rate Constraint in MTons | FALSE | L | Annual | Net Emissions Allowance Position | Thousand Tons | 10.5562 | 10.9503 | 10.7944 | 10.9257 | 11.0336 | 11.4125 | 11.3933 | 10.9613
Ozone Season NOX Transport - IA | 1055 | 6707 | Rate Constraint in MTons | FALSE | L | Annual | Fuel Consumed | TBtu | 159.525 | 171.4526 | 169.8575 | 171.5436 | 180.3291 | 176.584 | 177.6752 | 171.4036
Ozone Season NOX Transport - IA | 1055 | 6707 | Rate Constraint in MTons | FALSE | L | Annual | Rate | lb/MMBtu | 0.13234 | 0.12774 | 0.1271 | 0.12738 | 0.12237 | 0.12926 | 0.12825 | 0.1279
Ozone Season NOX Transport - IA | 1055 | 6707 | Rate Constraint in MTons | FALSE | L | Annual | Generation | TWh | 16.7931 | 17.7815 | 17.6514 | 17.7282 | 18.8528 | 19.8837 | 21.4916 | 21.8653
Ozone Season NOX Transport - IA | 1055 | 6707 | Rate Constraint in MTons | FALSE | L | Annual | Qualifying Generation | TWh | 16.7931 | 17.7815 | 17.6514 | 17.7282 | 18.8528 | 18.2262 | 18.368 | 17.6775
Ozone Season NOX Transport - IA | 1055 | 6707 | Rate Constraint in MTons | FALSE | L | Annual | Rate | lb/MWh | 1.2572 | 1.2317 | 1.2231 | 1.2326 | 1.1705 | 1.2523 | 1.2406 | 1.2401
Ozone Season NOX Transport - IA | 1055 | 6707 | Rate Constraint in MTons | FALSE | L | Annual | Constraint Shadow Price | US2016$/Ton | 0 | 0 | 0 | 0 | 0 | 0 | 0 | 0
Ozone Season NOX Transport - IL | 1056 | 6705 | Rate Constraint in MTons | FALSE | L | Annual | Seasons Included | Seasons | Summer | Summer | Summer | Summer | Summer | Summer | Summer | Summer
Ozone Season NOX Transport - IL | 1056 | 6705 | Rate Constraint in MTons | FALSE | L | Annual | Standard NOX | Thousand Tons | 17.667 | 17.667 | 17.667 | 17.667 | 17.667 | 17.667 | 17.667 | 17.667
Ozone Season NOX Transport - IL | 1056 | 6705 | Rate Constraint in MTons | FALSE | L | Annual | Emissions at Affected Plants NOX | Thousand Tons | 12.4981 | 12.9695 | 13.0743 | 13.6373 | 13.3402 | 13.6724 | 13.1286 | 12.7407
Ozone Season NOX Transport - IL | 1056 | 6705 | Rate Constraint in MTons | FALSE | L | Annual | Allowances Purchased NOX | Thousand Tons | 0 | 0 | 0 | 0 | 0 | 0 | 0 | 0
Ozone Season NOX Transport - IL | 1056 | 6705 | Rate Constraint in MTons | FALSE | L | Annual | Allowances Sold NOX | Thousand Tons | 0 | 0 | 0 | 0 | 0 | 0 | 0 | 0
Ozone Season NOX Transport - IL | 1056 | 6705 | Rate Constraint in MTons | FALSE | L | Annual | Allowances Banked | Thousand Tons | 0 | 0 | 0 | 0 | 0 | 0 | 0 | 0
Ozone Season NOX Transport - IL | 1056 | 6705 | Rate Constraint in MTons | FALSE | L | Annual | Allowances Withdrawn (1:1) | Thousand Tons | 0 | 0 | 0 | 0 | 0 | 0 | 0 | 0
Ozone Season NOX Transport - IL | 1056 | 6705 | Rate Constraint in MTons | FALSE | L | Annual | Allowances Withdrawn (n:1) | Thousand Tons | 0 | 0 | 0 | 0 | 0 | 0 | 0 | 0
Ozone Season NOX Transport - IL | 1056 | 6705 | Rate Constraint in MTons | FALSE | L | Annual | Net Emissions Allowance Position | Thousand Tons | 12.4981 | 12.9695 | 13.0743 | 13.6373 | 13.3402 | 13.6724 | 13.1286 | 12.7407
Ozone Season NOX Transport - IL | 1056 | 6705 | Rate Constraint in MTons | FALSE | L | Annual | Fuel Consumed | TBtu | 308.764 | 316.956 | 324.2701 | 333.8199 | 335.0137 | 325.9037 | 310.3958 | 308.171
Ozone Season NOX Transport - IL | 1056 | 6705 | Rate Constraint in MTons | FALSE | L | Annual | Rate | lb/MMBtu | 0.080956 | 0.081838 | 0.080638 | 0.081704 | 0.07964 | 0.083905 | 0.084593 | 0.082686
Ozone Season NOX Transport - IL | 1056 | 6705 | Rate Constraint in MTons | FALSE | L | Annual | Generation | TWh | 31.3975 | 32.0636 | 32.7613 | 33.5215 | 39.4677 | 42.1207 | 47.687 | 53.4993
Ozone Season NOX Transport - IL | 1056 | 6705 | Rate Constraint in MTons | FALSE | L | Annual | Qualifying Generation | TWh | 31.3975 | 32.0636 | 32.7613 | 33.5215 | 33.9685 | 32.4597 | 30.7093 | 30.8956
Ozone Season NOX Transport - IL | 1056 | 6705 | Rate Constraint in MTons | FALSE | L | Annual | Rate | lb/MWh | 0.79612 | 0.80898 | 0.79815 | 0.81364 | 0.78544 | 0.84242 | 0.85503 | 0.82476
Ozone Season NOX Transport - IL | 1056 | 6705 | Rate Constraint in MTons | FALSE | L | Annual | Constraint Shadow Price | US2016$/Ton | 0 | 0 | 0 | 0 | 0 | 0 | 0 | 0
Ozone Season NOX Transport - IN | 1057 | 6706 | Rate Constraint in MTons | FALSE | L | Annual | Seasons Included | Seasons | Summer | Summer | Summer | Summer | Summer | Summer | Summer | Summer
Ozone Season NOX Transport - IN | 1057 | 6706 | Rate Constraint in MTons | FALSE | L | Annual | Standard NOX | Thousand Tons | 28.197 | 28.197 | 28.197 | 28.197 | 28.197 | 28.197 | 28.197 | 28.197
Ozone Season NOX Transport - IN | 1057 | 6706 | Rate Constraint in MTons | FALSE | L | Annual | Emissions at Affected Plants NOX | Thousand Tons | 15.6819 | 17.9247 | 17.8873 | 18.1662 | 16.0646 | 16.5439 | 15.9542 | 13.54
Ozone Season NOX Transport - IN | 1057 | 6706 | Rate Constraint in MTons | FALSE | L | Annual | Allowances Purchased NOX | Thousand Tons | 0 | 0 | 0 | 0 | 0 | 0 | 0 | 0
Ozone Season NOX Transport - IN | 1057 | 6706 | Rate Constraint in MTons | FALSE | L | Annual | Allowances Sold NOX | Thousand Tons | 0 | 0 | 0 | 0 | 0 | 0 | 0 | 0
Ozone Season NOX Transport - IN | 1057 | 6706 | Rate Constraint in MTons | FALSE | L | Annual | Allowances Banked | Thousand Tons | 0 | 0 | 0 | 0 | 0 | 0 | 0 | 0
Ozone Season NOX Transport - IN | 1057 | 6706 | Rate Constraint in MTons | FALSE | L | Annual | Allowances Withdrawn (1:1) | Thousand Tons | 0 | 0 | 0 | 0 | 0 | 0 | 0 | 0
Ozone Season NOX Transport - IN | 1057 | 6706 | Rate Constraint in MTons | FALSE | L | Annual | Allowances Withdrawn (n:1) | Thousand Tons | 0 | 0 | 0 | 0 | 0 | 0 | 0 | 0
Ozone Season NOX Transport - IN | 1057 | 6706 | Rate Constraint in MTons | FALSE | L | Annual | Net Emissions Allowance Position | Thousand Tons | 15.6819 | 17.9247 | 17.8873 | 18.1662 | 16.0646 | 16.5439 | 15.9542 | 13.54
Ozone Season NOX Transport - IN | 1057 | 6706 | Rate Constraint in MTons | FALSE | L | Annual | Fuel Consumed | TBtu | 329.1005 | 367.3124 | 366.3805 | 374.3947 | 357.8393 | 386.3469 | 411.5955 | 410.2784
Ozone Season NOX Transport - IN | 1057 | 6706 | Rate Constraint in MTons | FALSE | L | Annual | Rate | lb/MMBtu | 0.095302 | 0.097599 | 0.097643 | 0.097043 | 0.089787 | 0.085643 | 0.077524 | 0.066004
Ozone Season NOX Transport - IN | 1057 | 6706 | Rate Constraint in MTons | FALSE | L | Annual | Generation | TWh | 34.3734 | 38.0009 | 37.8766 | 38.7137 | 43.8533 | 52.2622 | 62.9903 | 77.0326
Ozone Season NOX Transport - IN | 1057 | 6706 | Rate Constraint in MTons | FALSE | L | Annual | Qualifying Generation | TWh | 34.3734 | 38.0009 | 37.8766 | 38.7137 | 38.4762 | 42.894 | 48.1218 | 52.2918
Ozone Season NOX Transport - IN | 1057 | 6706 | Rate Constraint in MTons | FALSE | L | Annual | Rate | lb/MWh | 0.91244 | 0.94338 | 0.9445 | 0.93849 | 0.83504 | 0.77138 | 0.66308 | 0.51786
Ozone Season NOX Transport - IN | 1057 | 6706 | Rate Constraint in MTons | FALSE | L | Annual | Constraint Shadow Price | US2016$/Ton | 0 | 0 | 0 | 0 | 0 | 0 | 0 | 0
Ozone Season NOX Transport - KS | 1058 | 6708 | Rate Constraint in MTons | FALSE | L | Annual | Seasons Included | Seasons | Summer | Summer | Summer | Summer | Summer | Summer | Summer | Summer
Ozone Season NOX Transport - KS | 1058 | 6708 | Rate Constraint in MTons | FALSE | L | Annual | Standard NOX | Thousand Tons | 9.713 | 9.713 | 9.713 | 9.713 | 9.713 | 9.713 | 9.713 | 9.713
Ozone Season NOX Transport - KS | 1058 | 6708 | Rate Constraint in MTons | FALSE | L | Annual | Emissions at Affected Plants NOX | Thousand Tons | 7.3661 | 8.0114 | 8.001 | 8.1113 | 8.2064 | 8.2904 | 8.4485 | 7.7605
Ozone Season NOX Transport - KS | 1058 | 6708 | Rate Constraint in MTons | FALSE | L | Annual | Allowances Purchased NOX | Thousand Tons | 0 | 0 | 0 | 0 | 0 | 0 | 0 | 0
Ozone Season NOX Transport - KS | 1058 | 6708 | Rate Constraint in MTons | FALSE | L | Annual | Allowances Sold NOX | Thousand Tons | 0 | 0 | 0 | 0 | 0 | 0 | 0 | 0
Ozone Season NOX Transport - KS | 1058 | 6708 | Rate Constraint in MTons | FALSE | L | Annual | Allowances Banked | Thousand Tons | 0 | 0 | 0 | 0 | 0 | 0 | 0 | 0
Ozone Season NOX Transport - KS | 1058 | 6708 | Rate Constraint in MTons | FALSE | L | Annual | Allowances Withdrawn (1:1) | Thousand Tons | 0 | 0 | 0 | 0 | 0 | 0 | 0 | 0
Ozone Season NOX Transport - KS | 1058 | 6708 | Rate Constraint in MTons | FALSE | L | Annual | Allowances Withdrawn (n:1) | Thousand Tons | 0 | 0 | 0 | 0 | 0 | 0 | 0 | 0
Ozone Season NOX Transport - KS | 1058 | 6708 | Rate Constraint in MTons | FALSE | L | Annual | Net Emissions Allowance Position | Thousand Tons | 7.3661 | 8.0114 | 8.001 | 8.1113 | 8.2064 | 8.2904 | 8.4485 | 7.7605
Ozone Season NOX Transport - KS | 1058 | 6708 | Rate Constraint in MTons | FALSE | L | Annual | Fuel Consumed | TBtu | 148.2552 | 162.5664 | 163.8152 | 163.1603 | 175.6332 | 180.3869 | 187.6764 | 177.0827
Ozone Season NOX Transport - KS | 1058 | 6708 | Rate Constraint in MTons | FALSE | L | Annual | Rate | lb/MMBtu | 0.099371 | 0.098562 | 0.097683 | 0.099428 | 0.093449 | 0.091918 | 0.090033 | 0.087648
Ozone Season NOX Transport - KS | 1058 | 6708 | Rate Constraint in MTons | FALSE | L | Annual | Generation | TWh | 13.635 | 14.9287 | 15.038 | 14.9344 | 24.3678 | 36.7124 | 43.6318 | 44.1058
Ozone Season NOX Transport - KS | 1058 | 6708 | Rate Constraint in MTons | FALSE | L | Annual | Qualifying Generation | TWh | 13.635 | 14.9287 | 15.038 | 14.9344 | 16.4832 | 16.9811 | 17.7709 | 16.8614
Ozone Season NOX Transport - KS | 1058 | 6708 | Rate Constraint in MTons | FALSE | L | Annual | Rate | lb/MWh | 1.0805 | 1.0733 | 1.0641 | 1.0863 | 0.99573 | 0.97642 | 0.95083 | 0.92051
Ozone Season NOX Transport - KS | 1058 | 6708 | Rate Constraint in MTons | FALSE | L | Annual | Constraint Shadow Price | US2016$/Ton | 0 | 0 | 0 | 0 | 0 | 0 | 0 | 0
Ozone Season NOX Transport - KY | 1059 | 6709 | Rate Constraint in MTons | FALSE | L | Annual | Seasons Included | Seasons | Summer | Summer | Summer | Summer | Summer | Summer | Summer | Summer
Ozone Season NOX Transport - KY | 1059 | 6709 | Rate Constraint in MTons | FALSE | L | Annual | Standard NOX | Thousand Tons | 25.549 | 25.549 | 25.549 | 25.549 | 25.549 | 25.549 | 25.549 | 25.549
Ozone Season NOX Transport - KY | 1059 | 6709 | Rate Constraint in MTons | FALSE | L | Annual | Emissions at Affected Plants NOX | Thousand Tons | 9.8493 | 10.5134 | 8.6565 | 8.578 | 8.3642 | 9.4466 | 9.2127 | 8.8921
Ozone Season NOX Transport - KY | 1059 | 6709 | Rate Constraint in MTons | FALSE | L | Annual | Allowances Purchased NOX | Thousand Tons | 0 | 0 | 0 | 0 | 0 | 0 | 0 | 0
Ozone Season NOX Transport - KY | 1059 | 6709 | Rate Constraint in MTons | FALSE | L | Annual | Allowances Sold NOX | Thousand Tons | 0 | 0 | 0 | 0 | 0 | 0 | 0 | 0
Ozone Season NOX Transport - KY | 1059 | 6709 | Rate Constraint in MTons | FALSE | L | Annual | Allowances Banked | Thousand Tons | 0 | 0 | 0 | 0 | 0 | 0 | 0 | 0
Ozone Season NOX Transport - KY | 1059 | 6709 | Rate Constraint in MTons | FALSE | L | Annual | Allowances Withdrawn (1:1) | Thousand Tons | 0 | 0 | 0 | 0 | 0 | 0 | 0 | 0
Ozone Season NOX Transport - KY | 1059 | 6709 | Rate Constraint in MTons | FALSE | L | Annual | Allowances Withdrawn (n:1) | Thousand Tons | 0 | 0 | 0 | 0 | 0 | 0 | 0 | 0
Ozone Season NOX Transport - KY | 1059 | 6709 | Rate Constraint in MTons | FALSE | L | Annual | Net Emissions Allowance Position | Thousand Tons | 9.8493 | 10.5134 | 8.6565 | 8.578 | 8.3642 | 9.4466 | 9.2127 | 8.8921
Ozone Season NOX Transport - KY | 1059 | 6709 | Rate Constraint in MTons | FALSE | L | Annual | Fuel Consumed | TBtu | 154.9127 | 187.4708 | 178.149 | 195.4072 | 209.5996 | 232.5773 | 247.7858 | 263.3675
Ozone Season NOX Transport - KY | 1059 | 6709 | Rate Constraint in MTons | FALSE | L | Annual | Rate | lb/MMBtu | 0.12716 | 0.11216 | 0.097183 | 0.087796 | 0.079811 | 0.081234 | 0.07436 | 0.067526
Ozone Season NOX Transport - KY | 1059 | 6709 | Rate Constraint in MTons | FALSE | L | Annual | Generation | TWh | 16.4394 | 21.2418 | 20.6558 | 23.952 | 39.6538 | 53.8953 | 73.4986 | 98.7931
Ozone Season NOX Transport - KY | 1059 | 6709 | Rate Constraint in MTons | FALSE | L | Annual | Qualifying Generation | TWh | 16.4394 | 21.2418 | 20.6558 | 23.952 | 26.8954 | 30.25 | 32.9414 | 35.718
Ozone Season NOX Transport - KY | 1059 | 6709 | Rate Constraint in MTons | FALSE | L | Annual | Rate | lb/MWh | 1.1983 | 0.98987 | 0.83817 | 0.71626 | 0.62198 | 0.62457 | 0.55934 | 0.49791
Ozone Season NOX Transport - KY | 1059 | 6709 | Rate Constraint in MTons | FALSE | L | Annual | Constraint Shadow Price | US2016$/Ton | 0 | 0 | 0 | 0 | 0 | 0 | 0 | 0
Ozone Season NOX Transport - LA | 1060 | 6710 | Rate Constraint in MTons | FALSE | L | Annual | Seasons Included | Seasons | Summer | Summer | Summer | Summer | Summer | Summer | Summer | Summer
Ozone Season NOX Transport - LA | 1060 | 6710 | Rate Constraint in MTons | FALSE | L | Annual | Standard NOX | Thousand Tons | 22.553 | 22.553 | 22.553 | 22.553 | 22.553 | 22.553 | 22.553 | 22.553
Ozone Season NOX Transport - LA | 1060 | 6710 | Rate Constraint in MTons | FALSE | L | Annual | Emissions at Affected Plants NOX | Thousand Tons | 8.7718 | 9.59 | 9.9501 | 9.3357 | 7.5919 | 7.4585 | 7.0848 | 6.243
Ozone Season NOX Transport - LA | 1060 | 6710 | Rate Constraint in MTons | FALSE | L | Annual | Allowances Purchased NOX | Thousand Tons | 0 | 0 | 0 | 0 | 0 | 0 | 0 | 0
Ozone Season NOX Transport - LA | 1060 | 6710 | Rate Constraint in MTons | FALSE | L | Annual | Allowances Sold NOX | Thousand Tons | 0 | 0 | 0 | 0 | 0 | 0 | 0 | 0
Ozone Season NOX Transport - LA | 1060 | 6710 | Rate Constraint in MTons | FALSE | L | Annual | Allowances Banked | Thousand Tons | 0 | 0 | 0 | 0 | 0 | 0 | 0 | 0
Ozone Season NOX Transport - LA | 1060 | 6710 | Rate Constraint in MTons | FALSE | L | Annual | Allowances Withdrawn (1:1) | Thousand Tons | 0 | 0 | 0 | 0 | 0 | 0 | 0 | 0
Ozone Season NOX Transport - LA | 1060 | 6710 | Rate Constraint in MTons | FALSE | L | Annual | Allowances Withdrawn (n:1) | Thousand Tons | 0 | 0 | 0 | 0 | 0 | 0 | 0 | 0
Ozone Season NOX Transport - LA | 1060 | 6710 | Rate Constraint in MTons | FALSE | L | Annual | Net Emissions Allowance Position | Thousand Tons | 8.7718 | 9.59 | 9.9501 | 9.3357 | 7.5919 | 7.4585 | 7.0848 | 6.243
Ozone Season NOX Transport - LA | 1060 | 6710 | Rate Constraint in MTons | FALSE | L | Annual | Fuel Consumed | TBtu | 248.0871 | 263.1055 | 269.4354 | 280.7544 | 297.4874 | 313.128 | 328.8878 | 339.0134
Ozone Season NOX Transport - LA | 1060 | 6710 | Rate Constraint in MTons | FALSE | L | Annual | Rate | lb/MMBtu | 0.070716 | 0.072899 | 0.073859 | 0.066504 | 0.05104 | 0.047639 | 0.043083 | 0.03683
Ozone Season NOX Transport - LA | 1060 | 6710 | Rate Constraint in MTons | FALSE | L | Annual | Generation | TWh | 32.1493 | 33.7724 | 34.3935 | 36.3529 | 48.5868 | 64.0572 | 72.6104 | 79.6485
Ozone Season NOX Transport - LA | 1060 | 6710 | Rate Constraint in MTons | FALSE | L | Annual | Qualifying Generation | TWh | 32.1493 | 33.7724 | 34.3935 | 35.8965 | 39.9325 | 42.9146 | 46.2595 | 49.5751
Ozone Season NOX Transport - LA | 1060 | 6710 | Rate Constraint in MTons | FALSE | L | Annual | Rate | lb/MWh | 0.54569 | 0.56792 | 0.57861 | 0.52015 | 0.38024 | 0.3476 | 0.3063 | 0.25186
Ozone Season NOX Transport - LA | 1060 | 6710 | Rate Constraint in MTons | FALSE | L | Annual | Constraint Shadow Price | US2016$/Ton | 0 | 0 | 0 | 0 | 0 | 0 | 0 | 0
Ozone Season NOX Transport - MD | 1061 | 6711 | Rate Constraint in MTons | FALSE | L | Annual | Seasons Included | Seasons | Summer | Summer | Summer | Summer | Summer | Summer | Summer | Summer
Ozone Season NOX Transport - MD | 1061 | 6711 | Rate Constraint in MTons | FALSE | L | Annual | Standard NOX | Thousand Tons | 4.632 | 4.632 | 4.632 | 4.632 | 4.632 | 4.632 | 4.632 | 4.632
Ozone Season NOX Transport - MD | 1061 | 6711 | Rate Constraint in MTons | FALSE | L | Annual | Emissions at Affected Plants NOX | Thousand Tons | 0.89321 | 1.2509 | 1.1556 | 0.80495 | 0.73551 | 0.50606 | 0.42396 | 0.38363
Ozone Season NOX Transport - MD | 1061 | 6711 | Rate Constraint in MTons | FALSE | L | Annual | Allowances Purchased NOX | Thousand Tons | 0 | 0 | 0 | 0 | 0 | 0 | 0 | 0
Ozone Season NOX Transport - MD | 1061 | 6711 | Rate Constraint in MTons | FALSE | L | Annual | Allowances Sold NOX | Thousand Tons | 0 | 0 | 0 | 0 | 0 | 0 | 0 | 0
Ozone Season NOX Transport - MD | 1061 | 6711 | Rate Constraint in MTons | FALSE | L | Annual | Allowances Banked | Thousand Tons | 0 | 0 | 0 | 0 | 0 | 0 | 0 | 0
Ozone Season NOX Transport - MD | 1061 | 6711 | Rate Constraint in MTons | FALSE | L | Annual | Allowances Withdrawn (1:1) | Thousand Tons | 0 | 0 | 0 | 0 | 0 | 0 | 0 | 0
Ozone Season NOX Transport - MD | 1061 | 6711 | Rate Constraint in MTons | FALSE | L | Annual | Allowances Withdrawn (n:1) | Thousand Tons | 0 | 0 | 0 | 0 | 0 | 0 | 0 | 0
Ozone Season NOX Transport - MD | 1061 | 6711 | Rate Constraint in MTons | FALSE | L | Annual | Net Emissions Allowance Position | Thousand Tons | 0.89321 | 1.2509 | 1.1556 | 0.80495 | 0.73551 | 0.50606 | 0.42396 | 0.38363
Ozone Season NOX Transport - MD | 1061 | 6711 | Rate Constraint in MTons | FALSE | L | Annual | Fuel Consumed | TBtu | 68.5921 | 89.8296 | 84.9392 | 67.7109 | 68.3146 | 62.5211 | 58.2421 | 56.7637
Ozone Season NOX Transport - MD | 1061 | 6711 | Rate Constraint in MTons | FALSE | L | Annual | Rate | lb/MMBtu | 0.026044 | 0.027852 | 0.02721 | 0.023776 | 0.021533 | 0.016189 | 0.014559 | 0.013517
Ozone Season NOX Transport - MD | 1061 | 6711 | Rate Constraint in MTons | FALSE | L | Annual | Generation | TWh | 10.096 | 12.2508 | 11.7601 | 11.1061 | 33.578 | 43.7989 | 49.1345 | 62.8422
Ozone Season NOX Transport - MD | 1061 | 6711 | Rate Constraint in MTons | FALSE | L | Annual | Qualifying Generation | TWh | 10.0958 | 12.2506 | 11.7599 | 10.0556 | 10.2158 | 9.5365 | 8.8331 | 8.4735
Ozone Season NOX Transport - MD | 1061 | 6711 | Rate Constraint in MTons | FALSE | L | Annual | Rate | lb/MWh | 0.17695 | 0.20423 | 0.19653 | 0.1601 | 0.14399 | 0.10613 | 0.095995 | 0.09055
Ozone Season NOX Transport - MD | 1061 | 6711 | Rate Constraint in MTons | FALSE | L | Annual | Constraint Shadow Price | US2016$/Ton | 0 | 0 | 0 | 0 | 0 | 0 | 0 | 0
Ozone Season NOX Transport - MI | 1062 | 6712 | Rate Constraint in MTons | FALSE | L | Annual | Seasons Included | Seasons | Summer | Summer | Summer | Summer | Summer | Summer | Summer | Summer
Ozone Season NOX Transport - MI | 1062 | 6712 | Rate Constraint in MTons | FALSE | L | Annual | Standard NOX | Thousand Tons | 20.018 | 20.018 | 20.018 | 20.018 | 20.018 | 20.018 | 20.018 | 20.018
Ozone Season NOX Transport - MI | 1062 | 6712 | Rate Constraint in MTons | FALSE | L | Annual | Emissions at Affected Plants NOX | Thousand Tons | 11.8915 | 12.8354 | 13.1252 | 13.545 | 13.2662 | 13.4833 | 13.4376 | 11.5508
Ozone Season NOX Transport - MI | 1062 | 6712 | Rate Constraint in MTons | FALSE | L | Annual | Allowances Purchased NOX | Thousand Tons | 0 | 0 | 0 | 0 | 0 | 0 | 0 | 0
Ozone Season NOX Transport - MI | 1062 | 6712 | Rate Constraint in MTons | FALSE | L | Annual | Allowances Sold NOX | Thousand Tons | 0 | 0 | 0 | 0 | 0 | 0 | 0 | 0
Ozone Season NOX Transport - MI | 1062 | 6712 | Rate Constraint in MTons | FALSE | L | Annual | Allowances Banked | Thousand Tons | 0 | 0 | 0 | 0 | 0 | 0 | 0 | 0
Ozone Season NOX Transport - MI | 1062 | 6712 | Rate Constraint in MTons | FALSE | L | Annual | Allowances Withdrawn (1:1) | Thousand Tons | 0 | 0 | 0 | 0 | 0 | 0 | 0 | 0
Ozone Season NOX Transport - MI | 1062 | 6712 | Rate Constraint in MTons | FALSE | L | Annual | Allowances Withdrawn (n:1) | Thousand Tons | 0 | 0 | 0 | 0 | 0 | 0 | 0 | 0
Ozone Season NOX Transport - MI | 1062 | 6712 | Rate Constraint in MTons | FALSE | L | Annual | Net Emissions Allowance Position | Thousand Tons | 11.8915 | 12.8354 | 13.1252 | 13.545 | 13.2662 | 13.4833 | 13.4376 | 11.5508
Ozone Season NOX Transport - MI | 1062 | 6712 | Rate Constraint in MTons | FALSE | L | Annual | Fuel Consumed | TBtu | 280.1259 | 301.3012 | 311.4363 | 308.7482 | 340.1521 | 359.1929 | 366.8571 | 380.6945
Ozone Season NOX Transport - MI | 1062 | 6712 | Rate Constraint in MTons | FALSE | L | Annual | Rate | lb/MMBtu | 0.084901 | 0.0852 | 0.084288 | 0.087741 | 0.078002 | 0.075076 | 0.073258 | 0.060683
Ozone Season NOX Transport - MI | 1062 | 6712 | Rate Constraint in MTons | FALSE | L | Annual | Generation | TWh | 30.3264 | 32.3063 | 33.2925 | 32.7781 | 44.0602 | 53.776 | 62.5521 | 81.6592
Ozone Season NOX Transport - MI | 1062 | 6712 | Rate Constraint in MTons | FALSE | L | Annual | Qualifying Generation | TWh | 30.3264 | 32.3063 | 33.2925 | 32.7781 | 38.346 | 41.5763 | 42.6396 | 47.7838
Ozone Season NOX Transport - MI | 1062 | 6712 | Rate Constraint in MTons | FALSE | L | Annual | Rate | lb/MWh | 0.78423 | 0.79461 | 0.78848 | 0.82646 | 0.69192 | 0.64861 | 0.63029 | 0.48346
Ozone Season NOX Transport - MI | 1062 | 6712 | Rate Constraint in MTons | FALSE | L | Annual | Constraint Shadow Price | US2016$/Ton | 0 | 0 | 0 | 0 | 0 | 0 | 0 | 0
Ozone Season NOX Transport - MO | 1063 | 6714 | Rate Constraint in MTons | FALSE | L | Annual | Seasons Included | Seasons | Summer | Summer | Summer | Summer | Summer | Summer | Summer | Summer
Ozone Season NOX Transport - MO | 1063 | 6714 | Rate Constraint in MTons | FALSE | L | Annual | Standard NOX | Thousand Tons | 19.094 | 19.094 | 19.094 | 19.094 | 19.094 | 19.094 | 19.094 | 19.094
Ozone Season NOX Transport - MO | 1063 | 6714 | Rate Constraint in MTons | FALSE | L | Annual | Emissions at Affected Plants NOX | Thousand Tons | 14.1682 | 14.6737 | 14.6688 | 14.9871 | 14.905 | 15.2928 | 15.5905 | 14.9893
Ozone Season NOX Transport - MO | 1063 | 6714 | Rate Constraint in MTons | FALSE | L | Annual | Allowances Purchased NOX | Thousand Tons | 0 | 0 | 0 | 0 | 0 | 0 | 0 | 0
Ozone Season NOX Transport - MO | 1063 | 6714 | Rate Constraint in MTons | FALSE | L | Annual | Allowances Sold NOX | Thousand Tons | 0 | 0 | 0 | 0 | 0 | 0 | 0 | 0
Ozone Season NOX Transport - MO | 1063 | 6714 | Rate Constraint in MTons | FALSE | L | Annual | Allowances Banked | Thousand Tons | 0 | 0 | 0 | 0 | 0 | 0 | 0 | 0
Ozone Season NOX Transport - MO | 1063 | 6714 | Rate Constraint in MTons | FALSE | L | Annual | Allowances Withdrawn (1:1) | Thousand Tons | 0 | 0 | 0 | 0 | 0 | 0 | 0 | 0
Ozone Season NOX Transport - MO | 1063 | 6714 | Rate Constraint in MTons | FALSE | L | Annual | Allowances Withdrawn (n:1) | Thousand Tons | 0 | 0 | 0 | 0 | 0 | 0 | 0 | 0
Ozone Season NOX Transport - MO | 1063 | 6714 | Rate Constraint in MTons | FALSE | L | Annual | Net Emissions Allowance Position | Thousand Tons | 14.1682 | 14.6737 | 14.6688 | 14.9871 | 14.905 | 15.2928 | 15.5905 | 14.9893
Ozone Season NOX Transport - MO | 1063 | 6714 | Rate Constraint in MTons | FALSE | L | Annual | Fuel Consumed | TBtu | 326.6193 | 335.3449 | 336.1444 | 339.8913 | 345.2027 | 360.5679 | 369.8961 | 365.497
Ozone Season NOX Transport - MO | 1063 | 6714 | Rate Constraint in MTons | FALSE | L | Annual | Rate | lb/MMBtu | 0.086757 | 0.087514 | 0.087277 | 0.088188 | 0.086355 | 0.084826 | 0.084297 | 0.082021
Ozone Season NOX Transport - MO | 1063 | 6714 | Rate Constraint in MTons | FALSE | L | Annual | Generation | TWh | 33.3231 | 34.192 | 34.2694 | 34.4758 | 43.6135 | 57.5253 | 64.383 | 65.9072
Ozone Season NOX Transport - MO | 1063 | 6714 | Rate Constraint in MTons | FALSE | L | Annual | Qualifying Generation | TWh | 33.3231 | 34.192 | 34.2694 | 34.4758 | 35.1795 | 37.2018 | 38.4836 | 38.1962
Ozone Season NOX Transport - MO | 1063 | 6714 | Rate Constraint in MTons | FALSE | L | Annual | Rate | lb/MWh | 0.85035 | 0.85831 | 0.85609 | 0.86943 | 0.84737 | 0.82215 | 0.81024 | 0.78486
Ozone Season NOX Transport - MO | 1063 | 6714 | Rate Constraint in MTons | FALSE | L | Annual | Constraint Shadow Price | US2016$/Ton | 0 | 0 | 0 | 0 | 0 | 0 | 0 | 0
Ozone Season NOX Transport - MS | 1064 | 6713 | Rate Constraint in MTons | FALSE | L | Annual | Seasons Included | Seasons | Summer | Summer | Summer | Summer | Summer | Summer | Summer | Summer
Ozone Season NOX Transport - MS | 1064 | 6713 | Rate Constraint in MTons | FALSE | L | Annual | Standard NOX | Thousand Tons | 7.641 | 7.641 | 7.641 | 7.641 | 7.641 | 7.641 | 7.641 | 7.641
Ozone Season NOX Transport - MS | 1064 | 6713 | Rate Constraint in MTons | FALSE | L | Annual | Emissions at Affected Plants NOX | Thousand Tons | 2.6724 | 2.677 | 2.7842 | 2.7688 | 2.4293 | 2.3972 | 2.3478 | 2.3189
Ozone Season NOX Transport - MS | 1064 | 6713 | Rate Constraint in MTons | FALSE | L | Annual | Allowances Purchased NOX | Thousand Tons | 0 | 0 | 0 | 0 | 0 | 0 | 0 | 0
Ozone Season NOX Transport - MS | 1064 | 6713 | Rate Constraint in MTons | FALSE | L | Annual | Allowances Sold NOX | Thousand Tons | 0 | 0 | 0 | 0 | 0 | 0 | 0 | 0
Ozone Season NOX Transport - MS | 1064 | 6713 | Rate Constraint in MTons | FALSE | L | Annual | Allowances Banked | Thousand Tons | 0 | 0 | 0 | 0 | 0 | 0 | 0 | 0
Ozone Season NOX Transport - MS | 1064 | 6713 | Rate Constraint in MTons | FALSE | L | Annual | Allowances Withdrawn (1:1) | Thousand Tons | 0 | 0 | 0 | 0 | 0 | 0 | 0 | 0
Ozone Season NOX Transport - MS | 1064 | 6713 | Rate Constraint in MTons | FALSE | L | Annual | Allowances Withdrawn (n:1) | Thousand Tons | 0 | 0 | 0 | 0 | 0 | 0 | 0 | 0
Ozone Season NOX Transport - MS | 1064 | 6713 | Rate Constraint in MTons | FALSE | L | Annual | Net Emissions Allowance Position | Thousand Tons | 2.6724 | 2.677 | 2.7842 | 2.7688 | 2.4293 | 2.3972 | 2.3478 | 2.3189
Ozone Season NOX Transport - MS | 1064 | 6713 | Rate Constraint in MTons | FALSE | L | Annual | Fuel Consumed | TBtu | 178.7133 | 179.7645 | 180.7613 | 190.8719 | 178.5697 | 174.5258 | 176.8577 | 180.6793
Ozone Season NOX Transport - MS | 1064 | 6713 | Rate Constraint in MTons | FALSE | L | Annual | Rate | lb/MMBtu | 0.029907 | 0.029783 | 0.030805 | 0.029012 | 0.027208 | 0.027471 | 0.02655 | 0.025669
Ozone Season NOX Transport - MS | 1064 | 6713 | Rate Constraint in MTons | FALSE | L | Annual | Generation | TWh | 23.6345 | 23.7322 | 23.814 | 25.5176 | 30.1698 | 42.2596 | 55.147 | 71.6652
Ozone Season NOX Transport - MS | 1064 | 6713 | Rate Constraint in MTons | FALSE | L | Annual | Qualifying Generation | TWh | 23.6345 | 23.7322 | 23.814 | 25.5176 | 24.3083 | 24.0056 | 24.5909 | 25.3269
Ozone Season NOX Transport - MS | 1064 | 6713 | Rate Constraint in MTons | FALSE | L | Annual | Rate | lb/MWh | 0.22614 | 0.2256 | 0.23383 | 0.21701 | 0.19987 | 0.19972 | 0.19095 | 0.18312
Ozone Season NOX Transport - MS | 1064 | 6713 | Rate Constraint in MTons | FALSE | L | Annual | Constraint Shadow Price | US2016$/Ton | 0 | 0 | 0 | 0 | 0 | 0 | 0 | 0
Ozone Season NOX Transport - NJ | 1065 | 6715 | Rate Constraint in MTons | FALSE | L | Annual | Seasons Included | Seasons | Summer | Summer | Summer | Summer | Summer | Summer | Summer | Summer
Ozone Season NOX Transport - NJ | 1065 | 6715 | Rate Constraint in MTons | FALSE | L | Annual | Standard NOX | Thousand Tons | 2.495 | 2.495 | 2.495 | 2.495 | 2.495 | 2.495 | 2.495 | 2.495
Ozone Season NOX Transport - NJ | 1065 | 6715 | Rate Constraint in MTons | FALSE | L | Annual | Emissions at Affected Plants NOX | Thousand Tons | 1.2998 | 1.3814 | 1.4739 | 1.4985 | 1.5027 | 1.3344 | 1.0464 | 0.88004
Ozone Season NOX Transport - NJ | 1065 | 6715 | Rate Constraint in MTons | FALSE | L | Annual | Allowances Purchased NOX | Thousand Tons | 0 | 0 | 0 | 0 | 0 | 0 | 0 | 0
Ozone Season NOX Transport - NJ | 1065 | 6715 | Rate Constraint in MTons | FALSE | L | Annual | Allowances Sold NOX | Thousand Tons | 0 | 0 | 0 | 0 | 0 | 0 | 0 | 0
Ozone Season NOX Transport - NJ | 1065 | 6715 | Rate Constraint in MTons | FALSE | L | Annual | Allowances Banked | Thousand Tons | 0 | 0 | 0 | 0 | 0 | 0 | 0 | 0
Ozone Season NOX Transport - NJ | 1065 | 6715 | Rate Constraint in MTons | FALSE | L | Annual | Allowances Withdrawn (1:1) | Thousand Tons | 0 | 0 | 0 | 0 | 0 | 0 | 0 | 0
Ozone Season NOX Transport - NJ | 1065 | 6715 | Rate Constraint in MTons | FALSE | L | Annual | Allowances Withdrawn (n:1) | Thousand Tons | 0 | 0 | 0 | 0 | 0 | 0 | 0 | 0
Ozone Season NOX Transport - NJ | 1065 | 6715 | Rate Constraint in MTons | FALSE | L | Annual | Net Emissions Allowance Position | Thousand Tons | 1.2998 | 1.3814 | 1.4739 | 1.4985 | 1.5027 | 1.3344 | 1.0464 | 0.88004
Ozone Season NOX Transport - NJ | 1065 | 6715 | Rate Constraint in MTons | FALSE | L | Annual | Fuel Consumed | TBtu | 161.5878 | 169.8749 | 178.1882 | 185.2481 | 185.3116 | 171.4292 | 149.8383 | 124.4444
Ozone Season NOX Transport - NJ | 1065 | 6715 | Rate Constraint in MTons | FALSE | L | Annual | Rate | lb/MMBtu | 0.016088 | 0.016264 | 0.016543 | 0.016178 | 0.016219 | 0.015568 | 0.013967 | 0.014143
Ozone Season NOX Transport - NJ | 1065 | 6715 | Rate Constraint in MTons | FALSE | L | Annual | Generation | TWh | 22.0787 | 23.0661 | 23.9503 | 24.906 | 24.9101 | 23.1359 | 20.457 | 17.1194
Ozone Season NOX Transport - NJ | 1065 | 6715 | Rate Constraint in MTons | FALSE | L | Annual | Qualifying Generation | TWh | 22.0787 | 23.0661 | 23.9503 | 24.906 | 24.9101 | 23.1359 | 20.457 | 17.1
Ozone Season NOX Transport - NJ | 1065 | 6715 | Rate Constraint in MTons | FALSE | L | Annual | Rate | lb/MWh | 0.11774 | 0.11978 | 0.12308 | 0.12033 | 0.12065 | 0.11535 | 0.1023 | 0.10293
Ozone Season NOX Transport - NJ | 1065 | 6715 | Rate Constraint in MTons | FALSE | L | Annual | Constraint Shadow Price | US2016$/Ton | 0 | 0 | 0 | 0 | 0 | 0 | 0 | 0
Ozone Season NOX Transport - NY | 1066 | 6716 | Rate Constraint in MTons | FALSE | L | Annual | Seasons Included | Seasons | Summer | Summer | Summer | Summer | Summer | Summer | Summer | Summer
Ozone Season NOX Transport - NY | 1066 | 6716 | Rate Constraint in MTons | FALSE | L | Annual | Standard NOX | Thousand Tons | 6.213 | 6.213 | 6.213 | 6.213 | 6.213 | 6.213 | 6.213 | 6.213
Ozone Season NOX Transport - NY | 1066 | 6716 | Rate Constraint in MTons | FALSE | L | Annual | Emissions at Affected Plants NOX | Thousand Tons | 3.1354 | 3.0972 | 2.9148 | 2.713 | 2.585 | 2.277 | 1.9088 | 2.0286
Ozone Season NOX Transport - NY | 1066 | 6716 | Rate Constraint in MTons | FALSE | L | Annual | Allowances Purchased NOX | Thousand Tons | 0 | 0 | 0 | 0 | 0 | 0 | 0 | 0
Ozone Season NOX Transport - NY | 1066 | 6716 | Rate Constraint in MTons | FALSE | L | Annual | Allowances Sold NOX | Thousand Tons | 0 | 0 | 0 | 0 | 0 | 0 | 0 | 0
Ozone Season NOX Transport - NY | 1066 | 6716 | Rate Constraint in MTons | FALSE | L | Annual | Allowances Banked | Thousand Tons | 0 | 0 | 0 | 0 | 0 | 0 | 0 | 0
Ozone Season NOX Transport - NY | 1066 | 6716 | Rate Constraint in MTons | FALSE | L | Annual | Allowances Withdrawn (1:1) | Thousand Tons | 0 | 0 | 0 | 0 | 0 | 0 | 0 | 0
Ozone Season NOX Transport - NY | 1066 | 6716 | Rate Constraint in MTons | FALSE | L | Annual | Allowances Withdrawn (n:1) | Thousand Tons | 0 | 0 | 0 | 0 | 0 | 0 | 0 | 0
Ozone Season NOX Transport - NY | 1066 | 6716 | Rate Constraint in MTons | FALSE | L | Annual | Net Emissions Allowance Position | Thousand Tons | 3.1354 | 3.0972 | 2.9148 | 2.713 | 2.585 | 2.277 | 1.9088 | 2.0286
Ozone Season NOX Transport - NY | 1066 | 6716 | Rate Constraint in MTons | FALSE | L | Annual | Fuel Consumed | TBtu | 214.2669 | 210.4524 | 207.0055 | 200.7767 | 197.0079 | 188.995 | 180.0114 | 216.3172
Ozone Season NOX Transport - NY | 1066 | 6716 | Rate Constraint in MTons | FALSE | L | Annual | Rate | lb/MMBtu | 0.029266 | 0.029434 | 0.028161 | 0.027025 | 0.026243 | 0.024096 | 0.021207 | 0.018755
Ozone Season NOX Transport - NY | 1066 | 6716 | Rate Constraint in MTons | FALSE | L | Annual | Generation | TWh | 27.5276 | 27.089 | 26.8451 | 26.2492 | 25.9367 | 25.1902 | 24.4236 | 30.5766
Ozone Season NOX Transport - NY | 1066 | 6716 | Rate Constraint in MTons | FALSE | L | Annual | Qualifying Generation | TWh | 27.5276 | 27.089 | 26.8451 | 26.2492 | 25.9367 | 25.1902 | 24.4236 | 30.5766
Ozone Season NOX Transport - NY | 1066 | 6716 | Rate Constraint in MTons | FALSE | L | Annual | Rate | lb/MWh | 0.2278 | 0.22867 | 0.21715 | 0.20671 | 0.19933 | 0.18079 | 0.15631 | 0.13269
Ozone Season NOX Transport - NY | 1066 | 6716 | Rate Constraint in MTons | FALSE | L | Annual | Constraint Shadow Price | US2016$/Ton | 0 | 0 | 0 | 0 | 0 | 0 | 0 | 0
Ozone Season NOX Transport - OH | 1067 | 6717 | Rate Constraint in MTons | FALSE | L | Annual | Seasons Included | Seasons | Summer | Summer | Summer | Summer | Summer | Summer | Summer | Summer
Ozone Season NOX Transport - OH | 1067 | 6717 | Rate Constraint in MTons | FALSE | L | Annual | Standard NOX | Thousand Tons | 23.622 | 23.622 | 23.622 | 23.622 | 23.622 | 23.622 | 23.622 | 23.622
Ozone Season NOX Transport - OH | 1067 | 6717 | Rate Constraint in MTons | FALSE | L | Annual | Emissions at Affected Plants NOX | Thousand Tons | 16.6073 | 14.4572 | 14.505 | 14.6429 | 13.2947 | 13.5718 | 13.4857 | 11.4813
Ozone Season NOX Transport - OH | 1067 | 6717 | Rate Constraint in MTons | FALSE | L | Annual | Allowances Purchased NOX | Thousand Tons | 0 | 0 | 0 | 0 | 0 | 0 | 0 | 0
Ozone Season NOX Transport - OH | 1067 | 6717 | Rate Constraint in MTons | FALSE | L | Annual | Allowances Sold NOX | Thousand Tons | 0 | 0 | 0 | 0 | 0 | 0 | 0 | 0
Ozone Season NOX Transport - OH | 1067 | 6717 | Rate Constraint in MTons | FALSE | L | Annual | Allowances Banked | Thousand Tons | 0 | 0 | 0 | 0 | 0 | 0 | 0 | 0
Ozone Season NOX Transport - OH | 1067 | 6717 | Rate Constraint in MTons | FALSE | L | Annual | Allowances Withdrawn (1:1) | Thousand Tons | 0 | 0 | 0 | 0 | 0 | 0 | 0 | 0
Ozone Season NOX Transport - OH | 1067 | 6717 | Rate Constraint in MTons | FALSE | L | Annual | Allowances Withdrawn (n:1) | Thousand Tons | 0 | 0 | 0 | 0 | 0 | 0 | 0 | 0
Ozone Season NOX Transport - OH | 1067 | 6717 | Rate Constraint in MTons | FALSE | L | Annual | Net Emissions Allowance Position | Thousand Tons | 16.6073 | 14.4572 | 14.505 | 14.6429 | 13.2947 | 13.5718 | 13.4857 | 11.4813
Ozone Season NOX Transport - OH | 1067 | 6717 | Rate Constraint in MTons | FALSE | L | Annual | Fuel Consumed | TBtu | 421.7557 | 385.0085 | 390.7042 | 438.1018 | 428.2993 | 441.2882 | 471.7767 | 468.9819
Ozone Season NOX Transport - OH | 1067 | 6717 | Rate Constraint in MTons | FALSE | L | Annual | Rate | lb/MMBtu | 0.078753 | 0.075101 | 0.074251 | 0.066847 | 0.062081 | 0.06151 | 0.05717 | 0.048963
Ozone Season NOX Transport - OH | 1067 | 6717 | Rate Constraint in MTons | FALSE | L | Annual | Generation | TWh | 47.9936 | 44.6612 | 45.7762 | 56.7374 | 60.863 | 66.8103 | 77.3181 | 86.8466
Ozone Season NOX Transport - OH | 1067 | 6717 | Rate Constraint in MTons | FALSE | L | Annual | Qualifying Generation | TWh | 47.9936 | 44.6612 | 45.5095 | 53.4978 | 53.8736 | 56.4855 | 62.0602 | 64.4223
Ozone Season NOX Transport - OH | 1067 | 6717 | Rate Constraint in MTons | FALSE | L | Annual | Rate | lb/MWh | 0.69206 | 0.64742 | 0.63745 | 0.54742 | 0.49355 | 0.48054 | 0.4346 | 0.35644
Ozone Season NOX Transport - OH | 1067 | 6717 | Rate Constraint in MTons | FALSE | L | Annual | Constraint Shadow Price | US2016$/Ton | 0 | 0 | 0 | 0 | 0 | 0 | 0 | 0
Ozone Season NOX Transport - OK | 1068 | 6718 | Rate Constraint in MTons | FALSE | L | Annual | Seasons Included | Seasons | Summer | Summer | Summer | Summer | Summer | Summer | Summer | Summer
Ozone Season NOX Transport - OK | 1068 | 6718 | Rate Constraint in MTons | FALSE | L | Annual | Standard NOX | Thousand Tons | 14.086 | 14.086 | 14.086 | 14.086 | 14.086 | 14.086 | 14.086 | 14.086
Ozone Season NOX Transport - OK | 1068 | 6718 | Rate Constraint in MTons | FALSE | L | Annual | Emissions at Affected Plants NOX | Thousand Tons | 10.2265 | 12.2933 | 13.1241 | 12.6818 | 12.2254 | 12.44 | 12.5795 | 10.8376
Ozone Season NOX Transport - OK | 1068 | 6718 | Rate Constraint in MTons | FALSE | L | Annual | Allowances Purchased NOX | Thousand Tons | 0 | 0 | 0 | 0 | 0 | 0 | 0 | 0
Ozone Season NOX Transport - OK | 1068 | 6718 | Rate Constraint in MTons | FALSE | L | Annual | Allowances Sold NOX | Thousand Tons | 0 | 0 | 0 | 0 | 0 | 0 | 0 | 0
Ozone Season NOX Transport - OK | 1068 | 6718 | Rate Constraint in MTons | FALSE | L | Annual | Allowances Banked | Thousand Tons | 0 | 0 | 0 | 0 | 0 | 0 | 0 | 0
Ozone Season NOX Transport - OK | 1068 | 6718 | Rate Constraint in MTons | FALSE | L | Annual | Allowances Withdrawn (1:1) | Thousand Tons | 0 | 0 | 0 | 0 | 0 | 0 | 0 | 0
Ozone Season NOX Transport - OK | 1068 | 6718 | Rate Constraint in MTons | FALSE | L | Annual | Allowances Withdrawn (n:1) | Thousand Tons | 0 | 0 | 0 | 0 | 0 | 0 | 0 | 0
Ozone Season NOX Transport - OK | 1068 | 6718 | Rate Constraint in MTons | FALSE | L | Annual | Net Emissions Allowance Position | Thousand Tons | 10.2265 | 12.2933 | 13.1241 | 12.6818 | 12.2254 | 12.44 | 12.5795 | 10.8376
Ozone Season NOX Transport - OK | 1068 | 6718 | Rate Constraint in MTons | FALSE | L | Annual | Fuel Consumed | TBtu | 238.229 | 266.0736 | 281.3889 | 270.3244 | 302.4918 | 338.6578 | 363.6939 | 351.0858
Ozone Season NOX Transport - OK | 1068 | 6718 | Rate Constraint in MTons | FALSE | L | Annual | Rate | lb/MMBtu | 0.085855 | 0.092406 | 0.093281 | 0.093826 | 0.080832 | 0.073466 | 0.069176 | 0.061738
Ozone Season NOX Transport - OK | 1068 | 6718 | Rate Constraint in MTons | FALSE | L | Annual | Generation | TWh | 28.1159 | 30.5639 | 32.2803 | 31.1881 | 40.4025 | 50.9991 | 56.8484 | 56.7728
Ozone Season NOX Transport - OK | 1068 | 6718 | Rate Constraint in MTons | FALSE | L | Annual | Qualifying Generation | TWh | 28.1159 | 30.5639 | 32.2803 | 31.1881 | 36.6305 | 42.7921 | 46.5845 | 45.6199
Ozone Season NOX Transport - OK | 1068 | 6718 | Rate Constraint in MTons | FALSE | L | Annual | Rate | lb/MWh | 0.72745 | 0.80444 | 0.81314 | 0.81325 | 0.6675 | 0.58141 | 0.54007 | 0.47513
Ozone Season NOX Transport - OK | 1068 | 6718 | Rate Constraint in MTons | FALSE | L | Annual | Constraint Shadow Price | US2016$/Ton | 0 | 0 | 0 | 0 | 0 | 0 | 0 | 0
Ozone Season NOX Transport - PA | 1069 | 6719 | Rate Constraint in MTons | FALSE | L | Annual | Seasons Included | Seasons | Summer | Summer | Summer | Summer | Summer | Summer | Summer | Summer
Ozone Season NOX Transport - PA | 1069 | 6719 | Rate Constraint in MTons | FALSE | L | Annual | Standard NOX | Thousand Tons | 21.722 | 21.722 | 21.722 | 21.722 | 21.722 | 21.722 | 21.722 | 21.722
Ozone Season NOX Transport - PA | 1069 | 6719 | Rate Constraint in MTons | FALSE | L | Annual | Emissions at Affected Plants NOX | Thousand Tons | 9.7838 | 10.2166 | 10.1349 | 9.1226 | 8.9872 | 8.679 | 8.5906 | 5.3641
Ozone Season NOX Transport - PA | 1069 | 6719 | Rate Constraint in MTons | FALSE | L | Annual | Allowances Purchased NOX | Thousand Tons | 0 | 0 | 0 | 0 | 0 | 0 | 0 | 0
Ozone Season NOX Transport - PA | 1069 | 6719 | Rate Constraint in MTons | FALSE | L | Annual | Allowances Sold NOX | Thousand Tons | 0 | 0 | 0 | 0 | 0 | 0 | 0 | 0
Ozone Season NOX Transport - PA | 1069 | 6719 | Rate Constraint in MTons | FALSE | L | Annual | Allowances Banked | Thousand Tons | 0 | 0 | 0 | 0 | 0 | 0 | 0 | 0
Ozone Season NOX Transport - PA | 1069 | 6719 | Rate Constraint in MTons | FALSE | L | Annual | Allowances Withdrawn (1:1) | Thousand Tons | 0 | 0 | 0 | 0 | 0 | 0 | 0 | 0
Ozone Season NOX Transport - PA | 1069 | 6719 | Rate Constraint in MTons | FALSE | L | Annual | Allowances Withdrawn (n:1) | Thousand Tons | 0 | 0 | 0 | 0 | 0 | 0 | 0 | 0
Ozone Season NOX Transport - PA | 1069 | 6719 | Rate Constraint in MTons | FALSE | L | Annual | Net Emissions Allowance Position | Thousand Tons | 9.7838 | 10.2166 | 10.1349 | 9.1226 | 8.9872 | 8.679 | 8.5906 | 5.3641
Ozone Season NOX Transport - PA | 1069 | 6719 | Rate Constraint in MTons | FALSE | L | Annual | Fuel Consumed | TBtu | 493.7788 | 504.5048 | 501.935 | 504.6136 | 529.4336 | 546.9426 | 597.6711 | 663.7835
Ozone Season NOX Transport - PA | 1069 | 6719 | Rate Constraint in MTons | FALSE | L | Annual | Rate | lb/MMBtu | 0.039628 | 0.040501 | 0.040383 | 0.036157 | 0.03395 | 0.031736 | 0.028747 | 0.016162
Ozone Season NOX Transport - PA | 1069 | 6719 | Rate Constraint in MTons | FALSE | L | Annual | Generation | TWh | 63.0671 | 64.2965 | 64.8164 | 75.9851 | 105.7292 | 125.7916 | 150.1055 | 180.4701
Ozone Season NOX Transport - PA | 1069 | 6719 | Rate Constraint in MTons | FALSE | L | Annual | Qualifying Generation | TWh | 63.0671 | 64.2965 | 64.0616 | 65.9289 | 70.2922 | 74.5283 | 83.7492 | 99.4144
Ozone Season NOX Transport - PA | 1069 | 6719 | Rate Constraint in MTons | FALSE | L | Annual | Rate | lb/MWh | 0.31027 | 0.3178 | 0.31641 | 0.27674 | 0.25571 | 0.2329 | 0.20515 | 0.10791
Ozone Season NOX Transport - PA | 1069 | 6719 | Rate Constraint in MTons | FALSE | L | Annual | Constraint Shadow Price | US2016$/Ton | 0 | 0 | 0 | 0 | 0 | 0 | 0 | 0
Ozone Season NOX Transport - Region 1 | 1070 | 6725 | Rate Constraint in MTons | FALSE | L | Annual | Seasons Included | Seasons | Summer | Summer | Summer | Summer | Summer | Summer | Summer | Summer
Ozone Season NOX Transport - Region 1 | 1070 | 6725 | Rate Constraint in MTons | FALSE | L | Annual | Standard NOX | Thousand Tons | 411.9106 | 313.24 | 313.24 | 313.24 | 313.24 | 313.24 | 313.24 | 313.24
Ozone Season NOX Transport - Region 1 | 1070 | 6725 | Rate Constraint in MTons | FALSE | L | Annual | Emissions at Affected Plants NOX | Thousand Tons | 224.1347 | 234.0651 | 232.502 | 236.1167 | 227.2208 | 227.316 | 220.1814 | 198.4748
Ozone Season NOX Transport - Region 1 | 1070 | 6725 | Rate Constraint in MTons | FALSE | L | Annual | Allowances Purchased NOX | Thousand Tons | 0 | 0 | 0 | 0 | 0 | 0 | 0 | 0
Ozone Season NOX Transport - Region 1 | 1070 | 6725 | Rate Constraint in MTons | FALSE | L | Annual | Allowances Sold NOX | Thousand Tons | 0 | 0 | 0 | 0 | 0 | 0 | 0 | 0
Ozone Season NOX Transport - Region 1 | 1070 | 6725 | Rate Constraint in MTons | FALSE | L | Annual | Allowances Banked | Thousand Tons | 0 | 0 | 0 | 0 | 0 | 0 | 0 | 0
Ozone Season NOX Transport - Region 1 | 1070 | 6725 | Rate Constraint in MTons | FALSE | L | Annual | Allowances Withdrawn (1:1) | Thousand Tons | 0 | 0 | 0 | 0 | 0 | 0 | 0 | 0
Ozone Season NOX Transport - Region 1 | 1070 | 6725 | Rate Constraint in MTons | FALSE | L | Annual | Allowances Withdrawn (n:1) | Thousand Tons | 0 | 0 | 0 | 0 | 0 | 0 | 0 | 0
Ozone Season NOX Transport - Region 1 | 1070 | 6725 | Rate Constraint in MTons | FALSE | L | Annual | Net Emissions Allowance Position | Thousand Tons | 224.1347 | 234.0651 | 232.502 | 236.1167 | 227.2208 | 227.316 | 220.1814 | 198.4748
Ozone Season NOX Transport - Region 1 | 1070 | 6725 | Rate Constraint in MTons | FALSE | L | Annual | Fuel Consumed | TBtu | 6356.8875 | 6573.7642 | 6599.7288 | 6742.791 | 6958.4515 | 7223.4313 | 7217.9252 | 7310.0359
Ozone Season NOX Transport - Region 1 | 1070 | 6725 | Rate Constraint in MTons | FALSE | L | Annual | Rate | lb/MMBtu | 0.070517 | 0.071212 | 0.070458 | 0.070035 | 0.065308 | 0.062939 | 0.06101 | 0.054302
Ozone Season NOX Transport - Region 1 | 1070 | 6725 | Rate Constraint in MTons | FALSE | L | Annual | Generation | TWh | 742.36 | 764.4795 | 768.9455 | 787.8133 | 834.5493 | 888.84 | 907.5846 | 958.9131
Ozone Season NOX Transport - Region 1 | 1070 | 6725 | Rate Constraint in MTons | FALSE | L | Annual | Qualifying Generation | TWh | 742.3598 | 764.4793 | 768.9452 | 787.8128 | 833.7963 | 880.8736 | 894.0366 | 937.138
Ozone Season NOX Transport - Region 1 | 1070 | 6725 | Rate Constraint in MTons | FALSE | L | Annual | Rate | lb/MWh | 0.60384 | 0.61235 | 0.60473 | 0.59942 | 0.54503 | 0.51612 | 0.49256 | 0.42358
Ozone Season NOX Transport - Region 1 | 1070 | 6725 | Rate Constraint in MTons | FALSE | L | Annual | Constraint Shadow Price | US2016$/Ton | 0 | 0 | 0 | 0 | 0 | 0 | 0 | 0
Ozone Season NOX Transport - Region 2 | 1071 | 6727 | Rate Constraint in MTons | FALSE | L | Annual | Seasons Included | Seasons | Summer | Summer | Summer | Summer | Summer | Summer | Summer | Summer
Ozone Season NOX Transport - Region 2 | 1071 | 6727 | Rate Constraint in MTons | FALSE | L | Annual | Standard NOX | Thousand Tons | 24.041 | 24.041 | 24.041 | 24.041 | 24.041 | 24.041 | 24.041 | 24.041
Ozone Season NOX Transport - Region 2 | 1071 | 6727 | Rate Constraint in MTons | FALSE | L | Annual | Emissions at Affected Plants NOX | Thousand Tons | 7.776 | 7.4524 | 7.4575 | 8.6325 | 9.247 | 9.4573 | 9.5496 | 9.6724
Ozone Season NOX Transport - Region 2 | 1071 | 6727 | Rate Constraint in MTons | FALSE | L | Annual | Allowances Purchased NOX | Thousand Tons | 0 | 0 | 0 | 0 | 0 | 0 | 0 | 0
Ozone Season NOX Transport - Region 2 | 1071 | 6727 | Rate Constraint in MTons | FALSE | L | Annual | Allowances Sold NOX | Thousand Tons | 0 | 0 | 0 | 0 | 0 | 0 | 0 | 0
Ozone Season NOX Transport - Region 2 | 1071 | 6727 | Rate Constraint in MTons | FALSE | L | Annual | Allowances Banked | Thousand Tons | 0 | 0 | 0 | 0 | 0 | 0 | 0 | 0
Ozone Season NOX Transport - Region 2 | 1071 | 6727 | Rate Constraint in MTons | FALSE | L | Annual | Allowances Withdrawn (1:1) | Thousand Tons | 0 | 0 | 0 | 0 | 0 | 0 | 0 | 0
Ozone Season NOX Transport - Region 2 | 1071 | 6727 | Rate Constraint in MTons | FALSE | L | Annual | Allowances Withdrawn (n:1) | Thousand Tons | 0 | 0 | 0 | 0 | 0 | 0 | 0 | 0
Ozone Season NOX Transport - Region 2 | 1071 | 6727 | Rate Constraint in MTons | FALSE | L | Annual | Net Emissions Allowance Position | Thousand Tons | 7.776 | 7.4524 | 7.4575 | 8.6325 | 9.247 | 9.4573 | 9.5496 | 9.6724
Ozone Season NOX Transport - Region 2 | 1071 | 6727 | Rate Constraint in MTons | FALSE | L | Annual | Fuel Consumed | TBtu | 324.6414 | 313.0443 | 313.9508 | 341.3395 | 343.7557 | 368.3733 | 386.4874 | 419.2234
Ozone Season NOX Transport - Region 2 | 1071 | 6727 | Rate Constraint in MTons | FALSE | L | Annual | Rate | lb/MMBtu | 0.047905 | 0.047613 | 0.047507 | 0.05058 | 0.0538 | 0.051346 | 0.049417 | 0.046144
Ozone Season NOX Transport - Region 2 | 1071 | 6727 | Rate Constraint in MTons | FALSE | L | Annual | Generation | TWh | 39.7332 | 38.3644 | 38.4937 | 53.7243 | 69.2147 | 88.4549 | 108.3263 | 132.6323
Ozone Season NOX Transport - Region 2 | 1071 | 6727 | Rate Constraint in MTons | FALSE | L | Annual | Qualifying Generation | TWh | 39.7332 | 38.3644 | 38.4937 | 41.092 | 41.1775 | 45.3958 | 48.4522 | 54.0168
Ozone Season NOX Transport - Region 2 | 1071 | 6727 | Rate Constraint in MTons | FALSE | L | Annual | Rate | lb/MWh | 0.39141 | 0.38851 | 0.38746 | 0.42015 | 0.44913 | 0.41666 | 0.39419 | 0.35812
Ozone Season NOX Transport - Region 2 | 1071 | 6727 | Rate Constraint in MTons | FALSE | L | Annual | Constraint Shadow Price | US2016$/Ton | 0 | 0 | 0 | 0 | 0 | 0 | 0 | 0
Ozone Season NOX Transport - TN | 1072 | 6720 | Rate Constraint in MTons | FALSE | L | Annual | Seasons Included | Seasons | Summer | Summer | Summer | Summer | Summer | Summer | Summer | Summer
Ozone Season NOX Transport - TN | 1072 | 6720 | Rate Constraint in MTons | FALSE | L | Annual | Standard NOX | Thousand Tons | 9.361 | 9.361 | 9.361 | 9.361 | 9.361 | 9.361 | 9.361 | 9.361
Ozone Season NOX Transport - TN | 1072 | 6720 | Rate Constraint in MTons | FALSE | L | Annual | Emissions at Affected Plants NOX | Thousand Tons | 3.0313 | 3.2293 | 3.2413 | 3.3162 | 3.2692 | 3.0397 | 2.1484 | 1.9994
Ozone Season NOX Transport - TN | 1072 | 6720 | Rate Constraint in MTons | FALSE | L | Annual | Allowances Purchased NOX | Thousand Tons | 0 | 0 | 0 | 0 | 0 | 0 | 0 | 0
Ozone Season NOX Transport - TN | 1072 | 6720 | Rate Constraint in MTons | FALSE | L | Annual | Allowances Sold NOX | Thousand Tons | 0 | 0 | 0 | 0 | 0 | 0 | 0 | 0
Ozone Season NOX Transport - TN | 1072 | 6720 | Rate Constraint in MTons | FALSE | L | Annual | Allowances Banked | Thousand Tons | 0 | 0 | 0 | 0 | 0 | 0 | 0 | 0
Ozone Season NOX Transport - TN | 1072 | 6720 | Rate Constraint in MTons | FALSE | L | Annual | Allowances Withdrawn (1:1) | Thousand Tons | 0 | 0 | 0 | 0 | 0 | 0 | 0 | 0
Ozone Season NOX Transport - TN | 1072 | 6720 | Rate Constraint in MTons | FALSE | L | Annual | Allowances Withdrawn (n:1) | Thousand Tons | 0 | 0 | 0 | 0 | 0 | 0 | 0 | 0
Ozone Season NOX Transport - TN | 1072 | 6720 | Rate Constraint in MTons | FALSE | L | Annual | Net Emissions Allowance Position | Thousand Tons | 3.0313 | 3.2293 | 3.2413 | 3.3162 | 3.2692 | 3.0397 | 2.1484 | 1.9994
Ozone Season NOX Transport - TN | 1072 | 6720 | Rate Constraint in MTons | FALSE | L | Annual | Fuel Consumed | TBtu | 120.9993 | 122.6715 | 124.3473 | 124.8179 | 137.8335 | 145.29 | 145.876 | 155.0979
Ozone Season NOX Transport - TN | 1072 | 6720 | Rate Constraint in MTons | FALSE | L | Annual | Rate | lb/MMBtu | 0.050104 | 0.052649 | 0.052133 | 0.053137 | 0.047437 | 0.041843 | 0.029455 | 0.025783
Ozone Season NOX Transport - TN | 1072 | 6720 | Rate Constraint in MTons | FALSE | L | Annual | Generation | TWh | 14.0787 | 14.1714 | 14.3843 | 14.2828 | 19.4506 | 21.992 | 26.1579 | 30.6911
Ozone Season NOX Transport - TN | 1072 | 6720 | Rate Constraint in MTons | FALSE | L | Annual | Qualifying Generation | TWh | 14.0787 | 14.1714 | 14.3843 | 14.2828 | 16.7908 | 17.8757 | 19.0844 | 21.1571
Ozone Season NOX Transport - TN | 1072 | 6720 | Rate Constraint in MTons | FALSE | L | Annual | Rate | lb/MWh | 0.43062 | 0.45574 | 0.45067 | 0.46437 | 0.3894 | 0.34009 | 0.22515 | 0.18901
Ozone Season NOX Transport - TN | 1072 | 6720 | Rate Constraint in MTons | FALSE | L | Annual | Constraint Shadow Price | US2016$/Ton | 0 | 0 | 0 | 0 | 0 | 0 | 0 | 0
Ozone Season NOX Transport - TX | 1073 | 6721 | Rate Constraint in MTons | FALSE | L | Annual | Seasons Included | Seasons | Summer | Summer | Summer | Summer | Summer | Summer | Summer | Summer
Ozone Season NOX Transport - TX | 1073 | 6721 | Rate Constraint in MTons | FALSE | L | Annual | Standard NOX | Thousand Tons | 63.284 | 63.284 | 63.284 | 63.284 | 63.284 | 63.284 | 63.284 | 63.284
Ozone Season NOX Transport - TX | 1073 | 6721 | Rate Constraint in MTons | FALSE | L | Annual | Emissions at Affected Plants NOX | Thousand Tons | 43.7244 | 45.8294 | 45.5603 | 47.9053 | 48.594 | 46.131 | 42.381 | 42.5915
Ozone Season NOX Transport - TX | 1073 | 6721 | Rate Constraint in MTons | FALSE | L | Annual | Allowances Purchased NOX | Thousand Tons | 0 | 0 | 0 | 0 | 0 | 0 | 0 | 0
Ozone Season NOX Transport - TX | 1073 | 6721 | Rate Constraint in MTons | FALSE | L | Annual | Allowances Sold NOX | Thousand Tons | 0 | 0 | 0 | 0 | 0 | 0 | 0 | 0
Ozone Season NOX Transport - TX | 1073 | 6721 | Rate Constraint in MTons | FALSE | L | Annual | Allowances Banked | Thousand Tons | 0 | 0 | 0 | 0 | 0 | 0 | 0 | 0
Ozone Season NOX Transport - TX | 1073 | 6721 | Rate Constraint in MTons | FALSE | L | Annual | Allowances Withdrawn (1:1) | Thousand Tons | 0 | 0 | 0 | 0 | 0 | 0 | 0 | 0
Ozone Season NOX Transport - TX | 1073 | 6721 | Rate Constraint in MTons | FALSE | L | Annual | Allowances Withdrawn (n:1) | Thousand Tons | 0 | 0 | 0 | 0 | 0 | 0 | 0 | 0
Ozone Season NOX Transport - TX | 1073 | 6721 | Rate Constraint in MTons | FALSE | L | Annual | Net Emissions Allowance Position | Thousand Tons | 43.7244 | 45.8294 | 45.5603 | 47.9053 | 48.594 | 46.131 | 42.381 | 42.5915
Ozone Season NOX Transport - TX | 1073 | 6721 | Rate Constraint in MTons | FALSE | L | Annual | Fuel Consumed | TBtu | 1277.1108 | 1297.1035 | 1300.432 | 1306.0276 | 1372.0078 | 1417.81 | 1249.5057 | 1336.9739
Ozone Season NOX Transport - TX | 1073 | 6721 | Rate Constraint in MTons | FALSE | L | Annual | Rate | lb/MMBtu | 0.068474 | 0.070664 | 0.07007 | 0.07336 | 0.070836 | 0.065074 | 0.067836 | 0.063713
Ozone Season NOX Transport - TX | 1073 | 6721 | Rate Constraint in MTons | FALSE | L | Annual | Generation | TWh | 153.4434 | 155.1865 | 156.0409 | 154.661 | 169.932 | 190.2261 | 173.8606 | 190.5649
Ozone Season NOX Transport - TX | 1073 | 6721 | Rate Constraint in MTons | FALSE | L | Annual | Qualifying Generation | TWh | 153.4434 | 155.1865 | 156.0409 | 154.4103 | 162.6318 | 171.6767 | 150.685 | 164.0937
Ozone Season NOX Transport - TX | 1073 | 6721 | Rate Constraint in MTons | FALSE | L | Annual | Rate | lb/MWh | 0.56991 | 0.59064 | 0.58395 | 0.62049 | 0.5976 | 0.53742 | 0.56251 | 0.51911
Ozone Season NOX Transport - TX | 1073 | 6721 | Rate Constraint in MTons | FALSE | L | Annual | Constraint Shadow Price | US2016$/Ton | 0 | 0 | 0 | 0 | 0 | 0 | 0 | 0
Ozone Season NOX Transport - VA | 1074 | 6722 | Rate Constraint in MTons | FALSE | L | Annual | Seasons Included | Seasons | Summer | Summer | Summer | Summer | Summer | Summer | Summer | Summer
Ozone Season NOX Transport - VA | 1074 | 6722 | Rate Constraint in MTons | FALSE | L | Annual | Standard NOX | Thousand Tons | 11.272 | 11.272 | 11.272 | 11.272 | 11.272 | 11.272 | 11.272 | 11.272
Ozone Season NOX Transport - VA | 1074 | 6722 | Rate Constraint in MTons | FALSE | L | Annual | Emissions at Affected Plants NOX | Thousand Tons | 2.5805 | 3.0271 | 3.1951 | 3.2659 | 2.9172 | 2.4545 | 1.9733 | 0.91739
Ozone Season NOX Transport - VA | 1074 | 6722 | Rate Constraint in MTons | FALSE | L | Annual | Allowances Purchased NOX | Thousand Tons | 0 | 0 | 0 | 0 | 0 | 0 | 0 | 0
Ozone Season NOX Transport - VA | 1074 | 6722 | Rate Constraint in MTons | FALSE | L | Annual | Allowances Sold NOX | Thousand Tons | 0 | 0 | 0 | 0 | 0 | 0 | 0 | 0
Ozone Season NOX Transport - VA | 1074 | 6722 | Rate Constraint in MTons | FALSE | L | Annual | Allowances Banked | Thousand Tons | 0 | 0 | 0 | 0 | 0 | 0 | 0 | 0
Ozone Season NOX Transport - VA | 1074 | 6722 | Rate Constraint in MTons | FALSE | L | Annual | Allowances Withdrawn (1:1) | Thousand Tons | 0 | 0 | 0 | 0 | 0 | 0 | 0 | 0
Ozone Season NOX Transport - VA | 1074 | 6722 | Rate Constraint in MTons | FALSE | L | Annual | Allowances Withdrawn (n:1) | Thousand Tons | 0 | 0 | 0 | 0 | 0 | 0 | 0 | 0
Ozone Season NOX Transport - VA | 1074 | 6722 | Rate Constraint in MTons | FALSE | L | Annual | Net Emissions Allowance Position | Thousand Tons | 2.5805 | 3.0271 | 3.1951 | 3.2659 | 2.9172 | 2.4545 | 1.9733 | 0.91739
Ozone Season NOX Transport - VA | 1074 | 6722 | Rate Constraint in MTons | FALSE | L | Annual | Fuel Consumed | TBtu | 221.0948 | 234.3207 | 238.758 | 243.0467 | 244.0673 | 234.3438 | 206.0691 | 146.2602
Ozone Season NOX Transport - VA | 1074 | 6722 | Rate Constraint in MTons | FALSE | L | Annual | Rate | lb/MMBtu | 0.023343 | 0.025837 | 0.026765 | 0.026874 | 0.023905 | 0.020948 | 0.019152 | 0.012545
Ozone Season NOX Transport - VA | 1074 | 6722 | Rate Constraint in MTons | FALSE | L | Annual | Generation | TWh | 29.5564 | 30.8661 | 31.6102 | 33.0572 | 65.9944 | 81.9886 | 95.5125 | 104.9027
Ozone Season NOX Transport - VA | 1074 | 6722 | Rate Constraint in MTons | FALSE | L | Annual | Qualifying Generation | TWh | 29.5564 | 30.8661 | 31.6102 | 32.1038 | 33.4229 | 32.4846 | 28.9098 | 21.3278
Ozone Season NOX Transport - VA | 1074 | 6722 | Rate Constraint in MTons | FALSE | L | Annual | Rate | lb/MWh | 0.17462 | 0.19614 | 0.20216 | 0.20346 | 0.17457 | 0.15112 | 0.13652 | 0.086028
Ozone Season NOX Transport - VA | 1074 | 6722 | Rate Constraint in MTons | FALSE | L | Annual | Constraint Shadow Price | US2016$/Ton | 0 | 0 | 0 | 0 | 0 | 0 | 0 | 0
Ozone Season NOX Transport - WI | 1075 | 6724 | Rate Constraint in MTons | FALSE | L | Annual | Seasons Included | Seasons | Summer | Summer | Summer | Summer | Summer | Summer | Summer | Summer
Ozone Season NOX Transport - WI | 1075 | 6724 | Rate Constraint in MTons | FALSE | L | Annual | Standard NOX | Thousand Tons | 9.577 | 9.577 | 9.577 | 9.577 | 9.577 | 9.577 | 9.577 | 9.577
Ozone Season NOX Transport - WI | 1075 | 6724 | Rate Constraint in MTons | FALSE | L | Annual | Emissions at Affected Plants NOX | Thousand Tons | 3.6458 | 4.0353 | 3.886 | 4.5046 | 4.1207 | 4.8737 | 4.8114 | 4.0149
Ozone Season NOX Transport - WI | 1075 | 6724 | Rate Constraint in MTons | FALSE | L | Annual | Allowances Purchased NOX | Thousand Tons | 0 | 0 | 0 | 0 | 0 | 0 | 0 | 0
Ozone Season NOX Transport - WI | 1075 | 6724 | Rate Constraint in MTons | FALSE | L | Annual | Allowances Sold NOX | Thousand Tons | 0 | 0 | 0 | 0 | 0 | 0 | 0 | 0
Ozone Season NOX Transport - WI | 1075 | 6724 | Rate Constraint in MTons | FALSE | L | Annual | Allowances Banked | Thousand Tons | 0 | 0 | 0 | 0 | 0 | 0 | 0 | 0
Ozone Season NOX Transport - WI | 1075 | 6724 | Rate Constraint in MTons | FALSE | L | Annual | Allowances Withdrawn (1:1) | Thousand Tons | 0 | 0 | 0 | 0 | 0 | 0 | 0 | 0
Ozone Season NOX Transport - WI | 1075 | 6724 | Rate Constraint in MTons | FALSE | L | Annual | Allowances Withdrawn (n:1) | Thousand Tons | 0 | 0 | 0 | 0 | 0 | 0 | 0 | 0
Ozone Season NOX Transport - WI | 1075 | 6724 | Rate Constraint in MTons | FALSE | L | Annual | Net Emissions Allowance Position | Thousand Tons | 3.6458 | 4.0353 | 3.886 | 4.5046 | 4.1207 | 4.8737 | 4.8114 | 4.0149
Ozone Season NOX Transport - WI | 1075 | 6724 | Rate Constraint in MTons | FALSE | L | Annual | Fuel Consumed | TBtu | 168.6808 | 179.7539 | 176.5816 | 192.9188 | 183.8975 | 211.9538 | 218.1632 | 216.1043
Ozone Season NOX Transport - WI | 1075 | 6724 | Rate Constraint in MTons | FALSE | L | Annual | Rate | lb/MMBtu | 0.043228 | 0.044898 | 0.044014 | 0.046699 | 0.044815 | 0.045988 | 0.044108 | 0.037157
Ozone Season NOX Transport - WI | 1075 | 6724 | Rate Constraint in MTons | FALSE | L | Annual | Generation | TWh | 20.0042 | 21.0834 | 20.7703 | 22.3435 | 21.4523 | 25.2748 | 26.7236 | 28.4175
Ozone Season NOX Transport - WI | 1075 | 6724 | Rate Constraint in MTons | FALSE | L | Annual | Qualifying Generation | TWh | 20.0042 | 21.0834 | 20.7703 | 22.3435 | 21.4523 | 24.79 | 25.9895 | 27.1948
Ozone Season NOX Transport - WI | 1075 | 6724 | Rate Constraint in MTons | FALSE | L | Annual | Rate | lb/MWh | 0.36451 | 0.38279 | 0.37419 | 0.40321 | 0.38417 | 0.3932 | 0.37026 | 0.29527
Ozone Season NOX Transport - WI | 1075 | 6724 | Rate Constraint in MTons | FALSE | L | Annual | Constraint Shadow Price | US2016$/Ton | 0 | 0 | 0 | 0 | 0 | 0 | 0 | 0
Ozone Season NOX Transport - WV | 1076 | 6723 | Rate Constraint in MTons | FALSE | L | Annual | Seasons Included | Seasons | Summer | Summer | Summer | Summer | Summer | Summer | Summer | Summer
Ozone Season NOX Transport - WV | 1076 | 6723 | Rate Constraint in MTons | FALSE | L | Annual | Standard NOX | Thousand Tons | 21.556 | 21.556 | 21.556 | 21.556 | 21.556 | 21.556 | 21.556 | 21.556
Ozone Season NOX Transport - WV | 1076 | 6723 | Rate Constraint in MTons | FALSE | L | Annual | Emissions at Affected Plants NOX | Thousand Tons | 19.6764 | 18.6236 | 18.0802 | 18.0939 | 15.856 | 16.3691 | 16.4777 | 11.3606
Ozone Season NOX Transport - WV | 1076 | 6723 | Rate Constraint in MTons | FALSE | L | Annual | Allowances Purchased NOX | Thousand Tons | 0 | 0 | 0 | 0 | 0 | 0 | 0 | 0
Ozone Season NOX Transport - WV | 1076 | 6723 | Rate Constraint in MTons | FALSE | L | Annual | Allowances Sold NOX | Thousand Tons | 0 | 0 | 0 | 0 | 0 | 0 | 0 | 0
Ozone Season NOX Transport - WV | 1076 | 6723 | Rate Constraint in MTons | FALSE | L | Annual | Allowances Banked | Thousand Tons | 0 | 0 | 0 | 0 | 0 | 0 | 0 | 0
Ozone Season NOX Transport - WV | 1076 | 6723 | Rate Constraint in MTons | FALSE | L | Annual | Allowances Withdrawn (1:1) | Thousand Tons | 0 | 0 | 0 | 0 | 0 | 0 | 0 | 0
Ozone Season NOX Transport - WV | 1076 | 6723 | Rate Constraint in MTons | FALSE | L | Annual | Allowances Withdrawn (n:1) | Thousand Tons | 0 | 0 | 0 | 0 | 0 | 0 | 0 | 0
Ozone Season NOX Transport - WV | 1076 | 6723 | Rate Constraint in MTons | FALSE | L | Annual | Net Emissions Allowance Position | Thousand Tons | 19.6764 | 18.6236 | 18.0802 | 18.0939 | 15.856 | 16.3691 | 16.4777 | 11.3606
Ozone Season NOX Transport - WV | 1076 | 6723 | Rate Constraint in MTons | FALSE | L | Annual | Fuel Consumed | TBtu | 335.504 | 329.7121 | 315.5091 | 319.5768 | 363.2024 | 416.4258 | 445.0261 | 422.3733
Ozone Season NOX Transport - WV | 1076 | 6723 | Rate Constraint in MTons | FALSE | L | Annual | Rate | lb/MMBtu | 0.11729 | 0.11297 | 0.11461 | 0.11324 | 0.087312 | 0.078617 | 0.074053 | 0.053794
Ozone Season NOX Transport - WV | 1076 | 6723 | Rate Constraint in MTons | FALSE | L | Annual | Generation | TWh | 33.6395 | 33.1624 | 31.7739 | 32.8277 | 56.3007 | 72.0927 | 83.7529 | 92.1893
Ozone Season NOX Transport - WV | 1076 | 6723 | Rate Constraint in MTons | FALSE | L | Annual | Qualifying Generation | TWh | 33.6395 | 33.1624 | 31.7739 | 32.4545 | 42.9382 | 51.3611 | 56.1073 | 54.9922
Ozone Season NOX Transport - WV | 1076 | 6723 | Rate Constraint in MTons | FALSE | L | Annual | Rate | lb/MWh | 1.1698 | 1.1232 | 1.1381 | 1.115 | 0.73855 | 0.63741 | 0.58736 | 0.41317
Ozone Season NOX Transport - WV | 1076 | 6723 | Rate Constraint in MTons | FALSE | L | Annual | Constraint Shadow Price | US2016$/Ton | 0 | 0 | 0 | 0 | 0 | 0 | 0 | 0
RED-Rochester MER Rate Limit v3.1 | 1077 | 7045 | Rate Constraint in lbs/MMBtu | FALSE | L | Annual | Seasons Included | Seasons | Winter, WintShld, Summer | Winter, WintShld, Summer | Winter, WintShld, Summer | Winter, WintShld, Summer | Winter, WintShld, Summer | Winter, WintShld, Summer | Winter, WintShld, Summer | Winter, WintShld, Summer
RED-Rochester MER Rate Limit v3.1 | 1077 | 7045 | Rate Constraint in lbs/MMBtu | FALSE | L | Annual | Standard MER | lb/MMBtu | 6e-07 | 6e-07 | 6e-07 | 6e-07 | 6e-07 | 6e-07 | 6e-07 | 6e-07
RED-Rochester MER Rate Limit v3.1 | 1077 | 7045 | Rate Constraint in lbs/MMBtu | FALSE | L | Annual | Emissions at Affected Plants MER | lbs | 0 | 9.7136e-05 | 9.7136e-05 | 9.7136e-05 | 9.7136e-05 | 9.7136e-05 | 0 | 0
RED-Rochester MER Rate Limit v3.1 | 1077 | 7045 | Rate Constraint in lbs/MMBtu | FALSE | L | Annual | Allowances Purchased MER | lbs | 0 | 0 | 0 | 0 | 0 | 0 | 0 | 0
RED-Rochester MER Rate Limit v3.1 | 1077 | 7045 | Rate Constraint in lbs/MMBtu | FALSE | L | Annual | Allowances Sold MER | lbs | 0 | 0 | 0 | 0 | 0 | 0 | 0 | 0
RED-Rochester MER Rate Limit v3.1 | 1077 | 7045 | Rate Constraint in lbs/MMBtu | FALSE | L | Annual | Allowances Banked | lbs | 0 | 0 | 0 | 0 | 0 | 0 | 0 | 0
RED-Rochester MER Rate Limit v3.1 | 1077 | 7045 | Rate Constraint in lbs/MMBtu | FALSE | L | Annual | Allowances Withdrawn (1:1) | lbs | 0 | 0 | 0 | 0 | 0 | 0 | 0 | 0
RED-Rochester MER Rate Limit v3.1 | 1077 | 7045 | Rate Constraint in lbs/MMBtu | FALSE | L | Annual | Allowances Withdrawn (n:1) | lbs | 0 | 0 | 0 | 0 | 0 | 0 | 0 | 0
RED-Rochester MER Rate Limit v3.1 | 1077 | 7045 | Rate Constraint in lbs/MMBtu | FALSE | L | Annual | Net Emissions Allowance Position | lbs | 0 | 9.7136e-05 | 9.7136e-05 | 9.7136e-05 | 9.7136e-05 | 9.7136e-05 | 0 | 0
RED-Rochester MER Rate Limit v3.1 | 1077 | 7045 | Rate Constraint in lbs/MMBtu | FALSE | L | Annual | Fuel Consumed | TBtu | 0 | 0.73292 | 0.73292 | 0.73292 | 0.73292 | 0.73292 | 0 | 0
RED-Rochester MER Rate Limit v3.1 | 1077 | 7045 | Rate Constraint in lbs/MMBtu | FALSE | L | Annual | Rate | lb/MMBtu | 0 | 1.3253e-10 | 1.3253e-10 | 1.3253e-10 | 1.3253e-10 | 1.3253e-10 | 0 | 0
RED-Rochester MER Rate Limit v3.1 | 1077 | 7045 | Rate Constraint in lbs/MMBtu | FALSE | L | Annual | Generation | TWh | 0 | 0.066937 | 0.066937 | 0.066937 | 0.066937 | 0.066937 | 0 | 0
RED-Rochester MER Rate Limit v3.1 | 1077 | 7045 | Rate Constraint in lbs/MMBtu | FALSE | L | Annual | Qualifying Generation | TWh | 0 | 0.066937 | 0.066937 | 0.066937 | 0.066937 | 0.066937 | 0 | 0
RED-Rochester MER Rate Limit v3.1 | 1077 | 7045 | Rate Constraint in lbs/MMBtu | FALSE | L | Annual | Rate | lb/MWh | 0 | 1.4512e-09 | 1.4512e-09 | 1.4512e-09 | 1.4512e-09 | 1.4512e-09 | 0 | 0
RED-Rochester MER Rate Limit v3.1 | 1077 | 7045 | Rate Constraint in lbs/MMBtu | FALSE | L | Annual | Constraint Shadow Price | US2016$/Lb | 76793.8795 | 0 | 0 | 0 | 0 | 0 | 94838.5277 | 0
RGGI CO2 Annual Constraint v5.13 | 1078 | 5896 | Rate Constraint in MTons | FALSE | L | Annual | Seasons Included | Seasons | Winter, WintShld, Summer | Winter, WintShld, Summer | Winter, WintShld, Summer | Winter, WintShld, Summer | Winter, WintShld, Summer | Winter, WintShld, Summer | Winter, WintShld, Summer | Winter, WintShld, Summer
RGGI CO2 Annual Constraint v5.13 | 1078 | 5896 | Rate Constraint in MTons | FALSE | L | Annual | Standard CO2 | Thousand Tons | 112751.5395 | 60207.3732 | 56503.4482 | 50938.3457 | 49697.5607 | 49697.5607 | 49697.5607 | 49697.5607
RGGI CO2 Annual Constraint v5.13 | 1078 | 5896 | Rate Constraint in MTons | FALSE | L | Annual | Emissions at Affected Plants CO2 | Thousand Tons | 62104.1128 | 65828.7943 | 64667.8965 | 57065.3872 | 57390.7769 | 55273.254 | 49697.5607 | 49697.5607
RGGI CO2 Annual Constraint v5.13 | 1078 | 5896 | Rate Constraint in MTons | FALSE | L | Annual | Allowances Purchased CO2 | Thousand Tons | -6838.4483 | -6527.9108 | -5906.8358 | -5099.4383 | -4242.8319 | 0 | 0 | 0
RGGI CO2 Annual Constraint v5.13 | 1078 | 5896 | Rate Constraint in MTons | FALSE | L | Annual | Allowances Sold CO2 | Thousand Tons | 0 | 0 | 0 | 0 | 0 | 0 | 0 | 0
RGGI CO2 Annual Constraint v5.13 | 1078 | 5896 | Rate Constraint in MTons | FALSE | L | Annual | Allowances Banked | Thousand Tons | 57485.875 | 906.4897 | 0 | 0 | 0 | 0 | 0 | 0
RGGI CO2 Annual Constraint v5.13 | 1078 | 5896 | Rate Constraint in MTons | FALSE | L | Annual | Allowances Withdrawn (1:1) | Thousand Tons | 0 | 0 | -2257.6125 | -1027.6032 | -3450.3844 | -5575.6934 | 0 | 0
RGGI CO2 Annual Constraint v5.13 | 1078 | 5896 | Rate Constraint in MTons | FALSE | L | Annual | Allowances Withdrawn (n:1) | Thousand Tons | 0 | 0 | 0 | 0 | 0 | 0 | 0 | 0
RGGI CO2 Annual Constraint v5.13 | 1078 | 5896 | Rate Constraint in MTons | FALSE | L | Annual | Net Emissions Allowance Position | Thousand Tons | 112751.5395 | 60207.3732 | 56503.4482 | 50938.3456 | 49697.5606 | 49697.5606 | 49697.5607 | 49697.5607
RGGI CO2 Annual Constraint v5.13 | 1078 | 5896 | Rate Constraint in MTons | FALSE | L | Annual | Fuel Consumed | TBtu | 1034.8053 | 1078.5389 | 1063.7244 | 950.7433 | 964.904 | 930.1485 | 836.526 | 837.2099
RGGI CO2 Annual Constraint v5.13 | 1078 | 5896 | Rate Constraint in MTons | FALSE | L | Annual | Rate | lb/MMBtu | 120.0305 | 122.0703 | 121.5877 | 120.0437 | 118.9564 | 118.8482 | 118.8189 | 118.7219
RGGI CO2 Annual Constraint v5.13 | 1078 | 5896 | Rate Constraint in MTons | FALSE | L | Annual | Generation | TWh | 145.6748 | 150.7003 | 149.1435 | 137.2536 | 195.3509 | 218.4376 | 220.9175 | 254.5429
RGGI CO2 Annual Constraint v5.13 | 1078 | 5896 | Rate Constraint in MTons | FALSE | L | Annual | Qualifying Generation | TWh | 145.6746 | 150.7001 | 149.1431 | 134.6455 | 137.3379 | 133.3571 | 120.8642 | 122.3412
RGGI CO2 Annual Constraint v5.13 | 1078 | 5896 | Rate Constraint in MTons | FALSE | L | Annual | Rate | lb/MWh | 852.6418 | 873.6397 | 867.1924 | 847.6393 | 835.7602 | 828.9511 | 822.3705 | 812.4421
RGGI CO2 Annual Constraint v5.13 | 1078 | 5896 | Rate Constraint in MTons | FALSE | L | Annual | Constraint Shadow Price | US2016$/Ton | 6.132 | 6.5256 | 7.3868 | 8.9027 | 10.9623 | 13.4984 | 15.1699 | 16.31
RPS Solar v6.17- DC | 1079 | 7007 | Generation Constraint in GWh | FALSE | G | Annual | Seasons Included | Seasons | Winter, WintShld, Summer | Winter, WintShld, Summer | Winter, WintShld, Summer | Winter, WintShld, Summer | Winter, WintShld, Summer | Winter, WintShld, Summer | Winter, WintShld, Summer | Winter, WintShld, Summer
RPS Solar v6.17- DC | 1079 | 7007 | Generation Constraint in GWh | FALSE | G | Annual | Standard GWh | GWh | 205.4 | 278.3 | 318.2 | 505.9 | 571 | 579.9 | 594.7 | 609.8
RPS Solar v6.17- DC | 1079 | 7007 | Generation Constraint in GWh | FALSE | G | Annual | Emissions at Affected Plants | GWh | 278.3 | 278.3 | 318.2 | 505.9 | 571 | 579.9 | 594.7 | 609.8
RPS Solar v6.17- DC | 1079 | 7007 | Generation Constraint in GWh | FALSE | G | Annual | Allowances Purchased | GWh | 0 | 0 | 0 | 0 | 0 | 0 | 0 | 0
RPS Solar v6.17- DC | 1079 | 7007 | Generation Constraint in GWh | FALSE | G | Annual | Allowances Sold | GWh | 0 | 0 | 0 | 0 | 0 | 0 | 0 | 0
RPS Solar v6.17- DC | 1079 | 7007 | Generation Constraint in GWh | FALSE | G | Annual | Allowances Banked | GWh | 0 | 0 | 0 | 0 | 0 | 0 | 0 | 0
RPS Solar v6.17- DC | 1079 | 7007 | Generation Constraint in GWh | FALSE | G | Annual | Allowances Withdrawn (1:1) | GWh | 0 | 0 | 0 | 0 | 0 | 0 | 0 | 0
RPS Solar v6.17- DC | 1079 | 7007 | Generation Constraint in GWh | FALSE | G | Annual | Allowances Withdrawn (n:1) | GWh | 0 | 0 | 0 | 0 | 0 | 0 | 0 | 0
RPS Solar v6.17- DC | 1079 | 7007 | Generation Constraint in GWh | FALSE | G | Annual | Net Emissions Allowance Position | GWh | 278.3 | 278.3 | 318.2 | 505.9 | 571 | 579.9 | 594.7 | 609.8
RPS Solar v6.17- DC | 1079 | 7007 | Generation Constraint in GWh | FALSE | G | Annual | Fuel Consumed | TBtu | 0 | 0 | 0 | 0 | 0 | 0 | 0 | 0
RPS Solar v6.17- DC | 1079 | 7007 | Generation Constraint in GWh | FALSE | G | Annual | Heat Rate | MMBtu/MWh | 0 | 0 | 0 | 0 | 0 | 0 | 0 | 0
RPS Solar v6.17- DC | 1079 | 7007 | Generation Constraint in GWh | FALSE | G | Annual | Generation | TWh | 0.2783 | 0.2783 | 0.3182 | 0.5059 | 0.571 | 0.5799 | 0.5947 | 0.6098
RPS Solar v6.17- DC | 1079 | 7007 | Generation Constraint in GWh | FALSE | G | Annual | Qualifying Generation | TWh | 0.2783 | 0.2783 | 0.3182 | 0.5059 | 0.571 | 0.5799 | 0.5947 | 0.6098
RPS Solar v6.17- DC | 1079 | 7007 | Generation Constraint in GWh | FALSE | G | Annual | Rate | lb/MWh | 0 | 0 | 0 | 0 | 0 | 0 | 0 | 0
RPS Solar v6.17- DC | 1079 | 7007 | Generation Constraint in GWh | FALSE | G | Annual | Constraint Shadow Price | US2016$/MWh | 0 | 11.2256 | 14.2222 | 9.6402 | 17.458 | 17.3657 | 13.4031 | 13.3664
RPS Solar v6.17- DE | 1080 | 7008 | Generation Constraint in GWh | FALSE | G | Annual | Seasons Included | Seasons | Winter, WintShld, Summer | Winter, WintShld, Summer | Winter, WintShld, Summer | Winter, WintShld, Summer | Winter, WintShld, Summer | Winter, WintShld, Summer | Winter, WintShld, Summer | Winter, WintShld, Summer
RPS Solar v6.17- DE | 1080 | 7008 | Generation Constraint in GWh | FALSE | G | Annual | Standard GWh | GWh | 203.2 | 244.5 | 286.1 | 288.1 | 292.6 | 297.2 | 304.8 | 312.5
RPS Solar v6.17- DE | 1080 | 7008 | Generation Constraint in GWh | FALSE | G | Annual | Emissions at Affected Plants | GWh | 677.0268 | 1090.6676 | 4414.0445 | 4414.0445 | 4414.0445 | 4414.0445 | 4987.7049 | 8631.8777
RPS Solar v6.17- DE | 1080 | 7008 | Generation Constraint in GWh | FALSE | G | Annual | Allowances Purchased | GWh | 0 | 0 | 0 | 0 | 0 | 0 | 0 | 0
RPS Solar v6.17- DE | 1080 | 7008 | Generation Constraint in GWh | FALSE | G | Annual | Allowances Sold | GWh | 0 | 0 | 0 | 0 | 0 | 0 | 0 | 0
RPS Solar v6.17- DE | 1080 | 7008 | Generation Constraint in GWh | FALSE | G | Annual | Allowances Banked | GWh | 0 | 0 | 0 | 0 | 0 | 0 | 0 | 0
RPS Solar v6.17- DE | 1080 | 7008 | Generation Constraint in GWh | FALSE | G | Annual | Allowances Withdrawn (1:1) | GWh | 0 | 0 | 0 | 0 | 0 | 0 | 0 | 0
RPS Solar v6.17- DE | 1080 | 7008 | Generation Constraint in GWh | FALSE | G | Annual | Allowances Withdrawn (n:1) | GWh | 0 | 0 | 0 | 0 | 0 | 0 | 0 | 0
RPS Solar v6.17- DE | 1080 | 7008 | Generation Constraint in GWh | FALSE | G | Annual | Net Emissions Allowance Position | GWh | 677.0268 | 1090.6676 | 4414.0445 | 4414.0445 | 4414.0445 | 4414.0445 | 4987.7049 | 8631.8777
RPS Solar v6.17- DE | 1080 | 7008 | Generation Constraint in GWh | FALSE | G | Annual | Fuel Consumed | TBtu | 0 | 0 | 0 | 0 | 0 | 0 | 0 | 0
RPS Solar v6.17- DE | 1080 | 7008 | Generation Constraint in GWh | FALSE | G | Annual | Heat Rate | MMBtu/MWh | 0 | 0 | 0 | 0 | 0 | 0 | 0 | 0
RPS Solar v6.17- DE | 1080 | 7008 | Generation Constraint in GWh | FALSE | G | Annual | Generation | TWh | 13.4857 | 13.9355 | 24.2231 | 36.5234 | 36.6276 | 36.6764 | 37.326 | 41.0478
RPS Solar v6.17- DE | 1080 | 7008 | Generation Constraint in GWh | FALSE | G | Annual | Qualifying Generation | TWh | 0.67703 | 1.0907 | 4.414 | 4.414 | 4.414 | 4.414 | 4.9877 | 8.6319
RPS Solar v6.17- DE | 1080 | 7008 | Generation Constraint in GWh | FALSE | G | Annual | Rate | lb/MWh | 0 | 0 | 0 | 0 | 0 | 0 | 0 | 0
RPS Solar v6.17- DE | 1080 | 7008 | Generation Constraint in GWh | FALSE | G | Annual | Constraint Shadow Price | US2016$/MWh | 0 | 0 | 0 | 0 | 0 | 0 | 0 | 0
RPS Solar v6.17- IL, MO | 1081 | 7013 | Generation Constraint in GWh | FALSE | G | Annual | Seasons Included | Seasons | Winter, WintShld, Summer | Winter, WintShld, Summer | Winter, WintShld, Summer | Winter, WintShld, Summer | Winter, WintShld, Summer | Winter, WintShld, Summer | Winter, WintShld, Summer | Winter, WintShld, Summer
RPS Solar v6.17- IL, MO | 1081 | 7013 | Generation Constraint in GWh | FALSE | G | Annual | Standard GWh | GWh | 1640.2 | 1907.5 | 2179.5 | 2360.5 | 2420 | 2480.9 | 2555 | 2631.3
RPS Solar v6.17- IL, MO | 1081 | 7013 | Generation Constraint in GWh | FALSE | G | Annual | Emissions at Affected Plants | GWh | 5190.0499 | 5336.2499 | 12453.8769 | 29339.2378 | 29550.4378 | 29766.4378 | 30040.8378 | 31070.0584
RPS Solar v6.17- IL, MO | 1081 | 7013 | Generation Constraint in GWh | FALSE | G | Annual | Allowances Purchased | GWh | 0 | 0 | 0 | 0 | 0 | 0 | 0 | 0
RPS Solar v6.17- IL, MO | 1081 | 7013 | Generation Constraint in GWh | FALSE | G | Annual | Allowances Sold | GWh | 0 | 0 | 0 | 0 | 0 | 0 | 0 | 0
RPS Solar v6.17- IL, MO | 1081 | 7013 | Generation Constraint in GWh | FALSE | G | Annual | Allowances Banked | GWh | 0 | 0 | 0 | 0 | 0 | 0 | 0 | 0
RPS Solar v6.17- IL, MO | 1081 | 7013 | Generation Constraint in GWh | FALSE | G | Annual | Allowances Withdrawn (1:1) | GWh | 0 | 0 | 0 | 0 | 0 | 0 | 0 | 0
RPS Solar v6.17- IL, MO | 1081 | 7013 | Generation Constraint in GWh | FALSE | G | Annual | Allowances Withdrawn (n:1) | GWh | 0 | 0 | 0 | 0 | 0 | 0 | 0 | 0
RPS Solar v6.17- IL, MO | 1081 | 7013 | Generation Constraint in GWh | FALSE | G | Annual | Net Emissions Allowance Position | GWh | 5190.0499 | 5336.2499 | 12453.8769 | 29339.2378 | 29550.4378 | 29766.4378 | 30040.8378 | 31070.0584
RPS Solar v6.17- IL, MO | 1081 | 7013 | Generation Constraint in GWh | FALSE | G | Annual | Fuel Consumed | TBtu | 0 | 0 | 0 | 0 | 0 | 0 | 0 | 0
RPS Solar v6.17- IL, MO | 1081 | 7013 | Generation Constraint in GWh | FALSE | G | Annual | Heat Rate | MMBtu/MWh | 0 | 0 | 0 | 0 | 0 | 0 | 0 | 0
RPS Solar v6.17- IL, MO | 1081 | 7013 | Generation Constraint in GWh | FALSE | G | Annual | Generation | TWh | 5.19 | 5.3362 | 12.4539 | 29.3392 | 29.5504 | 29.7664 | 30.0408 | 31.0701
RPS Solar v6.17- IL, MO | 1081 | 7013 | Generation Constraint in GWh | FALSE | G | Annual | Qualifying Generation | TWh | 5.19 | 5.3362 | 12.4539 | 29.3392 | 29.5504 | 29.7664 | 30.0408 | 31.0701
RPS Solar v6.17- IL, MO | 1081 | 7013 | Generation Constraint in GWh | FALSE | G | Annual | Rate | lb/MWh | 0 | 0 | 0 | 0 | 0 | 0 | 0 | 0
RPS Solar v6.17- IL, MO | 1081 | 7013 | Generation Constraint in GWh | FALSE | G | Annual | Constraint Shadow Price | US2016$/MWh | 0 | 0 | 0 | 0 | 0 | 0 | 0 | 0
RPS Solar v6.17- MA | 1082 | 7010 | Generation Constraint in GWh | FALSE | G | Annual | Seasons Included | Seasons | Winter, WintShld, Summer | Winter, WintShld, Summer | Winter, WintShld, Summer | Winter, WintShld, Summer | Winter, WintShld, Summer | Winter, WintShld, Summer | Winter, WintShld, Summer | Winter, WintShld, Summer
RPS Solar v6.17- MA | 1082 | 7010 | Generation Constraint in GWh | FALSE | G | Annual | Standard GWh | GWh | 86.2 | 93.6 | 100.9 | 118.8 | 138.2 | 157.7 | 178.4 | 199.5
RPS Solar v6.17- MA | 1082 | 7010 | Generation Constraint in GWh | FALSE | G | Annual | Emissions at Affected Plants | GWh | 725.1543 | 725.1543 | 725.1543 | 725.1543 | 725.1543 | 725.1543 | 725.1543 | 199.5
RPS Solar v6.17- MA | 1082 | 7010 | Generation Constraint in GWh | FALSE | G | Annual | Allowances Purchased | GWh | 0 | 0 | 0 | 0 | 0 | 0 | 0 | 0
RPS Solar v6.17- MA | 1082 | 7010 | Generation Constraint in GWh | FALSE | G | Annual | Allowances Sold | GWh | 0 | 0 | 0 | 0 | 0 | 0 | 0 | 0
RPS Solar v6.17- MA | 1082 | 7010 | Generation Constraint in GWh | FALSE | G | Annual | Allowances Banked | GWh | 0 | 0 | 0 | 0 | 0 | 0 | 0 | 0
RPS Solar v6.17- MA | 1082 | 7010 | Generation Constraint in GWh | FALSE | G | Annual | Allowances Withdrawn (1:1) | GWh | 0 | 0 | 0 | 0 | 0 | 0 | 0 | 0
RPS Solar v6.17- MA | 1082 | 7010 | Generation Constraint in GWh | FALSE | G | Annual | Allowances Withdrawn (n:1) | GWh | 0 | 0 | 0 | 0 | 0 | 0 | 0 | 0
RPS Solar v6.17- MA | 1082 | 7010 | Generation Constraint in GWh | FALSE | G | Annual | Net Emissions Allowance Position | GWh | 725.1543 | 725.1543 | 725.1543 | 725.1543 | 725.1543 | 725.1543 | 725.1543 | 199.5
RPS Solar v6.17- MA | 1082 | 7010 | Generation Constraint in GWh | FALSE | G | Annual | Fuel Consumed | TBtu | 0 | 0 | 0 | 0 | 0 | 0 | 0 | 0
RPS Solar v6.17- MA | 1082 | 7010 | Generation Constraint in GWh | FALSE | G | Annual | Heat Rate | MMBtu/MWh | 0 | 0 | 0 | 0 | 0 | 0 | 0 | 0
RPS Solar v6.17- MA | 1082 | 7010 | Generation Constraint in GWh | FALSE | G | Annual | Generation | TWh | 0.80288 | 0.80288 | 0.80288 | 0.80288 | 0.80288 | 0.80288 | 0.80288 | 0.80288
RPS Solar v6.17- MA | 1082 | 7010 | Generation Constraint in GWh | FALSE | G | Annual | Qualifying Generation | TWh | 0.72515 | 0.72515 | 0.72515 | 0.72515 | 0.72515 | 0.72515 | 0.72515 | 0.1995
RPS Solar v6.17- MA | 1082 | 7010 | Generation Constraint in GWh | FALSE | G | Annual | Rate | lb/MWh | 0 | 0 | 0 | 0 | 0 | 0 | 0 | 0
RPS Solar v6.17- MA | 1082 | 7010 | Generation Constraint in GWh | FALSE | G | Annual | Constraint Shadow Price | US2016$/MWh | 0 | 0 | 0 | 0 | 0 | 0 | 0 | 0
RPS Solar v6.17- MD | 1083 | 7011 | Generation Constraint in GWh | FALSE | G | Annual | Seasons Included | Seasons | Winter, WintShld, Summer | Winter, WintShld, Summer | Winter, WintShld, Summer | Winter, WintShld, Summer | Winter, WintShld, Summer | Winter, WintShld, Summer | Winter, WintShld, Summer | Winter, WintShld, Summer
RPS Solar v6.17- MD | 1083 | 7011 | Generation Constraint in GWh | FALSE | G | Annual | Standard GWh | GWh | 1524.1 | 1529.5 | 1534.9 | 1548.5 | 1574.3 | 1600.6 | 1641.8 | 1683.9
RPS Solar v6.17- MD | 1083 | 7011 | Generation Constraint in GWh | FALSE | G | Annual | Emissions at Affected Plants | GWh | 1529.5 | 1529.5 | 1534.9 | 1548.5 | 1574.3 | 1600.6 | 1641.8 | 1683.9
RPS Solar v6.17- MD | 1083 | 7011 | Generation Constraint in GWh | FALSE | G | Annual | Allowances Purchased | GWh | 0 | 0 | 0 | 0 | 0 | 0 | 0 | 0
RPS Solar v6.17- MD | 1083 | 7011 | Generation Constraint in GWh | FALSE | G | Annual | Allowances Sold | GWh | 0 | 0 | 0 | 0 | 0 | 0 | 0 | 0
RPS Solar v6.17- MD | 1083 | 7011 | Generation Constraint in GWh | FALSE | G | Annual | Allowances Banked | GWh | 0 | 0 | 0 | 0 | 0 | 0 | 0 | 0
RPS Solar v6.17- MD | 1083 | 7011 | Generation Constraint in GWh | FALSE | G | Annual | Allowances Withdrawn (1:1) | GWh | 0 | 0 | 0 | 0 | 0 | 0 | 0 | 0
RPS Solar v6.17- MD | 1083 | 7011 | Generation Constraint in GWh | FALSE | G | Annual | Allowances Withdrawn (n:1) | GWh | 0 | 0 | 0 | 0 | 0 | 0 | 0 | 0
RPS Solar v6.17- MD | 1083 | 7011 | Generation Constraint in GWh | FALSE | G | Annual | Net Emissions Allowance Position | GWh | 1529.5 | 1529.5 | 1534.9 | 1548.5 | 1574.3 | 1600.6 | 1641.8 | 1683.9
RPS Solar v6.17- MD | 1083 | 7011 | Generation Constraint in GWh | FALSE | G | Annual | Fuel Consumed | TBtu | 0 | 0 | 0 | 0 | 0 | 0 | 0 | 0
RPS Solar v6.17- MD | 1083 | 7011 | Generation Constraint in GWh | FALSE | G | Annual | Heat Rate | MMBtu/MWh | 0 | 0 | 0 | 0 | 0 | 0 | 0 | 0
RPS Solar v6.17- MD | 1083 | 7011 | Generation Constraint in GWh | FALSE | G | Annual | Generation | TWh | 1.5295 | 1.5295 | 1.5349 | 1.5485 | 1.5743 | 1.6006 | 1.6418 | 1.6839
RPS Solar v6.17- MD | 1083 | 7011 | Generation Constraint in GWh | FALSE | G | Annual | Qualifying Generation | TWh | 1.5295 | 1.5295 | 1.5349 | 1.5485 | 1.5743 | 1.6006 | 1.6418 | 1.6839
RPS Solar v6.17- MD | 1083 | 7011 | Generation Constraint in GWh | FALSE | G | Annual | Rate | lb/MWh | 0 | 0 | 0 | 0 | 0 | 0 | 0 | 0
RPS Solar v6.17- MD | 1083 | 7011 | Generation Constraint in GWh | FALSE | G | Annual | Constraint Shadow Price | US2016$/MWh | 0 | 12.1728 | 12.7639 | 8.5891 | 16.8083 | 16.7388 | 12.8241 | 12.8364
RPS Solar v6.17- MN | 1084 | 7012 | Generation Constraint in GWh | FALSE | G | Annual | Seasons Included | Seasons | Winter, WintShld, Summer | Winter, WintShld, Summer | Winter, WintShld, Summer | Winter, WintShld, Summer | Winter, WintShld, Summer | Winter, WintShld, Summer | Winter, WintShld, Summer | Winter, WintShld, Summer
RPS Solar v6.17- MN | 1084 | 7012 | Generation Constraint in GWh | FALSE | G | Annual | Standard GWh | GWh | 804.5 | 814.8 | 825.3 | 852 | 876.6 | 901.9 | 931.7 | 962.4
RPS Solar v6.17- MN | 1084 | 7012 | Generation Constraint in GWh | FALSE | G | Annual | Emissions at Affected Plants | GWh | 901.1496 | 901.1496 | 901.1496 | 901.1496 | 901.1496 | 901.9 | 931.7 | 962.4
RPS Solar v6.17- MN | 1084 | 7012 | Generation Constraint in GWh | FALSE | G | Annual | Allowances Purchased | GWh | 0 | 0 | 0 | 0 | 0 | 0 | 0 | 0
RPS Solar v6.17- MN | 1084 | 7012 | Generation Constraint in GWh | FALSE | G | Annual | Allowances Sold | GWh | 0 | 0 | 0 | 0 | 0 | 0 | 0 | 0
RPS Solar v6.17- MN | 1084 | 7012 | Generation Constraint in GWh | FALSE | G | Annual | Allowances Banked | GWh | 0 | 0 | 0 | 0 | 0 | 0 | 0 | 0
RPS Solar v6.17- MN | 1084 | 7012 | Generation Constraint in GWh | FALSE | G | Annual | Allowances Withdrawn (1:1) | GWh | 0 | 0 | 0 | 0 | 0 | 0 | 0 | 0
RPS Solar v6.17- MN | 1084 | 7012 | Generation Constraint in GWh | FALSE | G | Annual | Allowances Withdrawn (n:1) | GWh | 0 | 0 | 0 | 0 | 0 | 0 | 0 | 0
RPS Solar v6.17- MN | 1084 | 7012 | Generation Constraint in GWh | FALSE | G | Annual | Net Emissions Allowance Position | GWh | 901.1496 | 901.1496 | 901.1496 | 901.1496 | 901.1496 | 901.9 | 931.7 | 962.4
RPS Solar v6.17- MN | 1084 | 7012 | Generation Constraint in GWh | FALSE | G | Annual | Fuel Consumed | TBtu | 0 | 0 | 0 | 0 | 0 | 0 | 0 | 0
RPS Solar v6.17- MN | 1084 | 7012 | Generation Constraint in GWh | FALSE | G | Annual | Heat Rate | MMBtu/MWh | 0 | 0 | 0 | 0 | 0 | 0 | 0 | 0
RPS Solar v6.17- MN | 1084 | 7012 | Generation Constraint in GWh | FALSE | G | Annual | Generation | TWh | 0.90115 | 0.90115 | 0.90115 | 0.90115 | 0.90115 | 0.9019 | 0.9317 | 0.9624
RPS Solar v6.17- MN | 1084 | 7012 | Generation Constraint in GWh | FALSE | G | Annual | Qualifying Generation | TWh | 0.90115 | 0.90115 | 0.90115 | 0.90115 | 0.90115 | 0.9019 | 0.9317 | 0.9624
RPS Solar v6.17- MN | 1084 | 7012 | Generation Constraint in GWh | FALSE | G | Annual | Rate | lb/MWh | 0 | 0 | 0 | 0 | 0 | 0 | 0 | 0
RPS Solar v6.17- MN | 1084 | 7012 | Generation Constraint in GWh | FALSE | G | Annual | Constraint Shadow Price | US2016$/MWh | 0 | 0 | 0 | 0 | 0 | 10.6516 | 6.0919 | 1.6837
RPS Solar v6.17- NC 75% limit | 1086 | 7042 | Generation Constraint in GWh | FALSE | G | Annual | Seasons Included | Seasons | Winter, WintShld, Summer | Winter, WintShld, Summer | Winter, WintShld, Summer | Winter, WintShld, Summer | Winter, WintShld, Summer | Winter, WintShld, Summer | Winter, WintShld, Summer | Winter, WintShld, Summer
RPS Solar v6.17- NC 75% limit | 1086 | 7042 | Generation Constraint in GWh | FALSE | G | Annual | Standard GWh | GWh | 112.125 | 114 | 115.875 | 120.675 | 125.475 | 130.425 | 136.05 | 141.9
RPS Solar v6.17- NC 75% limit | 1086 | 7042 | Generation Constraint in GWh | FALSE | G | Annual | Emissions at Affected Plants | GWh | 6172.3392 | 13763.18 | 13510.2677 | 13510.2677 | 13510.2677 | 13510.2677 | 13510.2677 | 13510.2677
RPS Solar v6.17- NC 75% limit | 1086 | 7042 | Generation Constraint in GWh | FALSE | G | Annual | Allowances Purchased | GWh | 0 | 0 | 0 | 0 | 0 | 0 | 0 | 0
RPS Solar v6.17- NC 75% limit | 1086 | 7042 | Generation Constraint in GWh | FALSE | G | Annual | Allowances Sold | GWh | 0 | 0 | 0 | 0 | 0 | 0 | 0 | 0
RPS Solar v6.17- NC 75% limit | 1086 | 7042 | Generation Constraint in GWh | FALSE | G | Annual | Allowances Banked | GWh | 0 | 0 | 0 | 0 | 0 | 0 | 0 | 0
RPS Solar v6.17- NC 75% limit | 1086 | 7042 | Generation Constraint in GWh | FALSE | G | Annual | Allowances Withdrawn (1:1) | GWh | 0 | 0 | 0 | 0 | 0 | 0 | 0 | 0
RPS Solar v6.17- NC 75% limit | 1086 | 7042 | Generation Constraint in GWh | FALSE | G | Annual | Allowances Withdrawn (n:1) | GWh | 0 | 0 | 0 | 0 | 0 | 0 | 0 | 0
RPS Solar v6.17- NC 75% limit | 1086 | 7042 | Generation Constraint in GWh | FALSE | G | Annual | Net Emissions Allowance Position | GWh | 6172.3392 | 13763.18 | 13510.2677 | 13510.2677 | 13510.2677 | 13510.2677 | 13510.2677 | 13510.2677
RPS Solar v6.17- NC 75% limit | 1086 | 7042 | Generation Constraint in GWh | FALSE | G | Annual | Fuel Consumed | TBtu | 0 | 0 | 0 | 0 | 0 | 0 | 0 | 0
RPS Solar v6.17- NC 75% limit | 1086 | 7042 | Generation Constraint in GWh | FALSE | G | Annual | Heat Rate | MMBtu/MWh | 0 | 0 | 0 | 0 | 0 | 0 | 0 | 0
RPS Solar v6.17- NC 75% limit | 1086 | 7042 | Generation Constraint in GWh | FALSE | G | Annual | Generation | TWh | 6.2071 | 14.2116 | 14.4257 | 14.4257 | 14.4257 | 14.4257 | 14.4257 | 14.4257
RPS Solar v6.17- NC 75% limit | 1086 | 7042 | Generation Constraint in GWh | FALSE | G | Annual | Qualifying Generation | TWh | 6.1723 | 13.7632 | 13.5103 | 13.5103 | 13.5103 | 13.5103 | 13.5103 | 13.5103
RPS Solar v6.17- NC 75% limit | 1086 | 7042 | Generation Constraint in GWh | FALSE | G | Annual | Rate | lb/MWh | 0 | 0 | 0 | 0 | 0 | 0 | 0 | 0
RPS Solar v6.17- NC 75% limit | 1086 | 7042 | Generation Constraint in GWh | FALSE | G | Annual | Constraint Shadow Price | US2016$/MWh | 0 | 0 | 0 | 0 | 0 | 0 | 0 | 0
RPS Solar v6.17- NH, MA | 1087 | 7015 | Generation Constraint in GWh | FALSE | G | Annual | Seasons Included | Seasons | Winter, WintShld, Summer | Winter, WintShld, Summer | Winter, WintShld, Summer | Winter, WintShld, Summer | Winter, WintShld, Summer | Winter, WintShld, Summer | Winter, WintShld, Summer | Winter, WintShld, Summer
RPS Solar v6.17- NH, MA | 1087 | 7015 | Generation Constraint in GWh | FALSE | G | Annual | Standard GWh | GWh | 158 | 164.9 | 171.8 | 188.6 | 208 | 227.4 | 248.6 | 270.3
RPS Solar v6.17- NH, MA | 1087 | 7015 | Generation Constraint in GWh | FALSE | G | Annual | Emissions at Affected Plants | GWh | 303.3836 | 303.3836 | 303.3836 | 303.3836 | 303.3836 | 303.3836 | 303.3836 | 829.0379
RPS Solar v6.17- NH, MA | 1087 | 7015 | Generation Constraint in GWh | FALSE | G | Annual | Allowances Purchased | GWh | 0 | 0 | 0 | 0 | 0 | 0 | 0 | 0
RPS Solar v6.17- NH, MA | 1087 | 7015 | Generation Constraint in GWh | FALSE | G | Annual | Allowances Sold | GWh | 0 | 0 | 0 | 0 | 0 | 0 | 0 | 0
RPS Solar v6.17- NH, MA | 1087 | 7015 | Generation Constraint in GWh | FALSE | G | Annual | Allowances Banked | GWh | 0 | 0 | 0 | 0 | 0 | 0 | 0 | 0
RPS Solar v6.17- NH, MA | 1087 | 7015 | Generation Constraint in GWh | FALSE | G | Annual | Allowances Withdrawn (1:1) | GWh | 0 | 0 | 0 | 0 | 0 | 0 | 0 | 0
RPS Solar v6.17- NH, MA | 1087 | 7015 | Generation Constraint in GWh | FALSE | G | Annual | Allowances Withdrawn (n:1) | GWh | 0 | 0 | 0 | 0 | 0 | 0 | 0 | 0
RPS Solar v6.17- NH, MA | 1087 | 7015 | Generation Constraint in GWh | FALSE | G | Annual | Net Emissions Allowance Position | GWh | 303.3836 | 303.3836 | 303.3836 | 303.3836 | 303.3836 | 303.3836 | 303.3836 | 829.0379
RPS Solar v6.17- NH, MA | 1087 | 7015 | Generation Constraint in GWh | FALSE | G | Annual | Fuel Consumed | TBtu | 0 | 0 | 0 | 0 | 0 | 0 | 0 | 0
RPS Solar v6.17- NH, MA | 1087 | 7015 | Generation Constraint in GWh | FALSE | G | Annual | Heat Rate | MMBtu/MWh | 0 | 0 | 0 | 0 | 0 | 0 | 0 | 0
RPS Solar v6.17- NH, MA | 1087 | 7015 | Generation Constraint in GWh | FALSE | G | Annual | Generation | TWh | 1.0285 | 1.0285 | 1.0285 | 1.0285 | 1.0285 | 1.0285 | 1.0285 | 1.0285
RPS Solar v6.17- NH, MA | 1087 | 7015 | Generation Constraint in GWh | FALSE | G | Annual | Qualifying Generation | TWh | 0.30338 | 0.30338 | 0.30338 | 0.30338 | 0.30338 | 0.30338 | 0.30338 | 0.82904
RPS Solar v6.17- NH, MA | 1087 | 7015 | Generation Constraint in GWh | FALSE | G | Annual | Rate | lb/MWh | 0 | 0 | 0 | 0 | 0 | 0 | 0 | 0
RPS Solar v6.17- NH, MA | 1087 | 7015 | Generation Constraint in GWh | FALSE | G | Annual | Constraint Shadow Price | US2016$/MWh | 0 | 0 | 0 | 0 | 0 | 0 | 0 | 0
RPS Solar v6.17- NJ | 1088 | 7016 | Generation Constraint in GWh | FALSE | G | Annual | Seasons Included | Seasons | Winter, WintShld, Summer | Winter, WintShld, Summer | Winter, WintShld, Summer | Winter, WintShld, Summer | Winter, WintShld, Summer | Winter, WintShld, Summer | Winter, WintShld, Summer | Winter, WintShld, Summer
RPS Solar v6.17- NJ | 1088 | 7016 | Generation Constraint in GWh | FALSE | G | Annual | Standard GWh | GWh | 3734.5 | 3744.7 | 3534 | 1638.2 | 828.1 | 841 | 862.3 | 884.1
RPS Solar v6.17- NJ | 1088 | 7016 | Generation Constraint in GWh | FALSE | G | Annual | Emissions at Affected Plants | GWh | 3744.7 | 3744.7 | 3744.7 | 3744.7 | 3744.7 | 3744.7 | 3744.7 | 3744.7
RPS Solar v6.17- NJ | 1088 | 7016 | Generation Constraint in GWh | FALSE | G | Annual | Allowances Purchased | GWh | 0 | 0 | 0 | 0 | 0 | 0 | 0 | 0
RPS Solar v6.17- NJ | 1088 | 7016 | Generation Constraint in GWh | FALSE | G | Annual | Allowances Sold | GWh | 0 | 0 | 0 | 0 | 0 | 0 | 0 | 0
RPS Solar v6.17- NJ | 1088 | 7016 | Generation Constraint in GWh | FALSE | G | Annual | Allowances Banked | GWh | 0 | 0 | 0 | 0 | 0 | 0 | 0 | 0
RPS Solar v6.17- NJ | 1088 | 7016 | Generation Constraint in GWh | FALSE | G | Annual | Allowances Withdrawn (1:1) | GWh | 0 | 0 | 0 | 0 | 0 | 0 | 0 | 0
RPS Solar v6.17- NJ | 1088 | 7016 | Generation Constraint in GWh | FALSE | G | Annual | Allowances Withdrawn (n:1) | GWh | 0 | 0 | 0 | 0 | 0 | 0 | 0 | 0
RPS Solar v6.17- NJ | 1088 | 7016 | Generation Constraint in GWh | FALSE | G | Annual | Net Emissions Allowance Position | GWh | 3744.7 | 3744.7 | 3744.7 | 3744.7 | 3744.7 | 3744.7 | 3744.7 | 3744.7
RPS Solar v6.17- NJ | 1088 | 7016 | Generation Constraint in GWh | FALSE | G | Annual | Fuel Consumed | TBtu | 0 | 0 | 0 | 0 | 0 | 0 | 0 | 0
RPS Solar v6.17- NJ | 1088 | 7016 | Generation Constraint in GWh | FALSE | G | Annual | Heat Rate | MMBtu/MWh | 0 | 0 | 0 | 0 | 0 | 0 | 0 | 0
RPS Solar v6.17- NJ | 1088 | 7016 | Generation Constraint in GWh | FALSE | G | Annual | Generation | TWh | 3.7447 | 3.7447 | 3.7447 | 3.7447 | 3.7447 | 3.7447 | 3.7447 | 3.7447
RPS Solar v6.17- NJ | 1088 | 7016 | Generation Constraint in GWh | FALSE | G | Annual | Qualifying Generation | TWh | 3.7447 | 3.7447 | 3.7447 | 3.7447 | 3.7447 | 3.7447 | 3.7447 | 3.7447
RPS Solar v6.17- NJ | 1088 | 7016 | Generation Constraint in GWh | FALSE | G | Annual | Rate | lb/MWh | 0 | 0 | 0 | 0 | 0 | 0 | 0 | 0
RPS Solar v6.17- NJ | 1088 | 7016 | Generation Constraint in GWh | FALSE | G | Annual | Constraint Shadow Price | US2016$/MWh | 0 | 172.4885 | 0 | 0 | 0 | 0 | 0 | 0
RPS Solar v6.17- NM | 1089 | 7017 | Generation Constraint in GWh | FALSE | G | Annual | Seasons Included | Seasons | Winter, WintShld, Summer | Winter, WintShld, Summer | Winter, WintShld, Summer | Winter, WintShld, Summer | Winter, WintShld, Summer | Winter, WintShld, Summer | Winter, WintShld, Summer | Winter, WintShld, Summer
RPS Solar v6.17- NM | 1089 | 7017 | Generation Constraint in GWh | FALSE | G | Annual | Standard GWh | GWh | 777.8 | 789.6 | 801.5 | 832.2 | 866.4 | 902 | 941.6 | 982.9
RPS Solar v6.17- NM | 1089 | 7017 | Generation Constraint in GWh | FALSE | G | Annual | Emissions at Affected Plants | GWh | 1157.5647 | 1157.5647 | 1157.5647 | 1157.5647 | 3067.975 | 3067.975 | 5204.3899 | 5204.3899
RPS Solar v6.17- NM | 1089 | 7017 | Generation Constraint in GWh | FALSE | G | Annual | Allowances Purchased | GWh | 0 | 0 | 0 | 0 | 0 | 0 | 0 | 0
RPS Solar v6.17- NM | 1089 | 7017 | Generation Constraint in GWh | FALSE | G | Annual | Allowances Sold | GWh | 0 | 0 | 0 | 0 | 0 | 0 | 0 | 0
RPS Solar v6.17- NM | 1089 | 7017 | Generation Constraint in GWh | FALSE | G | Annual | Allowances Banked | GWh | 0 | 0 | 0 | 0 | 0 | 0 | 0 | 0
RPS Solar v6.17- NM | 1089 | 7017 | Generation Constraint in GWh | FALSE | G | Annual | Allowances Withdrawn (1:1) | GWh | 0 | 0 | 0 | 0 | 0 | 0 | 0 | 0
RPS Solar v6.17- NM | 1089 | 7017 | Generation Constraint in GWh | FALSE | G | Annual | Allowances Withdrawn (n:1) | GWh | 0 | 0 | 0 | 0 | 0 | 0 | 0 | 0
RPS Solar v6.17- NM | 1089 | 7017 | Generation Constraint in GWh | FALSE | G | Annual | Net Emissions Allowance Position | GWh | 1157.5647 | 1157.5647 | 1157.5647 | 1157.5647 | 3067.975 | 3067.975 | 5204.3899 | 5204.3899
RPS Solar v6.17- NM | 1089 | 7017 | Generation Constraint in GWh | FALSE | G | Annual | Fuel Consumed | TBtu | 0 | 0 | 0 | 0 | 0 | 0 | 0 | 0
RPS Solar v6.17- NM | 1089 | 7017 | Generation Constraint in GWh | FALSE | G | Annual | Heat Rate | MMBtu/MWh | 0 | 0 | 0 | 0 | 0 | 0 | 0 | 0
RPS Solar v6.17- NM | 1089 | 7017 | Generation Constraint in GWh | FALSE | G | Annual | Generation | TWh | 1.1576 | 1.1576 | 1.1576 | 1.1576 | 3.068 | 3.068 | 5.2044 | 5.2044
RPS Solar v6.17- NM | 1089 | 7017 | Generation Constraint in GWh | FALSE | G | Annual | Qualifying Generation | TWh | 1.1576 | 1.1576 | 1.1576 | 1.1576 | 3.068 | 3.068 | 5.2044 | 5.2044
RPS Solar v6.17- NM | 1089 | 7017 | Generation Constraint in GWh | FALSE | G | Annual | Rate | lb/MWh | 0 | 0 | 0 | 0 | 0 | 0 | 0 | 0
RPS Solar v6.17- NM | 1089 | 7017 | Generation Constraint in GWh | FALSE | G | Annual | Constraint Shadow Price | US2016$/MWh | 0 | 0 | 0 | 0 | 0 | 0 | 0 | 0
RPS Solar v6.17- NV | 1090 | 7018 | Generation Constraint in GWh | FALSE | G | Annual | Seasons Included | Seasons | Winter, WintShld, Summer | Winter, WintShld, Summer | Winter, WintShld, Summer | Winter, WintShld, Summer | Winter, WintShld, Summer | Winter, WintShld, Summer | Winter, WintShld, Summer | Winter, WintShld, Summer
RPS Solar v6.17- NV | 1090 | 7018 | Generation Constraint in GWh | FALSE | G | Annual | Standard GWh | GWh | 385 | 389.1 | 496.5 | 509.9 | 527.1 | 544.9 | 567.9 | 591.8
RPS Solar v6.17- NV | 1090 | 7018 | Generation Constraint in GWh | FALSE | G | Annual | Emissions at Affected Plants | GWh | 4165.5391 | 4165.5391 | 4165.5391 | 4388.5391 | 4856.8722 | 4856.8722 | 4889.7989 | 5288.7989
RPS Solar v6.17- NV | 1090 | 7018 | Generation Constraint in GWh | FALSE | G | Annual | Allowances Purchased | GWh | 0 | 0 | 0 | 0 | 0 | 0 | 0 | 0
RPS Solar v6.17- NV | 1090 | 7018 | Generation Constraint in GWh | FALSE | G | Annual | Allowances Sold | GWh | 0 | 0 | 0 | 0 | 0 | 0 | 0 | 0
RPS Solar v6.17- NV | 1090 | 7018 | Generation Constraint in GWh | FALSE | G | Annual | Allowances Banked | GWh | 0 | 0 | 0 | 0 | 0 | 0 | 0 | 0
RPS Solar v6.17- NV | 1090 | 7018 | Generation Constraint in GWh | FALSE | G | Annual | Allowances Withdrawn (1:1) | GWh | 0 | 0 | 0 | 0 | 0 | 0 | 0 | 0
RPS Solar v6.17- NV | 1090 | 7018 | Generation Constraint in GWh | FALSE | G | Annual | Allowances Withdrawn (n:1) | GWh | 0 | 0 | 0 | 0 | 0 | 0 | 0 | 0
RPS Solar v6.17- NV | 1090 | 7018 | Generation Constraint in GWh | FALSE | G | Annual | Net Emissions Allowance Position | GWh | 4165.5391 | 4165.5391 | 4165.5391 | 4388.5391 | 4856.8722 | 4856.8722 | 4889.7989 | 5288.7989
RPS Solar v6.17- NV | 1090 | 7018 | Generation Constraint in GWh | FALSE | G | Annual | Fuel Consumed | TBtu | 2.4198 | 2.4198 | 2.4198 | 2.4198 | 2.4198 | 2.4198 | 2.4198 | 2.4198
RPS Solar v6.17- NV | 1090 | 7018 | Generation Constraint in GWh | FALSE | G | Annual | Heat Rate | MMBtu/MWh | 0.58092 | 0.58092 | 0.58092 | 0.5514 | 0.49823 | 0.49823 | 0.49487 | 0.45754
RPS Solar v6.17- NV | 1090 | 7018 | Generation Constraint in GWh | FALSE | G | Annual | Generation | TWh | 4.1655 | 4.1655 | 4.1655 | 4.3885 | 4.8569 | 4.8569 | 4.8898 | 5.2888
RPS Solar v6.17- NV | 1090 | 7018 | Generation Constraint in GWh | FALSE | G | Annual | Qualifying Generation | TWh | 4.1655 | 4.1655 | 4.1655 | 4.3885 | 4.8569 | 4.8569 | 4.8898 | 5.2888
RPS Solar v6.17- NV | 1090 | 7018 | Generation Constraint in GWh | FALSE | G | Annual | Rate | lb/MWh | 0 | 0 | 0 | 0 | 0 | 0 | 0 | 0
RPS Solar v6.17- NV | 1090 | 7018 | Generation Constraint in GWh | FALSE | G | Annual | Constraint Shadow Price | US2016$/MWh | 0 | 0 | 0 | 0 | 0 | 0 | 0 | 0
RPS Solar v6.17- OH 50% limit | 1092 | 7044 | Generation Constraint in GWh | FALSE | G | Annual | Seasons Included | Seasons | Winter, WintShld, Summer | Winter, WintShld, Summer | Winter, WintShld, Summer | Winter, WintShld, Summer | Winter, WintShld, Summer | Winter, WintShld, Summer | Winter, WintShld, Summer | Winter, WintShld, Summer
RPS Solar v6.17- OH 50% limit | 1092 | 7044 | Generation Constraint in GWh | FALSE | G | Annual | Standard GWh | GWh | 193.4 | 247.25 | 302.1 | 336.05 | 344.25 | 352.6 | 362.4 | 372.5
RPS Solar v6.17- OH 50% limit | 1092 | 7044 | Generation Constraint in GWh | FALSE | G | Annual | Emissions at Affected Plants | GWh | 4471.2923 | 4917.7822 | 7815.4309 | 7815.4309 | 7815.4309 | 7815.4309 | 7815.4309 | 7815.4309
RPS Solar v6.17- OH 50% limit | 1092 | 7044 | Generation Constraint in GWh | FALSE | G | Annual | Allowances Purchased | GWh | 0 | 0 | 0 | 0 | 0 | 0 | 0 | 0
RPS Solar v6.17- OH 50% limit | 1092 | 7044 | Generation Constraint in GWh | FALSE | G | Annual | Allowances Sold | GWh | 0 | 0 | 0 | 0 | 0 | 0 | 0 | 0
RPS Solar v6.17- OH 50% limit | 1092 | 7044 | Generation Constraint in GWh | FALSE | G | Annual | Allowances Banked | GWh | 0 | 0 | 0 | 0 | 0 | 0 | 0 | 0
RPS Solar v6.17- OH 50% limit | 1092 | 7044 | Generation Constraint in GWh | FALSE | G | Annual | Allowances Withdrawn (1:1) | GWh | 0 | 0 | 0 | 0 | 0 | 0 | 0 | 0
RPS Solar v6.17- OH 50% limit | 1092 | 7044 | Generation Constraint in GWh | FALSE | G | Annual | Allowances Withdrawn (n:1) | GWh | 0 | 0 | 0 | 0 | 0 | 0 | 0 | 0
RPS Solar v6.17- OH 50% limit | 1092 | 7044 | Generation Constraint in GWh | FALSE | G | Annual | Net Emissions Allowance Position | GWh | 4471.2923 | 4917.7822 | 7815.4309 | 7815.4309 | 7815.4309 | 7815.4309 | 7815.4309 | 7815.4309
RPS Solar v6.17- OH 50% limit | 1092 | 7044 | Generation Constraint in GWh | FALSE | G | Annual | Fuel Consumed | TBtu | 0 | 0 | 0 | 0 | 0 | 0 | 0 | 0
RPS Solar v6.17- OH 50% limit | 1092 | 7044 | Generation Constraint in GWh | FALSE | G | Annual | Heat Rate | MMBtu/MWh | 0 | 0 | 0 | 0 | 0 | 0 | 0 | 0
RPS Solar v6.17- OH 50% limit | 1092 | 7044 | Generation Constraint in GWh | FALSE | G | Annual | Generation | TWh | 4.4713 | 4.9178 | 7.8154 | 7.8154 | 7.8154 | 7.8154 | 7.8154 | 7.8154
RPS Solar v6.17- OH 50% limit | 1092 | 7044 | Generation Constraint in GWh | FALSE | G | Annual | Qualifying Generation | TWh | 4.4713 | 4.9178 | 7.8154 | 7.8154 | 7.8154 | 7.8154 | 7.8154 | 7.8154
RPS Solar v6.17- OH 50% limit | 1092 | 7044 | Generation Constraint in GWh | FALSE | G | Annual | Rate | lb/MWh | 0 | 0 | 0 | 0 | 0 | 0 | 0 | 0
RPS Solar v6.17- OH 50% limit | 1092 | 7044 | Generation Constraint in GWh | FALSE | G | Annual | Constraint Shadow Price | US2016$/MWh | 0 | 0 | 0 | 0 | 0 | 0 | 0 | 0
RPS Solar v6.17- PA | 1093 | 7046 | Generation Constraint in GWh | FALSE | G | Annual | Seasons Included | Seasons | Winter, WintShld, Summer | Winter, WintShld, Summer | Winter, WintShld, Summer | Winter, WintShld, Summer | Winter, WintShld, Summer | Winter, WintShld, Summer | Winter, WintShld, Summer | Winter, WintShld, Summer
RPS Solar v6.17- PA | 1093 | 7046 | Generation Constraint in GWh | FALSE | G | Annual | Standard GWh | GWh | 721.3 | 724.6 | 727.9 | 736.3 | 749.6 | 763.2 | 783.1 | 803.5
RPS Solar v6.17- PA | 1093 | 7046 | Generation Constraint in GWh | FALSE | G | Annual | Emissions at Affected Plants | GWh | 721.3 | 724.6 | 727.9 | 736.3 | 749.6 | 763.2 | 783.1 | 803.5
RPS Solar v6.17- PA | 1093 | 7046 | Generation Constraint in GWh | FALSE | G | Annual | Allowances Purchased | GWh | 0 | 0 | 0 | 0 | 0 | 0 | 0 | 0
RPS Solar v6.17- PA | 1093 | 7046 | Generation Constraint in GWh | FALSE | G | Annual | Allowances Sold | GWh | 0 | 0 | 0 | 0 | 0 | 0 | 0 | 0
RPS Solar v6.17- PA | 1093 | 7046 | Generation Constraint in GWh | FALSE | G | Annual | Allowances Banked | GWh | 0 | 0 | 0 | 0 | 0 | 0 | 0 | 0
RPS Solar v6.17- PA | 1093 | 7046 | Generation Constraint in GWh | FALSE | G | Annual | Allowances Withdrawn (1:1) | GWh | 0 | 0 | 0 | 0 | 0 | 0 | 0 | 0
RPS Solar v6.17- PA | 1093 | 7046 | Generation Constraint in GWh | FALSE | G | Annual | Allowances Withdrawn (n:1) | GWh | 0 | 0 | 0 | 0 | 0 | 0 | 0 | 0
RPS Solar v6.17- PA | 1093 | 7046 | Generation Constraint in GWh | FALSE | G | Annual | Net Emissions Allowance Position | GWh | 721.3 | 724.6 | 727.9 | 736.3 | 749.6 | 763.2 | 783.1 | 803.5
RPS Solar v6.17- PA | 1093 | 7046 | Generation Constraint in GWh | FALSE | G | Annual | Fuel Consumed | TBtu | 0 | 0 | 0 | 0 | 0 | 0 | 0 | 0
RPS Solar v6.17- PA | 1093 | 7046 | Generation Constraint in GWh | FALSE | G | Annual | Heat Rate | MMBtu/MWh | 0 | 0 | 0 | 0 | 0 | 0 | 0 | 0
RPS Solar v6.17- PA | 1093 | 7046 | Generation Constraint in GWh | FALSE | G | Annual | Generation | TWh | 0.7213 | 0.7246 | 0.7279 | 0.7363 | 0.7496 | 0.7632 | 0.7831 | 0.8035
RPS Solar v6.17- PA | 1093 | 7046 | Generation Constraint in GWh | FALSE | G | Annual | Qualifying Generation | TWh | 0.7213 | 0.7246 | 0.7279 | 0.7363 | 0.7496 | 0.7632 | 0.7831 | 0.8035
RPS Solar v6.17- PA | 1093 | 7046 | Generation Constraint in GWh | FALSE | G | Annual | Rate | lb/MWh | 0 | 0 | 0 | 0 | 0 | 0 | 0 | 0
RPS Solar v6.17- PA | 1093 | 7046 | Generation Constraint in GWh | FALSE | G | Annual | Constraint Shadow Price | US2016$/MWh | 1.561 | 11.9871 | 15.1326 | 12.1209 | 12.0199 | 12.8512 | 8.3466 | 9.5057
RPS v6.17- AZ | 1094 | 7020 | Generation Constraint in GWh | FALSE | G | Annual | Seasons Included | Seasons | Winter, WintShld, Summer | Winter, WintShld, Summer | Winter, WintShld, Summer | Winter, WintShld, Summer | Winter, WintShld, Summer | Winter, WintShld, Summer | Winter, WintShld, Summer | Winter, WintShld, Summer
RPS v6.17- AZ | 1094 | 7020 | Generation Constraint in GWh | FALSE | G | Annual | Standard GWh | GWh | 5083 | 6087 | 7116 | 7354 | 7643 | 7942 | 8298 | 8670
RPS v6.17- AZ | 1094 | 7020 | Generation Constraint in GWh | FALSE | G | Annual | Emissions at Affected Plants | GWh | 12605.4735 | 12605.4735 | 12605.4735 | 12621.3828 | 12621.3828 | 12621.3828 | 14988.1902 | 16895.3903
RPS v6.17- AZ | 1094 | 7020 | Generation Constraint in GWh | FALSE | G | Annual | Allowances Purchased | GWh | 0 | 0 | 0 | 0 | 0 | 0 | 0 | 0
RPS v6.17- AZ | 1094 | 7020 | Generation Constraint in GWh | FALSE | G | Annual | Allowances Sold | GWh | 0 | 0 | 0 | 0 | 0 | 0 | 0 | 0
RPS v6.17- AZ | 1094 | 7020 | Generation Constraint in GWh | FALSE | G | Annual | Allowances Banked | GWh | 0 | 0 | 0 | 0 | 0 | 0 | 0 | 0
RPS v6.17- AZ | 1094 | 7020 | Generation Constraint in GWh | FALSE | G | Annual | Allowances Withdrawn (1:1) | GWh | 0 | 0 | 0 | 0 | 0 | 0 | 0 | 0
RPS v6.17- AZ | 1094 | 7020 | Generation Constraint in GWh | FALSE | G | Annual | Allowances Withdrawn (n:1) | GWh | 0 | 0 | 0 | 0 | 0 | 0 | 0 | 0
RPS v6.17- AZ | 1094 | 7020 | Generation Constraint in GWh | FALSE | G | Annual | Net Emissions Allowance Position | GWh | 12605.4735 | 12605.4735 | 12605.4735 | 12621.3828 | 12621.3828 | 12621.3828 | 14988.1902 | 16895.3903
RPS v6.17- AZ | 1094 | 7020 | Generation Constraint in GWh | FALSE | G | Annual | Fuel Consumed | TBtu | 6.9511 | 6.9511 | 6.9511 | 6.9511 | 6.9511 | 6.9511 | 6.9511 | 6.9511
RPS v6.17- AZ | 1094 | 7020 | Generation Constraint in GWh | FALSE | G | Annual | Heat Rate | MMBtu/MWh | 0.55143 | 0.55143 | 0.55143 | 0.55074 | 0.55074 | 0.55074 | 0.46377 | 0.41142
RPS v6.17- AZ | 1094 | 7020 | Generation Constraint in GWh | FALSE | G | Annual | Generation | TWh | 12.6055 | 12.6055 | 12.6055 | 12.6214 | 12.6214 | 12.6214 | 14.9882 | 16.8954
RPS v6.17- AZ | 1094 | 7020 | Generation Constraint in GWh | FALSE | G | Annual | Qualifying Generation | TWh | 12.6055 | 12.6055 | 12.6055 | 12.6214 | 12.6214 | 12.6214 | 14.9882 | 16.8954
RPS v6.17- AZ | 1094 | 7020 | Generation Constraint in GWh | FALSE | G | Annual | Rate | lb/MWh | 0 | 0 | 0 | 0 | 0 | 0 | 0 | 0
RPS v6.17- AZ | 1094 | 7020 | Generation Constraint in GWh | FALSE | G | Annual | Constraint Shadow Price | US2016$/MWh | 0 | 0 | 0 | 0 | 0 | 0 | 0 | 0
RPS v6.17- CA | 1095 | 7021 | Generation Constraint in GWh | FALSE | G | Annual | Seasons Included | Seasons | Winter, WintShld, Summer | Winter, WintShld, Summer | Winter, WintShld, Summer | Winter, WintShld, Summer | Winter, WintShld, Summer | Winter, WintShld, Summer | Winter, WintShld, Summer | Winter, WintShld, Summer
RPS v6.17- CA | 1095 | 7021 | Generation Constraint in GWh | FALSE | G | Annual | Standard GWh | GWh | 93482 | 102561 | 111357 | 132545 | 133221 | 133903 | 137852 | 141918
RPS v6.17- CA | 1095 | 7021 | Generation Constraint in GWh | FALSE | G | Annual | Emissions at Affected Plants | GWh | 107180.9594 | 107910.5235 | 111357 | 169290.0598 | 169671.0522 | 169802.6287 | 173121.2107 | 178432.9644
RPS v6.17- CA | 1095 | 7021 | Generation Constraint in GWh | FALSE | G | Annual | Allowances Purchased | GWh | 0 | 0 | 0 | 0 | 0 | 0 | 0 | 0
RPS v6.17- CA | 1095 | 7021 | Generation Constraint in GWh | FALSE | G | Annual | Allowances Sold | GWh | 0 | 0 | 0 | 0 | 0 | 0 | 0 | 0
RPS v6.17- CA | 1095 | 7021 | Generation Constraint in GWh | FALSE | G | Annual | Allowances Banked | GWh | 0 | 0 | 0 | 0 | 0 | 0 | 0 | 0
RPS v6.17- CA | 1095 | 7021 | Generation Constraint in GWh | FALSE | G | Annual | Allowances Withdrawn (1:1) | GWh | 0 | 0 | 0 | 0 | 0 | 0 | 0 | 0
RPS v6.17- CA | 1095 | 7021 | Generation Constraint in GWh | FALSE | G | Annual | Allowances Withdrawn (n:1) | GWh | 0 | 0 | 0 | 0 | 0 | 0 | 0 | 0
RPS v6.17- CA | 1095 | 7021 | Generation Constraint in GWh | FALSE | G | Annual | Net Emissions Allowance Position | GWh | 107180.9594 | 107910.5235 | 111357 | 169290.0598 | 169671.0522 | 169802.6287 | 173121.2107 | 178432.9644
RPS v6.17- CA | 1095 | 7021 | Generation Constraint in GWh | FALSE | G | Annual | Fuel Consumed | TBtu | 251.7861 | 273.6754 | 298.3957 | 276.0643 | 281.1393 | 282.9867 | 286.3991 | 283.7774
RPS v6.17- CA | 1095 | 7021 | Generation Constraint in GWh | FALSE | G | Annual | Heat Rate | MMBtu/MWh | 2.3492 | 2.5361 | 2.6796 | 1.6307 | 1.657 | 1.6666 | 1.6543 | 1.5904
RPS v6.17- CA | 1095 | 7021 | Generation Constraint in GWh | FALSE | G | Annual | Generation | TWh | 107.181 | 107.9105 | 111.357 | 169.2901 | 169.6711 | 169.8026 | 173.1212 | 178.433
RPS v6.17- CA | 1095 | 7021 | Generation Constraint in GWh | FALSE | G | Annual | Qualifying Generation | TWh | 107.181 | 107.9105 | 111.357 | 169.2901 | 169.6711 | 169.8026 | 173.1212 | 178.433
RPS v6.17- CA | 1095 | 7021 | Generation Constraint in GWh | FALSE | G | Annual | Rate | lb/MWh | 0 | 0 | 0 | 0 | 0 | 0 | 0 | 0
RPS v6.17- CA | 1095 | 7021 | Generation Constraint in GWh | FALSE | G | Annual | Constraint Shadow Price | US2016$/MWh | 0 | 0 | 20.5305 | 0 | 0 | 0 | 0 | 0
RPS v6.17- CO | 1097 | 7022 | Generation Constraint in GWh | FALSE | G | Annual | Seasons Included | Seasons | Winter, WintShld, Summer | Winter, WintShld, Summer | Winter, WintShld, Summer | Winter, WintShld, Summer | Winter, WintShld, Summer | Winter, WintShld, Summer | Winter, WintShld, Summer | Winter, WintShld, Summer
RPS v6.17- CO | 1097 | 7022 | Generation Constraint in GWh | FALSE | G | Annual | Standard GWh | GWh | 12478 | 12667 | 12859 | 13352 | 13909 | 14489 | 15182 | 15907
RPS v6.17- CO | 1097 | 7022 | Generation Constraint in GWh | FALSE | G | Annual | Emissions at Affected Plants | GWh | 12478 | 12667 | 12859 | 13352 | 16710.9483 | 16710.9483 | 17175.6172 | 18407.8104
RPS v6.17- CO | 1097 | 7022 | Generation Constraint in GWh | FALSE | G | Annual | Allowances Purchased | GWh | 0 | 0 | 0 | 0 | 0 | 0 | 0 | 0
RPS v6.17- CO | 1097 | 7022 | Generation Constraint in GWh | FALSE | G | Annual | Allowances Sold | GWh | 0 | 0 | 0 | 0 | 0 | 0 | 0 | 0
RPS v6.17- CO | 1097 | 7022 | Generation Constraint in GWh | FALSE | G | Annual | Allowances Banked | GWh | 0 | 0 | 0 | 0 | 0 | 0 | 0 | 0
RPS v6.17- CO | 1097 | 7022 | Generation Constraint in GWh | FALSE | G | Annual | Allowances Withdrawn (1:1) | GWh | 0 | 0 | 0 | 0 | 0 | 0 | 0 | 0
RPS v6.17- CO | 1097 | 7022 | Generation Constraint in GWh | FALSE | G | Annual | Allowances Withdrawn (n:1) | GWh | 0 | 0 | 0 | 0 | 0 | 0 | 0 | 0
RPS v6.17- CO | 1097 | 7022 | Generation Constraint in GWh | FALSE | G | Annual | Net Emissions Allowance Position | GWh | 12478 | 12667 | 12859 | 13352 | 16710.9483 | 16710.9483 | 17175.6172 | 18407.8104
RPS v6.17- CO | 1097 | 7022 | Generation Constraint in GWh | FALSE | G | Annual | Fuel Consumed | TBtu | 0.57576 | 0.57576 | 0.57576 | 0.57576 | 0.57576 | 0.57576 | 0.57576 | 0.57576
RPS v6.17- CO | 1097 | 7022 | Generation Constraint in GWh | FALSE | G | Annual | Heat Rate | MMBtu/MWh | 0.046142 | 0.045453 | 0.044775 | 0.043122 | 0.034454 | 0.034454 | 0.033522 | 0.031278
RPS v6.17- CO | 1097 | 7022 | Generation Constraint in GWh | FALSE | G | Annual | Generation | TWh | 12.478 | 12.667 | 12.859 | 13.352 | 16.7109 | 16.7109 | 17.1756 | 18.4078
RPS v6.17- CO | 1097 | 7022 | Generation Constraint in GWh | FALSE | G | Annual | Qualifying Generation | TWh | 12.478 | 12.667 | 12.859 | 13.352 | 16.7109 | 16.7109 | 17.1756 | 18.4078
RPS v6.17- CO | 1097 | 7022 | Generation Constraint in GWh | FALSE | G | Annual | Rate | lb/MWh | 0 | 0 | 0 | 0 | 0 | 0 | 0 | 0
RPS v6.17- CO | 1097 | 7022 | Generation Constraint in GWh | FALSE | G | Annual | Constraint Shadow Price | US2016$/MWh | 1.662 | 16.3694 | 18.8292 | 3.3765 | 0 | 0 | 0 | 0
RPS v6.17- CT, MA, ME, NH, RI, VT | 1098 | 7023 | Generation Constraint in GWh | FALSE | G | Annual | Seasons Included | Seasons | Winter, WintShld, Summer | Winter, WintShld, Summer | Winter, WintShld, Summer | Winter, WintShld, Summer | Winter, WintShld, Summer | Winter, WintShld, Summer | Winter, WintShld, Summer | Winter, WintShld, Summer
RPS v6.17- CT, MA, ME, NH, RI, VT | 1098 | 7023 | Generation Constraint in GWh | FALSE | G | Annual | Standard GWh | GWh | 29303 | 31715 | 34066 | 39767 | 43025 | 45495 | 48319 | 51184
RPS v6.17- CT, MA, ME, NH, RI, VT | 1098 | 7023 | Generation Constraint in GWh | FALSE | G | Annual | Emissions at Affected Plants | GWh | 29303 | 17987.6909 | 15934.1398 | 39767 | 38800.2023 | 38258.6592 | 48319 | 51184
RPS v6.17- CT, MA, ME, NH, RI, VT | 1098 | 7023 | Generation Constraint in GWh | FALSE | G | Annual | Allowances Purchased | GWh | 0 | 13727.3091 | 18131.8602 | 0 | 4224.7977 | 7236.3408 | 0 | 0
RPS v6.17- CT, MA, ME, NH, RI, VT | 1098 | 7023 | Generation Constraint in GWh | FALSE | G | Annual | Allowances Sold | GWh | 0 | 0 | 0 | 0 | 0 | 0 | 0 | 0
RPS v6.17- CT, MA, ME, NH, RI, VT | 1098 | 7023 | Generation Constraint in GWh | FALSE | G | Annual | Allowances Banked | GWh | 0 | 0 | 0 | 0 | 0 | 0 | 0 | 0
RPS v6.17- CT, MA, ME, NH, RI, VT | 1098 | 7023 | Generation Constraint in GWh | FALSE | G | Annual | Allowances Withdrawn (1:1) | GWh | 0 | 0 | 0 | 0 | 0 | 0 | 0 | 0
RPS v6.17- CT, MA, ME, NH, RI, VT | 1098 | 7023 | Generation Constraint in GWh | FALSE | G | Annual | Allowances Withdrawn (n:1) | GWh | 0 | 0 | 0 | 0 | 0 | 0 | 0 | 0
RPS v6.17- CT, MA, ME, NH, RI, VT | 1098 | 7023 | Generation Constraint in GWh | FALSE | G | Annual | Net Emissions Allowance Position | GWh | 29303 | 31715 | 34066 | 39767 | 43025 | 45495 | 48319 | 51184
RPS v6.17- CT, MA, ME, NH, RI, VT | 1098 | 7023 | Generation Constraint in GWh | FALSE | G | Annual | Fuel Consumed | TBtu | 18.4386 | 14.178 | 2.1963 | 25.6134 | 24.5473 | 21.5352 | 21.3536 | 21.2918
RPS v6.17- CT, MA, ME, NH, RI, VT | 1098 | 7023 | Generation Constraint in GWh | FALSE | G | Annual | Heat Rate | MMBtu/MWh | 0.28681 | 0.22031 | 0.034025 | 0.26186 | 0.24904 | 0.21642 | 0.18978 | 0.1846
RPS v6.17- CT, MA, ME, NH, RI, VT | 1098 | 7023 | Generation Constraint in GWh | FALSE | G | Annual | Generation | TWh | 64.2887 | 64.3539 | 64.5502 | 97.8131 | 98.5663 | 99.5082 | 112.5192 | 115.3401
RPS v6.17- CT, MA, ME, NH, RI, VT | 1098 | 7023 | Generation Constraint in GWh | FALSE | G | Annual | Qualifying Generation | TWh | 29.303 | 17.9877 | 15.9341 | 39.767 | 38.8002 | 38.2587 | 48.319 | 51.184
RPS v6.17- CT, MA, ME, NH, RI, VT | 1098 | 7023 | Generation Constraint in GWh | FALSE | G | Annual | Rate | lb/MWh | 0 | 0 | 0 | 0 | 0 | 0 | 0 | 0
RPS v6.17- CT, MA, ME, NH, RI, VT | 1098 | 7023 | Generation Constraint in GWh | FALSE | G | Annual | Constraint Shadow Price | US2016$/MWh | 9.34 | 10.0007 | 10.0004 | 8.2389 | 10.0005 | 10.0004 | 6.9523 | 3.4126
RPS v6.17- DC, DE, MD, NJ, PA | 1099 | 7024 | Generation Constraint in GWh | FALSE | G | Annual | Seasons Included | Seasons | Winter, WintShld, Summer | Winter, WintShld, Summer | Winter, WintShld, Summer | Winter, WintShld, Summer | Winter, WintShld, Summer | Winter, WintShld, Summer | Winter, WintShld, Summer | Winter, WintShld, Summer
RPS v6.17- DC, DE, MD, NJ, PA | 1099 | 7024 | Generation Constraint in GWh | FALSE | G | Annual | Standard GWh | GWh | 51651 | 57129 | 63084 | 74600 | 75888 | 77121 | 79088 | 81104
RPS v6.17- DC, DE, MD, NJ, PA | 1099 | 7024 | Generation Constraint in GWh | FALSE | G | Annual | Emissions at Affected Plants | GWh | 51651 | 57129 | 63084 | 74600 | 75888 | 77121 | 79088 | 81104
RPS v6.17- DC, DE, MD, NJ, PA | 1099 | 7024 | Generation Constraint in GWh | FALSE | G | Annual | Allowances Purchased | GWh | 0 | 0 | 0 | 0 | 0 | 0 | 0 | 0
RPS v6.17- DC, DE, MD, NJ, PA | 1099 | 7024 | Generation Constraint in GWh | FALSE | G | Annual | Allowances Sold | GWh | 0 | 0 | 0 | 0 | 0 | 0 | 0 | 0
RPS v6.17- DC, DE, MD, NJ, PA | 1099 | 7024 | Generation Constraint in GWh | FALSE | G | Annual | Allowances Banked | GWh | 0 | 0 | 0 | 0 | 0 | 0 | 0 | 0
RPS v6.17- DC, DE, MD, NJ, PA | 1099 | 7024 | Generation Constraint in GWh | FALSE | G | Annual | Allowances Withdrawn (1:1) | GWh | 0 | 0 | 0 | 0 | 0 | 0 | 0 | 0
RPS v6.17- DC, DE, MD, NJ, PA | 1099 | 7024 | Generation Constraint in GWh | FALSE | G | Annual | Allowances Withdrawn (n:1) | GWh | 0 | 0 | 0 | 0 | 0 | 0 | 0 | 0
RPS v6.17- DC, DE, MD, NJ, PA | 1099 | 7024 | Generation Constraint in GWh | FALSE | G | Annual | Net Emissions Allowance Position | GWh | 51651 | 57129 | 63084 | 74600 | 75888 | 77121 | 79088 | 81104
RPS v6.17- DC, DE, MD, NJ, PA | 1099 | 7024 | Generation Constraint in GWh | FALSE | G | Annual | Fuel Consumed | TBtu | 35.3727 | 28.9499 | 37.2742 | 30.1462 | 20.5946 | 26.1436 | 24.8332 | 19.9686
RPS v6.17- DC, DE, MD, NJ, PA | 1099 | 7024 | Generation Constraint in GWh | FALSE | G | Annual | Heat Rate | MMBtu/MWh | 0.518 | 0.42036 | 0.47138 | 0.32046 | 0.21868 | 0.27746 | 0.26175 | 0.20253
RPS v6.17- DC, DE, MD, NJ, PA | 1099 | 7024 | Generation Constraint in GWh | FALSE | G | Annual | Generation | TWh | 68.2877 | 68.8698 | 79.0751 | 94.0711 | 94.1753 | 94.2241 | 94.8737 | 98.5955
RPS v6.17- DC, DE, MD, NJ, PA | 1099 | 7024 | Generation Constraint in GWh | FALSE | G | Annual | Qualifying Generation | TWh | 51.651 | 57.129 | 63.084 | 74.6 | 75.888 | 77.121 | 79.088 | 81.104
RPS v6.17- DC, DE, MD, NJ, PA | 1099 | 7024 | Generation Constraint in GWh | FALSE | G | Annual | Rate | lb/MWh | 0 | 0 | 0 | 0 | 0 | 0 | 0 | 0
RPS v6.17- DC, DE, MD, NJ, PA | 1099 | 7024 | Generation Constraint in GWh | FALSE | G | Annual | Constraint Shadow Price | US2016$/MWh | 9.34 | 10.0007 | 12.8844 | 8.2389 | 10.0005 | 11.5321 | 10.0007 | 4.5474
RPS v6.17- IA | 1100 | 7025 | Generation Constraint in GWh | FALSE | G | Annual | Seasons Included | Seasons | Winter, WintShld, Summer | Winter, WintShld, Summer | Winter, WintShld, Summer | Winter, WintShld, Summer | Winter, WintShld, Summer | Winter, WintShld, Summer | Winter, WintShld, Summer | Winter, WintShld, Summer
RPS v6.17- IA | 1100 | 7025 | Generation Constraint in GWh | FALSE | G | Annual | Standard GWh | GWh | 296 | 296 | 296 | 296 | 296 | 296 | 297 | 299
RPS v6.17- IA | 1100 | 7025 | Generation Constraint in GWh | FALSE | G | Annual | Emissions at Affected Plants | GWh | 1515.351 | 1515.351 | 1515.351 | 4483.8747 | 4484.4168 | 4489.3548 | 4419.8593 | 5331.9658
RPS v6.17- IA | 1100 | 7025 | Generation Constraint in GWh | FALSE | G | Annual | Allowances Purchased | GWh | 0 | 0 | 0 | 0 | 0 | 0 | 0 | 0
RPS v6.17- IA | 1100 | 7025 | Generation Constraint in GWh | FALSE | G | Annual | Allowances Sold | GWh | 0 | 0 | 0 | 0 | 0 | 0 | 0 | 0
RPS v6.17- IA | 1100 | 7025 | Generation Constraint in GWh | FALSE | G | Annual | Allowances Banked | GWh | 0 | 0 | 0 | 0 | 0 | 0 | 0 | 0
RPS v6.17- IA | 1100 | 7025 | Generation Constraint in GWh | FALSE | G | Annual | Allowances Withdrawn (1:1) | GWh | 0 | 0 | 0 | 0 | 0 | 0 | 0 | 0
RPS v6.17- IA | 1100 | 7025 | Generation Constraint in GWh | FALSE | G | Annual | Allowances Withdrawn (n:1) | GWh | 0 | 0 | 0 | 0 | 0 | 0 | 0 | 0
RPS v6.17- IA | 1100 | 7025 | Generation Constraint in GWh | FALSE | G | Annual | Net Emissions Allowance Position | GWh | 1515.351 | 1515.351 | 1515.351 | 4483.8747 | 4484.4168 | 4489.3548 | 4419.8593 | 5331.9658
RPS v6.17- IA | 1100 | 7025 | Generation Constraint in GWh | FALSE | G | Annual | Fuel Consumed | TBtu | 0.85973 | 0.85973 | 0.85973 | 0.87548 | 0.8832 | 0.95353 | 0 | 0
RPS v6.17- IA | 1100 | 7025 | Generation Constraint in GWh | FALSE | G | Annual | Heat Rate | MMBtu/MWh | 0.038991 | 0.038991 | 0.038991 | 0.034996 | 0.035304 | 0.038116 | 0 | 0
RPS v6.17- IA | 1100 | 7025 | Generation Constraint in GWh | FALSE | G | Annual | Generation | TWh | 22.0495 | 22.0495 | 22.0495 | 25.0169 | 25.0169 | 25.0169 | 25.0169 | 25.929
RPS v6.17- IA | 1100 | 7025 | Generation Constraint in GWh | FALSE | G | Annual | Qualifying Generation | TWh | 1.5154 | 1.5154 | 1.5154 | 4.4839 | 4.4844 | 4.4894 | 4.4199 | 5.332
RPS v6.17- IA | 1100 | 7025 | Generation Constraint in GWh | FALSE | G | Annual | Rate | lb/MWh | 0 | 0 | 0 | 0 | 0 | 0 | 0 | 0
RPS v6.17- IA | 1100 | 7025 | Generation Constraint in GWh | FALSE | G | Annual | Constraint Shadow Price | US2016$/MWh | 0 | 0 | 0 | 0 | 0 | 0 | 0 | 0
RPS v6.17- IL | 1101 | 7026 | Generation Constraint in GWh | FALSE | G | Annual | Seasons Included | Seasons | Winter, WintShld, Summer | Winter, WintShld, Summer | Winter, WintShld, Summer | Winter, WintShld, Summer | Winter, WintShld, Summer | Winter, WintShld, Summer | Winter, WintShld, Summer | Winter, WintShld, Summer
RPS v6.17- IL | 1101 | 7026 | Generation Constraint in GWh | FALSE | G | Annual | Standard GWh | GWh | 13586 | 16062 | 18583 | 20228 | 20733 | 21250 | 21877 | 22524
RPS v6.17- IL | 1101 | 7026 | Generation Constraint in GWh | FALSE | G | Annual | Emissions at Affected Plants | GWh | 27147.7212 | 27143.2019 | 29628.6201 | 34048.7617 | 33847.4259 | 33640.4878 | 33471.9834 | 34055.4306
RPS v6.17- IL | 1101 | 7026 | Generation Constraint in GWh | FALSE | G | Annual | Allowances Purchased | GWh | 0 | 0 | 0 | 0 | 0 | 0 | 0 | 0
RPS v6.17- IL | 1101 | 7026 | Generation Constraint in GWh | FALSE | G | Annual | Allowances Sold | GWh | 0 | 0 | 0 | 0 | 0 | 0 | 0 | 0
RPS v6.17- IL | 1101 | 7026 | Generation Constraint in GWh | FALSE | G | Annual | Allowances Banked | GWh | 0 | 0 | 0 | 0 | 0 | 0 | 0 | 0
RPS v6.17- IL | 1101 | 7026 | Generation Constraint in GWh | FALSE | G | Annual | Allowances Withdrawn (1:1) | GWh | 0 | 0 | 0 | 0 | 0 | 0 | 0 | 0
RPS v6.17- IL | 1101 | 7026 | Generation Constraint in GWh | FALSE | G | Annual | Allowances Withdrawn (n:1) | GWh | 0 | 0 | 0 | 0 | 0 | 0 | 0 | 0
RPS v6.17- IL | 1101 | 7026 | Generation Constraint in GWh | FALSE | G | Annual | Net Emissions Allowance Position | GWh | 27147.7212 | 27143.2019 | 29628.6201 | 34048.7617 | 33847.4259 | 33640.4878 | 33471.9834 | 34055.4306
RPS v6.17- IL | 1101 | 7026 | Generation Constraint in GWh | FALSE | G | Annual | Fuel Consumed | TBtu | 7.5087 | 7.4793 | 7.4793 | 13.5754 | 13.5495 | 12.8046 | 8.3216 | 8.3216
RPS v6.17- IL | 1101 | 7026 | Generation Constraint in GWh | FALSE | G | Annual | Heat Rate | MMBtu/MWh | 0.10829 | 0.10765 | 0.097646 | 0.14075 | 0.14018 | 0.13218 | 0.085659 | 0.083911
RPS v6.17- IL | 1101 | 7026 | Generation Constraint in GWh | FALSE | G | Annual | Generation | TWh | 69.3368 | 69.4785 | 76.5961 | 96.449 | 96.6574 | 96.8734 | 97.1478 | 99.1715
RPS v6.17- IL | 1101 | 7026 | Generation Constraint in GWh | FALSE | G | Annual | Qualifying Generation | TWh | 27.1477 | 27.1432 | 29.6286 | 34.0488 | 33.8474 | 33.6405 | 33.472 | 34.0554
RPS v6.17- IL | 1101 | 7026 | Generation Constraint in GWh | FALSE | G | Annual | Rate | lb/MWh | 0 | 0 | 0 | 0 | 0 | 0 | 0 | 0
RPS v6.17- IL | 1101 | 7026 | Generation Constraint in GWh | FALSE | G | Annual | Constraint Shadow Price | US2016$/MWh | 0 | 0 | 0 | 0 | 0 | 0 | 0 | 0
RPS v6.17- MI | 1102 | 7027 | Generation Constraint in GWh | FALSE | G | Annual | Seasons Included | Seasons | Winter, WintShld, Summer | Winter, WintShld, Summer | Winter, WintShld, Summer | Winter, WintShld, Summer | Winter, WintShld, Summer | Winter, WintShld, Summer | Winter, WintShld, Summer | Winter, WintShld, Summer
RPS v6.17- MI | 1102 | 7027 | Generation Constraint in GWh | FALSE | G | Annual | Standard GWh | GWh | 15397 | 15506 | 15617 | 15896 | 16257 | 16625 | 17097 | 17582
RPS v6.17- MI | 1102 | 7027 | Generation Constraint in GWh | FALSE | G | Annual | Emissions at Affected Plants | GWh | 15397 | 15506 | 15617 | 15896 | 16257 | 16625 | 17097 | 17582
RPS v6.17- MI | 1102 | 7027 | Generation Constraint in GWh | FALSE | G | Annual | Allowances Purchased | GWh | 0 | 0 | 0 | 0 | 0 | 0 | 0 | 0
RPS v6.17- MI | 1102 | 7027 | Generation Constraint in GWh | FALSE | G | Annual | Allowances Sold | GWh | 0 | 0 | 0 | 0 | 0 | 0 | 0 | 0
RPS v6.17- MI | 1102 | 7027 | Generation Constraint in GWh | FALSE | G | Annual | Allowances Banked | GWh | 0 | 0 | 0 | 0 | 0 | 0 | 0 | 0
RPS v6.17- MI | 1102 | 7027 | Generation Constraint in GWh | FALSE | G | Annual | Allowances Withdrawn (1:1) | GWh | 0 | 0 | 0 | 0 | 0 | 0 | 0 | 0
RPS v6.17- MI | 1102 | 7027 | Generation Constraint in GWh | FALSE | G | Annual | Allowances Withdrawn (n:1) | GWh | 0 | 0 | 0 | 0 | 0 | 0 | 0 | 0
RPS v6.17- MI | 1102 | 7027 | Generation Constraint in GWh | FALSE | G | Annual | Net Emissions Allowance Position | GWh | 15397 | 15506 | 15617 | 15896 | 16257 | 16625 | 17097 | 17582
RPS v6.17- MI | 1102 | 7027 | Generation Constraint in GWh | FALSE | G | Annual | Fuel Consumed | TBtu | 11.3652 | 11.7539 | 12.2251 | 11.4613 | 11.4329 | 11.4877 | 11.4368 | 11.4128
RPS v6.17- MI | 1102 | 7027 | Generation Constraint in GWh | FALSE | G | Annual | Heat Rate | MMBtu/MWh | 0.72865 | 0.75269 | 0.7828 | 0.61947 | 0.61793 | 0.62067 | 0.61814 | 0.61685
RPS v6.17- MI | 1102 | 7027 | Generation Constraint in GWh | FALSE | G | Annual | Generation | TWh | 15.5976 | 15.6158 | 15.617 | 18.5019 | 18.5019 | 18.5086 | 18.5019 | 18.5019
RPS v6.17- MI | 1102 | 7027 | Generation Constraint in GWh | FALSE | G | Annual | Qualifying Generation | TWh | 15.397 | 15.506 | 15.617 | 15.896 | 16.257 | 16.625 | 17.097 | 17.582
RPS v6.17- MI | 1102 | 7027 | Generation Constraint in GWh | FALSE | G | Annual | Rate | lb/MWh | 0 | 0 | 0 | 0 | 0 | 0 | 0 | 0
RPS v6.17- MI | 1102 | 7027 | Generation Constraint in GWh | FALSE | G | Annual | Constraint Shadow Price | US2016$/MWh | 9.34 | 10.0007 | 15.2757 | 8.2389 | 10.0005 | 11.5321 | 10.0007 | 4.5474
RPS v6.17- MN | 1103 | 7028 | Generation Constraint in GWh | FALSE | G | Annual | Seasons Included | Seasons | Winter, WintShld, Summer | Winter, WintShld, Summer | Winter, WintShld, Summer | Winter, WintShld, Summer | Winter, WintShld, Summer | Winter, WintShld, Summer | Winter, WintShld, Summer | Winter, WintShld, Summer
RPS v6.17- MN | 1103 | 7028 | Generation Constraint in GWh | FALSE | G | Annual | Standard GWh | GWh | 17364 | 17587 | 19730 | 20369 | 20957 | 21561 | 22273 | 23009
RPS v6.17- MN | 1103 | 7028 | Generation Constraint in GWh | FALSE | G | Annual | Emissions at Affected Plants | GWh | 22980.7257 | 22981.7029 | 22981.7029 | 27458.6502 | 27460.8743 | 27461.5742 | 38689.1985 | 50566.304
RPS v6.17- MN | 1103 | 7028 | Generation Constraint in GWh | FALSE | G | Annual | Allowances Purchased | GWh | 0 | 0 | 0 | 0 | 0 | 0 | 0 | 0
RPS v6.17- MN | 1103 | 7028 | Generation Constraint in GWh | FALSE | G | Annual | Allowances Sold | GWh | 0 | 0 | 0 | 0 | 0 | 0 | 0 | 0
RPS v6.17- MN | 1103 | 7028 | Generation Constraint in GWh | FALSE | G | Annual | Allowances Banked | GWh | 0 | 0 | 0 | 0 | 0 | 0 | 0 | 0
RPS v6.17- MN | 1103 | 7028 | Generation Constraint in GWh | FALSE | G | Annual | Allowances Withdrawn (1:1) | GWh | 0 | 0 | 0 | 0 | 0 | 0 | 0 | 0
RPS v6.17- MN | 1103 | 7028 | Generation Constraint in GWh | FALSE | G | Annual | Allowances Withdrawn (n:1) | GWh | 0 | 0 | 0 | 0 | 0 | 0 | 0 | 0
RPS v6.17- MN | 1103 | 7028 | Generation Constraint in GWh | FALSE | G | Annual | Net Emissions Allowance Position | GWh | 22980.7257 | 22981.7029 | 22981.7029 | 27458.6502 | 27460.8743 | 27461.5742 | 38689.1985 | 50566.304
RPS v6.17- MN | 1103 | 7028 | Generation Constraint in GWh | FALSE | G | Annual | Fuel Consumed | TBtu | 2.1357 | 2.1491 | 2.1491 | 2.1561 | 2.1866 | 2.1859 | 2.1866 | 2.1561
RPS v6.17- MN | 1103 | 7028 | Generation Constraint in GWh | FALSE | G | Annual | Heat Rate | MMBtu/MWh | 0.092935 | 0.093515 | 0.093515 | 0.07852 | 0.079625 | 0.079598 | 0.056516 | 0.042638
RPS v6.17- MN | 1103 | 7028 | Generation Constraint in GWh | FALSE | G | Annual | Generation | TWh | 22.9807 | 22.9817 | 22.9817 | 27.4587 | 27.4609 | 27.4616 | 38.6892 | 50.5663
RPS v6.17- MN | 1103 | 7028 | Generation Constraint in GWh | FALSE | G | Annual | Qualifying Generation | TWh | 22.9807 | 22.9817 | 22.9817 | 27.4587 | 27.4609 | 27.4616 | 38.6892 | 50.5663
RPS v6.17- MN | 1103 | 7028 | Generation Constraint in GWh | FALSE | G | Annual | Rate | lb/MWh | 0 | 0 | 0 | 0 | 0 | 0 | 0 | 0
RPS v6.17- MN | 1103 | 7028 | Generation Constraint in GWh | FALSE | G | Annual | Constraint Shadow Price | US2016$/MWh | 0 | 0 | 0 | 0 | 0 | 0 | 0 | 0
RPS v6.17- MO | 1104 | 7029 | Generation Constraint in GWh | FALSE | G | Annual | Seasons Included | Seasons | Winter, WintShld, Summer | Winter, WintShld, Summer | Winter, WintShld, Summer | Winter, WintShld, Summer | Winter, WintShld, Summer | Winter, WintShld, Summer | Winter, WintShld, Summer | Winter, WintShld, Summer
RPS v6.17- MO | 1104 | 7029 | Generation Constraint in GWh | FALSE | G | Annual | Standard GWh | GWh | 7327.2 | 7398.4 | 7469.6 | 7651.2 | 7862.4 | 8078.4 | 8352.8 | 8636
RPS v6.17- MO | 1104 | 7029 | Generation Constraint in GWh | FALSE | G | Annual | Emissions at Affected Plants | GWh | 7327.2 | 7398.4 | 7469.6 | 7651.2 | 7862.4 | 8078.4 | 8352.8 | 8636
RPS v6.17- MO | 1104 | 7029 | Generation Constraint in GWh | FALSE | G | Annual | Allowances Purchased | GWh | 0 | 0 | 0 | 0 | 0 | 0 | 0 | 0
RPS v6.17- MO | 1104 | 7029 | Generation Constraint in GWh | FALSE | G | Annual | Allowances Sold | GWh | 0 | 0 | 0 | 0 | 0 | 0 | 0 | 0
RPS v6.17- MO | 1104 | 7029 | Generation Constraint in GWh | FALSE | G | Annual | Allowances Banked | GWh | 0 | 0 | 0 | 0 | 0 | 0 | 0 | 0
RPS v6.17- MO | 1104 | 7029 | Generation Constraint in GWh | FALSE | G | Annual | Allowances Withdrawn (1:1) | GWh | 0 | 0 | 0 | 0 | 0 | 0 | 0 | 0
RPS v6.17- MO | 1104 | 7029 | Generation Constraint in GWh | FALSE | G | Annual | Allowances Withdrawn (n:1) | GWh | 0 | 0 | 0 | 0 | 0 | 0 | 0 | 0
RPS v6.17- MO | 1104 | 7029 | Generation Constraint in GWh | FALSE | G | Annual | Net Emissions Allowance Position | GWh | 7327.2 | 7398.4 | 7469.6 | 7651.2 | 7862.4 | 8078.4 | 8352.8 | 8636
RPS v6.17- MO | 1104 | 7029 | Generation Constraint in GWh | FALSE | G | Annual | Fuel Consumed | TBtu | 1.5085 | 1.5085 | 1.5085 | 1.5085 | 1.5085 | 1.5085 | 1.5085 | 1.5085
RPS v6.17- MO | 1104 | 7029 | Generation Constraint in GWh | FALSE | G | Annual | Heat Rate | MMBtu/MWh | 0.20588 | 0.2039 | 0.20196 | 0.19716 | 0.19187 | 0.18674 | 0.1806 | 0.17468
RPS v6.17- MO | 1104 | 7029 | Generation Constraint in GWh | FALSE | G | Annual | Generation | TWh | 7.3272 | 7.3984 | 7.4696 | 7.6512 | 7.8624 | 8.0784 | 8.3528 | 8.636
RPS v6.17- MO | 1104 | 7029 | Generation Constraint in GWh | FALSE | G | Annual | Qualifying Generation | TWh | 7.3272 | 7.3984 | 7.4696 | 7.6512 | 7.8624 | 8.0784 | 8.3528 | 8.636
RPS v6.17- MO | 1104 | 7029 | Generation Constraint in GWh | FALSE | G | Annual | Rate | lb/MWh | 0 | 0 | 0 | 0 | 0 | 0 | 0 | 0
RPS v6.17- MO | 1104 | 7029 | Generation Constraint in GWh | FALSE | G | Annual | Constraint Shadow Price | US2016$/MWh | 9.027 | 14.4448 | 13.3979 | 2.296 | 9.8163 | 10.6058 | 5.7086 | 7.3084
RPS v6.17- MT | 1105 | 7030 | Generation Constraint in GWh | FALSE | G | Annual | Seasons Included | Seasons | Winter, WintShld, Summer | Winter, WintShld, Summer | Winter, WintShld, Summer | Winter, WintShld, Summer | Winter, WintShld, Summer | Winter, WintShld, Summer | Winter, WintShld, Summer | Winter, WintShld, Summer
RPS v6.17- MT | 1105 | 7030 | Generation Constraint in GWh | FALSE | G | Annual | Standard GWh | GWh | 1504 | 1512 | 1519 | 1539 | 1571 | 1604 | 1661 | 1719
RPS v6.17- MT | 1105 | 7030 | Generation Constraint in GWh | FALSE | G | Annual | Emissions at Affected Plants | GWh | 2196.8118 | 2196.8118 | 2196.8118 | 2196.8118 | 2196.8118 | 2196.8118 | 2196.8118 | 4582.6095
RPS v6.17- MT | 1105 | 7030 | Generation Constraint in GWh | FALSE | G | Annual | Allowances Purchased | GWh | 0 | 0 | 0 | 0 | 0 | 0 | 0 | 0
RPS v6.17- MT | 1105 | 7030 | Generation Constraint in GWh | FALSE | G | Annual | Allowances Sold | GWh | 0 | 0 | 0 | 0 | 0 | 0 | 0 | 0
RPS v6.17- MT | 1105 | 7030 | Generation Constraint in GWh | FALSE | G | Annual | Allowances Banked | GWh | 0 | 0 | 0 | 0 | 0 | 0 | 0 | 0
RPS v6.17- MT | 1105 | 7030 | Generation Constraint in GWh | FALSE | G | Annual | Allowances Withdrawn (1:1) | GWh | 0 | 0 | 0 | 0 | 0 | 0 | 0 | 0
RPS v6.17- MT | 1105 | 7030 | Generation Constraint in GWh | FALSE | G | Annual | Allowances Withdrawn (n:1) | GWh | 0 | 0 | 0 | 0 | 0 | 0 | 0 | 0
RPS v6.17- MT | 1105 | 7030 | Generation Constraint in GWh | FALSE | G | Annual | Net Emissions Allowance Position | GWh | 2196.8118 | 2196.8118 | 2196.8118 | 2196.8118 | 2196.8118 | 2196.8118 | 2196.8118 | 4582.6095
RPS v6.17- MT | 1105 | 7030 | Generation Constraint in GWh | FALSE | G | Annual | Fuel Consumed | TBtu | 0 | 0 | 0 | 0 | 0 | 0 | 0 | 0
RPS v6.17- MT | 1105 | 7030 | Generation Constraint in GWh | FALSE | G | Annual | Heat Rate | MMBtu/MWh | 0 | 0 | 0 | 0 | 0 | 0 | 0 | 0
RPS v6.17- MT | 1105 | 7030 | Generation Constraint in GWh | FALSE | G | Annual | Generation | TWh | 2.1968 | 2.1968 | 2.1968 | 2.1968 | 2.1968 | 2.1968 | 2.1968 | 4.5826
RPS v6.17- MT | 1105 | 7030 | Generation Constraint in GWh | FALSE | G | Annual | Qualifying Generation | TWh | 2.1968 | 2.1968 | 2.1968 | 2.1968 | 2.1968 | 2.1968 | 2.1968 | 4.5826
RPS v6.17- MT | 1105 | 7030 | Generation Constraint in GWh | FALSE | G | Annual | Rate | lb/MWh | 0 | 0 | 0 | 0 | 0 | 0 | 0 | 0
RPS v6.17- MT | 1105 | 7030 | Generation Constraint in GWh | FALSE | G | Annual | Constraint Shadow Price | US2016$/MWh | 0 | 0 | 0 | 0 | 0 | 0 | 0 | 0
RPS v6.17- NC 75% limit | 1107 | 7041 | Generation Constraint in GWh | FALSE | G | Annual | Seasons Included | Seasons | Winter, WintShld, Summer | Winter, WintShld, Summer | Winter, WintShld, Summer | Winter, WintShld, Summer | Winter, WintShld, Summer | Winter, WintShld, Summer | Winter, WintShld, Summer | Winter, WintShld, Summer
RPS v6.17- NC 75% limit | 1107 | 7041 | Generation Constraint in GWh | FALSE | G | Annual | Standard GWh | GWh | 6132.75 | 6244.5 | 6358.5 | 6650.25 | 6942 | 7244.25 | 7583.25 | 7937.25
RPS v6.17- NC 75% limit | 1107 | 7041 | Generation Constraint in GWh | FALSE | G | Annual | Emissions at Affected Plants | GWh | 6132.75 | 14137.2316 | 14351.3514 | 14351.3514 | 14351.3514 | 14351.3514 | 14351.3514 | 14354.0581
RPS v6.17- NC 75% limit | 1107 | 7041 | Generation Constraint in GWh | FALSE | G | Annual | Allowances Purchased | GWh | 0 | 0 | 0 | 0 | 0 | 0 | 0 | 0
RPS v6.17- NC 75% limit | 1107 | 7041 | Generation Constraint in GWh | FALSE | G | Annual | Allowances Sold | GWh | 0 | 0 | 0 | 0 | 0 | 0 | 0 | 0
RPS v6.17- NC 75% limit | 1107 | 7041 | Generation Constraint in GWh | FALSE | G | Annual | Allowances Banked | GWh | 0 | 0 | 0 | 0 | 0 | 0 | 0 | 0
RPS v6.17- NC 75% limit | 1107 | 7041 | Generation Constraint in GWh | FALSE | G | Annual | Allowances Withdrawn (1:1) | GWh | 0 | 0 | 0 | 0 | 0 | 0 | 0 | 0
RPS v6.17- NC 75% limit | 1107 | 7041 | Generation Constraint in GWh | FALSE | G | Annual | Allowances Withdrawn (n:1) | GWh | 0 | 0 | 0 | 0 | 0 | 0 | 0 | 0
RPS v6.17- NC 75% limit | 1107 | 7041 | Generation Constraint in GWh | FALSE | G | Annual | Net Emissions Allowance Position | GWh | 6132.75 | 14137.2316 | 14351.3514 | 14351.3514 | 14351.3514 | 14351.3514 | 14351.3514 | 14354.0581
RPS v6.17- NC 75% limit | 1107 | 7041 | Generation Constraint in GWh | FALSE | G | Annual | Fuel Consumed | TBtu | 7.4342 | 7.4342 | 7.4342 | 7.4342 | 7.4342 | 7.4342 | 7.4342 | 7.4342
RPS v6.17- NC 75% limit | 1107 | 7041 | Generation Constraint in GWh | FALSE | G | Annual | Heat Rate | MMBtu/MWh | 0.9366 | 0.46633 | 0.46015 | 0.46015 | 0.46015 | 0.46015 | 0.46015 | 0.46007
RPS v6.17- NC 75% limit | 1107 | 7041 | Generation Constraint in GWh | FALSE | G | Annual | Generation | TWh | 7.9374 | 15.9419 | 16.156 | 16.156 | 16.156 | 16.156 | 16.156 | 16.1587
RPS v6.17- NC 75% limit | 1107 | 7041 | Generation Constraint in GWh | FALSE | G | Annual | Qualifying Generation | TWh | 6.1327 | 14.1372 | 14.3514 | 14.3514 | 14.3514 | 14.3514 | 14.3514 | 14.3541
RPS v6.17- NC 75% limit | 1107 | 7041 | Generation Constraint in GWh | FALSE | G | Annual | Rate | lb/MWh | 0 | 0 | 0 | 0 | 0 | 0 | 0 | 0
RPS v6.17- NC 75% limit | 1107 | 7041 | Generation Constraint in GWh | FALSE | G | Annual | Constraint Shadow Price | US2016$/MWh | 0 | 0 | 0 | 0 | 0 | 0 | 0 | 0
RPS v6.17- NM | 1108 | 7032 | Generation Constraint in GWh | FALSE | G | Annual | Seasons Included | Seasons | Winter, WintShld, Summer | Winter, WintShld, Summer | Winter, WintShld, Summer | Winter, WintShld, Summer | Winter, WintShld, Summer | Winter, WintShld, Summer | Winter, WintShld, Summer | Winter, WintShld, Summer
RPS v6.17- NM | 1108 | 7032 | Generation Constraint in GWh | FALSE | G | Annual | Standard GWh | GWh | 3889 | 3948 | 4008 | 4161 | 4332 | 4510 | 4708 | 4915
RPS v6.17- NM | 1108 | 7032 | Generation Constraint in GWh | FALSE | G | Annual | Emissions at Affected Plants | GWh | 7813.3997 | 7813.3997 | 7813.3997 | 7813.3997 | 9723.81 | 9723.81 | 14828.5427 | 14828.5427
RPS v6.17- NM | 1108 | 7032 | Generation Constraint in GWh | FALSE | G | Annual | Allowances Purchased | GWh | 0 | 0 | 0 | 0 | 0 | 0 | 0 | 0
RPS v6.17- NM | 1108 | 7032 | Generation Constraint in GWh | FALSE | G | Annual | Allowances Sold | GWh | 0 | 0 | 0 | 0 | 0 | 0 | 0 | 0
RPS v6.17- NM | 1108 | 7032 | Generation Constraint in GWh | FALSE | G | Annual | Allowances Banked | GWh | 0 | 0 | 0 | 0 | 0 | 0 | 0 | 0
RPS v6.17- NM | 1108 | 7032 | Generation Constraint in GWh | FALSE | G | Annual | Allowances Withdrawn (1:1) | GWh | 0 | 0 | 0 | 0 | 0 | 0 | 0 | 0
RPS v6.17- NM | 1108 | 7032 | Generation Constraint in GWh | FALSE | G | Annual | Allowances Withdrawn (n:1) | GWh | 0 | 0 | 0 | 0 | 0 | 0 | 0 | 0
RPS v6.17- NM | 1108 | 7032 | Generation Constraint in GWh | FALSE | G | Annual | Net Emissions Allowance Position | GWh | 7813.3997 | 7813.3997 | 7813.3997 | 7813.3997 | 9723.81 | 9723.81 | 14828.5427 | 14828.5427
RPS v6.17- NM | 1108 | 7032 | Generation Constraint in GWh | FALSE | G | Annual | Fuel Consumed | TBtu | 0.32854 | 0.32854 | 0.32854 | 0.32854 | 0.32854 | 0.32854 | 0.32854 | 0.32854
RPS v6.17- NM | 1108 | 7032 | Generation Constraint in GWh | FALSE | G | Annual | Heat Rate | MMBtu/MWh | 0.042049 | 0.042049 | 0.042049 | 0.042049 | 0.033788 | 0.033788 | 0.022156 | 0.022156
RPS v6.17- NM | 1108 | 7032 | Generation Constraint in GWh | FALSE | G | Annual | Generation | TWh | 7.8134 | 7.8134 | 7.8134 | 7.8134 | 9.7238 | 9.7238 | 14.8285 | 14.8285
RPS v6.17- NM | 1108 | 7032 | Generation Constraint in GWh | FALSE | G | Annual | Qualifying Generation | TWh | 7.8134 | 7.8134 | 7.8134 | 7.8134 | 9.7238 | 9.7238 | 14.8285 | 14.8285
RPS v6.17- NM | 1108 | 7032 | Generation Constraint in GWh | FALSE | G | Annual | Rate | lb/MWh | 0 | 0 | 0 | 0 | 0 | 0 | 0 | 0
RPS v6.17- NM | 1108 | 7032 | Generation Constraint in GWh | FALSE | G | Annual | Constraint Shadow Price | US2016$/MWh | 0 | 0 | 0 | 0 | 0 | 0 | 0 | 0
RPS v6.17- NV | 1109 | 7033 | Generation Constraint in GWh | FALSE | G | Annual | Seasons Included | Seasons | Winter, WintShld, Summer | Winter, WintShld, Summer | Winter, WintShld, Summer | Winter, WintShld, Summer | Winter, WintShld, Summer | Winter, WintShld, Summer | Winter, WintShld, Summer | Winter, WintShld, Summer
RPS v6.17- NV | 1109 | 7033 | Generation Constraint in GWh | FALSE | G | Annual | Standard GWh | GWh | 6416 | 6485 | 8275 | 8498 | 8785 | 9082 | 9465 | 9864
RPS v6.17- NV | 1109 | 7033 | Generation Constraint in GWh | FALSE | G | Annual | Emissions at Affected Plants | GWh | 7931.2048 | 7931.2048 | 8275 | 8498 | 8966.3331 | 9082 | 9465 | 9864
RPS v6.17- NV | 1109 | 7033 | Generation Constraint in GWh | FALSE | G | Annual | Allowances Purchased | GWh | 0 | 0 | 0 | 0 | 0 | 0 | 0 | 0
RPS v6.17- NV | 1109 | 7033 | Generation Constraint in GWh | FALSE | G | Annual | Allowances Sold | GWh | 0 | 0 | 0 | 0 | 0 | 0 | 0 | 0
RPS v6.17- NV | 1109 | 7033 | Generation Constraint in GWh | FALSE | G | Annual | Allowances Banked | GWh | 0 | 0 | 0 | 0 | 0 | 0 | 0 | 0
RPS v6.17- NV | 1109 | 7033 | Generation Constraint in GWh | FALSE | G | Annual | Allowances Withdrawn (1:1) | GWh | 0 | 0 | 0 | 0 | 0 | 0 | 0 | 0
RPS v6.17- NV | 1109 | 7033 | Generation Constraint in GWh | FALSE | G | Annual | Allowances Withdrawn (n:1) | GWh | 0 | 0 | 0 | 0 | 0 | 0 | 0 | 0
RPS v6.17- NV | 1109 | 7033 | Generation Constraint in GWh | FALSE | G | Annual | Net Emissions Allowance Position | GWh | 7931.2048 | 7931.2048 | 8275 | 8498 | 8966.3331 | 9082 | 9465 | 9864
RPS v6.17- NV | 1109 | 7033 | Generation Constraint in GWh | FALSE | G | Annual | Fuel Consumed | TBtu | 42.2833 | 42.2833 | 52.5972 | 52.5972 | 52.5972 | 52.5972 | 52.5972 | 52.5972
RPS v6.17- NV | 1109 | 7033 | Generation Constraint in GWh | FALSE | G | Annual | Heat Rate | MMBtu/MWh | 5.3313 | 5.3313 | 6.3562 | 6.1894 | 5.8661 | 5.7914 | 5.557 | 5.3322
RPS v6.17- NV | 1109 | 7033 | Generation Constraint in GWh | FALSE | G | Annual | Generation | TWh | 7.9312 | 7.9312 | 8.275 | 8.498 | 8.9663 | 9.082 | 9.465 | 9.864
RPS v6.17- NV | 1109 | 7033 | Generation Constraint in GWh | FALSE | G | Annual | Qualifying Generation | TWh | 7.9312 | 7.9312 | 8.275 | 8.498 | 8.9663 | 9.082 | 9.465 | 9.864
RPS v6.17- NV | 1109 | 7033 | Generation Constraint in GWh | FALSE | G | Annual | Rate | lb/MWh | 0 | 0 | 0 | 0 | 0 | 0 | 0 | 0
RPS v6.17- NV | 1109 | 7033 | Generation Constraint in GWh | FALSE | G | Annual | Constraint Shadow Price | US2016$/MWh | 0 | 0 | 13.2527 | 1.4673 | 0 | 6.531 | 5.4262 | 3.023
RPS v6.17- NY | 1110 | 7034 | Generation Constraint in GWh | FALSE | G | Annual | Seasons Included | Seasons | Winter, WintShld, Summer | Winter, WintShld, Summer | Winter, WintShld, Summer | Winter, WintShld, Summer | Winter, WintShld, Summer | Winter, WintShld, Summer | Winter, WintShld, Summer | Winter, WintShld, Summer
RPS v6.17- NY | 1110 | 7034 | Generation Constraint in GWh | FALSE | G | Annual | Standard GWh | GWh | 36896 | 41959 | 46983 | 59373 | 59406 | 59439 | 60329 | 61233
RPS v6.17- NY | 1110 | 7034 | Generation Constraint in GWh | FALSE | G | Annual | Emissions at Affected Plants | GWh | 36896 | 41959 | 46983 | 59373 | 59406 | 59439 | 60329 | 61233
RPS v6.17- NY | 1110 | 7034 | Generation Constraint in GWh | FALSE | G | Annual | Allowances Purchased | GWh | 0 | 0 | 0 | 0 | 0 | 0 | 0 | 0
RPS v6.17- NY | 1110 | 7034 | Generation Constraint in GWh | FALSE | G | Annual | Allowances Sold | GWh | 0 | 0 | 0 | 0 | 0 | 0 | 0 | 0
RPS v6.17- NY | 1110 | 7034 | Generation Constraint in GWh | FALSE | G | Annual | Allowances Banked | GWh | 0 | 0 | 0 | 0 | 0 | 0 | 0 | 0
RPS v6.17- NY | 1110 | 7034 | Generation Constraint in GWh | FALSE | G | Annual | Allowances Withdrawn (1:1) | GWh | 0 | 0 | 0 | 0 | 0 | 0 | 0 | 0
RPS v6.17- NY | 1110 | 7034 | Generation Constraint in GWh | FALSE | G | Annual | Allowances Withdrawn (n:1) | GWh | 0 | 0 | 0 | 0 | 0 | 0 | 0 | 0
RPS v6.17- NY | 1110 | 7034 | Generation Constraint in GWh | FALSE | G | Annual | Net Emissions Allowance Position | GWh | 36896 | 41959 | 46983 | 59373 | 59406 | 59439 | 60329 | 61233
RPS v6.17- NY | 1110 | 7034 | Generation Constraint in GWh | FALSE | G | Annual | Fuel Consumed | TBtu | 15.68 | 28.9326 | 33.8504 | 25.8661 | 40.7981 | 43.9182 | 42.5162 | 46.2382
RPS v6.17- NY | 1110 | 7034 | Generation Constraint in GWh | FALSE | G | Annual | Heat Rate | MMBtu/MWh | 0.1463 | 0.2683 | 0.28633 | 0.17807 | 0.27929 | 0.29911 | 0.28266 | 0.30011
RPS v6.17- NY | 1110 | 7034 | Generation Constraint in GWh | FALSE | G | Annual | Generation | TWh | 107.1775 | 107.8384 | 118.2224 | 145.256 | 146.0795 | 146.8317 | 150.4124 | 154.0699
RPS v6.17- NY | 1110 | 7034 | Generation Constraint in GWh | FALSE | G | Annual | Qualifying Generation | TWh | 36.896 | 41.959 | 46.983 | 59.373 | 59.406 | 59.439 | 60.329 | 61.233
RPS v6.17- NY | 1110 | 7034 | Generation Constraint in GWh | FALSE | G | Annual | Rate | lb/MWh | 0 | 0 | 0 | 0 | 0 | 0 | 0 | 0
RPS v6.17- NY | 1110 | 7034 | Generation Constraint in GWh | FALSE | G | Annual | Constraint Shadow Price | US2016$/MWh | 9.34 | 10.0007 | 12.8844 | 8.2389 | 10.0005 | 11.5321 | 10.0007 | 4.5474
RPS v6.17- OH 50% limit | 1112 | 7043 | Generation Constraint in GWh | FALSE | G | Annual | Seasons Included | Seasons | Winter, WintShld, Summer | Winter, WintShld, Summer | Winter, WintShld, Summer | Winter, WintShld, Summer | Winter, WintShld, Summer | Winter, WintShld, Summer | Winter, WintShld, Summer | Winter, WintShld, Summer
RPS v6.17- OH 50% limit | 1112 | 7043 | Generation Constraint in GWh | FALSE | G | Annual | Standard GWh | GWh | 4835 | 6181 | 7552.5 | 8401.5 | 8606 | 8815.5 | 9060.5 | 9313
RPS v6.17- OH 50% limit | 1112 | 7043 | Generation Constraint in GWh | FALSE | G | Annual | Emissions at Affected Plants | GWh | 4835 | 6181 | 7552.5 | 8401.5 | 8606 | 8815.5 | 9060.5 | 9313
RPS v6.17- OH 50% limit | 1112 | 7043 | Generation Constraint in GWh | FALSE | G | Annual | Allowances Purchased | GWh | 0 | 0 | 0 | 0 | 0 | 0 | 0 | 0
RPS v6.17- OH 50% limit | 1112 | 7043 | Generation Constraint in GWh | FALSE | G | Annual | Allowances Sold | GWh | 0 | 0 | 0 | 0 | 0 | 0 | 0 | 0
RPS v6.17- OH 50% limit | 1112 | 7043 | Generation Constraint in GWh | FALSE | G | Annual | Allowances Banked | GWh | 0 | 0 | 0 | 0 | 0 | 0 | 0 | 0
RPS v6.17- OH 50% limit | 1112 | 7043 | Generation Constraint in GWh | FALSE | G | Annual | Allowances Withdrawn (1:1) | GWh | 0 | 0 | 0 | 0 | 0 | 0 | 0 | 0
RPS v6.17- OH 50% limit | 1112 | 7043 | Generation Constraint in GWh | FALSE | G | Annual | Allowances Withdrawn (n:1) | GWh | 0 | 0 | 0 | 0 | 0 | 0 | 0 | 0
RPS v6.17- OH 50% limit | 1112 | 7043 | Generation Constraint in GWh | FALSE | G | Annual | Net Emissions Allowance Position | GWh | 4835 | 6181 | 7552.5 | 8401.5 | 8606 | 8815.5 | 9060.5 | 9313
RPS v6.17- OH 50% limit | 1112 | 7043 | Generation Constraint in GWh | FALSE | G | Annual | Fuel Consumed | TBtu | 2.9555 | 2.6543 | 2.4306 | 3.3321 | 1.6646 | 3.9512 | 6.2884 | 6.8207
RPS v6.17- OH 50% limit | 1112 | 7043 | Generation Constraint in GWh | FALSE | G | Annual | Heat Rate | MMBtu/MWh | 0.22914 | 0.1989 | 0.14964 | 0.20515 | 0.10249 | 0.24326 | 0.38715 | 0.41992
RPS v6.17- OH 50% limit | 1112 | 7043 | Generation Constraint in GWh | FALSE | G | Annual | Generation | TWh | 12.8986 | 13.3451 | 16.2427 | 16.2427 | 16.2427 | 16.2427 | 16.2427 | 16.2427
RPS v6.17- OH 50% limit | 1112 | 7043 | Generation Constraint in GWh | FALSE | G | Annual | Qualifying Generation | TWh | 4.835 | 6.181 | 7.5525 | 8.4015 | 8.606 | 8.8155 | 9.0605 | 9.313
RPS v6.17- OH 50% limit | 1112 | 7043 | Generation Constraint in GWh | FALSE | G | Annual | Rate | lb/MWh | 0 | 0 | 0 | 0 | 0 | 0 | 0 | 0
RPS v6.17- OH 50% limit | 1112 | 7043 | Generation Constraint in GWh | FALSE | G | Annual | Constraint Shadow Price | US2016$/MWh | 9.34 | 10.0007 | 12.8844 | 8.2389 | 10.0005 | 11.5321 | 10.0007 | 4.5474
RPS v6.17- OR,WA | 1113 | 7038 | Generation Constraint in GWh | FALSE | G | Annual | Seasons Included | Seasons | Winter, WintShld, Summer | Winter, WintShld, Summer | Winter, WintShld, Summer | Winter, WintShld, Summer | Winter, WintShld, Summer | Winter, WintShld, Summer | Winter, WintShld, Summer | Winter, WintShld, Summer
RPS v6.17- OR,WA | 1113 | 7038 | Generation Constraint in GWh | FALSE | G | Annual | Standard GWh | GWh | 18050 | 18129 | 21637 | 25130 | 29959 | 33153 | 35111 | 36344
RPS v6.17- OR,WA | 1113 | 7038 | Generation Constraint in GWh | FALSE | G | Annual | Emissions at Affected Plants | GWh | 21637 | 21637 | 21637 | 25130 | 29959 | 33153 | 35111 | 36344
RPS v6.17- OR,WA | 1113 | 7038 | Generation Constraint in GWh | FALSE | G | Annual | Allowances Purchased | GWh | 0 | 0 | 0 | 0 | 0 | 0 | 0 | 0
RPS v6.17- OR,WA | 1113 | 7038 | Generation Constraint in GWh | FALSE | G | Annual | Allowances Sold | GWh | 0 | 0 | 0 | 0 | 0 | 0 | 0 | 0
RPS v6.17- OR,WA | 1113 | 7038 | Generation Constraint in GWh | FALSE | G | Annual | Allowances Banked | GWh | 0 | 0 | 0 | 0 | 0 | 0 | 0 | 0
RPS v6.17- OR,WA | 1113 | 7038 | Generation Constraint in GWh | FALSE | G | Annual | Allowances Withdrawn (1:1) | GWh | 0 | 0 | 0 | 0 | 0 | 0 | 0 | 0
RPS v6.17- OR,WA | 1113 | 7038 | Generation Constraint in GWh | FALSE | G | Annual | Allowances Withdrawn (n:1) | GWh | 0 | 0 | 0 | 0 | 0 | 0 | 0 | 0
RPS v6.17- OR,WA | 1113 | 7038 | Generation Constraint in GWh | FALSE | G | Annual | Net Emissions Allowance Position | GWh | 21637 | 21637 | 21637 | 25130 | 29959 | 33153 | 35111 | 36344
RPS v6.17- OR,WA | 1113 | 7038 | Generation Constraint in GWh | FALSE | G | Annual | Fuel Consumed | TBtu | 7.5718 | 7.5718 | 7.5718 | 7.5718 | 7.5718 | 7.5718 | 7.5718 | 7.5718
RPS v6.17- OR,WA | 1113 | 7038 | Generation Constraint in GWh | FALSE | G | Annual | Heat Rate | MMBtu/MWh | 0.34995 | 0.34995 | 0.34995 | 0.3013 | 0.25274 | 0.22839 | 0.21565 | 0.20834
RPS v6.17- OR,WA | 1113 | 7038 | Generation Constraint in GWh | FALSE | G | Annual | Generation | TWh | 21.637 | 21.637 | 21.637 | 25.13 | 29.959 | 33.153 | 35.111 | 36.344
RPS v6.17- OR,WA | 1113 | 7038 | Generation Constraint in GWh | FALSE | G | Annual | Qualifying Generation | TWh | 21.637 | 21.637 | 21.637 | 25.13 | 29.959 | 33.153 | 35.111 | 36.344
RPS v6.17- OR,WA | 1113 | 7038 | Generation Constraint in GWh | FALSE | G | Annual | Rate | lb/MWh | 0 | 0 | 0 | 0 | 0 | 0 | 0 | 0
RPS v6.17- OR,WA | 1113 | 7038 | Generation Constraint in GWh | FALSE | G | Annual | Constraint Shadow Price | US2016$/MWh | 0 | 0 | 7.3446 | 2.4261 | 19.9362 | 17.0479 | 13.904 | 10.6217
RPS v6.17- TX | 1114 | 7037 | Generation Constraint in GWh | FALSE | G | Annual | Seasons Included | Seasons | Winter, WintShld, Summer | Winter, WintShld, Summer | Winter, WintShld, Summer | Winter, WintShld, Summer | Winter, WintShld, Summer | Winter, WintShld, Summer | Winter, WintShld, Summer | Winter, WintShld, Summer
RPS v6.17- TX | 1114 | 7037 | Generation Constraint in GWh | FALSE | G | Annual | Standard GWh | GWh | 18028 | 18028 | 18028 | 18028 | 18028 | 18028 | 17992 | 17989
RPS v6.17- TX | 1114 | 7037 | Generation Constraint in GWh | FALSE | G | Annual | Emissions at Affected Plants | GWh | 93898.5662 | 100567.4875 | 105293.2397 | 129515.689 | 129515.689 | 129516.0584 | 214557.3737 | 216816.2524
RPS v6.17- TX | 1114 | 7037 | Generation Constraint in GWh | FALSE | G | Annual | Allowances Purchased | GWh | 0 | 0 | 0 | 0 | 0 | 0 | 0 | 0
RPS v6.17- TX | 1114 | 7037 | Generation Constraint in GWh | FALSE | G | Annual | Allowances Sold | GWh | 0 | 0 | 0 | 0 | 0 | 0 | 0 | 0
RPS v6.17- TX | 1114 | 7037 | Generation Constraint in GWh | FALSE | G | Annual | Allowances Banked | GWh | 0 | 0 | 0 | 0 | 0 | 0 | 0 | 0
RPS v6.17- TX | 1114 | 7037 | Generation Constraint in GWh | FALSE | G | Annual | Allowances Withdrawn (1:1) | GWh | 0 | 0 | 0 | 0 | 0 | 0 | 0 | 0
RPS v6.17- TX | 1114 | 7037 | Generation Constraint in GWh | FALSE | G | Annual | Allowances Withdrawn (n:1) | GWh | 0 | 0 | 0 | 0 | 0 | 0 | 0 | 0
RPS v6.17- TX | 1114 | 7037 | Generation Constraint in GWh | FALSE | G | Annual | Net Emissions Allowance Position | GWh | 93898.5662 | 100567.4875 | 105293.2397 | 129515.689 | 129515.689 | 129516.0584 | 214557.3737 | 216816.2524
RPS v6.17- TX | 1114 | 7037 | Generation Constraint in GWh | FALSE | G | Annual | Fuel Consumed | TBtu | 6.3096 | 6.3186 | 6.3265 | 6.3614 | 6.3614 | 6.3647 | 6.3804 | 6.3614
RPS v6.17- TX | 1114 | 7037 | Generation Constraint in GWh | FALSE | G | Annual | Heat Rate | MMBtu/MWh | 0.067196 | 0.06283 | 0.060085 | 0.049117 | 0.049117 | 0.049142 | 0.029737 | 0.02934
RPS v6.17- TX | 1114 | 7037 | Generation Constraint in GWh | FALSE | G | Annual | Generation | TWh | 93.8986 | 100.5675 | 105.2932 | 129.5157 | 129.5157 | 129.5161 | 214.5574 | 216.8163
RPS v6.17- TX | 1114 | 7037 | Generation Constraint in GWh | FALSE | G | Annual | Qualifying Generation | TWh | 93.8986 | 100.5675 | 105.2932 | 129.5157 | 129.5157 | 129.5161 | 214.5574 | 216.8163
RPS v6.17- TX | 1114 | 7037 | Generation Constraint in GWh | FALSE | G | Annual | Rate | lb/MWh | 0 | 0 | 0 | 0 | 0 | 0 | 0 | 0
RPS v6.17- TX | 1114 | 7037 | Generation Constraint in GWh | FALSE | G | Annual | Constraint Shadow Price | US2016$/MWh | 0 | 0 | 0 | 0 | 0 | 0 | 0 | 0
RPS v6.17- WI | 1115 | 7039 | Generation Constraint in GWh | FALSE | G | Annual | Seasons Included | Seasons | Winter, WintShld, Summer | Winter, WintShld, Summer | Winter, WintShld, Summer | Winter, WintShld, Summer | Winter, WintShld, Summer | Winter, WintShld, Summer | Winter, WintShld, Summer | Winter, WintShld, Summer
RPS v6.17- WI | 1115 | 7039 | Generation Constraint in GWh | FALSE | G | Annual | Standard GWh | GWh | 7601 | 7676 | 7752 | 7944 | 8142 | 8344 | 8582 | 8827
RPS v6.17- WI | 1115 | 7039 | Generation Constraint in GWh | FALSE | G | Annual | Emissions at Affected Plants | GWh | 7601 | 7676 | 7752 | 7944 | 8142 | 8344 | 8582 | 8827
RPS v6.17- WI | 1115 | 7039 | Generation Constraint in GWh | FALSE | G | Annual | Allowances Purchased | GWh | 0 | 0 | 0 | 0 | 0 | 0 | 0 | 0
RPS v6.17- WI | 1115 | 7039 | Generation Constraint in GWh | FALSE | G | Annual | Allowances Sold | GWh | 0 | 0 | 0 | 0 | 0 | 0 | 0 | 0
RPS v6.17- WI | 1115 | 7039 | Generation Constraint in GWh | FALSE | G | Annual | Allowances Banked | GWh | 0 | 0 | 0 | 0 | 0 | 0 | 0 | 0
RPS v6.17- WI | 1115 | 7039 | Generation Constraint in GWh | FALSE | G | Annual | Allowances Withdrawn (1:1) | GWh | 0 | 0 | 0 | 0 | 0 | 0 | 0 | 0
RPS v6.17- WI | 1115 | 7039 | Generation Constraint in GWh | FALSE | G | Annual | Allowances Withdrawn (n:1) | GWh | 0 | 0 | 0 | 0 | 0 | 0 | 0 | 0
RPS v6.17- WI | 1115 | 7039 | Generation Constraint in GWh | FALSE | G | Annual | Net Emissions Allowance Position | GWh | 7601 | 7676 | 7752 | 7944 | 8142 | 8344 | 8582 | 8827
RPS v6.17- WI | 1115 | 7039 | Generation Constraint in GWh | FALSE | G | Annual | Fuel Consumed | TBtu | 6.7016 | 6.7016 | 6.7016 | 0.59046 | 0.59046 | 1.265 | 6.7016 | 6.7016
RPS v6.17- WI | 1115 | 7039 | Generation Constraint in GWh | FALSE | G | Annual | Heat Rate | MMBtu/MWh | 0.88167 | 0.87305 | 0.8645 | 0.067681 | 0.067681 | 0.145 | 0.76816 | 0.75921
RPS v6.17- WI | 1115 | 7039 | Generation Constraint in GWh | FALSE | G | Annual | Generation | TWh | 7.601 | 7.676 | 7.752 | 8.7242 | 8.7242 | 8.7242 | 8.7242 | 8.827
RPS v6.17- WI | 1115 | 7039 | Generation Constraint in GWh | FALSE | G | Annual | Qualifying Generation | TWh | 7.601 | 7.676 | 7.752 | 7.944 | 8.142 | 8.344 | 8.582 | 8.827
RPS v6.17- WI | 1115 | 7039 | Generation Constraint in GWh | FALSE | G | Annual | Rate | lb/MWh | 0 | 0 | 0 | 0 | 0 | 0 | 0 | 0
RPS v6.17- WI | 1115 | 7039 | Generation Constraint in GWh | FALSE | G | Annual | Constraint Shadow Price | US2016$/MWh | 5.295 | 15.8559 | 9.4074 | 0 | 0 | 0 | 0 | 1.2525
State Niagara Mohawk Power - NOX Cap Annual v3.1 | 1116 | 1890 | Rate Constraint in MTons | FALSE | L | Annual | Seasons Included | Seasons | Winter, WintShld, Summer | Winter, WintShld, Summer | Winter, WintShld, Summer | Winter, WintShld, Summer | Winter, WintShld, Summer | Winter, WintShld, Summer | Winter, WintShld, Summer | Winter, WintShld, Summer
State Niagara Mohawk Power - NOX Cap Annual v3.1 | 1116 | 1890 | Rate Constraint in MTons | FALSE | L | Annual | Standard NOX | Thousand Tons | 3.241 | 3.241 | 3.241 | 3.241 | 3.241 | 3.241 | 3.241 | 3.241
State Niagara Mohawk Power - NOX Cap Annual v3.1 | 1116 | 1890 | Rate Constraint in MTons | FALSE | L | Annual | Emissions at Affected Plants NOX | Thousand Tons | 0 | 0 | 0 | 0 | 0 | 0 | 0 | 0
State Niagara Mohawk Power - NOX Cap Annual v3.1 | 1116 | 1890 | Rate Constraint in MTons | FALSE | L | Annual | Allowances Purchased NOX | Thousand Tons | 0 | 0 | 0 | 0 | 0 | 0 | 0 | 0
State Niagara Mohawk Power - NOX Cap Annual v3.1 | 1116 | 1890 | Rate Constraint in MTons | FALSE | L | Annual | Allowances Sold NOX | Thousand Tons | 0 | 0 | 0 | 0 | 0 | 0 | 0 | 0
State Niagara Mohawk Power - NOX Cap Annual v3.1 | 1116 | 1890 | Rate Constraint in MTons | FALSE | L | Annual | Allowances Banked | Thousand Tons | 0 | 0 | 0 | 0 | 0 | 0 | 0 | 0
State Niagara Mohawk Power - NOX Cap Annual v3.1 | 1116 | 1890 | Rate Constraint in MTons | FALSE | L | Annual | Allowances Withdrawn (1:1) | Thousand Tons | 0 | 0 | 0 | 0 | 0 | 0 | 0 | 0
State Niagara Mohawk Power - NOX Cap Annual v3.1 | 1116 | 1890 | Rate Constraint in MTons | FALSE | L | Annual | Allowances Withdrawn (n:1) | Thousand Tons | 0 | 0 | 0 | 0 | 0 | 0 | 0 | 0
State Niagara Mohawk Power - NOX Cap Annual v3.1 | 1116 | 1890 | Rate Constraint in MTons | FALSE | L | Annual | Net Emissions Allowance Position | Thousand Tons | 0 | 0 | 0 | 0 | 0 | 0 | 0 | 0
State Niagara Mohawk Power - NOX Cap Annual v3.1 | 1116 | 1890 | Rate Constraint in MTons | FALSE | L | Annual | Fuel Consumed | TBtu | 0 | 0 | 0 | 0 | 0 | 0 | 0 | 0
State Niagara Mohawk Power - NOX Cap Annual v3.1 | 1116 | 1890 | Rate Constraint in MTons | FALSE | L | Annual | Rate | lb/MMBtu | 0 | 0 | 0 | 0 | 0 | 0 | 0 | 0
State Niagara Mohawk Power - NOX Cap Annual v3.1 | 1116 | 1890 | Rate Constraint in MTons | FALSE | L | Annual | Generation | TWh | 0 | 0 | 0 | 0 | 0 | 0 | 0 | 0
State Niagara Mohawk Power - NOX Cap Annual v3.1 | 1116 | 1890 | Rate Constraint in MTons | FALSE | L | Annual | Qualifying Generation | TWh | 0 | 0 | 0 | 0 | 0 | 0 | 0 | 0
State Niagara Mohawk Power - NOX Cap Annual v3.1 | 1116 | 1890 | Rate Constraint in MTons | FALSE | L | Annual | Rate | lb/MWh | 0 | 0 | 0 | 0 | 0 | 0 | 0 | 0
State Niagara Mohawk Power - NOX Cap Annual v3.1 | 1116 | 1890 | Rate Constraint in MTons | FALSE | L | Annual | Constraint Shadow Price | US2016$/Ton | 0 | 0 | 0 | 0 | 0 | 0 | 0 | 0
State Niagara Mohawk Power - SO2 Cap Annual v3.1 | 1117 | 1891 | Rate Constraint in MTons | FALSE | L | Annual | Seasons Included | Seasons | Winter, WintShld, Summer | Winter, WintShld, Summer | Winter, WintShld, Summer | Winter, WintShld, Summer | Winter, WintShld, Summer | Winter, WintShld, Summer | Winter, WintShld, Summer | Winter, WintShld, Summer
State Niagara Mohawk Power - SO2 Cap Annual v3.1 | 1117 | 1891 | Rate Constraint in MTons | FALSE | L | Annual | Standard SO2 | Thousand Tons | 14.169 | 14.169 | 14.169 | 14.169 | 14.169 | 14.169 | 14.169 | 14.169
State Niagara Mohawk Power - SO2 Cap Annual v3.1 | 1117 | 1891 | Rate Constraint in MTons | FALSE | L | Annual | Emissions at Affected Plants SO2 | Thousand Tons | 0 | 0 | 0 | 0 | 0 | 0 | 0 | 0
State Niagara Mohawk Power - SO2 Cap Annual v3.1 | 1117 | 1891 | Rate Constraint in MTons | FALSE | L | Annual | Allowances Purchased SO2 | Thousand Tons | 0 | 0 | 0 | 0 | 0 | 0 | 0 | 0
State Niagara Mohawk Power - SO2 Cap Annual v3.1 | 1117 | 1891 | Rate Constraint in MTons | FALSE | L | Annual | Allowances Sold SO2 | Thousand Tons | 0 | 0 | 0 | 0 | 0 | 0 | 0 | 0
State Niagara Mohawk Power - SO2 Cap Annual v3.1 | 1117 | 1891 | Rate Constraint in MTons | FALSE | L | Annual | Allowances Banked | Thousand Tons | 0 | 0 | 0 | 0 | 0 | 0 | 0 | 0
State Niagara Mohawk Power - SO2 Cap Annual v3.1 | 1117 | 1891 | Rate Constraint in MTons | FALSE | L | Annual | Allowances Withdrawn (1:1) | Thousand Tons | 0 | 0 | 0 | 0 | 0 | 0 | 0 | 0
State Niagara Mohawk Power - SO2 Cap Annual v3.1 | 1117 | 1891 | Rate Constraint in MTons | FALSE | L | Annual | Allowances Withdrawn (n:1) | Thousand Tons | 0 | 0 | 0 | 0 | 0 | 0 | 0 | 0
State Niagara Mohawk Power - SO2 Cap Annual v3.1 | 1117 | 1891 | Rate Constraint in MTons | FALSE | L | Annual | Net Emissions Allowance Position | Thousand Tons | 0 | 0 | 0 | 0 | 0 | 0 | 0 | 0
State Niagara Mohawk Power - SO2 Cap Annual v3.1 | 1117 | 1891 | Rate Constraint in MTons | FALSE | L | Annual | Fuel Consumed | TBtu | 0 | 0 | 0 | 0 | 0 | 0 | 0 | 0
State Niagara Mohawk Power - SO2 Cap Annual v3.1 | 1117 | 1891 | Rate Constraint in MTons | FALSE | L | Annual | Rate | lb/MMBtu | 0 | 0 | 0 | 0 | 0 | 0 | 0 | 0
State Niagara Mohawk Power - SO2 Cap Annual v3.1 | 1117 | 1891 | Rate Constraint in MTons | FALSE | L | Annual | Generation | TWh | 0 | 0 | 0 | 0 | 0 | 0 | 0 | 0
State Niagara Mohawk Power - SO2 Cap Annual v3.1 | 1117 | 1891 | Rate Constraint in MTons | FALSE | L | Annual | Qualifying Generation | TWh | 0 | 0 | 0 | 0 | 0 | 0 | 0 | 0
State Niagara Mohawk Power - SO2 Cap Annual v3.1 | 1117 | 1891 | Rate Constraint in MTons | FALSE | L | Annual | Rate | lb/MWh | 0 | 0 | 0 | 0 | 0 | 0 | 0 | 0
State Niagara Mohawk Power - SO2 Cap Annual v3.1 | 1117 | 1891 | Rate Constraint in MTons | FALSE | L | Annual | Constraint Shadow Price | US2016$/Ton | 0 | 0 | 0 | 0 | 0 | 0 | 0 | 0
Texas BART FIP v6.17 | 1118 | 6440 | Rate Constraint in MTons | FALSE | L | Annual | Seasons Included | Seasons | Winter, WintShld, Summer | Winter, WintShld, Summer | Winter, WintShld, Summer | Winter, WintShld, Summer | Winter, WintShld, Summer | Winter, WintShld, Summer | Winter, WintShld, Summer | Winter, WintShld, Summer
Texas BART FIP v6.17 | 1118 | 6440 | Rate Constraint in MTons | FALSE | L | Annual | Standard SO2 | Thousand Tons | 248.393 | 248.393 | 248.393 | 248.393 | 248.393 | 248.393 | 248.393 | 248.393
Texas BART FIP v6.17 | 1118 | 6440 | Rate Constraint in MTons | FALSE | L | Annual | Emissions at Affected Plants SO2 | Thousand Tons | 110.1577 | 127.8159 | 132.2752 | 122.9484 | 119.9653 | 106.3418 | 104.8368 | 97.5968
Texas BART FIP v6.17 | 1118 | 6440 | Rate Constraint in MTons | FALSE | L | Annual | Allowances Purchased SO2 | Thousand Tons | 0 | 0 | 0 | 0 | 0 | 0 | 0 | 0
Texas BART FIP v6.17 | 1118 | 6440 | Rate Constraint in MTons | FALSE | L | Annual | Allowances Sold SO2 | Thousand Tons | 0 | 0 | 0 | 0 | 0 | 0 | 0 | 0
Texas BART FIP v6.17 | 1118 | 6440 | Rate Constraint in MTons | FALSE | L | Annual | Allowances Banked | Thousand Tons | 0 | 0 | 0 | 0 | 0 | 0 | 0 | 0
Texas BART FIP v6.17 | 1118 | 6440 | Rate Constraint in MTons | FALSE | L | Annual | Allowances Withdrawn (1:1) | Thousand Tons | 0 | 0 | 0 | 0 | 0 | 0 | 0 | 0
Texas BART FIP v6.17 | 1118 | 6440 | Rate Constraint in MTons | FALSE | L | Annual | Allowances Withdrawn (n:1) | Thousand Tons | 0 | 0 | 0 | 0 | 0 | 0 | 0 | 0
Texas BART FIP v6.17 | 1118 | 6440 | Rate Constraint in MTons | FALSE | L | Annual | Net Emissions Allowance Position | Thousand Tons | 110.1577 | 127.8159 | 132.2752 | 122.9484 | 119.9653 | 106.3418 | 104.8368 | 97.5968
Texas BART FIP v6.17 | 1118 | 6440 | Rate Constraint in MTons | FALSE | L | Annual | Fuel Consumed | TBtu | 643.3699 | 720.5662 | 736.6031 | 696.7894 | 708.0313 | 822.9334 | 820.6599 | 979.4583
Texas BART FIP v6.17 | 1118 | 6440 | Rate Constraint in MTons | FALSE | L | Annual | Rate | lb/MMBtu | 0.34244 | 0.35477 | 0.35915 | 0.3529 | 0.33887 | 0.25845 | 0.25549 | 0.19929
Texas BART FIP v6.17 | 1118 | 6440 | Rate Constraint in MTons | FALSE | L | Annual | Generation | TWh | 60.1738 | 67.6086 | 69.2037 | 66.5365 | 85.3402 | 130.4977 | 141.3162 | 172.4166
Texas BART FIP v6.17 | 1118 | 6440 | Rate Constraint in MTons | FALSE | L | Annual | Qualifying Generation | TWh | 60.1738 | 67.6086 | 69.2037 | 65.9701 | 69.5644 | 89.6862 | 90.4985 | 116.3304
Texas BART FIP v6.17 | 1118 | 6440 | Rate Constraint in MTons | FALSE | L | Annual | Rate | lb/MWh | 3.6613 | 3.7811 | 3.8228 | 3.7274 | 3.449 | 2.3714 | 2.3169 | 1.6779
Texas BART FIP v6.17 | 1118 | 6440 | Rate Constraint in MTons | FALSE | L | Annual | Constraint Shadow Price | US2016$/Ton | 0 | 0 | 0 | 0 | 0 | 0 | 0 | 0
Texas East - NOX Cap Annual v3.1 | 1119 | 1901 | Rate Constraint in MTons | FALSE | L | Annual | Seasons Included | Seasons | Winter, WintShld, Summer | Winter, WintShld, Summer | Winter, WintShld, Summer | Winter, WintShld, Summer | Winter, WintShld, Summer | Winter, WintShld, Summer | Winter, WintShld, Summer | Winter, WintShld, Summer
Texas East - NOX Cap Annual v3.1 | 1119 | 1901 | Rate Constraint in MTons | FALSE | L | Annual | Standard NOX | Thousand Tons | 84.5 | 84.5 | 84.5 | 84.5 | 84.5 | 84.5 | 84.5 | 84.5
Texas East - NOX Cap Annual v3.1 | 1119 | 1901 | Rate Constraint in MTons | FALSE | L | Annual | Emissions at Affected Plants NOX | Thousand Tons | 2.9092 | 2.4897 | 2.6642 | 2.44 | 2.7545 | 2.4045 | 0.91548 | 0.80288
Texas East - NOX Cap Annual v3.1 | 1119 | 1901 | Rate Constraint in MTons | FALSE | L | Annual | Allowances Purchased NOX | Thousand Tons | 0 | 0 | 0 | 0 | 0 | 0 | 0 | 0
Texas East - NOX Cap Annual v3.1 | 1119 | 1901 | Rate Constraint in MTons | FALSE | L | Annual | Allowances Sold NOX | Thousand Tons | 0 | 0 | 0 | 0 | 0 | 0 | 0 | 0
Texas East - NOX Cap Annual v3.1 | 1119 | 1901 | Rate Constraint in MTons | FALSE | L | Annual | Allowances Banked | Thousand Tons | 0 | 0 | 0 | 0 | 0 | 0 | 0 | 0
Texas East - NOX Cap Annual v3.1 | 1119 | 1901 | Rate Constraint in MTons | FALSE | L | Annual | Allowances Withdrawn (1:1) | Thousand Tons | 0 | 0 | 0 | 0 | 0 | 0 | 0 | 0
Texas East - NOX Cap Annual v3.1 | 1119 | 1901 | Rate Constraint in MTons | FALSE | L | Annual | Allowances Withdrawn (n:1) | Thousand Tons | 0 | 0 | 0 | 0 | 0 | 0 | 0 | 0
Texas East - NOX Cap Annual v3.1 | 1119 | 1901 | Rate Constraint in MTons | FALSE | L | Annual | Net Emissions Allowance Position | Thousand Tons | 2.9092 | 2.4897 | 2.6642 | 2.44 | 2.7545 | 2.4045 | 0.91548 | 0.80288
Texas East - NOX Cap Annual v3.1 | 1119 | 1901 | Rate Constraint in MTons | FALSE | L | Annual | Fuel Consumed | TBtu | 53.132 | 46.0062 | 47.7251 | 42.5246 | 41.7613 | 38.41 | 15.4564 | 13.3532
Texas East - NOX Cap Annual v3.1 | 1119 | 1901 | Rate Constraint in MTons | FALSE | L | Annual | Rate | lb/MMBtu | 0.10951 | 0.10823 | 0.11165 | 0.11476 | 0.13192 | 0.1252 | 0.11846 | 0.12025
Texas East - NOX Cap Annual v3.1 | 1119 | 1901 | Rate Constraint in MTons | FALSE | L | Annual | Generation | TWh | 4.7347 | 4.1059 | 4.2455 | 3.7876 | 3.733 | 3.4645 | 1.4343 | 1.2649
Texas East - NOX Cap Annual v3.1 | 1119 | 1901 | Rate Constraint in MTons | FALSE | L | Annual | Qualifying Generation | TWh | 4.7347 | 4.1059 | 4.2455 | 3.7876 | 3.733 | 3.4645 | 1.4343 | 1.2649
Texas East - NOX Cap Annual v3.1 | 1119 | 1901 | Rate Constraint in MTons | FALSE | L | Annual | Rate | lb/MWh | 1.2289 | 1.2128 | 1.2551 | 1.2884 | 1.4758 | 1.3881 | 1.2765 | 1.2695
Texas East - NOX Cap Annual v3.1 | 1119 | 1901 | Rate Constraint in MTons | FALSE | L | Annual | Constraint Shadow Price | US2016$/Ton | 0 | 0 | 0 | 0 | 0 | 0 | 0 | 0
Texas East - SO2 Cap Annual v3.1 | 1120 | 1902 | Rate Constraint in MTons | FALSE | L | Annual | Seasons Included | Seasons | Winter, WintShld, Summer | Winter, WintShld, Summer | Winter, WintShld, Summer | Winter, WintShld, Summer | Winter, WintShld, Summer | Winter, WintShld, Summer | Winter, WintShld, Summer | Winter, WintShld, Summer
Texas East - SO2 Cap Annual v3.1 | 1120 | 1902 | Rate Constraint in MTons | FALSE | L | Annual | Standard SO2 | Thousand Tons | 273.95 | 273.95 | 273.95 | 273.95 | 273.95 | 273.95 | 273.95 | 273.95
Texas East - SO2 Cap Annual v3.1 | 1120 | 1902 | Rate Constraint in MTons | FALSE | L | Annual | Emissions at Affected Plants SO2 | Thousand Tons | 0 | 0 | 0 | 0 | 0 | 0 | 0 | 0
Texas East - SO2 Cap Annual v3.1 | 1120 | 1902 | Rate Constraint in MTons | FALSE | L | Annual | Allowances Purchased SO2 | Thousand Tons | 0 | 0 | 0 | 0 | 0 | 0 | 0 | 0
Texas East - SO2 Cap Annual v3.1 | 1120 | 1902 | Rate Constraint in MTons | FALSE | L | Annual | Allowances Sold SO2 | Thousand Tons | 0 | 0 | 0 | 0 | 0 | 0 | 0 | 0
Texas East - SO2 Cap Annual v3.1 | 1120 | 1902 | Rate Constraint in MTons | FALSE | L | Annual | Allowances Banked | Thousand Tons | 273.95 | 273.95 | 479.4125 | 657.48 | 931.43 | 1205.38 | 1479.33 | 0
Texas East - SO2 Cap Annual v3.1 | 1120 | 1902 | Rate Constraint in MTons | FALSE | L | Annual | Allowances Withdrawn (1:1) | Thousand Tons | 0 | 0 | -205.4625 | 0 | 0 | 0 | 0 | 0
Texas East - SO2 Cap Annual v3.1 | 1120 | 1902 | Rate Constraint in MTons | FALSE | L | Annual | Allowances Withdrawn (n:1) | Thousand Tons | 0 | 0 | 0 | -383.53 | -657.48 | -931.43 | -1205.38 | 0
Texas East - SO2 Cap Annual v3.1 | 1120 | 1902 | Rate Constraint in MTons | FALSE | L | Annual | Net Emissions Allowance Position | Thousand Tons | 273.95 | 273.95 | 273.95 | 273.95 | 273.95 | 273.95 | 273.95 | 0
Texas East - SO2 Cap Annual v3.1 | 1120 | 1902 | Rate Constraint in MTons | FALSE | L | Annual | Fuel Consumed | TBtu | 53.132 | 46.0062 | 47.7251 | 42.5246 | 41.7613 | 38.41 | 15.4564 | 13.3532
Texas East - SO2 Cap Annual v3.1 | 1120 | 1902 | Rate Constraint in MTons | FALSE | L | Annual | Rate | lb/MMBtu | 0 | 0 | 0 | 0 | 0 | 0 | 0 | 0
Texas East - SO2 Cap Annual v3.1 | 1120 | 1902 | Rate Constraint in MTons | FALSE | L | Annual | Generation | TWh | 4.7347 | 4.1059 | 4.2455 | 3.7876 | 3.733 | 3.4645 | 1.4343 | 1.2649
Texas East - SO2 Cap Annual v3.1 | 1120 | 1902 | Rate Constraint in MTons | FALSE | L | Annual | Qualifying Generation | TWh | 4.7347 | 4.1059 | 4.2455 | 3.7876 | 3.733 | 3.4645 | 1.4343 | 1.2649
Texas East - SO2 Cap Annual v3.1 | 1120 | 1902 | Rate Constraint in MTons | FALSE | L | Annual | Rate | lb/MWh | 0 | 0 | 0 | 0 | 0 | 0 | 0 | 0
Texas East - SO2 Cap Annual v3.1 | 1120 | 1902 | Rate Constraint in MTons | FALSE | L | Annual | Constraint Shadow Price | US2016$/Ton | 0 | 0 | 0 | 0 | 0 | 0 | 0 | 0
Texas El Paso - NOX Cap Annual v3.1 | 1121 | 1904 | Rate Constraint in MTons | FALSE | L | Annual | Seasons Included | Seasons | Winter, WintShld, Summer | Winter, WintShld, Summer | Winter, WintShld, Summer | Winter, WintShld, Summer | Winter, WintShld, Summer | Winter, WintShld, Summer | Winter, WintShld, Summer | Winter, WintShld, Summer
Texas El Paso - NOX Cap Annual v3.1 | 1121 | 1904 | Rate Constraint in MTons | FALSE | L | Annual | Standard NOX | Thousand Tons | 1.06 | 1.06 | 1.06 | 1.06 | 1.06 | 1.06 | 1.06 | 1.06
Texas El Paso - NOX Cap Annual v3.1 | 1121 | 1904 | Rate Constraint in MTons | FALSE | L | Annual | Emissions at Affected Plants NOX | Thousand Tons | 1.06 | 0.78539 | 0.10457 | 0.19131 | 0.14436 | 0.15005 | 0.10651 | 0.13686
Texas El Paso - NOX Cap Annual v3.1 | 1121 | 1904 | Rate Constraint in MTons | FALSE | L | Annual | Allowances Purchased NOX | Thousand Tons | 0 | 0 | 0 | 0 | 0 | 0 | 0 | 0
Texas El Paso - NOX Cap Annual v3.1 | 1121 | 1904 | Rate Constraint in MTons | FALSE | L | Annual | Allowances Sold NOX | Thousand Tons | 0 | 0 | 0 | 0 | 0 | 0 | 0 | 0
Texas El Paso - NOX Cap Annual v3.1 | 1121 | 1904 | Rate Constraint in MTons | FALSE | L | Annual | Allowances Banked | Thousand Tons | 0 | 0 | 0 | 0 | 0 | 0 | 0 | 0
Texas El Paso - NOX Cap Annual v3.1 | 1121 | 1904 | Rate Constraint in MTons | FALSE | L | Annual | Allowances Withdrawn (1:1) | Thousand Tons | 0 | 0 | 0 | 0 | 0 | 0 | 0 | 0
Texas El Paso - NOX Cap Annual v3.1 | 1121 | 1904 | Rate Constraint in MTons | FALSE | L | Annual | Allowances Withdrawn (n:1) | Thousand Tons | 0 | 0 | 0 | 0 | 0 | 0 | 0 | 0
Texas El Paso - NOX Cap Annual v3.1 | 1121 | 1904 | Rate Constraint in MTons | FALSE | L | Annual | Net Emissions Allowance Position | Thousand Tons | 1.06 | 0.78539 | 0.10457 | 0.19131 | 0.14436 | 0.15005 | 0.10651 | 0.13686
Texas El Paso - NOX Cap Annual v3.1 | 1121 | 1904 | Rate Constraint in MTons | FALSE | L | Annual | Fuel Consumed | TBtu | 19.9973 | 14.6221 | 1.4824 | 2.8737 | 2.0623 | 2.1395 | 1.4755 | 1.9176
Texas El Paso - NOX Cap Annual v3.1 | 1121 | 1904 | Rate Constraint in MTons | FALSE | L | Annual | Rate | lb/MMBtu | 0.10601 | 0.10743 | 0.14108 | 0.13315 | 0.14 | 0.14027 | 0.14436 | 0.14274
Texas El Paso - NOX Cap Annual v3.1 | 1121 | 1904 | Rate Constraint in MTons | FALSE | L | Annual | Generation | TWh | 1.7307 | 1.2783 | 0.15845 | 0.29654 | 0.22193 | 0.2306 | 0.16278 | 0.20962
Texas El Paso - NOX Cap Annual v3.1 | 1121 | 1904 | Rate Constraint in MTons | FALSE | L | Annual | Qualifying Generation | TWh | 1.7307 | 1.2783 | 0.15845 | 0.29654 | 0.22193 | 0.2306 | 0.16278 | 0.20962
Texas El Paso - NOX Cap Annual v3.1 | 1121 | 1904 | Rate Constraint in MTons | FALSE | L | Annual | Rate | lb/MWh | 1.2249 | 1.2288 | 1.32 | 1.2903 | 1.3009 | 1.3014 | 1.3086 | 1.3058
Texas El Paso - NOX Cap Annual v3.1 | 1121 | 1904 | Rate Constraint in MTons | FALSE | L | Annual | Constraint Shadow Price | US2016$/Ton | 28339.293 | 0 | 0 | 0 | 0 | 0 | 0 | 0
Texas Houston - NOX Cap Annual v3.1 | 1122 | 1905 | Rate Constraint in MTons | FALSE | L | Annual | Seasons Included | Seasons | Winter, WintShld, Summer | Winter, WintShld, Summer | Winter, WintShld, Summer | Winter, WintShld, Summer | Winter, WintShld, Summer | Winter, WintShld, Summer | Winter, WintShld, Summer | Winter, WintShld, Summer
Texas Houston - NOX Cap Annual v3.1 | 1122 | 1905 | Rate Constraint in MTons | FALSE | L | Annual | Standard NOX | Thousand Tons | 17.57 | 17.57 | 17.57 | 17.57 | 17.57 | 17.57 | 17.57 | 17.57
Texas Houston - NOX Cap Annual v3.1 | 1122 | 1905 | Rate Constraint in MTons | FALSE | L | Annual | Emissions at Affected Plants NOX | Thousand Tons | 7.6791 | 8.394 | 8.6739 | 8.194 | 9.4958 | 9.5846 | 7.8748 | 7.862
Texas Houston - NOX Cap Annual v3.1 | 1122 | 1905 | Rate Constraint in MTons | FALSE | L | Annual | Allowances Purchased NOX | Thousand Tons | 0 | 0 | 0 | 0 | 0 | 0 | 0 | 0
Texas Houston - NOX Cap Annual v3.1 | 1122 | 1905 | Rate Constraint in MTons | FALSE | L | Annual | Allowances Sold NOX | Thousand Tons | 0 | 0 | 0 | 0 | 0 | 0 | 0 | 0
Texas Houston - NOX Cap Annual v3.1 | 1122 | 1905 | Rate Constraint in MTons | FALSE | L | Annual | Allowances Banked | Thousand Tons | 0 | 0 | 0 | 0 | 0 | 0 | 0 | 0
Texas Houston - NOX Cap Annual v3.1 | 1122 | 1905 | Rate Constraint in MTons | FALSE | L | Annual | Allowances Withdrawn (1:1) | Thousand Tons | 0 | 0 | 0 | 0 | 0 | 0 | 0 | 0
Texas Houston - NOX Cap Annual v3.1 | 1122 | 1905 | Rate Constraint in MTons | FALSE | L | Annual | Allowances Withdrawn (n:1) | Thousand Tons | 0 | 0 | 0 | 0 | 0 | 0 | 0 | 0
Texas Houston - NOX Cap Annual v3.1 | 1122 | 1905 | Rate Constraint in MTons | FALSE | L | Annual | Net Emissions Allowance Position | Thousand Tons | 7.6791 | 8.394 | 8.6739 | 8.194 | 9.4958 | 9.5846 | 7.8748 | 7.862
Texas Houston - NOX Cap Annual v3.1 | 1122 | 1905 | Rate Constraint in MTons | FALSE | L | Annual | Fuel Consumed | TBtu | 379.1083 | 398.9966 | 410.8966 | 393.1392 | 435.7276 | 439.0672 | 376.5917 | 379.3027
Texas Houston - NOX Cap Annual v3.1 | 1122 | 1905 | Rate Constraint in MTons | FALSE | L | Annual | Rate | lb/MMBtu | 0.040511 | 0.042076 | 0.04222 | 0.041685 | 0.043586 | 0.043659 | 0.041822 | 0.041455
Texas Houston - NOX Cap Annual v3.1 | 1122 | 1905 | Rate Constraint in MTons | FALSE | L | Annual | Generation | TWh | 51.3716 | 52.963 | 54.195 | 52.4957 | 57.1007 | 57.4316 | 50.0659 | 50.2994
Texas Houston - NOX Cap Annual v3.1 | 1122 | 1905 | Rate Constraint in MTons | FALSE | L | Annual | Qualifying Generation | TWh | 51.3716 | 52.963 | 54.195 | 52.4957 | 57.1007 | 57.4316 | 50.0659 | 50.2994
Texas Houston - NOX Cap Annual v3.1 | 1122 | 1905 | Rate Constraint in MTons | FALSE | L | Annual | Rate | lb/MWh | 0.29896 | 0.31698 | 0.3201 | 0.31218 | 0.3326 | 0.33377 | 0.31458 | 0.31261
Texas Houston - NOX Cap Annual v3.1 | 1122 | 1905 | Rate Constraint in MTons | FALSE | L | Annual | Constraint Shadow Price | US2016$/Ton | 0 | 0 | 0 | 0 | 0 | 0 | 0 | 0
Texas West - NOX Cap Annual v3.1 | 1123 | 1906 | Rate Constraint in MTons | FALSE | L | Annual | Seasons Included | Seasons | Winter, WintShld, Summer | Winter, WintShld, Summer | Winter, WintShld, Summer | Winter, WintShld, Summer | Winter, WintShld, Summer | Winter, WintShld, Summer | Winter, WintShld, Summer | Winter, WintShld, Summer
Texas West - NOX Cap Annual v3.1 | 1123 | 1906 | Rate Constraint in MTons | FALSE | L | Annual | Standard NOX | Thousand Tons | 18.1 | 18.1 | 18.1 | 18.1 | 18.1 | 18.1 | 18.1 | 18.1
Texas West - NOX Cap Annual v3.1 | 1123 | 1906 | Rate Constraint in MTons | FALSE | L | Annual | Emissions at Affected Plants NOX | Thousand Tons | 0.39564 | 0.29637 | 0.095848 | 0.10398 | 0.18194 | 0.15365 | 0.038682 | 0.017963
Texas West - NOX Cap Annual v3.1 | 1123 | 1906 | Rate Constraint in MTons | FALSE | L | Annual | Allowances Purchased NOX | Thousand Tons | 0 | 0 | 0 | 0 | 0 | 0 | 0 | 0
Texas West - NOX Cap Annual v3.1 | 1123 | 1906 | Rate Constraint in MTons | FALSE | L | Annual | Allowances Sold NOX | Thousand Tons | 0 | 0 | 0 | 0 | 0 | 0 | 0 | 0
Texas West - NOX Cap Annual v3.1 | 1123 | 1906 | Rate Constraint in MTons | FALSE | L | Annual | Allowances Banked | Thousand Tons | 0 | 0 | 0 | 0 | 0 | 0 | 0 | 0
Texas West - NOX Cap Annual v3.1 | 1123 | 1906 | Rate Constraint in MTons | FALSE | L | Annual | Allowances Withdrawn (1:1) | Thousand Tons | 0 | 0 | 0 | 0 | 0 | 0 | 0 | 0
Texas West - NOX Cap Annual v3.1 | 1123 | 1906 | Rate Constraint in MTons | FALSE | L | Annual | Allowances Withdrawn (n:1) | Thousand Tons | 0 | 0 | 0 | 0 | 0 | 0 | 0 | 0
Texas West - NOX Cap Annual v3.1 | 1123 | 1906 | Rate Constraint in MTons | FALSE | L | Annual | Net Emissions Allowance Position | Thousand Tons | 0.39564 | 0.29637 | 0.095848 | 0.10398 | 0.18194 | 0.15365 | 0.038682 | 0.017963
Texas West - NOX Cap Annual v3.1 | 1123 | 1906 | Rate Constraint in MTons | FALSE | L | Annual | Fuel Consumed | TBtu | 6.1112 | 5.3341 | 1.4591 | 1.6331 | 2.1223 | 1.8773 | 0.5555 | 0.33201
Texas West - NOX Cap Annual v3.1 | 1123 | 1906 | Rate Constraint in MTons | FALSE | L | Annual | Rate | lb/MMBtu | 0.12948 | 0.11112 | 0.13138 | 0.12734 | 0.17146 | 0.16369 | 0.13927 | 0.10821
Texas West - NOX Cap Annual v3.1 | 1123 | 1906 | Rate Constraint in MTons | FALSE | L | Annual | Generation | TWh | 0.52574 | 0.46222 | 0.1251 | 0.14009 | 0.17902 | 0.15918 | 0.047533 | 0.028678
Texas West - NOX Cap Annual v3.1 | 1123 | 1906 | Rate Constraint in MTons | FALSE | L | Annual | Qualifying Generation | TWh | 0.52574 | 0.46222 | 0.1251 | 0.14009 | 0.17902 | 0.15918 | 0.047533 | 0.028678
Texas West - NOX Cap Annual v3.1 | 1123 | 1906 | Rate Constraint in MTons | FALSE | L | Annual | Rate | lb/MWh | 1.5051 | 1.2824 | 1.5323 | 1.4846 | 2.0327 | 1.9305 | 1.6276 | 1.2527
Texas West - NOX Cap Annual v3.1 | 1123 | 1906 | Rate Constraint in MTons | FALSE | L | Annual | Constraint Shadow Price | US2016$/Ton | 0 | 0 | 0 | 0 | 0 | 0 | 0 | 0
UT Hg Rule - MER Removal Annual v.4.10 | 1124 | 2215 | MACT Fuel Choice Floor in lbs/MMBtu | FALSE | L | Annual | Seasons Included | Seasons | Winter, WintShld, Summer | Winter, WintShld, Summer | Winter, WintShld, Summer | Winter, WintShld, Summer | Winter, WintShld, Summer | Winter, WintShld, Summer | Winter, WintShld, Summer | Winter, WintShld, Summer
UT Hg Rule - MER Removal Annual v.4.10 | 1124 | 2215 | MACT Fuel Choice Floor in lbs/MMBtu | FALSE | L | Annual | Emission Floor | lbs/MMBtu | 6.5e-07 | 6.5e-07 | 6.5e-07 | 6.5e-07 | 6.5e-07 | 6.5e-07 | 6.5e-07 | 6.5e-07
UT Hg Rule - MER Removal Annual v.4.10 | 1124 | 2215 | MACT Fuel Choice Floor in lbs/MMBtu | FALSE | L | Annual | Emissions at Affected Plants MER | lbs | 92.4495 | 94.3645 | 94.1306 | 90.2311 | 85.0623 | 85.4734 | 84.7159 | 81.3929
UT Hg Rule - MER Removal Annual v.4.10 | 1124 | 2215 | MACT Fuel Choice Floor in lbs/MMBtu | FALSE | L | Annual | Allowances Purchased MER | lbs | 0 | 0 | 0 | 0 | 0 | 0 | 0 | 0
UT Hg Rule - MER Removal Annual v.4.10 | 1124 | 2215 | MACT Fuel Choice Floor in lbs/MMBtu | FALSE | L | Annual | Allowances Sold MER | lbs | 0 | 0 | 0 | 0 | 0 | 0 | 0 | 0
UT Hg Rule - MER Removal Annual v.4.10 | 1124 | 2215 | MACT Fuel Choice Floor in lbs/MMBtu | FALSE | L | Annual | Allowances Banked | lbs | 0 | 0 | 0 | 0 | 0 | 0 | 0 | 0
UT Hg Rule - MER Removal Annual v.4.10 | 1124 | 2215 | MACT Fuel Choice Floor in lbs/MMBtu | FALSE | L | Annual | Allowances Withdrawn (1:1) | lbs | 0 | 0 | 0 | 0 | 0 | 0 | 0 | 0
UT Hg Rule - MER Removal Annual v.4.10 | 1124 | 2215 | MACT Fuel Choice Floor in lbs/MMBtu | FALSE | L | Annual | Allowances Withdrawn (n:1) | lbs | 0 | 0 | 0 | 0 | 0 | 0 | 0 | 0
UT Hg Rule - MER Removal Annual v.4.10 | 1124 | 2215 | MACT Fuel Choice Floor in lbs/MMBtu | FALSE | L | Annual | Net Emissions Allowance Position | lbs | 92.4495 | 94.3645 | 94.1306 | 90.2311 | 85.0623 | 85.4734 | 84.7159 | 81.3929
UT Hg Rule - MER Removal Annual v.4.10 | 1124 | 2215 | MACT Fuel Choice Floor in lbs/MMBtu | FALSE | L | Annual | Fuel Consumed | TBtu | 227.0551 | 231.097 | 231.097 | 230.6367 | 207.6205 | 208.1366 | 209.6957 | 204.7659
UT Hg Rule - MER Removal Annual v.4.10 | 1124 | 2215 | MACT Fuel Choice Floor in lbs/MMBtu | FALSE | L | Annual | Rate | lb/MMBtu | 4.0717e-07 | 4.0833e-07 | 4.0732e-07 | 3.9123e-07 | 4.097e-07 | 4.1066e-07 | 4.0399e-07 | 3.9749e-07
UT Hg Rule - MER Removal Annual v.4.10 | 1124 | 2215 | MACT Fuel Choice Floor in lbs/MMBtu | FALSE | L | Annual | Generation | TWh | 22.8251 | 23.2187 | 23.2187 | 23.1715 | 20.8415 | 20.9283 | 21.1093 | 20.6094
UT Hg Rule - MER Removal Annual v.4.10 | 1124 | 2215 | MACT Fuel Choice Floor in lbs/MMBtu | FALSE | L | Annual | Qualifying Generation | TWh | 22.8251 | 23.2187 | 23.2187 | 23.1715 | 20.8415 | 20.9283 | 21.1093 | 20.6094
UT Hg Rule - MER Removal Annual v.4.10 | 1124 | 2215 | MACT Fuel Choice Floor in lbs/MMBtu | FALSE | L | Annual | Constraint Shadow Price | US2016$/Lb | 0 | 0 | 0 | 0 | 0 | 0 | 0 | 0
WA - CO2 Penalty Annual v5.13 | 1125 | 6028 | Rate Constraint in MTons | FALSE | L | Annual | Seasons Included | Seasons | Winter, WintShld, Summer | Winter, WintShld, Summer | Winter, WintShld, Summer | Winter, WintShld, Summer | Winter, WintShld, Summer | Winter, WintShld, Summer | Winter, WintShld, Summer | Winter, WintShld, Summer
WA - CO2 Penalty Annual v5.13 | 1125 | 6028 | Rate Constraint in MTons | FALSE | L | Annual | Standard CO2 | Thousand Tons | 0 | 0 | 0 | 0 | 0 | 0 | 0 | 0
WA - CO2 Penalty Annual v5.13 | 1125 | 6028 | Rate Constraint in MTons | FALSE | L | Annual | Emissions at Affected Plants CO2 | Thousand Tons | 0 | 0 | 0 | 0 | 0 | 0 | 0 | 0
WA - CO2 Penalty Annual v5.13 | 1125 | 6028 | Rate Constraint in MTons | FALSE | L | Annual | Allowances Purchased CO2 | Thousand Tons | 0 | 0 | 0 | 0 | 0 | 0 | 0 | 0
WA - CO2 Penalty Annual v5.13 | 1125 | 6028 | Rate Constraint in MTons | FALSE | L | Annual | Allowances Sold CO2 | Thousand Tons | 0 | 0 | 0 | 0 | 0 | 0 | 0 | 0
WA - CO2 Penalty Annual v5.13 | 1125 | 6028 | Rate Constraint in MTons | FALSE | L | Annual | Allowances Banked | Thousand Tons | 0 | 0 | 0 | 0 | 0 | 0 | 0 | 0
WA - CO2 Penalty Annual v5.13 | 1125 | 6028 | Rate Constraint in MTons | FALSE | L | Annual | Allowances Withdrawn (1:1) | Thousand Tons | 0 | 0 | 0 | 0 | 0 | 0 | 0 | 0
WA - CO2 Penalty Annual v5.13 | 1125 | 6028 | Rate Constraint in MTons | FALSE | L | Annual | Allowances Withdrawn (n:1) | Thousand Tons | 0 | 0 | 0 | 0 | 0 | 0 | 0 | 0
WA - CO2 Penalty Annual v5.13 | 1125 | 6028 | Rate Constraint in MTons | FALSE | L | Annual | Net Emissions Allowance Position | Thousand Tons | 0 | 0 | 0 | 0 | 0 | 0 | 0 | 0
WA - CO2 Penalty Annual v5.13 | 1125 | 6028 | Rate Constraint in MTons | FALSE | L | Annual | Fuel Consumed | TBtu | 0 | 0 | 0 | 0 | 0 | 0 | 0 | 0
WA - CO2 Penalty Annual v5.13 | 1125 | 6028 | Rate Constraint in MTons | FALSE | L | Annual | Rate | lb/MMBtu | 0 | 0 | 0 | 0 | 0 | 0 | 0 | 0
WA - CO2 Penalty Annual v5.13 | 1125 | 6028 | Rate Constraint in MTons | FALSE | L | Annual | Generation | TWh | 0 | 0 | 0 | 0 | 0 | 0 | 0 | 0
WA - CO2 Penalty Annual v5.13 | 1125 | 6028 | Rate Constraint in MTons | FALSE | L | Annual | Qualifying Generation | TWh | 0 | 0 | 0 | 0 | 0 | 0 | 0 | 0
WA - CO2 Penalty Annual v5.13 | 1125 | 6028 | Rate Constraint in MTons | FALSE | L | Annual | Rate | lb/MWh | 0 | 0 | 0 | 0 | 0 | 0 | 0 | 0
WA - CO2 Penalty Annual v5.13 | 1125 | 6028 | Rate Constraint in MTons | FALSE | L | Annual | Constraint Shadow Price | US2016$/Ton | 1.82 | 1.8198 | 1.8194 | 1.8192 | 1.8192 | 1.8197 | 1.8194 | 1.8197
WA - CO2 Rate Limit (New Advanced Coal with CCS) | 1126 | 2428 | Rate Constraint in lbs/MWh | FALSE | L | Annual | Seasons Included | Seasons | Winter, WintShld, Summer | Winter, WintShld, Summer | Winter, WintShld, Summer | Winter, WintShld, Summer | Winter, WintShld, Summer | Winter, WintShld, Summer | Winter, WintShld, Summer | Winter, WintShld, Summer
WA - CO2 Rate Limit (New Advanced Coal with CCS) | 1126 | 2428 | Rate Constraint in lbs/MWh | FALSE | L | Annual | Standard CO2 | lb/MWh | 970 | 970 | 970 | 970 | 970 | 970 | 970 | 970
WA - CO2 Rate Limit (New Advanced Coal with CCS) | 1126 | 2428 | Rate Constraint in lbs/MWh | FALSE | L | Annual | Emissions at Affected Plants CO2 | Thousand Tons | 0 | 0 | 0 | 0 | 0 | 0 | 0 | 0
WA - CO2 Rate Limit (New Advanced Coal with CCS) | 1126 | 2428 | Rate Constraint in lbs/MWh | FALSE | L | Annual | Allowances Purchased CO2 | Thousand Tons | 0 | 0 | 0 | 0 | 0 | 0 | 0 | 0
WA - CO2 Rate Limit (New Advanced Coal with CCS) | 1126 | 2428 | Rate Constraint in lbs/MWh | FALSE | L | Annual | Allowances Sold CO2 | Thousand Tons | 0 | 0 | 0 | 0 | 0 | 0 | 0 | 0
WA - CO2 Rate Limit (New Advanced Coal with CCS) | 1126 | 2428 | Rate Constraint in lbs/MWh | FALSE | L | Annual | Allowances Banked | Thousand Tons | 0 | 0 | 0 | 0 | 0 | 0 | 0 | 0
WA - CO2 Rate Limit (New Advanced Coal with CCS) | 1126 | 2428 | Rate Constraint in lbs/MWh | FALSE | L | Annual | Allowances Withdrawn (1:1) | Thousand Tons | 0 | 0 | 0 | 0 | 0 | 0 | 0 | 0
WA - CO2 Rate Limit (New Advanced Coal with CCS) | 1126 | 2428 | Rate Constraint in lbs/MWh | FALSE | L | Annual | Allowances Withdrawn (n:1) | Thousand Tons | 0 | 0 | 0 | 0 | 0 | 0 | 0 | 0
WA - CO2 Rate Limit (New Advanced Coal with CCS) | 1126 | 2428 | Rate Constraint in lbs/MWh | FALSE | L | Annual | Net Emissions Allowance Position | Thousand Tons | 0 | 0 | 0 | 0 | 0 | 0 | 0 | 0
WA - CO2 Rate Limit (New Advanced Coal with CCS) | 1126 | 2428 | Rate Constraint in lbs/MWh | FALSE | L | Annual | Fuel Consumed | TBtu | 0 | 0 | 0 | 0 | 0 | 0 | 0 | 0
WA - CO2 Rate Limit (New Advanced Coal with CCS) | 1126 | 2428 | Rate Constraint in lbs/MWh | FALSE | L | Annual | Rate | lb/MMBtu | 0 | 0 | 0 | 0 | 0 | 0 | 0 | 0
WA - CO2 Rate Limit (New Advanced Coal with CCS) | 1126 | 2428 | Rate Constraint in lbs/MWh | FALSE | L | Annual | Generation | TWh | 0 | 0 | 0 | 0 | 0 | 0 | 0 | 0
WA - CO2 Rate Limit (New Advanced Coal with CCS) | 1126 | 2428 | Rate Constraint in lbs/MWh | FALSE | L | Annual | Qualifying Generation | TWh | 0 | 0 | 0 | 0 | 0 | 0 | 0 | 0
WA - CO2 Rate Limit (New Advanced Coal with CCS) | 1126 | 2428 | Rate Constraint in lbs/MWh | FALSE | L | Annual | Constraint Shadow Price | US2016$/Ton | 0 | 0 | 0 | 0 | 0 | 0 | 0 | 0
WA-CO2 Rate Limit(New Advanced Coal without CCS) | 1127 | 7056 | Rate Constraint in lbs/MWh | FALSE | L | Annual | Seasons Included | Seasons | Winter, WintShld, Summer | Winter, WintShld, Summer | Winter, WintShld, Summer | Winter, WintShld, Summer | Winter, WintShld, Summer | Winter, WintShld, Summer | Winter, WintShld, Summer | Winter, WintShld, Summer
WA-CO2 Rate Limit(New Advanced Coal without CCS) | 1127 | 7056 | Rate Constraint in lbs/MWh | FALSE | L | Annual | Standard CO2 | lb/MWh | 970 | 970 | 970 | 970 | 970 | 970 | 970 | 970
WA-CO2 Rate Limit(New Advanced Coal without CCS) | 1127 | 7056 | Rate Constraint in lbs/MWh | FALSE | L | Annual | Emissions at Affected Plants CO2 | Thousand Tons | 0 | 0 | 0 | 0 | 0 | 0 | 0 | 0
WA-CO2 Rate Limit(New Advanced Coal without CCS) | 1127 | 7056 | Rate Constraint in lbs/MWh | FALSE | L | Annual | Allowances Purchased CO2 | Thousand Tons | 0 | 0 | 0 | 0 | 0 | 0 | 0 | 0
WA-CO2 Rate Limit(New Advanced Coal without CCS) | 1127 | 7056 | Rate Constraint in lbs/MWh | FALSE | L | Annual | Allowances Sold CO2 | Thousand Tons | 0 | 0 | 0 | 0 | 0 | 0 | 0 | 0
WA-CO2 Rate Limit(New Advanced Coal without CCS) | 1127 | 7056 | Rate Constraint in lbs/MWh | FALSE | L | Annual | Allowances Banked | Thousand Tons | 0 | 0 | 0 | 0 | 0 | 0 | 0 | 0
WA-CO2 Rate Limit(New Advanced Coal without CCS) | 1127 | 7056 | Rate Constraint in lbs/MWh | FALSE | L | Annual | Allowances Withdrawn (1:1) | Thousand Tons | 0 | 0 | 0 | 0 | 0 | 0 | 0 | 0
WA-CO2 Rate Limit(New Advanced Coal without CCS) | 1127 | 7056 | Rate Constraint in lbs/MWh | FALSE | L | Annual | Allowances Withdrawn (n:1) | Thousand Tons | 0 | 0 | 0 | 0 | 0 | 0 | 0 | 0
WA-CO2 Rate Limit(New Advanced Coal without CCS) | 1127 | 7056 | Rate Constraint in lbs/MWh | FALSE | L | Annual | Net Emissions Allowance Position | Thousand Tons | 0 | 0 | 0 | 0 | 0 | 0 | 0 | 0
WA-CO2 Rate Limit(New Advanced Coal without CCS) | 1127 | 7056 | Rate Constraint in lbs/MWh | FALSE | L | Annual | Fuel Consumed | TBtu | 0 | 0 | 0 | 0 | 0 | 0 | 0 | 0
WA-CO2 Rate Limit(New Advanced Coal without CCS) | 1127 | 7056 | Rate Constraint in lbs/MWh | FALSE | L | Annual | Rate | lb/MMBtu | 0 | 0 | 0 | 0 | 0 | 0 | 0 | 0
WA-CO2 Rate Limit(New Advanced Coal without CCS) | 1127 | 7056 | Rate Constraint in lbs/MWh | FALSE | L | Annual | Generation | TWh | 0 | 0 | 0 | 0 | 0 | 0 | 0 | 0
WA-CO2 Rate Limit(New Advanced Coal without CCS) | 1127 | 7056 | Rate Constraint in lbs/MWh | FALSE | L | Annual | Qualifying Generation | TWh | 0 | 0 | 0 | 0 | 0 | 0 | 0 | 0
WA-CO2 Rate Limit(New Advanced Coal without CCS) | 1127 | 7056 | Rate Constraint in lbs/MWh | FALSE | L | Annual | Constraint Shadow Price | US2016$/Ton | 0 | 0 | 62.6663 | 83.7085 | 80.998 | 107.2089 | 125.8609 | 131.053
WI CC NGas NOx Annual Rate v3.1 | 1128 | 1938 | Rate Constraint in lbs/MMBtu | FALSE | L | Annual | Seasons Included | Seasons | Winter, WintShld, Summer | Winter, WintShld, Summer | Winter, WintShld, Summer | Winter, WintShld, Summer | Winter, WintShld, Summer | Winter, WintShld, Summer | Winter, WintShld, Summer | Winter, WintShld, Summer
WI CC NGas NOx Annual Rate v3.1 | 1128 | 1938 | Rate Constraint in lbs/MMBtu | FALSE | L | Annual | Standard NOX | lb/MMBtu | 0.04 | 0.04 | 0.04 | 0.04 | 0.04 | 0.04 | 0.04 | 0.04
WI CC NGas NOx Annual Rate v3.1 | 1128 | 1938 | Rate Constraint in lbs/MMBtu | FALSE | L | Annual | Emissions at Affected Plants NOX | Thousand Tons | 0.36852 | 0.36852 | 0.36852 | 0.36852 | 0.36852 | 0.52795 | 0.68776 | 0.95644
WI CC NGas NOx Annual Rate v3.1 | 1128 | 1938 | Rate Constraint in lbs/MMBtu | FALSE | L | Annual | Allowances Purchased NOX | Thousand Tons | 0 | 0 | 0 | 0 | 0 | 0 | 0 | 0
WI CC NGas NOx Annual Rate v3.1 | 1128 | 1938 | Rate Constraint in lbs/MMBtu | FALSE | L | Annual | Allowances Sold NOX | Thousand Tons | 0 | 0 | 0 | 0 | 0 | 0 | 0 | 0
WI CC NGas NOx Annual Rate v3.1 | 1128 | 1938 | Rate Constraint in lbs/MMBtu | FALSE | L | Annual | Allowances Banked | Thousand Tons | 0 | 0 | 0 | 0 | 0 | 0 | 0 | 0
WI CC NGas NOx Annual Rate v3.1 | 1128 | 1938 | Rate Constraint in lbs/MMBtu | FALSE | L | Annual | Allowances Withdrawn (1:1) | Thousand Tons | 0 | 0 | 0 | 0 | 0 | 0 | 0 | 0
WI CC NGas NOx Annual Rate v3.1 | 1128 | 1938 | Rate Constraint in lbs/MMBtu | FALSE | L | Annual | Allowances Withdrawn (n:1) | Thousand Tons | 0 | 0 | 0 | 0 | 0 | 0 | 0 | 0
WI CC NGas NOx Annual Rate v3.1 | 1128 | 1938 | Rate Constraint in lbs/MMBtu | FALSE | L | Annual | Net Emissions Allowance Position | Thousand Tons | 0.36852 | 0.36852 | 0.36852 | 0.36852 | 0.36852 | 0.52795 | 0.68776 | 0.95644
WI CC NGas NOx Annual Rate v3.1 | 1128 | 1938 | Rate Constraint in lbs/MMBtu | FALSE | L | Annual | Fuel Consumed | TBtu | 61.7782 | 61.7782 | 61.7782 | 61.7782 | 61.7782 | 90.7657 | 119.8233 | 168.6739
WI CC NGas NOx Annual Rate v3.1 | 1128 | 1938 | Rate Constraint in lbs/MMBtu | FALSE | L | Annual | Rate | lb/MMBtu | 0.01193 | 0.01193 | 0.01193 | 0.01193 | 0.01193 | 0.011633 | 0.01148 | 0.011341
WI CC NGas NOx Annual Rate v3.1 | 1128 | 1938 | Rate Constraint in lbs/MMBtu | FALSE | L | Annual | Generation | TWh | 8.7629 | 8.7629 | 8.7629 | 8.7629 | 8.7629 | 13.5573 | 18.3633 | 26.4431
WI CC NGas NOx Annual Rate v3.1 | 1128 | 1938 | Rate Constraint in lbs/MMBtu | FALSE | L | Annual | Qualifying Generation | TWh | 8.7629 | 8.7629 | 8.7629 | 8.7629 | 8.7629 | 13.4383 | 18.125 | 26.0041
WI CC NGas NOx Annual Rate v3.1 | 1128 | 1938 | Rate Constraint in lbs/MMBtu | FALSE | L | Annual | Rate | lb/MWh | 0.084109 | 0.084109 | 0.084109 | 0.084109 | 0.084109 | 0.078574 | 0.075891 | 0.073561
WI CC NGas NOx Annual Rate v3.1 | 1128 | 1938 | Rate Constraint in lbs/MMBtu | FALSE | L | Annual | Constraint Shadow Price | US2016$/Ton | 0 | 0 | 0 | 0 | 0 | 0 | 0 | 0
WI CoalUnits1 NOx Annual Rate v3.1 | 1129 | 1930 | Rate Constraint in lbs/MMBtu | FALSE | L | Annual | Seasons Included | Seasons | Winter, WintShld, Summer | Winter, WintShld, Summer | Winter, WintShld, Summer | Winter, WintShld, Summer | Winter, WintShld, Summer | Winter, WintShld, Summer | Winter, WintShld, Summer | Winter, WintShld, Summer
WI CoalUnits1 NOx Annual Rate v3.1 | 1129 | 1930 | Rate Constraint in lbs/MMBtu | FALSE | L | Annual | Standard NOX | lb/MMBtu | 0.1 | 0.1 | 0.1 | 0.1 | 0.1 | 0.1 | 0.1 | 0.1
WI CoalUnits1 NOx Annual Rate v3.1 | 1129 | 1930 | Rate Constraint in lbs/MMBtu | FALSE | L | Annual | Emissions at Affected Plants NOX | Thousand Tons | 3.5985 | 4.0108 | 3.9437 | 4.0894 | 3.7034 | 3.9683 | 3.8695 | 3.5838
WI CoalUnits1 NOx Annual Rate v3.1 | 1129 | 1930 | Rate Constraint in lbs/MMBtu | FALSE | L | Annual | Allowances Purchased NOX | Thousand Tons | 0 | 0 | 0 | 0 | 0 | 0 | 0 | 0
WI CoalUnits1 NOx Annual Rate v3.1 | 1129 | 1930 | Rate Constraint in lbs/MMBtu | FALSE | L | Annual | Allowances Sold NOX | Thousand Tons | 0 | 0 | 0 | 0 | 0 | 0 | 0 | 0
WI CoalUnits1 NOx Annual Rate v3.1 | 1129 | 1930 | Rate Constraint in lbs/MMBtu | FALSE | L | Annual | Allowances Banked | Thousand Tons | 0 | 0 | 0 | 0 | 0 | 0 | 0 | 0
WI CoalUnits1 NOx Annual Rate v3.1 | 1129 | 1930 | Rate Constraint in lbs/MMBtu | FALSE | L | Annual | Allowances Withdrawn (1:1) | Thousand Tons | 0 | 0 | 0 | 0 | 0 | 0 | 0 | 0
WI CoalUnits1 NOx Annual Rate v3.1 | 1129 | 1930 | Rate Constraint in lbs/MMBtu | FALSE | L | Annual | Allowances Withdrawn (n:1) | Thousand Tons | 0 | 0 | 0 | 0 | 0 | 0 | 0 | 0
WI CoalUnits1 NOx Annual Rate v3.1 | 1129 | 1930 | Rate Constraint in lbs/MMBtu | FALSE | L | Annual | Net Emissions Allowance Position | Thousand Tons | 3.5985 | 4.0108 | 3.9437 | 4.0894 | 3.7034 | 3.9683 | 3.8695 | 3.5838
WI CoalUnits1 NOx Annual Rate v3.1 | 1129 | 1930 | Rate Constraint in lbs/MMBtu | FALSE | L | Annual | Fuel Consumed | TBtu | 122.7733 | 136.7425 | 134.5738 | 139.4846 | 126.4442 | 135.4279 | 132.1052 | 122.4475
WI CoalUnits1 NOx Annual Rate v3.1 | 1129 | 1930 | Rate Constraint in lbs/MMBtu | FALSE | L | Annual | Rate | lb/MMBtu | 0.05862 | 0.058662 | 0.05861 | 0.058636 | 0.058577 | 0.058604 | 0.058583 | 0.058536
WI CoalUnits1 NOx Annual Rate v3.1 | 1129 | 1930 | Rate Constraint in lbs/MMBtu | FALSE | L | Annual | Generation | TWh | 12.3557 | 13.7619 | 13.544 | 14.041 | 12.7402 | 13.6417 | 13.3127 | 12.3411
WI CoalUnits1 NOx Annual Rate v3.1 | 1129 | 1930 | Rate Constraint in lbs/MMBtu | FALSE | L | Annual | Qualifying Generation | TWh | 12.3557 | 13.7619 | 13.544 | 14.041 | 12.7402 | 13.6417 | 13.3127 | 12.3411
WI CoalUnits1 NOx Annual Rate v3.1 | 1129 | 1930 | Rate Constraint in lbs/MMBtu | FALSE | L | Annual | Rate | lb/MWh | 0.58248 | 0.58289 | 0.58235 | 0.58249 | 0.58137 | 0.58179 | 0.58133 | 0.58079
WI CoalUnits1 NOx Annual Rate v3.1 | 1129 | 1930 | Rate Constraint in lbs/MMBtu | FALSE | L | Annual | Constraint Shadow Price | US2016$/Ton | 0 | 0 | 0 | 0 | 0 | 0 | 0 | 0
WI CT DFO NOx Annual Rate v3.1 | 1130 | 1940 | Rate Constraint in lbs/MMBtu | FALSE | L | Annual | Seasons Included | Seasons | Winter, WintShld, Summer | Winter, WintShld, Summer | Winter, WintShld, Summer | Winter, WintShld, Summer | Winter, WintShld, Summer | Winter, WintShld, Summer | Winter, WintShld, Summer | Winter, WintShld, Summer
WI CT DFO NOx Annual Rate v3.1 | 1130 | 1940 | Rate Constraint in lbs/MMBtu | FALSE | L | Annual | Standard NOX | lb/MMBtu | 0.28 | 0.28 | 0.28 | 0.28 | 0.28 | 0.28 | 0.28 | 0.28
WI CT DFO NOx Annual Rate v3.1 | 1130 | 1940 | Rate Constraint in lbs/MMBtu | FALSE | L | Annual | Emissions at Affected Plants NOX | Thousand Tons | 0 | 0 | 0 | 0 | 0 | 0.0031807 | 0.0032075 | 0.0048064
WI CT DFO NOx Annual Rate v3.1 | 1130 | 1940 | Rate Constraint in lbs/MMBtu | FALSE | L | Annual | Allowances Purchased NOX | Thousand Tons | 0 | 0 | 0 | 0 | 0 | 0 | 0 | 0
WI CT DFO NOx Annual Rate v3.1 | 1130 | 1940 | Rate Constraint in lbs/MMBtu | FALSE | L | Annual | Allowances Sold NOX | Thousand Tons | 0 | 0 | 0 | 0 | 0 | 0 | 0 | 0
WI CT DFO NOx Annual Rate v3.1 | 1130 | 1940 | Rate Constraint in lbs/MMBtu | FALSE | L | Annual | Allowances Banked | Thousand Tons | 0 | 0 | 0 | 0 | 0 | 0 | 0 | 0
WI CT DFO NOx Annual Rate v3.1 | 1130 | 1940 | Rate Constraint in lbs/MMBtu | FALSE | L | Annual | Allowances Withdrawn (1:1) | Thousand Tons | 0 | 0 | 0 | 0 | 0 | 0 | 0 | 0
WI CT DFO NOx Annual Rate v3.1 | 1130 | 1940 | Rate Constraint in lbs/MMBtu | FALSE | L | Annual | Allowances Withdrawn (n:1) | Thousand Tons | 0 | 0 | 0 | 0 | 0 | 0 | 0 | 0
WI CT DFO NOx Annual Rate v3.1 | 1130 | 1940 | Rate Constraint in lbs/MMBtu | FALSE | L | Annual | Net Emissions Allowance Position | Thousand Tons | 0 | 0 | 0 | 0 | 0 | 0.0031807 | 0.0032075 | 0.0048064
WI CT DFO NOx Annual Rate v3.1 | 1130 | 1940 | Rate Constraint in lbs/MMBtu | FALSE | L | Annual | Fuel Consumed | TBtu | 0 | 0 | 0 | 0 | 0 | 0.57831 | 0.58318 | 0.8739
WI CT DFO NOx Annual Rate v3.1 | 1130 | 1940 | Rate Constraint in lbs/MMBtu | FALSE | L | Annual | Rate | lb/MMBtu | 0 | 0 | 0 | 0 | 0 | 0.011 | 0.011 | 0.011
WI CT DFO NOx Annual Rate v3.1 | 1130 | 1940 | Rate Constraint in lbs/MMBtu | FALSE | L | Annual | Generation | TWh | 0 | 0 | 0 | 0 | 0 | 0.8733 | 0.88065 | 1.3197
WI CT DFO NOx Annual Rate v3.1 | 1130 | 1940 | Rate Constraint in lbs/MMBtu | FALSE | L | Annual | Qualifying Generation | TWh | 0 | 0 | 0 | 0 | 0 | 0.067639 | 0.068209 | 0.10221
WI CT DFO NOx Annual Rate v3.1 | 1130 | 1940 | Rate Constraint in lbs/MMBtu | FALSE | L | Annual | Rate | lb/MWh | 0 | 0 | 0 | 0 | 0 | 0.09405 | 0.09405 | 0.09405
WI CT DFO NOx Annual Rate v3.1 | 1130 | 1940 | Rate Constraint in lbs/MMBtu | FALSE | L | Annual | Constraint Shadow Price | US2016$/Ton | 19595.693 | 9735.0927 | 1584.5026 | 711.4354 | 0 | 0 | 0 | 0
WI CT NGas NOx Annual Rate v3.1 | 1131 | 1939 | Rate Constraint in lbs/MMBtu | FALSE | L | Annual | Seasons Included | Seasons | Winter, WintShld, Summer | Winter, WintShld, Summer | Winter, WintShld, Summer | Winter, WintShld, Summer | Winter, WintShld, Summer | Winter, WintShld, Summer | Winter, WintShld, Summer | Winter, WintShld, Summer
WI CT NGas NOx Annual Rate v3.1 | 1131 | 1939 | Rate Constraint in lbs/MMBtu | FALSE | L | Annual | Standard NOX | lb/MMBtu | 0.11 | 0.11 | 0.11 | 0.11 | 0.11 | 0.11 | 0.11 | 0.11
WI CT NGas NOx Annual Rate v3.1 | 1131 | 1939 | Rate Constraint in lbs/MMBtu | FALSE | L | Annual | Emissions at Affected Plants NOX | Thousand Tons | 0.0025748 | 0.0030875 | 0.0065928 | 0.012557 | 0.020047 | 0.018773 | 0.01373 | 0.01563
WI CT NGas NOx Annual Rate v3.1 | 1131 | 1939 | Rate Constraint in lbs/MMBtu | FALSE | L | Annual | Allowances Purchased NOX | Thousand Tons | 0 | 0 | 0 | 0 | 0 | 0 | 0 | 0
WI CT NGas NOx Annual Rate v3.1 | 1131 | 1939 | Rate Constraint in lbs/MMBtu | FALSE | L | Annual | Allowances Sold NOX | Thousand Tons | 0 | 0 | 0 | 0 | 0 | 0 | 0 | 0
WI CT NGas NOx Annual Rate v3.1 | 1131 | 1939 | Rate Constraint in lbs/MMBtu | FALSE | L | Annual | Allowances Banked | Thousand Tons | 0 | 0 | 0 | 0 | 0 | 0 | 0 | 0
WI CT NGas NOx Annual Rate v3.1 | 1131 | 1939 | Rate Constraint in lbs/MMBtu | FALSE | L | Annual | Allowances Withdrawn (1:1) | Thousand Tons | 0 | 0 | 0 | 0 | 0 | 0 | 0 | 0
WI CT NGas NOx Annual Rate v3.1 | 1131 | 1939 | Rate Constraint in lbs/MMBtu | FALSE | L | Annual | Allowances Withdrawn (n:1) | Thousand Tons | 0 | 0 | 0 | 0 | 0 | 0 | 0 | 0
WI CT NGas NOx Annual Rate v3.1 | 1131 | 1939 | Rate Constraint in lbs/MMBtu | FALSE | L | Annual | Net Emissions Allowance Position | Thousand Tons | 0.0025748 | 0.0030875 | 0.0065928 | 0.012557 | 0.020047 | 0.018773 | 0.01373 | 0.01563
WI CT NGas NOx Annual Rate v3.1 | 1131 | 1939 | Rate Constraint in lbs/MMBtu | FALSE | L | Annual | Fuel Consumed | TBtu | 0.13988 | 0.16259 | 0.37052 | 0.69883 | 1.1445 | 1.4088 | 1.2292 | 1.54
WI CT NGas NOx Annual Rate v3.1 | 1131 | 1939 | Rate Constraint in lbs/MMBtu | FALSE | L | Annual | Rate | lb/MMBtu | 0.036814 | 0.037978 | 0.035587 | 0.035937 | 0.035031 | 0.02665 | 0.02234 | 0.020298
WI CT NGas NOx Annual Rate v3.1 | 1131 | 1939 | Rate Constraint in lbs/MMBtu | FALSE | L | Annual | Generation | TWh | 0.011704 | 0.013536 | 0.031164 | 0.058689 | 0.096171 | 0.94257 | 0.93568 | 1.3761
WI CT NGas NOx Annual Rate v3.1 | 1131 | 1939 | Rate Constraint in lbs/MMBtu | FALSE | L | Annual | Qualifying Generation | TWh | 0.011704 | 0.013536 | 0.031164 | 0.058689 | 0.096171 | 0.13691 | 0.12324 | 0.15865
WI CT NGas NOx Annual Rate v3.1 | 1131 | 1939 | Rate Constraint in lbs/MMBtu | FALSE | L | Annual | Rate | lb/MWh | 0.43999 | 0.45618 | 0.42311 | 0.42791 | 0.4169 | 0.27424 | 0.22282 | 0.19703
WI CT NGas NOx Annual Rate v3.1 | 1131 | 1939 | Rate Constraint in lbs/MMBtu | FALSE | L | Annual | Constraint Shadow Price | US2016$/Ton | 0 | 0 | 0 | 0 | 0 | 0 | 0 | 0
WI Large Coal Units Hg Rule v3.1, Unit 4105 and retrofits | 1132 | 2200 | MACT Fuel Choice Floor in lbs/MMBtu | FALSE | L | Annual | Seasons Included | Seasons | Winter, WintShld, Summer | Winter, WintShld, Summer | Winter, WintShld, Summer | Winter, WintShld, Summer | Winter, WintShld, Summer | Winter, WintShld, Summer | Winter, WintShld, Summer | Winter, WintShld, Summer
WI Large Coal Units Hg Rule v3.1, Unit 4105 and retrofits | 1132 | 2200 | MACT Fuel Choice Floor in lbs/MMBtu | FALSE | L | Annual | Emission Floor | lbs/MMBtu | 7.92e-07 | 7.92e-07 | 7.92e-07 | 7.92e-07 | 7.92e-07 | 7.92e-07 | 7.92e-07 | 7.92e-07
WI Large Coal Units Hg Rule v3.1, Unit 4105 and retrofits | 1132 | 2200 | MACT Fuel Choice Floor in lbs/MMBtu | FALSE | L | Annual | Emissions at Affected Plants MER | lbs | 0 | 0 | 0 | 0 | 0 | 0 | 0 | 0
WI Large Coal Units Hg Rule v3.1, Unit 4105 and retrofits | 1132 | 2200 | MACT Fuel Choice Floor in lbs/MMBtu | FALSE | L | Annual | Allowances Purchased MER | lbs | 0 | 0 | 0 | 0 | 0 | 0 | 0 | 0
WI Large Coal Units Hg Rule v3.1, Unit 4105 and retrofits | 1132 | 2200 | MACT Fuel Choice Floor in lbs/MMBtu | FALSE | L | Annual | Allowances Sold MER | lbs | 0 | 0 | 0 | 0 | 0 | 0 | 0 | 0
WI Large Coal Units Hg Rule v3.1, Unit 4105 and retrofits | 1132 | 2200 | MACT Fuel Choice Floor in lbs/MMBtu | FALSE | L | Annual | Allowances Banked | lbs | 0 | 0 | 0 | 0 | 0 | 0 | 0 | 0
WI Large Coal Units Hg Rule v3.1, Unit 4105 and retrofits | 1132 | 2200 | MACT Fuel Choice Floor in lbs/MMBtu | FALSE | L | Annual | Allowances Withdrawn (1:1) | lbs | 0 | 0 | 0 | 0 | 0 | 0 | 0 | 0
WI Large Coal Units Hg Rule v3.1, Unit 4105 and retrofits | 1132 | 2200 | MACT Fuel Choice Floor in lbs/MMBtu | FALSE | L | Annual | Allowances Withdrawn (n:1) | lbs | 0 | 0 | 0 | 0 | 0 | 0 | 0 | 0
WI Large Coal Units Hg Rule v3.1, Unit 4105 and retrofits | 1132 | 2200 | MACT Fuel Choice Floor in lbs/MMBtu | FALSE | L | Annual | Net Emissions Allowance Position | lbs | 0 | 0 | 0 | 0 | 0 | 0 | 0 | 0
WI Large Coal Units Hg Rule v3.1, Unit 4105 and retrofits | 1132 | 2200 | MACT Fuel Choice Floor in lbs/MMBtu | FALSE | L | Annual | Fuel Consumed | TBtu | 0 | 0 | 0 | 0 | 0 | 0 | 0 | 0
WI Large Coal Units Hg Rule v3.1, Unit 4105 and retrofits | 1132 | 2200 | MACT Fuel Choice Floor in lbs/MMBtu | FALSE | L | Annual | Rate | lb/MMBtu | 0 | 0 | 0 | 0 | 0 | 0 | 0 | 0
WI Large Coal Units Hg Rule v3.1, Unit 4105 and retrofits | 1132 | 2200 | MACT Fuel Choice Floor in lbs/MMBtu | FALSE | L | Annual | Generation | TWh | 0 | 0 | 0 | 0 | 0 | 0 | 0 | 0
WI Large Coal Units Hg Rule v3.1, Unit 4105 and retrofits | 1132 | 2200 | MACT Fuel Choice Floor in lbs/MMBtu | FALSE | L | Annual | Qualifying Generation | TWh | 0 | 0 | 0 | 0 | 0 | 0 | 0 | 0
WI Large Coal Units Hg Rule v3.1, Unit 4105 and retrofits | 1132 | 2200 | MACT Fuel Choice Floor in lbs/MMBtu | FALSE | L | Annual | Constraint Shadow Price | US2016$/Lb | 0 | 0 | 0 | 0 | 0 | 0 | 0 | 0
WI Large Coal Units Hg Rule v3.1, Unit 4106 and retrofits | 1133 | 2200 | MACT Fuel Choice Floor in lbs/MMBtu | FALSE | L | Annual | Seasons Included | Seasons | Winter, WintShld, Summer | Winter, WintShld, Summer | Winter, WintShld, Summer | Winter, WintShld, Summer | Winter, WintShld, Summer | Winter, WintShld, Summer | Winter, WintShld, Summer | Winter, WintShld, Summer
WI Large Coal Units Hg Rule v3.1, Unit 4106 and retrofits | 1133 | 2200 | MACT Fuel Choice Floor in lbs/MMBtu | FALSE | L | Annual | Emission Floor | lbs/MMBtu | 7.92e-07 | 7.92e-07 | 7.92e-07 | 7.92e-07 | 7.92e-07 | 7.92e-07 | 7.92e-07 | 7.92e-07
WI Large Coal Units Hg Rule v3.1, Unit 4106 and retrofits | 1133 | 2200 | MACT Fuel Choice Floor in lbs/MMBtu | FALSE | L | Annual | Emissions at Affected Plants MER | lbs | 0 | 0 | 0 | 0 | 0 | 0 | 0 | 0
WI Large Coal Units Hg Rule v3.1, Unit 4106 and retrofits | 1133 | 2200 | MACT Fuel Choice Floor in lbs/MMBtu | FALSE | L | Annual | Allowances Purchased MER | lbs | 0 | 0 | 0 | 0 | 0 | 0 | 0 | 0
WI Large Coal Units Hg Rule v3.1, Unit 4106 and retrofits | 1133 | 2200 | MACT Fuel Choice Floor in lbs/MMBtu | FALSE | L | Annual | Allowances Sold MER | lbs | 0 | 0 | 0 | 0 | 0 | 0 | 0 | 0
WI Large Coal Units Hg Rule v3.1, Unit 4106 and retrofits | 1133 | 2200 | MACT Fuel Choice Floor in lbs/MMBtu | FALSE | L | Annual | Allowances Banked | lbs | 0 | 0 | 0 | 0 | 0 | 0 | 0 | 0
WI Large Coal Units Hg Rule v3.1, Unit 4106 and retrofits | 1133 | 2200 | MACT Fuel Choice Floor in lbs/MMBtu | FALSE | L | Annual | Allowances Withdrawn (1:1) | lbs | 0 | 0 | 0 | 0 | 0 | 0 | 0 | 0
WI Large Coal Units Hg Rule v3.1, Unit 4106 and retrofits | 1133 | 2200 | MACT Fuel Choice Floor in lbs/MMBtu | FALSE | L | Annual | Allowances Withdrawn (n:1) | lbs | 0 | 0 | 0 | 0 | 0 | 0 | 0 | 0
WI Large Coal Units Hg Rule v3.1, Unit 4106 and retrofits | 1133 | 2200 | MACT Fuel Choice Floor in lbs/MMBtu | FALSE | L | Annual | Net Emissions Allowance Position | lbs | 0 | 0 | 0 | 0 | 0 | 0 | 0 | 0
WI Large Coal Units Hg Rule v3.1, Unit 4106 and retrofits | 1133 | 2200 | MACT Fuel Choice Floor in lbs/MMBtu | FALSE | L | Annual | Fuel Consumed | TBtu | 0 | 0 | 0 | 0 | 0 | 0 | 0 | 0
WI Large Coal Units Hg Rule v3.1, Unit 4106 and retrofits | 1133 | 2200 | MACT Fuel Choice Floor in lbs/MMBtu | FALSE | L | Annual | Rate | lb/MMBtu | 0 | 0 | 0 | 0 | 0 | 0 | 0 | 0
WI Large Coal Units Hg Rule v3.1, Unit 4106 and retrofits | 1133 | 2200 | MACT Fuel Choice Floor in lbs/MMBtu | FALSE | L | Annual | Generation | TWh | 0 | 0 | 0 | 0 | 0 | 0 | 0 | 0
WI Large Coal Units Hg Rule v3.1, Unit 4106 and retrofits | 1133 | 2200 | MACT Fuel Choice Floor in lbs/MMBtu | FALSE | L | Annual | Qualifying Generation | TWh | 0 | 0 | 0 | 0 | 0 | 0 | 0 | 0
WI Large Coal Units Hg Rule v3.1, Unit 4106 and retrofits | 1133 | 2200 | MACT Fuel Choice Floor in lbs/MMBtu | FALSE | L | Annual | Constraint Shadow Price | US2016$/Lb | 0 | 0 | 0 | 0 | 0 | 0 | 0 | 0
WI Large Coal Units Hg Rule v3.1, Unit 4186 and retrofits | 1134 | 2200 | MACT Fuel Choice Floor in lbs/MMBtu | FALSE | L | Annual | Seasons Included | Seasons | Winter, WintShld, Summer | Winter, WintShld, Summer | Winter, WintShld, Summer | Winter, WintShld, Summer | Winter, WintShld, Summer | Winter, WintShld, Summer | Winter, WintShld, Summer | Winter, WintShld, Summer
WI Large Coal Units Hg Rule v3.1, Unit 4186 and retrofits | 1134 | 2200 | MACT Fuel Choice Floor in lbs/MMBtu | FALSE | L | Annual | Emission Floor | lbs/MMBtu | 7.92e-07 | 7.92e-07 | 7.92e-07 | 7.92e-07 | 7.92e-07 | 7.92e-07 | 7.92e-07 | 7.92e-07
WI Large Coal Units Hg Rule v3.1, Unit 4186 and retrofits | 1134 | 2200 | MACT Fuel Choice Floor in lbs/MMBtu | FALSE | L | Annual | Emissions at Affected Plants MER | lbs | 0 | 0 | 0 | 0 | 0 | 0 | 0 | 0
WI Large Coal Units Hg Rule v3.1, Unit 4186 and retrofits | 1134 | 2200 | MACT Fuel Choice Floor in lbs/MMBtu | FALSE | L | Annual | Allowances Purchased MER | lbs | 0 | 0 | 0 | 0 | 0 | 0 | 0 | 0
WI Large Coal Units Hg Rule v3.1, Unit 4186 and retrofits | 1134 | 2200 | MACT Fuel Choice Floor in lbs/MMBtu | FALSE | L | Annual | Allowances Sold MER | lbs | 0 | 0 | 0 | 0 | 0 | 0 | 0 | 0
WI Large Coal Units Hg Rule v3.1, Unit 4186 and retrofits | 1134 | 2200 | MACT Fuel Choice Floor in lbs/MMBtu | FALSE | L | Annual | Allowances Banked | lbs | 0 | 0 | 0 | 0 | 0 | 0 | 0 | 0
WI Large Coal Units Hg Rule v3.1, Unit 4186 and retrofits | 1134 | 2200 | MACT Fuel Choice Floor in lbs/MMBtu | FALSE | L | Annual | Allowances Withdrawn (1:1) | lbs | 0 | 0 | 0 | 0 | 0 | 0 | 0 | 0
WI Large Coal Units Hg Rule v3.1, Unit 4186 and retrofits | 1134 | 2200 | MACT Fuel Choice Floor in lbs/MMBtu | FALSE | L | Annual | Allowances Withdrawn (n:1) | lbs | 0 | 0 | 0 | 0 | 0 | 0 | 0 | 0
WI Large Coal Units Hg Rule v3.1, Unit 4186 and retrofits | 1134 | 2200 | MACT Fuel Choice Floor in lbs/MMBtu | FALSE | L | Annual | Net Emissions Allowance Position | lbs | 0 | 0 | 0 | 0 | 0 | 0 | 0 | 0
WI Large Coal Units Hg Rule v3.1, Unit 4186 and retrofits | 1134 | 2200 | MACT Fuel Choice Floor in lbs/MMBtu | FALSE | L | Annual | Fuel Consumed | TBtu | 0 | 0 | 0 | 0 | 0 | 0 | 0 | 0
WI Large Coal Units Hg Rule v3.1, Unit 4186 and retrofits | 1134 | 2200 | MACT Fuel Choice Floor in lbs/MMBtu | FALSE | L | Annual | Rate | lb/MMBtu | 0 | 0 | 0 | 0 | 0 | 0 | 0 | 0
WI Large Coal Units Hg Rule v3.1, Unit 4186 and retrofits | 1134 | 2200 | MACT Fuel Choice Floor in lbs/MMBtu | FALSE | L | Annual | Generation | TWh | 0 | 0 | 0 | 0 | 0 | 0 | 0 | 0
WI Large Coal Units Hg Rule v3.1, Unit 4186 and retrofits | 1134 | 2200 | MACT Fuel Choice Floor in lbs/MMBtu | FALSE | L | Annual | Qualifying Generation | TWh | 0 | 0 | 0 | 0 | 0 | 0 | 0 | 0
WI Large Coal Units Hg Rule v3.1, Unit 4186 and retrofits | 1134 | 2200 | MACT Fuel Choice Floor in lbs/MMBtu | FALSE | L | Annual | Constraint Shadow Price | US2016$/Lb | 0 | 0 | 0 | 0 | 0 | 0 | 0 | 0
WI Large Coal Units Hg Rule v3.1, Unit 4187 and retrofits | 1135 | 2200 | MACT Fuel Choice Floor in lbs/MMBtu | FALSE | L | Annual | Seasons Included | Seasons | Winter, WintShld, Summer | Winter, WintShld, Summer | Winter, WintShld, Summer | Winter, WintShld, Summer | Winter, WintShld, Summer | Winter, WintShld, Summer | Winter, WintShld, Summer | Winter, WintShld, Summer
WI Large Coal Units Hg Rule v3.1, Unit 4187 and retrofits | 1135 | 2200 | MACT Fuel Choice Floor in lbs/MMBtu | FALSE | L | Annual | Emission Floor | lbs/MMBtu | 7.92e-07 | 7.92e-07 | 7.92e-07 | 7.92e-07 | 7.92e-07 | 7.92e-07 | 7.92e-07 | 7.92e-07
WI Large Coal Units Hg Rule v3.1, Unit 4187 and retrofits | 1135 | 2200 | MACT Fuel Choice Floor in lbs/MMBtu | FALSE | L | Annual | Emissions at Affected Plants MER | lbs | 9.7936 | 11.0875 | 12.4469 | 11.127 | 11.7762 | 11.7762 | 11.7762 | 11.7762
WI Large Coal Units Hg Rule v3.1, Unit 4187 and retrofits | 1135 | 2200 | MACT Fuel Choice Floor in lbs/MMBtu | FALSE | L | Annual | Allowances Purchased MER | lbs | 0 | 0 | 0 | 0 | 0 | 0 | 0 | 0
WI Large Coal Units Hg Rule v3.1, Unit 4187 and retrofits | 1135 | 2200 | MACT Fuel Choice Floor in lbs/MMBtu | FALSE | L | Annual | Allowances Sold MER | lbs | 0 | 0 | 0 | 0 | 0 | 0 | 0 | 0
WI Large Coal Units Hg Rule v3.1, Unit 4187 and retrofits | 1135 | 2200 | MACT Fuel Choice Floor in lbs/MMBtu | FALSE | L | Annual | Allowances Banked | lbs | 0 | 0 | 0 | 0 | 0 | 0 | 0 | 0
WI Large Coal Units Hg Rule v3.1, Unit 4187 and retrofits | 1135 | 2200 | MACT Fuel Choice Floor in lbs/MMBtu | FALSE | L | Annual | Allowances Withdrawn (1:1) | lbs | 0 | 0 | 0 | 0 | 0 | 0 | 0 | 0
WI Large Coal Units Hg Rule v3.1, Unit 4187 and retrofits | 1135 | 2200 | MACT Fuel Choice Floor in lbs/MMBtu | FALSE | L | Annual | Allowances Withdrawn (n:1) | lbs | 0 | 0 | 0 | 0 | 0 | 0 | 0 | 0
WI Large Coal Units Hg Rule v3.1, Unit 4187 and retrofits | 1135 | 2200 | MACT Fuel Choice Floor in lbs/MMBtu | FALSE | L | Annual | Net Emissions Allowance Position | lbs | 9.7936 | 11.0875 | 12.4469 | 11.127 | 11.7762 | 11.7762 | 11.7762 | 11.7762
WI Large Coal Units Hg Rule v3.1, Unit 4187 and retrofits | 1135 | 2200 | MACT Fuel Choice Floor in lbs/MMBtu | FALSE | L | Annual | Fuel Consumed | TBtu | 17.4535 | 19.7594 | 22.1821 | 19.8297 | 20.9867 | 20.9867 | 20.9867 | 20.9867
WI Large Coal Units Hg Rule v3.1, Unit 4187 and retrofits | 1135 | 2200 | MACT Fuel Choice Floor in lbs/MMBtu | FALSE | L | Annual | Rate | lb/MMBtu | 5.6112e-07 | 5.6112e-07 | 5.6112e-07 | 5.6112e-07 | 5.6112e-07 | 5.6112e-07 | 5.6112e-07 | 5.6112e-07
WI Large Coal Units Hg Rule v3.1, Unit 4187 and retrofits | 1135 | 2200 | MACT Fuel Choice Floor in lbs/MMBtu | FALSE | L | Annual | Generation | TWh | 1.7669 | 2.0003 | 2.2456 | 2.0075 | 2.1246 | 2.1246 | 2.1246 | 2.1246
WI Large Coal Units Hg Rule v3.1, Unit 4187 and retrofits | 1135 | 2200 | MACT Fuel Choice Floor in lbs/MMBtu | FALSE | L | Annual | Qualifying Generation | TWh | 1.7669 | 2.0003 | 2.2456 | 2.0075 | 2.1246 | 2.1246 | 2.1246 | 2.1246
WI Large Coal Units Hg Rule v3.1, Unit 4187 and retrofits | 1135 | 2200 | MACT Fuel Choice Floor in lbs/MMBtu | FALSE | L | Annual | Constraint Shadow Price | US2016$/Lb | 0 | 0 | 0 | 0 | 0 | 0 | 0 | 0
WI Large Coal Units Hg Rule v3.1, Unit 4188 and retrofits | 1136 | 2200 | MACT Fuel Choice Floor in lbs/MMBtu | FALSE | L | Annual | Seasons Included | Seasons | Winter, WintShld, Summer | Winter, WintShld, Summer | Winter, WintShld, Summer | Winter, WintShld, Summer | Winter, WintShld, Summer | Winter, WintShld, Summer | Winter, WintShld, Summer | Winter, WintShld, Summer
WI Large Coal Units Hg Rule v3.1, Unit 4188 and retrofits | 1136 | 2200 | MACT Fuel Choice Floor in lbs/MMBtu | FALSE | L | Annual | Emission Floor | lbs/MMBtu | 7.92e-07 | 7.92e-07 | 7.92e-07 | 7.92e-07 | 7.92e-07 | 7.92e-07 | 7.92e-07 | 7.92e-07
WI Large Coal Units Hg Rule v3.1, Unit 4188 and retrofits | 1136 | 2200 | MACT Fuel Choice Floor in lbs/MMBtu | FALSE | L | Annual | Emissions at Affected Plants MER | lbs | 13.183 | 16.2617 | 16.8623 | 15.3562 | 12.2795 | 12.2795 | 13.9413 | 12.2795
WI Large Coal Units Hg Rule v3.1, Unit 4188 and retrofits | 1136 | 2200 | MACT Fuel Choice Floor in lbs/MMBtu | FALSE | L | Annual | Allowances Purchased MER | lbs | 0 | 0 | 0 | 0 | 0 | 0 | 0 | 0
WI Large Coal Units Hg Rule v3.1, Unit 4188 and retrofits | 1136 | 2200 | MACT Fuel Choice Floor in lbs/MMBtu | FALSE | L | Annual | Allowances Sold MER | lbs | 0 | 0 | 0 | 0 | 0 | 0 | 0 | 0
WI Large Coal Units Hg Rule v3.1, Unit 4188 and retrofits | 1136 | 2200 | MACT Fuel Choice Floor in lbs/MMBtu | FALSE | L | Annual | Allowances Banked | lbs | 0 | 0 | 0 | 0 | 0 | 0 | 0 | 0
WI Large Coal Units Hg Rule v3.1, Unit 4188 and retrofits | 1136 | 2200 | MACT Fuel Choice Floor in lbs/MMBtu | FALSE | L | Annual | Allowances Withdrawn (1:1) | lbs | 0 | 0 | 0 | 0 | 0 | 0 | 0 | 0
WI Large Coal Units Hg Rule v3.1, Unit 4188 and retrofits | 1136 | 2200 | MACT Fuel Choice Floor in lbs/MMBtu | FALSE | L | Annual | Allowances Withdrawn (n:1) | lbs | 0 | 0 | 0 | 0 | 0 | 0 | 0 | 0
WI Large Coal Units Hg Rule v3.1, Unit 4188 and retrofits | 1136 | 2200 | MACT Fuel Choice Floor in lbs/MMBtu | FALSE | L | Annual | Net Emissions Allowance Position | lbs | 13.183 | 16.2617 | 16.8623 | 15.3562 | 12.2795 | 12.2795 | 13.9413 | 12.2795
WI Large Coal Units Hg Rule v3.1, Unit 4188 and retrofits | 1136 | 2200 | MACT Fuel Choice Floor in lbs/MMBtu | FALSE | L | Annual | Fuel Consumed | TBtu | 23.4939 | 28.9806 | 30.0509 | 27.3669 | 21.8838 | 21.8838 | 24.8452 | 21.8838
WI Large Coal Units Hg Rule v3.1, Unit 4188 and retrofits | 1136 | 2200 | MACT Fuel Choice Floor in lbs/MMBtu | FALSE | L | Annual | Rate | lb/MMBtu | 5.6112e-07 | 5.6112e-07 | 5.6112e-07 | 5.6112e-07 | 5.6112e-07 | 5.6112e-07 | 5.6112e-07 | 5.6112e-07
WI Large Coal Units Hg Rule v3.1, Unit 4188 and retrofits | 1136 | 2200 | MACT Fuel Choice Floor in lbs/MMBtu | FALSE | L | Annual | Generation | TWh | 2.1953 | 2.708 | 2.808 | 2.5572 | 2.0448 | 2.0448 | 2.3215 | 2.0448
WI Large Coal Units Hg Rule v3.1, Unit 4188 and retrofits | 1136 | 2200 | MACT Fuel Choice Floor in lbs/MMBtu | FALSE | L | Annual | Qualifying Generation | TWh | 2.1953 | 2.708 | 2.808 | 2.5572 | 2.0448 | 2.0448 | 2.3215 | 2.0448
WI Large Coal Units Hg Rule v3.1, Unit 4188 and retrofits | 1136 | 2200 | MACT Fuel Choice Floor in lbs/MMBtu | FALSE | L | Annual | Constraint Shadow Price | US2016$/Lb | 0 | 0 | 0 | 0 | 0 | 0 | 0 | 0
WI Large Coal Units Hg Rule v3.1, Unit 4204 and retrofits | 1137 | 2200 | MACT Fuel Choice Floor in lbs/MMBtu | FALSE | L | Annual | Seasons Included | Seasons | Winter, WintShld, Summer | Winter, WintShld, Summer | Winter, WintShld, Summer | Winter, WintShld, Summer | Winter, WintShld, Summer | Winter, WintShld, Summer | Winter, WintShld, Summer | Winter, WintShld, Summer
WI Large Coal Units Hg Rule v3.1, Unit 4204 and retrofits | 1137 | 2200 | MACT Fuel Choice Floor in lbs/MMBtu | FALSE | L | Annual | Emission Floor | lbs/MMBtu | 7.92e-07 | 7.92e-07 | 7.92e-07 | 7.92e-07 | 7.92e-07 | 7.92e-07 | 7.92e-07 | 7.92e-07
WI Large Coal Units Hg Rule v3.1, Unit 4204 and retrofits | 1137 | 2200 | MACT Fuel Choice Floor in lbs/MMBtu | FALSE | L | Annual | Emissions at Affected Plants MER | lbs | 5.3106 | 6.1074 | 5.6942 | 6.0772 | 6.0772 | 6.8764 | 6.8764 | 0
WI Large Coal Units Hg Rule v3.1, Unit 4204 and retrofits | 1137 | 2200 | MACT Fuel Choice Floor in lbs/MMBtu | FALSE | L | Annual | Allowances Purchased MER | lbs | 0 | 0 | 0 | 0 | 0 | 0 | 0 | 0
WI Large Coal Units Hg Rule v3.1, Unit 4204 and retrofits | 1137 | 2200 | MACT Fuel Choice Floor in lbs/MMBtu | FALSE | L | Annual | Allowances Sold MER | lbs | 0 | 0 | 0 | 0 | 0 | 0 | 0 | 0
WI Large Coal Units Hg Rule v3.1, Unit 4204 and retrofits | 1137 | 2200 | MACT Fuel Choice Floor in lbs/MMBtu | FALSE | L | Annual | Allowances Banked | lbs | 0 | 0 | 0 | 0 | 0 | 0 | 0 | 0
WI Large Coal Units Hg Rule v3.1, Unit 4204 and retrofits | 1137 | 2200 | MACT Fuel Choice Floor in lbs/MMBtu | FALSE | L | Annual | Allowances Withdrawn (1:1) | lbs | 0 | 0 | 0 | 0 | 0 | 0 | 0 | 0
WI Large Coal Units Hg Rule v3.1, Unit 4204 and retrofits | 1137 | 2200 | MACT Fuel Choice Floor in lbs/MMBtu | FALSE | L | Annual | Allowances Withdrawn (n:1) | lbs | 0 | 0 | 0 | 0 | 0 | 0 | 0 | 0
WI Large Coal Units Hg Rule v3.1, Unit 4204 and retrofits | 1137 | 2200 | MACT Fuel Choice Floor in lbs/MMBtu | FALSE | L | Annual | Net Emissions Allowance Position | lbs | 5.3106 | 6.1074 | 5.6942 | 6.0772 | 6.0772 | 6.8764 | 6.8764 | 0
WI Large Coal Units Hg Rule v3.1, Unit 4204 and retrofits | 1137 | 2200 | MACT Fuel Choice Floor in lbs/MMBtu | FALSE | L | Annual | Fuel Consumed | TBtu | 9.9374 | 11.4284 | 10.6552 | 11.3718 | 11.3718 | 12.8673 | 12.8673 | 0
WI Large Coal Units Hg Rule v3.1, Unit 4204 and retrofits | 1137 | 2200 | MACT Fuel Choice Floor in lbs/MMBtu | FALSE | L | Annual | Rate | lb/MMBtu | 5.344e-07 | 5.344e-07 | 5.344e-07 | 5.344e-07 | 5.344e-07 | 5.344e-07 | 5.344e-07 | 0
WI Large Coal Units Hg Rule v3.1, Unit 4204 and retrofits | 1137 | 2200 | MACT Fuel Choice Floor in lbs/MMBtu | FALSE | L | Annual | Generation | TWh | 0.86218 | 0.99155 | 0.92446 | 0.98664 | 0.98664 | 1.1164 | 1.1164 | 0
WI Large Coal Units Hg Rule v3.1, Unit 4204 and retrofits | 1137 | 2200 | MACT Fuel Choice Floor in lbs/MMBtu | FALSE | L | Annual | Qualifying Generation | TWh | 0.86218 | 0.99155 | 0.92446 | 0.98664 | 0.98664 | 1.1164 | 1.1164 | 0
WI Large Coal Units Hg Rule v3.1, Unit 4204 and retrofits | 1137 | 2200 | MACT Fuel Choice Floor in lbs/MMBtu | FALSE | L | Annual | Constraint Shadow Price | US2016$/Lb | 0 | 0 | 0 | 0 | 0 | 0 | 0 | 0
WI Large Coal Units Hg Rule v3.1, Unit 4215 and retrofits | 1138 | 2200 | MACT Fuel Choice Floor in lbs/MMBtu | FALSE | L | Annual | Seasons Included | Seasons | Winter, WintShld, Summer | Winter, WintShld, Summer | Winter, WintShld, Summer | Winter, WintShld, Summer | Winter, WintShld, Summer | Winter, WintShld, Summer | Winter, WintShld, Summer | Winter, WintShld, Summer
WI Large Coal Units Hg Rule v3.1, Unit 4215 and retrofits | 1138 | 2200 | MACT Fuel Choice Floor in lbs/MMBtu | FALSE | L | Annual | Emission Floor | lbs/MMBtu | 7.92e-07 | 7.92e-07 | 7.92e-07 | 7.92e-07 | 7.92e-07 | 7.92e-07 | 7.92e-07 | 7.92e-07
WI Large Coal Units Hg Rule v3.1, Unit 4215 and retrofits | 1138 | 2200 | MACT Fuel Choice Floor in lbs/MMBtu | FALSE | L | Annual | Emissions at Affected Plants MER | lbs | 8.9271 | 9.3903 | 9.459 | 11.1785 | 7.944 | 10.8987 | 9.1907 | 8.8036
WI Large Coal Units Hg Rule v3.1, Unit 4215 and retrofits | 1138 | 2200 | MACT Fuel Choice Floor in lbs/MMBtu | FALSE | L | Annual | Allowances Purchased MER | lbs | 0 | 0 | 0 | 0 | 0 | 0 | 0 | 0
WI Large Coal Units Hg Rule v3.1, Unit 4215 and retrofits | 1138 | 2200 | MACT Fuel Choice Floor in lbs/MMBtu | FALSE | L | Annual | Allowances Sold MER | lbs | 0 | 0 | 0 | 0 | 0 | 0 | 0 | 0
WI Large Coal Units Hg Rule v3.1, Unit 4215 and retrofits | 1138 | 2200 | MACT Fuel Choice Floor in lbs/MMBtu | FALSE | L | Annual | Allowances Banked | lbs | 0 | 0 | 0 | 0 | 0 | 0 | 0 | 0
WI Large Coal Units Hg Rule v3.1, Unit 4215 and retrofits | 1138 | 2200 | MACT Fuel Choice Floor in lbs/MMBtu | FALSE | L | Annual | Allowances Withdrawn (1:1) | lbs | 0 | 0 | 0 | 0 | 0 | 0 | 0 | 0
WI Large Coal Units Hg Rule v3.1, Unit 4215 and retrofits | 1138 | 2200 | MACT Fuel Choice Floor in lbs/MMBtu | FALSE | L | Annual | Allowances Withdrawn (n:1) | lbs | 0 | 0 | 0 | 0 | 0 | 0 | 0 | 0
WI Large Coal Units Hg Rule v3.1, Unit 4215 and retrofits | 1138 | 2200 | MACT Fuel Choice Floor in lbs/MMBtu | FALSE | L | Annual | Net Emissions Allowance Position | lbs | 8.9271 | 9.3903 | 9.459 | 11.1785 | 7.944 | 10.8987 | 9.1907 | 8.8036
WI Large Coal Units Hg Rule v3.1, Unit 4215 and retrofits | 1138 | 2200 | MACT Fuel Choice Floor in lbs/MMBtu | FALSE | L | Annual | Fuel Consumed | TBtu | 15.9093 | 16.7348 | 16.8572 | 19.9216 | 14.1573 | 19.423 | 16.379 | 15.6893
WI Large Coal Units Hg Rule v3.1, Unit 4215 and retrofits | 1138 | 2200 | MACT Fuel Choice Floor in lbs/MMBtu | FALSE | L | Annual | Rate | lb/MMBtu | 5.6112e-07 | 5.6112e-07 | 5.6112e-07 | 5.6112e-07 | 5.6112e-07 | 5.6112e-07 | 5.6112e-07 | 5.6112e-07
WI Large Coal Units Hg Rule v3.1, Unit 4215 and retrofits | 1138 | 2200 | MACT Fuel Choice Floor in lbs/MMBtu | FALSE | L | Annual | Generation | TWh | 1.4965 | 1.5742 | 1.5857 | 1.8739 | 1.3317 | 1.827 | 1.5407 | 1.4758
WI Large Coal Units Hg Rule v3.1, Unit 4215 and retrofits | 1138 | 2200 | MACT Fuel Choice Floor in lbs/MMBtu | FALSE | L | Annual | Qualifying Generation | TWh | 1.4965 | 1.5742 | 1.5857 | 1.8739 | 1.3317 | 1.827 | 1.5407 | 1.4758
WI Large Coal Units Hg Rule v3.1, Unit 4215 and retrofits | 1138 | 2200 | MACT Fuel Choice Floor in lbs/MMBtu | FALSE | L | Annual | Constraint Shadow Price | US2016$/Lb | 0 | 0 | 0 | 0 | 0 | 0 | 0 | 0
WI Large Coal Units Hg Rule v3.1, Unit 5472 and retrofits | 1139 | 2200 | MACT Fuel Choice Floor in lbs/MMBtu | FALSE | L | Annual | Seasons Included | Seasons | Winter, WintShld, Summer | Winter, WintShld, Summer | Winter, WintShld, Summer | Winter, WintShld, Summer | Winter, WintShld, Summer | Winter, WintShld, Summer | Winter, WintShld, Summer | Winter, WintShld, Summer
WI Large Coal Units Hg Rule v3.1, Unit 5472 and retrofits | 1139 | 2200 | MACT Fuel Choice Floor in lbs/MMBtu | FALSE | L | Annual | Emission Floor | lbs/MMBtu | 7.92e-07 | 7.92e-07 | 7.92e-07 | 7.92e-07 | 7.92e-07 | 7.92e-07 | 7.92e-07 | 7.92e-07
WI Large Coal Units Hg Rule v3.1, Unit 5472 and retrofits | 1139 | 2200 | MACT Fuel Choice Floor in lbs/MMBtu | FALSE | L | Annual | Emissions at Affected Plants MER | lbs | 8.4538 | 12.486 | 12.7305 | 13.2069 | 11.1156 | 14.7902 | 10.6202 | 9.0153
WI Large Coal Units Hg Rule v3.1, Unit 5472 and retrofits | 1139 | 2200 | MACT Fuel Choice Floor in lbs/MMBtu | FALSE | L | Annual | Allowances Purchased MER | lbs | 0 | 0 | 0 | 0 | 0 | 0 | 0 | 0
WI Large Coal Units Hg Rule v3.1, Unit 5472 and retrofits | 1139 | 2200 | MACT Fuel Choice Floor in lbs/MMBtu | FALSE | L | Annual | Allowances Sold MER | lbs | 0 | 0 | 0 | 0 | 0 | 0 | 0 | 0
WI Large Coal Units Hg Rule v3.1, Unit 5472 and retrofits | 1139 | 2200 | MACT Fuel Choice Floor in lbs/MMBtu | FALSE | L | Annual | Allowances Banked | lbs | 0 | 0 | 0 | 0 | 0 | 0 | 0 | 0
WI Large Coal Units Hg Rule v3.1, Unit 5472 and retrofits | 1139 | 2200 | MACT Fuel Choice Floor in lbs/MMBtu | FALSE | L | Annual | Allowances Withdrawn (1:1) | lbs | 0 | 0 | 0 | 0 | 0 | 0 | 0 | 0
WI Large Coal Units Hg Rule v3.1, Unit 5472 and retrofits | 1139 | 2200 | MACT Fuel Choice Floor in lbs/MMBtu | FALSE | L | Annual | Allowances Withdrawn (n:1) | lbs | 0 | 0 | 0 | 0 | 0 | 0 | 0 | 0
WI Large Coal Units Hg Rule v3.1, Unit 5472 and retrofits | 1139 | 2200 | MACT Fuel Choice Floor in lbs/MMBtu | FALSE | L | Annual | Net Emissions Allowance Position | lbs | 8.4538 | 12.486 | 12.7305 | 13.2069 | 11.1156 | 14.7902 | 10.6202 | 9.0153
WI Large Coal Units Hg Rule v3.1, Unit 5472 and retrofits | 1139 | 2200 | MACT Fuel Choice Floor in lbs/MMBtu | FALSE | L | Annual | Fuel Consumed | TBtu | 15.0659 | 22.2517 | 22.6875 | 23.5365 | 19.8096 | 26.3581 | 18.9267 | 16.0665
WI Large Coal Units Hg Rule v3.1, Unit 5472 and retrofits | 1139 | 2200 | MACT Fuel Choice Floor in lbs/MMBtu | FALSE | L | Annual | Rate | lb/MMBtu | 5.6112e-07 | 5.6112e-07 | 5.6112e-07 | 5.6112e-07 | 5.6112e-07 | 5.6112e-07 | 5.6112e-07 | 5.6112e-07
WI Large Coal Units Hg Rule v3.1, Unit 5472 and retrofits | 1139 | 2200 | MACT Fuel Choice Floor in lbs/MMBtu | FALSE | L | Annual | Generation | TWh | 1.3397 | 1.9786 | 2.0174 | 2.0929 | 1.7615 | 2.3438 | 1.683 | 1.4286
WI Large Coal Units Hg Rule v3.1, Unit 5472 and retrofits | 1139 | 2200 | MACT Fuel Choice Floor in lbs/MMBtu | FALSE | L | Annual | Qualifying Generation | TWh | 1.3397 | 1.9786 | 2.0174 | 2.0929 | 1.7615 | 2.3438 | 1.683 | 1.4286
WI Large Coal Units Hg Rule v3.1, Unit 5472 and retrofits | 1139 | 2200 | MACT Fuel Choice Floor in lbs/MMBtu | FALSE | L | Annual | Constraint Shadow Price | US2016$/Lb | 0 | 0 | 0 | 0 | 0 | 0 | 0 | 0
WI Large Coal Units Hg Rule v3.1, Unit 5485 and retrofits | 1140 | 2200 | MACT Fuel Choice Floor in lbs/MMBtu | FALSE | L | Annual | Seasons Included | Seasons | Winter, WintShld, Summer | Winter, WintShld, Summer | Winter, WintShld, Summer | Winter, WintShld, Summer | Winter, WintShld, Summer | Winter, WintShld, Summer | Winter, WintShld, Summer | Winter, WintShld, Summer
WI Large Coal Units Hg Rule v3.1, Unit 5485 and retrofits | 1140 | 2200 | MACT Fuel Choice Floor in lbs/MMBtu | FALSE | L | Annual | Emission Floor | lbs/MMBtu | 7.92e-07 | 7.92e-07 | 7.92e-07 | 7.92e-07 | 7.92e-07 | 7.92e-07 | 7.92e-07 | 7.92e-07
WI Large Coal Units Hg Rule v3.1, Unit 5485 and retrofits | 1140 | 2200 | MACT Fuel Choice Floor in lbs/MMBtu | FALSE | L | Annual | Emissions at Affected Plants MER | lbs | 0 | 0 | 0 | 0 | 0 | 0 | 0 | 0
WI Large Coal Units Hg Rule v3.1, Unit 5485 and retrofits | 1140 | 2200 | MACT Fuel Choice Floor in lbs/MMBtu | FALSE | L | Annual | Allowances Purchased MER | lbs | 0 | 0 | 0 | 0 | 0 | 0 | 0 | 0
WI Large Coal Units Hg Rule v3.1, Unit 5485 and retrofits | 1140 | 2200 | MACT Fuel Choice Floor in lbs/MMBtu | FALSE | L | Annual | Allowances Sold MER | lbs | 0 | 0 | 0 | 0 | 0 | 0 | 0 | 0
WI Large Coal Units Hg Rule v3.1, Unit 5485 and retrofits | 1140 | 2200 | MACT Fuel Choice Floor in lbs/MMBtu | FALSE | L | Annual | Allowances Banked | lbs | 0 | 0 | 0 | 0 | 0 | 0 | 0 | 0
WI Large Coal Units Hg Rule v3.1, Unit 5485 and retrofits | 1140 | 2200 | MACT Fuel Choice Floor in lbs/MMBtu | FALSE | L | Annual | Allowances Withdrawn (1:1) | lbs | 0 | 0 | 0 | 0 | 0 | 0 | 0 | 0
WI Large Coal Units Hg Rule v3.1, Unit 5485 and retrofits | 1140 | 2200 | MACT Fuel Choice Floor in lbs/MMBtu | FALSE | L | Annual | Allowances Withdrawn (n:1) | lbs | 0 | 0 | 0 | 0 | 0 | 0 | 0 | 0
WI Large Coal Units Hg Rule v3.1, Unit 5485 and retrofits | 1140 | 2200 | MACT Fuel Choice Floor in lbs/MMBtu | FALSE | L | Annual | Net Emissions Allowance Position | lbs | 0 | 0 | 0 | 0 | 0 | 0 | 0 | 0
WI Large Coal Units Hg Rule v3.1, Unit 5485 and retrofits | 1140 | 2200 | MACT Fuel Choice Floor in lbs/MMBtu | FALSE | L | Annual | Fuel Consumed | TBtu | 0 | 0 | 0 | 0 | 0 | 0 | 0 | 0
WI Large Coal Units Hg Rule v3.1, Unit 5485 and retrofits | 1140 | 2200 | MACT Fuel Choice Floor in lbs/MMBtu | FALSE | L | Annual | Rate | lb/MMBtu | 0 | 0 | 0 | 0 | 0 | 0 | 0 | 0
WI Large Coal Units Hg Rule v3.1, Unit 5485 and retrofits | 1140 | 2200 | MACT Fuel Choice Floor in lbs/MMBtu | FALSE | L | Annual | Generation | TWh | 0 | 0 | 0 | 0 | 0 | 0 | 0 | 0
WI Large Coal Units Hg Rule v3.1, Unit 5485 and retrofits | 1140 | 2200 | MACT Fuel Choice Floor in lbs/MMBtu | FALSE | L | Annual | Qualifying Generation | TWh | 0 | 0 | 0 | 0 | 0 | 0 | 0 | 0
WI Large Coal Units Hg Rule v3.1, Unit 5485 and retrofits | 1140 | 2200 | MACT Fuel Choice Floor in lbs/MMBtu | FALSE | L | Annual | Constraint Shadow Price | US2016$/Lb | 0 | 0 | 0 | 0 | 0 | 0 | 0 | 0
WI Large Coal Units Hg Rule v3.1, Unit 5717 and retrofits | 1141 | 2200 | MACT Fuel Choice Floor in lbs/MMBtu | FALSE | L | Annual | Seasons Included | Seasons | Winter, WintShld, Summer | Winter, WintShld, Summer | Winter, WintShld, Summer | Winter, WintShld, Summer | Winter, WintShld, Summer | Winter, WintShld, Summer | Winter, WintShld, Summer | Winter, WintShld, Summer
WI Large Coal Units Hg Rule v3.1, Unit 5717 and retrofits | 1141 | 2200 | MACT Fuel Choice Floor in lbs/MMBtu | FALSE | L | Annual | Emission Floor | lbs/MMBtu | 7.92e-07 | 7.92e-07 | 7.92e-07 | 7.92e-07 | 7.92e-07 | 7.92e-07 | 7.92e-07 | 7.92e-07
WI Large Coal Units Hg Rule v3.1, Unit 5717 and retrofits | 1141 | 2200 | MACT Fuel Choice Floor in lbs/MMBtu | FALSE | L | Annual | Emissions at Affected Plants MER | lbs | 7.6696 | 8.243 | 8.3173 | 8.9721 | 7.531 | 8.5109 | 6.6464 | 6.4974
WI Large Coal Units Hg Rule v3.1, Unit 5717 and retrofits | 1141 | 2200 | MACT Fuel Choice Floor in lbs/MMBtu | FALSE | L | Annual | Allowances Purchased MER | lbs | 0 | 0 | 0 | 0 | 0 | 0 | 0 | 0
WI Large Coal Units Hg Rule v3.1, Unit 5717 and retrofits | 1141 | 2200 | MACT Fuel Choice Floor in lbs/MMBtu | FALSE | L | Annual | Allowances Sold MER | lbs | 0 | 0 | 0 | 0 | 0 | 0 | 0 | 0
WI Large Coal Units Hg Rule v3.1, Unit 5717 and retrofits | 1141 | 2200 | MACT Fuel Choice Floor in lbs/MMBtu | FALSE | L | Annual | Allowances Banked | lbs | 0 | 0 | 0 | 0 | 0 | 0 | 0 | 0
WI Large Coal Units Hg Rule v3.1, Unit 5717 and retrofits | 1141 | 2200 | MACT Fuel Choice Floor in lbs/MMBtu | FALSE | L | Annual | Allowances Withdrawn (1:1) | lbs | 0 | 0 | 0 | 0 | 0 | 0 | 0 | 0
WI Large Coal Units Hg Rule v3.1, Unit 5717 and retrofits | 1141 | 2200 | MACT Fuel Choice Floor in lbs/MMBtu | FALSE | L | Annual | Allowances Withdrawn (n:1) | lbs | 0 | 0 | 0 | 0 | 0 | 0 | 0 | 0
WI Large Coal Units Hg Rule v3.1, Unit 5717 and retrofits | 1141 | 2200 | MACT Fuel Choice Floor in lbs/MMBtu | FALSE | L | Annual | Net Emissions Allowance Position | lbs | 7.6696 | 8.243 | 8.3173 | 8.9721 | 7.531 | 8.5109 | 6.6464 | 6.4974
WI Large Coal Units Hg Rule v3.1, Unit 5717 and retrofits | 1141 | 2200 | MACT Fuel Choice Floor in lbs/MMBtu | FALSE | L | Annual | Fuel Consumed | TBtu | 13.6683 | 14.6901 | 14.8225 | 15.9896 | 13.4212 | 15.1675 | 11.8448 | 11.5792
WI Large Coal Units Hg Rule v3.1, Unit 5717 and retrofits | 1141 | 2200 | MACT Fuel Choice Floor in lbs/MMBtu | FALSE | L | Annual | Rate | lb/MMBtu | 5.6112e-07 | 5.6112e-07 | 5.6112e-07 | 5.6112e-07 | 5.6112e-07 | 5.6112e-07 | 5.6112e-07 | 5.6112e-07
WI Large Coal Units Hg Rule v3.1, Unit 5717 and retrofits | 1141 | 2200 | MACT Fuel Choice Floor in lbs/MMBtu | FALSE | L | Annual | Generation | TWh | 1.3534 | 1.4546 | 1.4677 | 1.5833 | 1.329 | 1.5019 | 1.1729 | 1.1466
WI Large Coal Units Hg Rule v3.1, Unit 5717 and retrofits | 1141 | 2200 | MACT Fuel Choice Floor in lbs/MMBtu | FALSE | L | Annual | Qualifying Generation | TWh | 1.3534 | 1.4546 | 1.4677 | 1.5833 | 1.329 | 1.5019 | 1.1729 | 1.1466
WI Large Coal Units Hg Rule v3.1, Unit 5717 and retrofits | 1141 | 2200 | MACT Fuel Choice Floor in lbs/MMBtu | FALSE | L | Annual | Constraint Shadow Price | US2016$/Lb | 0 | 0 | 0 | 0 | 0 | 0 | 0 | 0
WI Large Coal Units Hg Rule v3.1, Unit 5718 and retrofits | 1142 | 2200 | MACT Fuel Choice Floor in lbs/MMBtu | FALSE | L | Annual | Seasons Included | Seasons | Winter, WintShld, Summer | Winter, WintShld, Summer | Winter, WintShld, Summer | Winter, WintShld, Summer | Winter, WintShld, Summer | Winter, WintShld, Summer | Winter, WintShld, Summer | Winter, WintShld, Summer
WI Large Coal Units Hg Rule v3.1, Unit 5718 and retrofits | 1142 | 2200 | MACT Fuel Choice Floor in lbs/MMBtu | FALSE | L | Annual | Emission Floor | lbs/MMBtu | 7.92e-07 | 7.92e-07 | 7.92e-07 | 7.92e-07 | 7.92e-07 | 7.92e-07 | 7.92e-07 | 7.92e-07
WI Large Coal Units Hg Rule v3.1, Unit 5718 and retrofits | 1142 | 2200 | MACT Fuel Choice Floor in lbs/MMBtu | FALSE | L | Annual | Emissions at Affected Plants MER | lbs | 7.9874 | 8.6203 | 8.6875 | 8.1305 | 6.074 | 6.666 | 6.666 | 6.074
WI Large Coal Units Hg Rule v3.1, Unit 5718 and retrofits | 1142 | 2200 | MACT Fuel Choice Floor in lbs/MMBtu | FALSE | L | Annual | Allowances Purchased MER | lbs | 0 | 0 | 0 | 0 | 0 | 0 | 0 | 0
WI Large Coal Units Hg Rule v3.1, Unit 5718 and retrofits | 1142 | 2200 | MACT Fuel Choice Floor in lbs/MMBtu | FALSE | L | Annual | Allowances Sold MER | lbs | 0 | 0 | 0 | 0 | 0 | 0 | 0 | 0
WI Large Coal Units Hg Rule v3.1, Unit 5718 and retrofits | 1142 | 2200 | MACT Fuel Choice Floor in lbs/MMBtu | FALSE | L | Annual | Allowances Banked | lbs | 0 | 0 | 0 | 0 | 0 | 0 | 0 | 0
WI Large Coal Units Hg Rule v3.1, Unit 5718 and retrofits | 1142 | 2200 | MACT Fuel Choice Floor in lbs/MMBtu | FALSE | L | Annual | Allowances Withdrawn (1:1) | lbs | 0 | 0 | 0 | 0 | 0 | 0 | 0 | 0
WI Large Coal Units Hg Rule v3.1, Unit 5718 and retrofits | 1142 | 2200 | MACT Fuel Choice Floor in lbs/MMBtu | FALSE | L | Annual | Allowances Withdrawn (n:1) | lbs | 0 | 0 | 0 | 0 | 0 | 0 | 0 | 0
WI Large Coal Units Hg Rule v3.1, Unit 5718 and retrofits | 1142 | 2200 | MACT Fuel Choice Floor in lbs/MMBtu | FALSE | L | Annual | Net Emissions Allowance Position | lbs | 7.9874 | 8.6203 | 8.6875 | 8.1305 | 6.074 | 6.666 | 6.666 | 6.074
WI Large Coal Units Hg Rule v3.1, Unit 5718 and retrofits | 1142 | 2200 | MACT Fuel Choice Floor in lbs/MMBtu | FALSE | L | Annual | Fuel Consumed | TBtu | 14.2345 | 15.3626 | 15.4823 | 14.4897 | 10.8246 | 11.8797 | 11.8797 | 10.8246
WI Large Coal Units Hg Rule v3.1, Unit 5718 and retrofits | 1142 | 2200 | MACT Fuel Choice Floor in lbs/MMBtu | FALSE | L | Annual | Rate | lb/MMBtu | 5.6112e-07 | 5.6112e-07 | 5.6112e-07 | 5.6112e-07 | 5.6112e-07 | 5.6112e-07 | 5.6112e-07 | 5.6112e-07
WI Large Coal Units Hg Rule v3.1, Unit 5718 and retrofits | 1142 | 2200 | MACT Fuel Choice Floor in lbs/MMBtu | FALSE | L | Annual | Generation | TWh | 1.3921 | 1.5025 | 1.5142 | 1.4171 | 1.0586 | 1.1618 | 1.1618 | 1.0586
WI Large Coal Units Hg Rule v3.1, Unit 5718 and retrofits | 1142 | 2200 | MACT Fuel Choice Floor in lbs/MMBtu | FALSE | L | Annual | Qualifying Generation | TWh | 1.3921 | 1.5025 | 1.5142 | 1.4171 | 1.0586 | 1.1618 | 1.1618 | 1.0586
WI Large Coal Units Hg Rule v3.1, Unit 5718 and retrofits | 1142 | 2200 | MACT Fuel Choice Floor in lbs/MMBtu | FALSE | L | Annual | Constraint Shadow Price | US2016$/Lb | 0 | 0 | 0 | 0 | 0 | 0 | 0 | 0
WI Large Coal Units Hg Rule v3.1, Unit 5719 and retrofits | 1143 | 2200 | MACT Fuel Choice Floor in lbs/MMBtu | FALSE | L | Annual | Seasons Included | Seasons | Winter, WintShld, Summer | Winter, WintShld, Summer | Winter, WintShld, Summer | Winter, WintShld, Summer | Winter, WintShld, Summer | Winter, WintShld, Summer | Winter, WintShld, Summer | Winter, WintShld, Summer
WI Large Coal Units Hg Rule v3.1, Unit 5719 and retrofits | 1143 | 2200 | MACT Fuel Choice Floor in lbs/MMBtu | FALSE | L | Annual | Emission Floor | lbs/MMBtu | 7.92e-07 | 7.92e-07 | 7.92e-07 | 7.92e-07 | 7.92e-07 | 7.92e-07 | 7.92e-07 | 7.92e-07
WI Large Coal Units Hg Rule v3.1, Unit 5719 and retrofits | 1143 | 2200 | MACT Fuel Choice Floor in lbs/MMBtu | FALSE | L | Annual | Emissions at Affected Plants MER | lbs | 6.7917 | 8.1984 | 7.1991 | 8.0957 | 7.302 | 7.9306 | 7.9306 | 6.8184
WI Large Coal Units Hg Rule v3.1, Unit 5719 and retrofits | 1143 | 2200 | MACT Fuel Choice Floor in lbs/MMBtu | FALSE | L | Annual | Allowances Purchased MER | lbs | 0 | 0 | 0 | 0 | 0 | 0 | 0 | 0
WI Large Coal Units Hg Rule v3.1, Unit 5719 and retrofits | 1143 | 2200 | MACT Fuel Choice Floor in lbs/MMBtu | FALSE | L | Annual | Allowances Sold MER | lbs | 0 | 0 | 0 | 0 | 0 | 0 | 0 | 0
WI Large Coal Units Hg Rule v3.1, Unit 5719 and retrofits | 1143 | 2200 | MACT Fuel Choice Floor in lbs/MMBtu | FALSE | L | Annual | Allowances Banked | lbs | 0 | 0 | 0 | 0 | 0 | 0 | 0 | 0
WI Large Coal Units Hg Rule v3.1, Unit 5719 and retrofits | 1143 | 2200 | MACT Fuel Choice Floor in lbs/MMBtu | FALSE | L | Annual | Allowances Withdrawn (1:1) | lbs | 0 | 0 | 0 | 0 | 0 | 0 | 0 | 0
WI Large Coal Units Hg Rule v3.1, Unit 5719 and retrofits | 1143 | 2200 | MACT Fuel Choice Floor in lbs/MMBtu | FALSE | L | Annual | Allowances Withdrawn (n:1) | lbs | 0 | 0 | 0 | 0 | 0 | 0 | 0 | 0
WI Large Coal Units Hg Rule v3.1, Unit 5719 and retrofits | 1143 | 2200 | MACT Fuel Choice Floor in lbs/MMBtu | FALSE | L | Annual | Net Emissions Allowance Position | lbs | 6.7917 | 8.1984 | 7.1991 | 8.0957 | 7.302 | 7.9306 | 7.9306 | 6.8184
WI Large Coal Units Hg Rule v3.1, Unit 5719 and retrofits | 1143 | 2200 | MACT Fuel Choice Floor in lbs/MMBtu | FALSE | L | Annual | Fuel Consumed | TBtu | 12.1037 | 14.6106 | 12.8298 | 14.4276 | 13.0131 | 14.1335 | 14.1335 | 12.1513
WI Large Coal Units Hg Rule v3.1, Unit 5719 and retrofits | 1143 | 2200 | MACT Fuel Choice Floor in lbs/MMBtu | FALSE | L | Annual | Rate | lb/MMBtu | 5.6112e-07 | 5.6112e-07 | 5.6112e-07 | 5.6112e-07 | 5.6112e-07 | 5.6112e-07 | 5.6112e-07 | 5.6112e-07
WI Large Coal Units Hg Rule v3.1, Unit 5719 and retrofits | 1143 | 2200 | MACT Fuel Choice Floor in lbs/MMBtu | FALSE | L | Annual | Generation | TWh | 1.2135 | 1.4649 | 1.2863 | 1.4465 | 1.3047 | 1.417 | 1.417 | 1.2183
WI Large Coal Units Hg Rule v3.1, Unit 5719 and retrofits | 1143 | 2200 | MACT Fuel Choice Floor in lbs/MMBtu | FALSE | L | Annual | Qualifying Generation | TWh | 1.2135 | 1.4649 | 1.2863 | 1.4465 | 1.3047 | 1.417 | 1.417 | 1.2183
WI Large Coal Units Hg Rule v3.1, Unit 5719 and retrofits | 1143 | 2200 | MACT Fuel Choice Floor in lbs/MMBtu | FALSE | L | Annual | Constraint Shadow Price | US2016$/Lb | 0 | 0 | 0 | 0 | 0 | 0 | 0 | 0
WI Large Coal Units Hg Rule v3.1, Unit 5720 and retrofits | 1144 | 2200 | MACT Fuel Choice Floor in lbs/MMBtu | FALSE | L | Annual | Seasons Included | Seasons | Winter, WintShld, Summer | Winter, WintShld, Summer | Winter, WintShld, Summer | Winter, WintShld, Summer | Winter, WintShld, Summer | Winter, WintShld, Summer | Winter, WintShld, Summer | Winter, WintShld, Summer
WI Large Coal Units Hg Rule v3.1, Unit 5720 and retrofits | 1144 | 2200 | MACT Fuel Choice Floor in lbs/MMBtu | FALSE | L | Annual | Emission Floor | lbs/MMBtu | 7.92e-07 | 7.92e-07 | 7.92e-07 | 7.92e-07 | 7.92e-07 | 7.92e-07 | 7.92e-07 | 7.92e-07
WI Large Coal Units Hg Rule v3.1, Unit 5720 and retrofits | 1144 | 2200 | MACT Fuel Choice Floor in lbs/MMBtu | FALSE | L | Annual | Emissions at Affected Plants MER | lbs | 6.6361 | 8.0181 | 7.6589 | 7.9343 | 7.1347 | 7.749 | 7.749 | 6.6622
WI Large Coal Units Hg Rule v3.1, Unit 5720 and retrofits | 1144 | 2200 | MACT Fuel Choice Floor in lbs/MMBtu | FALSE | L | Annual | Allowances Purchased MER | lbs | 0 | 0 | 0 | 0 | 0 | 0 | 0 | 0
WI Large Coal Units Hg Rule v3.1, Unit 5720 and retrofits | 1144 | 2200 | MACT Fuel Choice Floor in lbs/MMBtu | FALSE | L | Annual | Allowances Sold MER | lbs | 0 | 0 | 0 | 0 | 0 | 0 | 0 | 0
WI Large Coal Units Hg Rule v3.1, Unit 5720 and retrofits | 1144 | 2200 | MACT Fuel Choice Floor in lbs/MMBtu | FALSE | L | Annual | Allowances Banked | lbs | 0 | 0 | 0 | 0 | 0 | 0 | 0 | 0
WI Large Coal Units Hg Rule v3.1, Unit 5720 and retrofits | 1144 | 2200 | MACT Fuel Choice Floor in lbs/MMBtu | FALSE | L | Annual | Allowances Withdrawn (1:1) | lbs | 0 | 0 | 0 | 0 | 0 | 0 | 0 | 0
WI Large Coal Units Hg Rule v3.1, Unit 5720 and retrofits | 1144 | 2200 | MACT Fuel Choice Floor in lbs/MMBtu | FALSE | L | Annual | Allowances Withdrawn (n:1) | lbs | 0 | 0 | 0 | 0 | 0 | 0 | 0 | 0
WI Large Coal Units Hg Rule v3.1, Unit 5720 and retrofits | 1144 | 2200 | MACT Fuel Choice Floor in lbs/MMBtu | FALSE | L | Annual | Net Emissions Allowance Position | lbs | 6.6361 | 8.0181 | 7.6589 | 7.9343 | 7.1347 | 7.749 | 7.749 | 6.6622
WI Large Coal Units Hg Rule v3.1, Unit 5720 and retrofits | 1144 | 2200 | MACT Fuel Choice Floor in lbs/MMBtu | FALSE | L | Annual | Fuel Consumed | TBtu | 11.8264 | 14.2894 | 13.6493 | 14.1401 | 12.715 | 13.8097 | 13.8097 | 11.8729
WI Large Coal Units Hg Rule v3.1, Unit 5720 and retrofits | 1144 | 2200 | MACT Fuel Choice Floor in lbs/MMBtu | FALSE | L | Annual | Rate | lb/MMBtu | 5.6112e-07 | 5.6112e-07 | 5.6112e-07 | 5.6112e-07 | 5.6112e-07 | 5.6112e-07 | 5.6112e-07 | 5.6112e-07
WI Large Coal Units Hg Rule v3.1, Unit 5720 and retrofits | 1144 | 2200 | MACT Fuel Choice Floor in lbs/MMBtu | FALSE | L | Annual | Generation | TWh | 1.1866 | 1.4337 | 1.3694 | 1.4187 | 1.2757 | 1.3855 | 1.3855 | 1.1912
WI Large Coal Units Hg Rule v3.1, Unit 5720 and retrofits | 1144 | 2200 | MACT Fuel Choice Floor in lbs/MMBtu | FALSE | L | Annual | Qualifying Generation | TWh | 1.1866 | 1.4337 | 1.3694 | 1.4187 | 1.2757 | 1.3855 | 1.3855 | 1.1912
WI Large Coal Units Hg Rule v3.1, Unit 5720 and retrofits | 1144 | 2200 | MACT Fuel Choice Floor in lbs/MMBtu | FALSE | L | Annual | Constraint Shadow Price | US2016$/Lb | 0 | 0 | 0 | 0 | 0 | 0 | 0 | 0
WI Large Coal Units Hg Rule v3.1, Unit 5721 and retrofits | 1145 | 2200 | MACT Fuel Choice Floor in lbs/MMBtu | FALSE | L | Annual | Seasons Included | Seasons | Winter, WintShld, Summer | Winter, WintShld, Summer | Winter, WintShld, Summer | Winter, WintShld, Summer | Winter, WintShld, Summer | Winter, WintShld, Summer | Winter, WintShld, Summer | Winter, WintShld, Summer
WI Large Coal Units Hg Rule v3.1, Unit 5721 and retrofits | 1145 | 2200 | MACT Fuel Choice Floor in lbs/MMBtu | FALSE | L | Annual | Emission Floor | lbs/MMBtu | 7.92e-07 | 7.92e-07 | 7.92e-07 | 7.92e-07 | 7.92e-07 | 7.92e-07 | 7.92e-07 | 7.92e-07
WI Large Coal Units Hg Rule v3.1, Unit 5721 and retrofits | 1145 | 2200 | MACT Fuel Choice Floor in lbs/MMBtu | FALSE | L | Annual | Emissions at Affected Plants MER | lbs | 18.9787 | 21.3859 | 21.3859 | 22.0252 | 20.4254 | 22.0252 | 22.0252 | 20.754
WI Large Coal Units Hg Rule v3.1, Unit 5721 and retrofits | 1145 | 2200 | MACT Fuel Choice Floor in lbs/MMBtu | FALSE | L | Annual | Allowances Purchased MER | lbs | 0 | 0 | 0 | 0 | 0 | 0 | 0 | 0
WI Large Coal Units Hg Rule v3.1, Unit 5721 and retrofits | 1145 | 2200 | MACT Fuel Choice Floor in lbs/MMBtu | FALSE | L | Annual | Allowances Sold MER | lbs | 0 | 0 | 0 | 0 | 0 | 0 | 0 | 0
WI Large Coal Units Hg Rule v3.1, Unit 5721 and retrofits | 1145 | 2200 | MACT Fuel Choice Floor in lbs/MMBtu | FALSE | L | Annual | Allowances Banked | lbs | 0 | 0 | 0 | 0 | 0 | 0 | 0 | 0
WI Large Coal Units Hg Rule v3.1, Unit 5721 and retrofits | 1145 | 2200 | MACT Fuel Choice Floor in lbs/MMBtu | FALSE | L | Annual | Allowances Withdrawn (1:1) | lbs | 0 | 0 | 0 | 0 | 0 | 0 | 0 | 0
WI Large Coal Units Hg Rule v3.1, Unit 5721 and retrofits | 1145 | 2200 | MACT Fuel Choice Floor in lbs/MMBtu | FALSE | L | Annual | Allowances Withdrawn (n:1) | lbs | 0 | 0 | 0 | 0 | 0 | 0 | 0 | 0
WI Large Coal Units Hg Rule v3.1, Unit 5721 and retrofits | 1145 | 2200 | MACT Fuel Choice Floor in lbs/MMBtu | FALSE | L | Annual | Net Emissions Allowance Position | lbs | 18.9787 | 21.3859 | 21.3859 | 22.0252 | 20.4254 | 22.0252 | 22.0252 | 20.754
WI Large Coal Units Hg Rule v3.1, Unit 5721 and retrofits | 1145 | 2200 | MACT Fuel Choice Floor in lbs/MMBtu | FALSE | L | Annual | Fuel Consumed | TBtu | 35.5137 | 40.0183 | 40.0183 | 41.2144 | 38.2209 | 41.2144 | 41.2144 | 38.8357
WI Large Coal Units Hg Rule v3.1, Unit 5721 and retrofits | 1145 | 2200 | MACT Fuel Choice Floor in lbs/MMBtu | FALSE | L | Annual | Rate | lb/MMBtu | 5.344e-07 | 5.344e-07 | 5.344e-07 | 5.344e-07 | 5.344e-07 | 5.344e-07 | 5.344e-07 | 5.344e-07
WI Large Coal Units Hg Rule v3.1, Unit 5721 and retrofits | 1145 | 2200 | MACT Fuel Choice Floor in lbs/MMBtu | FALSE | L | Annual | Generation | TWh | 3.6108 | 4.0688 | 4.0688 | 4.1904 | 3.8861 | 4.1904 | 4.1904 | 3.9486
WI Large Coal Units Hg Rule v3.1, Unit 5721 and retrofits | 1145 | 2200 | MACT Fuel Choice Floor in lbs/MMBtu | FALSE | L | Annual | Qualifying Generation | TWh | 3.6108 | 4.0688 | 4.0688 | 4.1904 | 3.8861 | 4.1904 | 4.1904 | 3.9486
WI Large Coal Units Hg Rule v3.1, Unit 5721 and retrofits | 1145 | 2200 | MACT Fuel Choice Floor in lbs/MMBtu | FALSE | L | Annual | Constraint Shadow Price | US2016$/Lb | 0 | 0 | 0 | 0 | 0 | 0 | 0 | 0
WI Large Coal Units Hg Rule v3.1, Unit 5722 and retrofits | 1146 | 2200 | MACT Fuel Choice Floor in lbs/MMBtu | FALSE | L | Annual | Seasons Included | Seasons | Winter, WintShld, Summer | Winter, WintShld, Summer | Winter, WintShld, Summer | Winter, WintShld, Summer | Winter, WintShld, Summer | Winter, WintShld, Summer | Winter, WintShld, Summer | Winter, WintShld, Summer
WI Large Coal Units Hg Rule v3.1, Unit 5722 and retrofits | 1146 | 2200 | MACT Fuel Choice Floor in lbs/MMBtu | FALSE | L | Annual | Emission Floor | lbs/MMBtu | 7.92e-07 | 7.92e-07 | 7.92e-07 | 7.92e-07 | 7.92e-07 | 7.92e-07 | 7.92e-07 | 7.92e-07
WI Large Coal Units Hg Rule v3.1, Unit 5722 and retrofits | 1146 | 2200 | MACT Fuel Choice Floor in lbs/MMBtu | FALSE | L | Annual | Emissions at Affected Plants MER | lbs | 18.9322 | 20.1853 | 20.1853 | 20.9611 | 20.4407 | 20.9611 | 20.9611 | 19.8711
WI Large Coal Units Hg Rule v3.1, Unit 5722 and retrofits | 1146 | 2200 | MACT Fuel Choice Floor in lbs/MMBtu | FALSE | L | Annual | Allowances Purchased MER | lbs | 0 | 0 | 0 | 0 | 0 | 0 | 0 | 0
WI Large Coal Units Hg Rule v3.1, Unit 5722 and retrofits | 1146 | 2200 | MACT Fuel Choice Floor in lbs/MMBtu | FALSE | L | Annual | Allowances Sold MER | lbs | 0 | 0 | 0 | 0 | 0 | 0 | 0 | 0
WI Large Coal Units Hg Rule v3.1, Unit 5722 and retrofits | 1146 | 2200 | MACT Fuel Choice Floor in lbs/MMBtu | FALSE | L | Annual | Allowances Banked | lbs | 0 | 0 | 0 | 0 | 0 | 0 | 0 | 0
WI Large Coal Units Hg Rule v3.1, Unit 5722 and retrofits | 1146 | 2200 | MACT Fuel Choice Floor in lbs/MMBtu | FALSE | L | Annual | Allowances Withdrawn (1:1) | lbs | 0 | 0 | 0 | 0 | 0 | 0 | 0 | 0
WI Large Coal Units Hg Rule v3.1, Unit 5722 and retrofits | 1146 | 2200 | MACT Fuel Choice Floor in lbs/MMBtu | FALSE | L | Annual | Allowances Withdrawn (n:1) | lbs | 0 | 0 | 0 | 0 | 0 | 0 | 0 | 0
WI Large Coal Units Hg Rule v3.1, Unit 5722 and retrofits | 1146 | 2200 | MACT Fuel Choice Floor in lbs/MMBtu | FALSE | L | Annual | Net Emissions Allowance Position | lbs | 18.9322 | 20.1853 | 20.1853 | 20.9611 | 20.4407 | 20.9611 | 20.9611 | 19.8711
WI Large Coal Units Hg Rule v3.1, Unit 5722 and retrofits | 1146 | 2200 | MACT Fuel Choice Floor in lbs/MMBtu | FALSE | L | Annual | Fuel Consumed | TBtu | 35.4267 | 37.7716 | 37.7716 | 39.2232 | 38.2494 | 39.2232 | 39.2232 | 37.1837
WI Large Coal Units Hg Rule v3.1, Unit 5722 and retrofits | 1146 | 2200 | MACT Fuel Choice Floor in lbs/MMBtu | FALSE | L | Annual | Rate | lb/MMBtu | 5.344e-07 | 5.344e-07 | 5.344e-07 | 5.344e-07 | 5.344e-07 | 5.344e-07 | 5.344e-07 | 5.344e-07
WI Large Coal Units Hg Rule v3.1, Unit 5722 and retrofits | 1146 | 2200 | MACT Fuel Choice Floor in lbs/MMBtu | FALSE | L | Annual | Generation | TWh | 3.5993 | 3.8375 | 3.8375 | 3.985 | 3.8861 | 3.985 | 3.985 | 3.7778
WI Large Coal Units Hg Rule v3.1, Unit 5722 and retrofits | 1146 | 2200 | MACT Fuel Choice Floor in lbs/MMBtu | FALSE | L | Annual | Qualifying Generation | TWh | 3.5993 | 3.8375 | 3.8375 | 3.985 | 3.8861 | 3.985 | 3.985 | 3.7778
WI Large Coal Units Hg Rule v3.1, Unit 5722 and retrofits | 1146 | 2200 | MACT Fuel Choice Floor in lbs/MMBtu | FALSE | L | Annual | Constraint Shadow Price | US2016$/Lb | 0 | 0 | 0 | 0 | 0 | 0 | 0 | 0
WI Small Coal Units Hg Rule v3.1, Unit 5098 and retrofits | 1147 | 2201 | MACT Fuel Choice Floor in lbs/MMBtu | FALSE | L | Annual | Seasons Included | Seasons | Winter, WintShld, Summer | Winter, WintShld, Summer | Winter, WintShld, Summer | Winter, WintShld, Summer | Winter, WintShld, Summer | Winter, WintShld, Summer | Winter, WintShld, Summer | Winter, WintShld, Summer
WI Small Coal Units Hg Rule v3.1, Unit 5098 and retrofits | 1147 | 2201 | MACT Fuel Choice Floor in lbs/MMBtu | FALSE | L | Annual | Emission Floor | lbs/MMBtu | 6.91e-07 | 6.91e-07 | 6.91e-07 | 6.91e-07 | 6.91e-07 | 6.91e-07 | 6.91e-07 | 6.91e-07
WI Small Coal Units Hg Rule v3.1, Unit 5098 and retrofits | 1147 | 2201 | MACT Fuel Choice Floor in lbs/MMBtu | FALSE | L | Annual | Emissions at Affected Plants MER | lbs | 0 | 0 | 0 | 0 | 0 | 0 | 0 | 0
WI Small Coal Units Hg Rule v3.1, Unit 5098 and retrofits | 1147 | 2201 | MACT Fuel Choice Floor in lbs/MMBtu | FALSE | L | Annual | Allowances Purchased MER | lbs | 0 | 0 | 0 | 0 | 0 | 0 | 0 | 0
WI Small Coal Units Hg Rule v3.1, Unit 5098 and retrofits | 1147 | 2201 | MACT Fuel Choice Floor in lbs/MMBtu | FALSE | L | Annual | Allowances Sold MER | lbs | 0 | 0 | 0 | 0 | 0 | 0 | 0 | 0
WI Small Coal Units Hg Rule v3.1, Unit 5098 and retrofits | 1147 | 2201 | MACT Fuel Choice Floor in lbs/MMBtu | FALSE | L | Annual | Allowances Banked | lbs | 0 | 0 | 0 | 0 | 0 | 0 | 0 | 0
WI Small Coal Units Hg Rule v3.1, Unit 5098 and retrofits | 1147 | 2201 | MACT Fuel Choice Floor in lbs/MMBtu | FALSE | L | Annual | Allowances Withdrawn (1:1) | lbs | 0 | 0 | 0 | 0 | 0 | 0 | 0 | 0
WI Small Coal Units Hg Rule v3.1, Unit 5098 and retrofits | 1147 | 2201 | MACT Fuel Choice Floor in lbs/MMBtu | FALSE | L | Annual | Allowances Withdrawn (n:1) | lbs | 0 | 0 | 0 | 0 | 0 | 0 | 0 | 0
WI Small Coal Units Hg Rule v3.1, Unit 5098 and retrofits | 1147 | 2201 | MACT Fuel Choice Floor in lbs/MMBtu | FALSE | L | Annual | Net Emissions Allowance Position | lbs | 0 | 0 | 0 | 0 | 0 | 0 | 0 | 0
WI Small Coal Units Hg Rule v3.1, Unit 5098 and retrofits | 1147 | 2201 | MACT Fuel Choice Floor in lbs/MMBtu | FALSE | L | Annual | Fuel Consumed | TBtu | 0 | 0 | 0 | 0 | 0 | 0 | 0 | 0
WI Small Coal Units Hg Rule v3.1, Unit 5098 and retrofits | 1147 | 2201 | MACT Fuel Choice Floor in lbs/MMBtu | FALSE | L | Annual | Rate | lb/MMBtu | 0 | 0 | 0 | 0 | 0 | 0 | 0 | 0
WI Small Coal Units Hg Rule v3.1, Unit 5098 and retrofits | 1147 | 2201 | MACT Fuel Choice Floor in lbs/MMBtu | FALSE | L | Annual | Generation | TWh | 0 | 0 | 0 | 0 | 0 | 0 | 0 | 0
WI Small Coal Units Hg Rule v3.1, Unit 5098 and retrofits | 1147 | 2201 | MACT Fuel Choice Floor in lbs/MMBtu | FALSE | L | Annual | Qualifying Generation | TWh | 0 | 0 | 0 | 0 | 0 | 0 | 0 | 0
WI Small Coal Units Hg Rule v3.1, Unit 5098 and retrofits | 1147 | 2201 | MACT Fuel Choice Floor in lbs/MMBtu | FALSE | L | Annual | Constraint Shadow Price | US2016$/Lb | 0 | 0 | 0 | 0 | 0 | 0 | 0 | 0
WI Small Coal Units Hg Rule v3.1, Unit 5099 and retrofits | 1148 | 2201 | MACT Fuel Choice Floor in lbs/MMBtu | FALSE | L | Annual | Seasons Included | Seasons | Winter, WintShld, Summer | Winter, WintShld, Summer | Winter, WintShld, Summer | Winter, WintShld, Summer | Winter, WintShld, Summer | Winter, WintShld, Summer | Winter, WintShld, Summer | Winter, WintShld, Summer
WI Small Coal Units Hg Rule v3.1, Unit 5099 and retrofits | 1148 | 2201 | MACT Fuel Choice Floor in lbs/MMBtu | FALSE | L | Annual | Emission Floor | lbs/MMBtu | 6.91e-07 | 6.91e-07 | 6.91e-07 | 6.91e-07 | 6.91e-07 | 6.91e-07 | 6.91e-07 | 6.91e-07
WI Small Coal Units Hg Rule v3.1, Unit 5099 and retrofits | 1148 | 2201 | MACT Fuel Choice Floor in lbs/MMBtu | FALSE | L | Annual | Emissions at Affected Plants MER | lbs | 0 | 0 | 0 | 0 | 0 | 0 | 0 | 0
WI Small Coal Units Hg Rule v3.1, Unit 5099 and retrofits | 1148 | 2201 | MACT Fuel Choice Floor in lbs/MMBtu | FALSE | L | Annual | Allowances Purchased MER | lbs | 0 | 0 | 0 | 0 | 0 | 0 | 0 | 0
WI Small Coal Units Hg Rule v3.1, Unit 5099 and retrofits | 1148 | 2201 | MACT Fuel Choice Floor in lbs/MMBtu | FALSE | L | Annual | Allowances Sold MER | lbs | 0 | 0 | 0 | 0 | 0 | 0 | 0 | 0
WI Small Coal Units Hg Rule v3.1, Unit 5099 and retrofits | 1148 | 2201 | MACT Fuel Choice Floor in lbs/MMBtu | FALSE | L | Annual | Allowances Banked | lbs | 0 | 0 | 0 | 0 | 0 | 0 | 0 | 0
WI Small Coal Units Hg Rule v3.1, Unit 5099 and retrofits | 1148 | 2201 | MACT Fuel Choice Floor in lbs/MMBtu | FALSE | L | Annual | Allowances Withdrawn (1:1) | lbs | 0 | 0 | 0 | 0 | 0 | 0 | 0 | 0
WI Small Coal Units Hg Rule v3.1, Unit 5099 and retrofits | 1148 | 2201 | MACT Fuel Choice Floor in lbs/MMBtu | FALSE | L | Annual | Allowances Withdrawn (n:1) | lbs | 0 | 0 | 0 | 0 | 0 | 0 | 0 | 0
WI Small Coal Units Hg Rule v3.1, Unit 5099 and retrofits | 1148 | 2201 | MACT Fuel Choice Floor in lbs/MMBtu | FALSE | L | Annual | Net Emissions Allowance Position | lbs | 0 | 0 | 0 | 0 | 0 | 0 | 0 | 0
WI Small Coal Units Hg Rule v3.1, Unit 5099 and retrofits | 1148 | 2201 | MACT Fuel Choice Floor in lbs/MMBtu | FALSE | L | Annual | Fuel Consumed | TBtu | 0 | 0 | 0 | 0 | 0 | 0 | 0 | 0
WI Small Coal Units Hg Rule v3.1, Unit 5099 and retrofits | 1148 | 2201 | MACT Fuel Choice Floor in lbs/MMBtu | FALSE | L | Annual | Rate | lb/MMBtu | 0 | 0 | 0 | 0 | 0 | 0 | 0 | 0
WI Small Coal Units Hg Rule v3.1, Unit 5099 and retrofits | 1148 | 2201 | MACT Fuel Choice Floor in lbs/MMBtu | FALSE | L | Annual | Generation | TWh | 0 | 0 | 0 | 0 | 0 | 0 | 0 | 0
WI Small Coal Units Hg Rule v3.1, Unit 5099 and retrofits | 1148 | 2201 | MACT Fuel Choice Floor in lbs/MMBtu | FALSE | L | Annual | Qualifying Generation | TWh | 0 | 0 | 0 | 0 | 0 | 0 | 0 | 0
WI Small Coal Units Hg Rule v3.1, Unit 5099 and retrofits | 1148 | 2201 | MACT Fuel Choice Floor in lbs/MMBtu | FALSE | L | Annual | Constraint Shadow Price | US2016$/Lb | 0 | 0 | 0 | 0 | 0 | 0 | 0 | 0
WI Small Coal Units Hg Rule v3.1, Unit 5507 and retrofits | 1149 | 2201 | MACT Fuel Choice Floor in lbs/MMBtu | FALSE | L | Annual | Seasons Included | Seasons | Winter, WintShld, Summer | Winter, WintShld, Summer | Winter, WintShld, Summer | Winter, WintShld, Summer | Winter, WintShld, Summer | Winter, WintShld, Summer | Winter, WintShld, Summer | Winter, WintShld, Summer
WI Small Coal Units Hg Rule v3.1, Unit 5507 and retrofits | 1149 | 2201 | MACT Fuel Choice Floor in lbs/MMBtu | FALSE | L | Annual | Emission Floor | lbs/MMBtu | 6.91e-07 | 6.91e-07 | 6.91e-07 | 6.91e-07 | 6.91e-07 | 6.91e-07 | 6.91e-07 | 6.91e-07
WI Small Coal Units Hg Rule v3.1, Unit 5507 and retrofits | 1149 | 2201 | MACT Fuel Choice Floor in lbs/MMBtu | FALSE | L | Annual | Emissions at Affected Plants MER | lbs | 0 | 0 | 0 | 0 | 0.64325 | 0.64325 | 0.64325 | 0
WI Small Coal Units Hg Rule v3.1, Unit 5507 and retrofits | 1149 | 2201 | MACT Fuel Choice Floor in lbs/MMBtu | FALSE | L | Annual | Allowances Purchased MER | lbs | 0 | 0 | 0 | 0 | 0 | 0 | 0 | 0
WI Small Coal Units Hg Rule v3.1, Unit 5507 and retrofits | 1149 | 2201 | MACT Fuel Choice Floor in lbs/MMBtu | FALSE | L | Annual | Allowances Sold MER | lbs | 0 | 0 | 0 | 0 | 0 | 0 | 0 | 0
WI Small Coal Units Hg Rule v3.1, Unit 5507 and retrofits | 1149 | 2201 | MACT Fuel Choice Floor in lbs/MMBtu | FALSE | L | Annual | Allowances Banked | lbs | 0 | 0 | 0 | 0 | 0 | 0 | 0 | 0
WI Small Coal Units Hg Rule v3.1, Unit 5507 and retrofits | 1149 | 2201 | MACT Fuel Choice Floor in lbs/MMBtu | FALSE | L | Annual | Allowances Withdrawn (1:1) | lbs | 0 | 0 | 0 | 0 | 0 | 0 | 0 | 0
WI Small Coal Units Hg Rule v3.1, Unit 5507 and retrofits | 1149 | 2201 | MACT Fuel Choice Floor in lbs/MMBtu | FALSE | L | Annual | Allowances Withdrawn (n:1) | lbs | 0 | 0 | 0 | 0 | 0 | 0 | 0 | 0
WI Small Coal Units Hg Rule v3.1, Unit 5507 and retrofits | 1149 | 2201 | MACT Fuel Choice Floor in lbs/MMBtu | FALSE | L | Annual | Net Emissions Allowance Position | lbs | 0 | 0 | 0 | 0 | 0.64325 | 0.64325 | 0.64325 | 0
WI Small Coal Units Hg Rule v3.1, Unit 5507 and retrofits | 1149 | 2201 | MACT Fuel Choice Floor in lbs/MMBtu | FALSE | L | Annual | Fuel Consumed | TBtu | 0 | 0 | 0 | 0 | 1.0602 | 1.0602 | 1.0602 | 0
WI Small Coal Units Hg Rule v3.1, Unit 5507 and retrofits | 1149 | 2201 | MACT Fuel Choice Floor in lbs/MMBtu | FALSE | L | Annual | Rate | lb/MMBtu | 0 | 0 | 0 | 0 | 6.0676e-07 | 6.0676e-07 | 6.0676e-07 | 0
WI Small Coal Units Hg Rule v3.1, Unit 5507 and retrofits | 1149 | 2201 | MACT Fuel Choice Floor in lbs/MMBtu | FALSE | L | Annual | Generation | TWh | 0 | 0 | 0 | 0 | 0.075219 | 0.075219 | 0.075219 | 0
WI Small Coal Units Hg Rule v3.1, Unit 5507 and retrofits | 1149 | 2201 | MACT Fuel Choice Floor in lbs/MMBtu | FALSE | L | Annual | Qualifying Generation | TWh | 0 | 0 | 0 | 0 | 0.075219 | 0.075219 | 0.075219 | 0
WI Small Coal Units Hg Rule v3.1, Unit 5507 and retrofits | 1149 | 2201 | MACT Fuel Choice Floor in lbs/MMBtu | FALSE | L | Annual | Constraint Shadow Price | US2016$/Lb | 0 | 0 | 0 | 0 | 0 | 0 | 0 | 0
Zero Reserve Margin Type 3 Constraints | 1150 | 5803 | MACT Fuel Choice Floor in lbs/MMBtu | FALSE | L | Annual | Seasons Included | Seasons | Winter, WintShld, Summer | Winter, WintShld, Summer | Winter, WintShld, Summer | Winter, WintShld, Summer | Winter, WintShld, Summer | Winter, WintShld, Summer | Winter, WintShld, Summer | Winter, WintShld, Summer
Zero Reserve Margin Type 3 Constraints | 1150 | 5803 | MACT Fuel Choice Floor in lbs/MMBtu | FALSE | L | Annual | Emission Floor | lb/MMBtu | 0 | 0 | 0 | 0 | 0 | 0 | 0 | 0
Zero Reserve Margin Type 3 Constraints | 1150 | 5803 | MACT Fuel Choice Floor in lbs/MMBtu | FALSE | L | Annual | Emissions at Affected Plants NOX | Thousand Tons | 150.0991 | 162.2745 | 166.5302 | 163.1135 | 152.6841 | 154.7433 | 151.2657 | 144.5836
Zero Reserve Margin Type 3 Constraints | 1150 | 5803 | MACT Fuel Choice Floor in lbs/MMBtu | FALSE | L | Annual | Allowances Purchased NOX | Thousand Tons | 0 | 0 | 0 | 0 | 0 | 0 | 0 | 0
Zero Reserve Margin Type 3 Constraints | 1150 | 5803 | MACT Fuel Choice Floor in lbs/MMBtu | FALSE | L | Annual | Allowances Sold NOX | Thousand Tons | 0 | 0 | 0 | 0 | 0 | 0 | 0 | 0
Zero Reserve Margin Type 3 Constraints | 1150 | 5803 | MACT Fuel Choice Floor in lbs/MMBtu | FALSE | L | Annual | Allowances Banked | Thousand Tons | 0 | 0 | 0 | 0 | 0 | 0 | 0 | 0
Zero Reserve Margin Type 3 Constraints | 1150 | 5803 | MACT Fuel Choice Floor in lbs/MMBtu | FALSE | L | Annual | Allowances Withdrawn (1:1) | Thousand Tons | 0 | 0 | 0 | 0 | 0 | 0 | 0 | 0
Zero Reserve Margin Type 3 Constraints | 1150 | 5803 | MACT Fuel Choice Floor in lbs/MMBtu | FALSE | L | Annual | Allowances Withdrawn (n:1) | Thousand Tons | 0 | 0 | 0 | 0 | 0 | 0 | 0 | 0
Zero Reserve Margin Type 3 Constraints | 1150 | 5803 | MACT Fuel Choice Floor in lbs/MMBtu | FALSE | L | Annual | Net Emissions Allowance Position | Thousand Tons | 150.0991 | 162.2745 | 166.5302 | 163.1135 | 152.6841 | 154.7433 | 151.2657 | 144.5836
Zero Reserve Margin Type 3 Constraints | 1150 | 5803 | MACT Fuel Choice Floor in lbs/MMBtu | FALSE | L | Annual | Fuel Consumed | TBtu | 2024.9414 | 2178.3813 | 2235.2341 | 2256.343 | 2131.6977 | 2166.9614 | 2121.9567 | 2018.8541
Zero Reserve Margin Type 3 Constraints | 1150 | 5803 | MACT Fuel Choice Floor in lbs/MMBtu | FALSE | L | Annual | Rate | lb/MMBtu | 0.14825 | 0.14899 | 0.149 | 0.14458 | 0.14325 | 0.14282 | 0.14257 | 0.14323
Zero Reserve Margin Type 3 Constraints | 1150 | 5803 | MACT Fuel Choice Floor in lbs/MMBtu | FALSE | L | Annual | Generation | TWh | 193.3405 | 207.6269 | 213.054 | 215.0614 | 203.1896 | 206.4743 | 202.1292 | 192.6476
Zero Reserve Margin Type 3 Constraints | 1150 | 5803 | MACT Fuel Choice Floor in lbs/MMBtu | FALSE | L | Annual | Qualifying Generation | TWh | 193.3405 | 207.6269 | 213.054 | 215.0614 | 203.1896 | 206.4743 | 202.1292 | 192.6476
Zero Reserve Margin Type 3 Constraints | 1150 | 5803 | MACT Fuel Choice Floor in lbs/MMBtu | FALSE | L | Annual | Constraint Shadow Price | US2016$/Ton | 0 | 0 | 0 | 0 | 0 | 0 | 0 | 0

## Table 1-16_US
EPAv6_November_2018_Reference_Case
| 2021 | 2023 | 2025 | 2030 | 2035 | 2040 | 2045 | 2050
1. Reserve Margin Capacity Winter [MW] | 895048.1907 | 900519.0813 | 912799.2288 | 937013.8288 | 971130.8302 | 1013552.4066 | 1061194.8335 | 1116641.0326
Plus Firm Contract Purchases Winter [MW] | 0 | 0 | 0 | 0 | 0 | 0 | 0 | 0
Plus Transmission In Winter [MW] | 9412.1386 | 7699.3504 | 8806.857 | 8066.0771 | 7297.1311 | 7948.8071 | 9697.1226 | 12596.5512
Less Firm Contract Sales Winter [MW] | 0 | 0 | 0 | 0 | 0 | 0 | 0 | 0
Less Transmission Out Winter [MW] | 11255.4673 | 10089.9635 | 11889.9059 | 13221.2545 | 13871.667 | 14779.6036 | 16701.5513 | 19807.3482
Total Reserve Margin Capacity Winter [MW] | 893204.862 | 898128.4681 | 909716.1799 | 931858.6514 | 964556.2942 | 1006721.6101 | 1054190.4047 | 1109430.2356
2. Peak Load Winter [MW] | 652553.2614 | 659665.8687 | 668504.0517 | 689872.8068 | 714395.6915 | 745015.5433 | 778597.7473 | 817813.1968
Less DSM [MW] | 0 | 0 | 0 | 0 | 0 | 0 | 0 | 0
Net Demand Winter [MW] | 652553.2614 | 659665.8687 | 668504.0517 | 689872.8068 | 714395.6915 | 745015.5433 | 778597.7473 | 817813.1968
3. Reserve Margin Winter [%] | 36.8785 | 36.149 | 36.0824 | 35.0769 | 35.0171 | 35.1276 | 35.396 | 35.6581
1. Reserve Margin Capacity WintShld [MW] | 895048.1907 | 900519.0813 | 912799.2288 | 937013.8288 | 971130.8302 | 1013552.4066 | 1061194.8335 | 1116641.0326
Plus Firm Contract Purchases WintShld [MW] | 0 | 0 | 0 | 0 | 0 | 0 | 0 | 0
Plus Transmission In WintShld [MW] | 9494.3806 | 4690.6157 | 3361.846 | 920.06 | 569.0755 | 0 | 55.8326 | 1400.6995
Less Firm Contract Sales WintShld [MW] | 0 | 0 | 0 | 0 | 0 | 0 | 0 | 0
Less Transmission Out WintShld [MW] | 9759.5623 | 4812.6727 | 3799.0284 | 2330.8823 | 1630.4477 | 740.3506 | 440.4989 | 1602.3424
Total Reserve Margin Capacity WintShld [MW] | 894783.009 | 900397.0242 | 912362.0465 | 935603.0065 | 970069.4579 | 1012812.056 | 1060810.1673 | 1116439.3897
2. Peak Load WintShld [MW] | 586298.0289 | 591980.3405 | 598705.8663 | 617691.0194 | 637999.2981 | 663774.0714 | 691526.7395 | 724119.9773
Less DSM [MW] | 0 | 0 | 0 | 0 | 0 | 0 | 0 | 0
Net Demand WintShld [MW] | 586298.0289 | 591980.3405 | 598705.8663 | 617691.0194 | 637999.2981 | 663774.0714 | 691526.7395 | 724119.9773
3. Reserve Margin WintShld [%] | 52.6157 | 52.0991 | 52.389 | 51.4678 | 52.0487 | 52.5839 | 53.4012 | 54.1788
1. Reserve Margin Capacity Summer [MW] | 895048.1907 | 900519.0813 | 912799.2288 | 937013.8288 | 971130.8302 | 1013552.4066 | 1061194.8335 | 1116641.0326
Plus Firm Contract Purchases Summer [MW] | 0 | 0 | 0 | 0 | 0 | 0 | 0 | 0
Plus Transmission In Summer [MW] | 80891.9245 | 84222.5489 | 86854.5833 | 83415.8307 | 78853.5309 | 79951.1188 | 80386.0775 | 82116.146
Less Firm Contract Sales Summer [MW] | 0 | 0 | 0 | 0 | 0 | 0 | 0 | 0
Less Transmission Out Summer [MW] | 79651.714 | 80075.7296 | 83543.1897 | 79436.2698 | 74545.2889 | 75669.1677 | 76121.2086 | 77189.3675
Total Reserve Margin Capacity Summer [MW] | 896288.4013 | 904665.9005 | 916110.6225 | 940993.3897 | 975439.0721 | 1017834.3578 | 1065459.7024 | 1121567.811
2. Peak Load Summer [MW] | 769157.4535 | 776103.1499 | 786313.7676 | 812020.6562 | 842636.9668 | 880447.2714 | 922814.5851 | 972213.8173
Less DSM [MW] | 0 | 0 | 0 | 0 | 0 | 0 | 0 | 0
Net Demand Summer [MW] | 769157.4535 | 776103.1499 | 786313.7676 | 812020.6562 | 842636.9668 | 880447.2714 | 922814.5851 | 972213.8173
3. Reserve Margin Summer [%] | 16.5286 | 16.5652 | 16.507 | 15.8829 | 15.7603 | 15.6042 | 15.4576 | 15.3623
1. Reserve Margin Capacity Annual [MW] | 895048.1907 | 900519.0813 | 912799.2288 | 937013.8288 | 971130.8302 | 1013552.4066 | 1061194.8335 | 1116641.0326
Plus Firm Contract Purchases Annual [MW] | 0 | 0 | 0 | 0 | 0 | 0 | 0 | 0
Plus Transmission In Annual [MW] | 80992.1906 | 82667.7232 | 86213.2717 | 83610.6979 | 80555.8128 | 83253.8372 | 85449.6214 | 88707.972
Less Firm Contract Sales Annual [MW] | 0 | 0 | 0 | 0 | 0 | 0 | 0 | 0
Less Transmission Out Annual [MW] | 72916.6149 | 73578.5065 | 77645.0072 | 74228.1893 | 69753.6966 | 71005.378 | 71607.7531 | 72838.8618
Total Reserve Margin Capacity Annual [MW] | 903123.7664 | 909608.298 | 921367.4934 | 946396.3375 | 981932.9463 | 1025800.8658 | 1075036.7018 | 1132510.1427
(for seasonal/annual regions combined)
2. Peak Load Annual [MW] | 773999.6135 | 781021.8349 | 791339.2668 | 817189.7985 | 848157.3703 | 886344.6483 | 929193.1199 | 979143.5116
Less DSM [MW] | 0 | 0 | 0 | 0 | 0 | 0 | 0 | 0
Net Demand Annual [MW] | 773999.6135 | 781021.8349 | 791339.2668 | 817189.7985 | 848157.3703 | 886344.6483 | 929193.1199 | 979143.5116
(for seasonal/annual regions combined)
3. Reserve Margin Annual [%] | 16.6827 | 16.4639 | 16.4314 | 15.8111 | 15.7725 | 15.7339 | 15.6957 | 15.6633
(for seasonal/annual regions combined)
4. Total Generation [GWh] | 4078371.2659 | 4127758.3587 | 4179207.3058 | 4292750.9035 | 4414414.0721 | 4571285.8111 | 4723254.2699 | 4905209.4429
Inter-Region Transmission [GWh] | 11260.5312 | 9018.152 | 6414.4684 | 9844.1288 | -746.6643 | -7896.1383 | -9116.1375 | -11900.6789
Pumping & Storage Losses [GWh] | 13000.8935 | 15199.4197 | 18183.9624 | 20054.4635 | 20671.8106 | 21519.3009 | 21434.9833 | 20804.6077
Plus Purchases [GWh] | 0 | 0 | 0 | 0 | 0 | 0 | 0 | 0
Less Sales [GWh] | 0 | 0 | 0 | 0 | 0 | 0 | 0 | 0
5. Total Supply for Demand [GWh] | 4076630.9036 | 4121577.091 | 4167437.8118 | 4282540.5687 | 4392995.5972 | 4541870.3718 | 4692703.1491 | 4872504.1563
6. Projected Demand [GWh] | 4076471.14 | 4121165.452 | 4167025.261 | 4282151.519 | 4392663.345 | 4541586.229 | 4692169.727 | 4872214.217
Energy Not Served [GWh] | 0 | 0 | 0 | 0 | 0 | 0 | 0 | 0
Less DSM [GWh] | 0 | 0 | 0 | 0 | 0 | 0 | 0 | 0
Energy Demand Response [GWh] | 0 | 0 | 0 | 0 | 0 | 0 | 0 | 0
Net Demand [GWh] | 4076471.14 | 4121165.452 | 4167025.261 | 4282151.519 | 4392663.345 | 4541586.229 | 4692169.727 | 4872214.217
7. Dumped Energy [GWh] | 159.7636 | 411.639 | 412.5508 | 389.0497 | 332.2522 | 284.1428 | 533.4221 | 289.9393
8. Total Generation [GWh] | 4078371.2659 | 4127758.3587 | 4179207.3058 | 4292750.9035 | 4414414.0721 | 4571285.8111 | 4723254.2699 | 4905209.4429
Less T&D Losses [GWh] | 279706.2548 | 282662.3476 | 285963.1786 | 293987.7987 | 302169.2626 | 312992.4965 | 323479.2469 | 336536.4418
9. Total Sales [GWh] | 3798665.0111 | 3845096.011 | 3893244.1272 | 3998763.1048 | 4112244.8095 | 4258293.3145 | 4399775.023 | 4568673.001
Capacity Avoided Costs [US$/kW]
ANNUAL | 10.3154 | 39.0466 | 30.5208 | 46.8848 | 58.9592 | 56.5742 | 53.6692 | 51.3839
WINTER | 0.51027 | 0.47321 | 0.41635 | 0.66527 | 0.65722 | 0.58351 | 0.41702 | 0.34773
WINTSHLD | 0.32492 | 0.27859 | 0.23225 | 0.13364 | 0.098507 | 0.00083049 | 0.092863 | 0.1011
SUMMER | 9.4803 | 38.2948 | 29.8722 | 46.0859 | 58.2035 | 55.9899 | 53.1593 | 50.935
10. Capacity by Capacity Reporting Type [MW]
00 New Combined Cycle | 1054.3 | 2314.7974 | 2819.9691 | 12684.2563 | 38259.6644 | 67011.1598 | 96566.9517 | 138750.6923
00 New Combined Cycle with Carbon Capture | 0 | 0 | 0 | 0 | 0 | 0 | 0 | 0
00 New Combustion Turbine | 1189.411 | 7185.3406 | 7275.9627 | 8056.2019 | 20292.2085 | 37504.7002 | 52129.4089 | 78208.4599
00 New Hydro | 6583.2455 | 8463.0135 | 8585.8898 | 8994.8151 | 9339.1617 | 9516.7332 | 9646.3186 | 9646.3186
00 New Nuclear | 0 | 0 | 0 | 0 | 0 | 0 | 0 | 0
00 New Biomass | 0 | 0 | 0 | 0 | 0 | 0 | 0 | 0
00 New Geothermal | 384.076 | 476.6385 | 624.7468 | 624.7468 | 624.7468 | 624.7468 | 624.7468 | 624.7468
00 New Landfill Gas | 30.3 | 30.3 | 30.3 | 30.3 | 30.3 | 30.3 | 30.3 | 30.3
00 New Battery Storage | 2534.21 | 2534.21 | 4013.21 | 5413.21 | 5413.21 | 5413.21 | 5413.21 | 5724.4244
00 New Offshore Wind | 0 | 0 | 0 | 0 | 0 | 0 | 0 | 0
00 New Onshore Wind | 33941 | 33941 | 33941 | 59222.4739 | 60376.7588 | 61137.507 | 81085.1192 | 91243.7355
00 New Solar PV | 25855 | 36159.5685 | 54565.5685 | 84508.164 | 88112.5126 | 88597.1922 | 101230.975 | 110293.0561
00 New Solar Thermal | 0 | 0 | 0 | 0 | 0 | 0 | 0 | 0
00 New Fuel Cell | 1.4 | 1.4 | 1.4 | 1.4 | 1.4 | 1.4 | 1.4 | 1.4
00 New Ultrasupercritical Coal without CCS | 0 | 0 | 0 | 0 | 0 | 0 | 0 | 0
00 New Ultrasupercritical Coal with 30% CCS | 0 | 0 | 0 | 0 | 0 | 0 | 0 | 0
00 New Ultrasupercritical Coal with 90% CCS | 0 | 0 | 0 | 0 | 0 | 0 | 0 | 0
00 Exist Combined Cycle | 261566.1838 | 261566.1838 | 261566.1838 | 261566.1838 | 261566.1838 | 261566.1838 | 261566.1838 | 261566.1838
00 Exist Combustion Turbine | 143876.803 | 143863.803 | 143823.803 | 143510.7912 | 143510.7912 | 143510.7912 | 143510.7912 | 143510.7912
00 Exist Coal Steam_Uncontrolled | 758.3 | 615.3 | 615.3 | 588.3 | 504.9 | 504.9 | 504.9 | 504.9
00 Exist Coal Steam_ACI | 15104.5033 | 14892.5033 | 14857.5033 | 13963.5 | 13963.5 | 12082.5 | 12082.5 | 12061
00 Exist Coal Steam_ACI_DSI | 3167 | 2851 | 2851 | 2391 | 2391 | 2111 | 2111 | 1852
00 Exist Coal Steam_DryFGD | 60 | 60 | 60 | 60 | 60 | 60 | 60 | 60
00 Exist Coal Steam_DryFGD_ACI | 8393.5783 | 8393.5783 | 8393.5783 | 8393.5783 | 8393.5783 | 8393.5783 | 8393.5783 | 8393.5783
00 Exist Coal Steam_DryFGD_ACI_DSI | 361 | 361 | 361 | 361 | 361 | 361 | 0 | 0
00 Exist Coal Steam_DryFGD_SCR | 679 | 679 | 679 | 679 | 679 | 441 | 441 | 441
00 Exist Coal Steam_DryFGD_SCR_ACI | 14720.7263 | 14720.7263 | 14720.7263 | 14720.7263 | 14720.7263 | 14379.7764 | 13744.7263 | 13229.7263
00 Exist Coal Steam_DryFGD_SCR_DSI | 268 | 268 | 268 | 268 | 268 | 268 | 268 | 268
00 Exist Coal Steam_DryFGD_SCR_ACI_DSI | 1108 | 1108 | 1108 | 1108 | 1108 | 1108 | 1108 | 1108
00 Exist Coal Steam_DryFGD_SNCR | 0 | 0 | 0 | 0 | 0 | 0 | 0 | 0
00 Exist Coal Steam_DryFGD_SNCR_ACI | 1434 | 1434 | 1434 | 1434 | 1434 | 1434 | 1434 | 1144
00 Exist Coal Steam_DryFGD_SNCR_ACI_DSI | 2340 | 2340 | 2340 | 2340 | 2340 | 2340 | 2340 | 2340
00 Exist Coal Steam_DSI | 1225.1 | 1225.1 | 1225.1 | 971.1 | 971.1 | 971.1 | 955 | 955
00 Exist Coal Steam_SCR_ACI | 3794 | 3794 | 3794 | 3794 | 3794 | 3794 | 3794 | 3794
00 Exist Coal Steam_SCR_ACI_DSI | 348 | 348 | 348 | 348 | 348 | 348 | 348 | 0
00 Exist Coal Steam_SNCR | 7.6 | 7.6 | 7.6 | 7.6 | 7.6 | 7.6 | 7.6 | 7.6
00 Exist Coal Steam_SNCR_ACI | 588 | 588 | 588 | 588 | 588 | 588 | 588 | 588
00 Exist Coal Steam_SNCR_ACI_DSI | 640 | 640 | 640 | 640 | 640 | 640 | 640 | 0
00 Exist Coal Steam_WetFGD | 3673.6408 | 3156.7 | 3156.7 | 2730.7 | 2730.7 | 2730.7 | 2720 | 2720
00 Exist Coal Steam_WetFGD_ACI | 12377.8809 | 11416.3823 | 11026.4367 | 10337.3437 | 10337.3437 | 10337.3437 | 10337.3437 | 10337.3437
00 Exist Coal Steam_WetFGD_ACI_DSI | 495 | 495 | 495 | 495 | 495 | 495 | 495 | 234.8217
00 Exist Coal Steam_WetFGD_DSI | 0 | 0 | 0 | 0 | 0 | 0 | 0 | 0
00 Exist Coal Steam_WetFGD_SCR | 52650.5385 | 50162.5385 | 50162.5385 | 50162.5385 | 47816.7301 | 47816.7301 | 46483.0103 | 41407
00 Exist Coal Steam_WetFGD_SCR_DSI | 456 | 456 | 456 | 456 | 456 | 0 | 0 | 0
00 Exist Coal Steam_WetFGD_SCR_ACI | 27030 | 27030 | 27030 | 27030 | 27030 | 27030 | 27030 | 25757
00 Exist Coal Steam_WetFGD_SCR_ACI_DSI | 4560.0806 | 4560.0806 | 4560.0806 | 4560.0806 | 2187.8419 | 2005.0746 | 1997.7666 | 1926
00 Exist Coal Steam_WetFGD_SNCR | 3381.7 | 3091.7 | 3091.7 | 3091.7 | 3091.7 | 2200 | 941 | 455
00 Exist Coal Steam_WetFGD_SNCR_ACI | 7697.947 | 7682.3875 | 7682.3875 | 7682.3875 | 7682.3875 | 7682.3875 | 7682.3875 | 5924.3875
00 Exist Coal Steam_WetFGD_SNCR_ACI_DSI | 263 | 263 | 263 | 263 | 263 | 263 | 263 | 263
00 Exist FBC_Uncontrolled | 75 | 75 | 75 | 75 | 75 | 75 | 75 | 75
00 Exist FBC_WetFGD_SNCR | 32 | 32 | 32 | 32 | 32 | 32 | 32 | 32
00 Exist FBC_WetFGD_DSI | 0 | 0 | 0 | 0 | 0 | 0 | 0 | 0
00 Exist FBC_ACI | 0 | 0 | 0 | 0 | 0 | 0 | 0 | 0
00 Exist FBC_ACI_DSI | 440 | 440 | 440 | 440 | 440 | 440 | 440 | 440
00 Exist FBC_DryFGD_ACI | 136 | 136 | 136 | 136 | 136 | 0 | 0 | 0
00 Exist FBC_DryFGD_DSI | 0 | 0 | 0 | 0 | 0 | 0 | 0 | 0
00 Exist FBC_DryFGD_SNCR | 586 | 586 | 586 | 586 | 586 | 586 | 0 | 0
00 Exist FBC_DryFGD_SNCR_ACI | 1238 | 1238 | 1238 | 1238 | 1238 | 1238 | 1238 | 610
00 Exist FBC_DryFGD_SNCR_ACI_DSI | 90 | 90 | 90 | 90 | 90 | 90 | 90 | 90
00 Exist FBC_DryFGD_SNCR_DSI | 0 | 0 | 0 | 0 | 0 | 0 | 0 | 0
00 Exist FBC_DSI | 321.976 | 321.976 | 321.976 | 321.976 | 321.976 | 321.976 | 321.976 | 321.976
00 Exist FBC_SNCR | 100 | 0 | 0 | 0 | 0 | 0 | 0 | 0
00 Exist FBC_SNCR_ACI | 10.6 | 10.6 | 10.6 | 10.6 | 10.6 | 10.6 | 10.6 | 10.6
00 Exist FBC_SNCR_ACI_DSI | 305 | 305 | 305 | 305 | 305 | 305 | 305 | 305
00 Exist FBC_SNCR_DSI | 558 | 558 | 558 | 558 | 558 | 558 | 378 | 320
00 Exist IGCC | 595 | 595 | 595 | 595 | 595 | 595 | 595 | 0
00 Exist Fossil_Other | 1049.4 | 1049.4 | 1049.4 | 1049.4 | 1049.4 | 1049.4 | 1049.4 | 1049.4
00 Exist Fuel Cell | 130.2 | 130.2 | 130.2 | 130.2 | 130.2 | 130.2 | 130.2 | 130.2
00 Exist Hydro | 79429.7 | 79428.9 | 79428.9 | 79428.9 | 79428.9 | 79428.9 | 79428.9 | 79428.9
00 Exist Non Fossil_Other | 4246.1 | 4246.1 | 4246.1 | 4246.1 | 4246.1 | 4246.1 | 4246.1 | 4246.1
00 Exist Nuclear | 88399.2 | 82449.7 | 81329.7 | 76580.2537 | 75439.2537 | 75439.2537 | 75439.2537 | 73315.1537
00 International Imports | 1000 | 1000 | 1000 | 1000 | 1000 | 1000 | 1000 | 1000
00 Exist Oil/Gas Steam | 54446.7098 | 54323.729 | 54139.6126 | 54122.4676 | 54085.9676 | 53911.9676 | 53349.7676 | 51926.2676
00 Exist Oil/Gas Steam_SCR | 7955.716 | 7955.716 | 7955.716 | 7955.716 | 7955.716 | 7955.716 | 7955.716 | 7955.716
00 Exist Oil/Gas Steam_SNCR | 7235.8129 | 7235.8129 | 7235.8129 | 7235.8129 | 7235.8129 | 7097 | 6683 | 5191
00 Exist Biomass | 526.8 | 526.8 | 419.3 | 419.3 | 419.3 | 419.3 | 419.3 | 419.3
00 Exist Landfill Gas | 1913 | 1913 | 1913 | 1913 | 1913 | 1913 | 1913 | 1913
00 Exist Geothermal | 2388.5 | 2388.5 | 2388.5 | 2388.5 | 2388.5 | 2388.5 | 2388.5 | 2388.5
00 Exist Pump Storage | 22196.2 | 22196.2 | 22196.2 | 22196.2 | 22196.2 | 22196.2 | 22196.2 | 22196.2
00 Exist Energy Storage | 681.4 | 681.4 | 681.4 | 681.4 | 681.4 | 681.4 | 681.4 | 681.4
00 Exist Solar PV | 24574.7 | 24574.7 | 24574.7 | 24574.7 | 24574.7 | 24574.7 | 24574.7 | 24574.7
00 Exist Solar Thermal | 1754 | 1754 | 1754 | 1754 | 1754 | 1754 | 1754 | 1754
00 Exist Offshore Wind | 29.3 | 29.3 | 29.3 | 29.3 | 29.3 | 29.3 | 29.3 | 29.3
00 Exist Onshore Wind | 90667.9 | 90667.9 | 90667.9 | 90667.9 | 90667.9 | 90667.9 | 90667.9 | 90667.9
00 Ret.ACI | 0 | 0 | 0 | 0 | 0 | 0 | 0 | 0
00 Ret.ACI & DryFGD | 0 | 0 | 0 | 0 | 0 | 0 | 0 | 0
00 Ret.ACI & DryFGD & HRI | 0 | 0 | 0 | 0 | 0 | 0 | 0 | 0
00 Ret.ACI & DSI | 0 | 0 | 0 | 0 | 0 | 0 | 0 | 0
00 Ret.ACI & DSI & DryFGD | 0 | 0 | 0 | 0 | 0 | 0 | 0 | 0
00 Ret.ACI & DSI & DryFGD & HRI | 0 | 0 | 0 | 0 | 0 | 0 | 0 | 0
00 Ret.ACI & DSI & HRI | 0 | 0 | 0 | 0 | 0 | 0 | 0 | 0
00 Ret.ACI & DSI & WetFGD & HRI | 0 | 0 | 0 | 0 | 0 | 0 | 0 | 0
00 Ret.ACI & HRI | 0 | 0 | 0 | 0 | 0 | 0 | 0 | 0
00 Ret.ACI & SCR | 0 | 0 | 0 | 0 | 0 | 0 | 0 | 0
00 Ret.ACI & SCR & DryFGD & HRI | 0 | 0 | 0 | 0 | 0 | 0 | 0 | 0
00 Ret.ACI & SCR & DSI | 0 | 0 | 0 | 0 | 0 | 0 | 0 | 0
00 Ret.ACI & SCR & DSI & DryFGD | 0 | 0 | 0 | 0 | 0 | 0 | 0 | 0
00 Ret.ACI & SCR & DSI & DryFGD & HRI | 0 | 0 | 0 | 0 | 0 | 0 | 0 | 0
00 Ret.ACI & SCR & DSI & HRI | 0 | 0 | 0 | 0 | 0 | 0 | 0 | 0
00 Ret.ACI & SCR & DSI & WetFGD | 0 | 0 | 0 | 0 | 0 | 0 | 0 | 0
00 Ret.ACI & SCR & DSI & WetFGD & HRI | 0 | 0 | 0 | 0 | 0 | 0 | 0 | 0
00 Ret.ACI & SCR & HRI | 0 | 0 | 0 | 0 | 0 | 0 | 0 | 0
00 Ret.ACI & SCR & WetFGD & HRI | 0 | 0 | 0 | 0 | 0 | 0 | 0 | 0
00 Ret.ACI & SNCR | 0 | 0 | 0 | 0 | 0 | 0 | 0 | 0
00 Ret.ACI & SNCR & DSI | 0 | 0 | 0 | 0 | 0 | 0 | 0 | 0
00 Ret.ACI & SNCR & DSI & DryFGD | 0 | 0 | 0 | 0 | 0 | 0 | 0 | 0
00 Ret.ACI & SNCR & DSI & DryFGD & HRI | 0 | 0 | 0 | 0 | 0 | 0 | 0 | 0
00 Ret.ACI & SNCR & DSI & HRI | 0 | 0 | 0 | 0 | 0 | 0 | 0 | 0
00 Ret.ACI & SNCR & DSI & WetFGD | 0 | 0 | 0 | 0 | 0 | 0 | 0 | 0
00 Ret.ACI & SNCR & DSI & WetFGD & HRI | 0 | 0 | 0 | 0 | 0 | 0 | 0 | 0
00 Ret.ACI & SNCR & HRI | 0 | 0 | 0 | 0 | 0 | 0 | 0 | 0
00 Ret.ACI & WetFGD | 0 | 0 | 0 | 0 | 0 | 0 | 0 | 0
00 Ret.ACI & WetFGD & DSI | 0 | 0 | 0 | 0 | 0 | 0 | 0 | 0
00 Ret.ACI & WetFGD & HRI | 0 | 0 | 0 | 0 | 0 | 0 | 0 | 0
00 Ret.C2G | 1509 | 1862 | 2282 | 2282 | 2282 | 2282 | 2247 | 2025
00 Ret.C2G & SCR | 0 | 0 | 0 | 0 | 0 | 0 | 0 | 0
00 Ret.CCG | 0 | 0 | 0 | 0 | 0 | 0 | 0 | 0
00 Ret.DryFGD | 0 | 0 | 0 | 0 | 0 | 0 | 0 | 0
00 Ret.DryFGD & CCS | 0 | 0 | 0 | 0 | 0 | 0 | 0 | 0
00 Ret.DryFGD & HRI | 0 | 0 | 0 | 0 | 0 | 0 | 0 | 0
00 Ret.DSI | 0 | 41.8877 | 41.8877 | 41.8877 | 41.8877 | 0 | 0 | 0
00 Ret.DSI & DryFGD | 0 | 0 | 0 | 0 | 0 | 0 | 0 | 0
00 Ret.DSI & DryFGD & HRI | 0 | 0 | 0 | 0 | 0 | 0 | 0 | 0
00 Ret.DSI & HRI | 0 | 0 | 0 | 0 | 0 | 0 | 0 | 0
00 Ret.DSI & WetFGD | 0 | 0 | 0 | 0 | 0 | 0 | 0 | 0
00 Ret.DSI & WetFGD & HRI | 0 | 0 | 0 | 0 | 0 | 0 | 0 | 0
00 Ret.ExistACI & DryFGD | 0 | 0 | 0 | 0 | 0 | 0 | 0 | 0
00 Ret.ExistACI & DryFGD & CCS | 0 | 0 | 0 | 0 | 0 | 0 | 0 | 0
00 Ret.ExistACI & DryFGD & HRI | 0 | 0 | 0 | 0 | 0 | 0 | 0 | 0
00 Ret.ExistACI & DryFGD & HRI & CCS | 0 | 0 | 0 | 0 | 0 | 0 | 0 | 0
00 Ret.ExistACI & DSI | 0 | 0 | 0 | 0 | 0 | 0 | 0 | 0
00 Ret.ExistACI & DSI & DryFGD | 0 | 0 | 0 | 0 | 0 | 0 | 0 | 0
00 Ret.ExistACI & DSI & DryFGD & HRI | 0 | 0 | 0 | 0 | 0 | 0 | 0 | 0
00 Ret.ExistACI & DSI & HRI | 0 | 0 | 0 | 0 | 0 | 0 | 0 | 0
00 Ret.ExistACI & DSI & WetFGD | 0 | 0 | 0 | 0 | 0 | 0 | 0 | 0
00 Ret.ExistACI & DSI & WetFGD & HRI | 0 | 0 | 0 | 0 | 0 | 0 | 0 | 0
00 Ret.ExistACI & HRI | 0 | 0 | 0 | 0 | 0 | 0 | 0 | 0
00 Ret.ExistACI & HRI & WetFGD | 0 | 0 | 0 | 0 | 0 | 0 | 0 | 0
00 Ret.ExistACI & SCR | 0 | 0 | 0 | 0 | 0 | 0 | 0 | 0
00 Ret.ExistACI & SCR & DryFGD | 0 | 0 | 0 | 0 | 0 | 0 | 0 | 0
00 Ret.ExistACI & SCR & DryFGD & CCS | 0 | 0 | 0 | 0 | 0 | 0 | 0 | 0
00 Ret.ExistACI & SCR & DryFGD & HRI | 0 | 0 | 0 | 0 | 0 | 0 | 0 | 0
00 Ret.ExistACI & SCR & DryFGD & HRI & CCS | 0 | 0 | 0 | 0 | 0 | 0 | 0 | 0
00 Ret.ExistACI & SCR & DSI | 0 | 0 | 0 | 0 | 0 | 0 | 0 | 0
00 Ret.ExistACI & SCR & DSI & DryFGD | 0 | 0 | 0 | 0 | 0 | 0 | 0 | 0
00 Ret.ExistACI & SCR & DSI & DryFGD & HRI | 0 | 0 | 0 | 0 | 0 | 0 | 0 | 0
00 Ret.ExistACI & SCR & DSI & HRI | 0 | 0 | 0 | 0 | 0 | 0 | 0 | 0
00 Ret.ExistACI & SCR & HRI | 0 | 0 | 0 | 0 | 0 | 0 | 0 | 0
00 Ret.ExistACI & SCR & WetFGD | 0 | 0 | 0 | 0 | 0 | 0 | 0 | 0
00 Ret.ExistACI & SCR & WetFGD & CCS | 0 | 0 | 0 | 0 | 0 | 0 | 0 | 0
00 Ret.ExistACI & SCR & WetFGD & HRI | 0 | 0 | 0 | 0 | 0 | 0 | 0 | 0
00 Ret.ExistACI & SCR & WetFGD & HRI & CCS | 0 | 0 | 0 | 0 | 0 | 0 | 0 | 0
00 Ret.ExistACI & SNCR | 0 | 0 | 0 | 815.592 | 815.592 | 1631.184 | 1631.184 | 1631.184
00 Ret.ExistACI & SNCR & DryFGD | 0 | 0 | 0 | 0 | 0 | 0 | 0 | 0
00 Ret.ExistACI & SNCR & DryFGD & CCS | 0 | 0 | 0 | 0 | 0 | 0 | 0 | 0
00 Ret.ExistACI & SNCR & DryFGD & HRI | 0 | 0 | 0 | 0 | 0 | 0 | 0 | 0
00 Ret.ExistACI & SNCR & DryFGD & HRI & CCS | 0 | 0 | 0 | 0 | 0 | 0 | 0 | 0
00 Ret.ExistACI & SNCR & DSI | 0 | 0 | 0 | 0 | 0 | 0 | 0 | 0
00 Ret.ExistACI & SNCR & DSI & HRI | 0 | 0 | 0 | 0 | 0 | 0 | 0 | 0
00 Ret.ExistACI & SNCR & HRI | 0 | 0 | 0 | 0 | 0 | 0 | 0 | 0
00 Ret.ExistACI & SNCR & WetFGD | 0 | 0 | 0 | 0 | 0 | 0 | 0 | 0
00 Ret.ExistACI & SNCR & WetFGD & CCS | 0 | 0 | 0 | 0 | 0 | 0 | 0 | 0
00 Ret.ExistACI & SNCR & WetFGD & HRI | 0 | 0 | 0 | 0 | 0 | 0 | 0 | 0
00 Ret.ExistACI & SNCR & WetFGD & HRI & CCS | 0 | 0 | 0 | 0 | 0 | 0 | 0 | 0
00 Ret.ExistACI & WetFGD | 0 | 0 | 0 | 0 | 0 | 0 | 0 | 0
00 Ret.ExistACI & WetFGD & CCS | 0 | 0 | 0 | 0 | 0 | 0 | 0 | 0
00 Ret.ExistACI & WetFGD & HRI & CCS | 0 | 0 | 0 | 0 | 0 | 0 | 0 | 0
00 Ret.ExistACI_DSI & DryFGD | 647.2135 | 647.2135 | 647.2135 | 647.2135 | 647.2135 | 647.2135 | 647.2135 | 647.2135
00 Ret.ExistACI_DSI & DryFGD & CCS | 0 | 0 | 0 | 0 | 0 | 0 | 0 | 0
00 Ret.ExistACI_DSI & DryFGD & HRI | 0 | 0 | 0 | 0 | 0 | 0 | 0 | 0
00 Ret.ExistACI_DSI & DryFGD & HRI & CCS | 0 | 0 | 0 | 0 | 0 | 0 | 0 | 0
00 Ret.ExistACI_DSI & HRI | 0 | 0 | 0 | 0 | 0 | 0 | 0 | 0
00 Ret.ExistACI_DSI & SCR | 0 | 0 | 0 | 0 | 0 | 0 | 0 | 0
00 Ret.ExistACI_DSI & SCR & DryFGD | 0 | 0 | 0 | 0 | 0 | 0 | 0 | 0
00 Ret.ExistACI_DSI & SCR & DryFGD & CCS | 0 | 0 | 0 | 0 | 0 | 0 | 0 | 0
00 Ret.ExistACI_DSI & SCR & DryFGD & HRI | 0 | 0 | 0 | 0 | 0 | 0 | 0 | 0
00 Ret.ExistACI_DSI & SCR & DryFGD & HRI & CCS | 0 | 0 | 0 | 0 | 0 | 0 | 0 | 0
00 Ret.ExistACI_DSI & SCR & HRI | 0 | 0 | 0 | 0 | 0 | 0 | 0 | 0
00 Ret.ExistACI_DSI & SCR & WetFGD | 0 | 0 | 0 | 0 | 0 | 0 | 0 | 0
00 Ret.ExistACI_DSI & SCR & WetFGD & CCS | 0 | 0 | 0 | 0 | 0 | 0 | 0 | 0
00 Ret.ExistACI_DSI & SCR & WetFGD & HRI | 0 | 0 | 0 | 0 | 0 | 0 | 0 | 0
00 Ret.ExistACI_DSI & SCR & WetFGD & HRI & CCS | 0 | 0 | 0 | 0 | 0 | 0 | 0 | 0
00 Ret.ExistACI_DSI & SNCR | 0 | 0 | 0 | 0 | 0 | 0 | 0 | 0
00 Ret.ExistACI_DSI & SNCR & DryFGD | 0 | 0 | 0 | 0 | 0 | 0 | 0 | 0
00 Ret.ExistACI_DSI & SNCR & DryFGD & HRI & CCS | 0 | 0 | 0 | 0 | 0 | 0 | 0 | 0
00 Ret.ExistACI_DSI & SNCR & DryFGD & HRI | 0 | 0 | 0 | 0 | 0 | 0 | 0 | 0
00 Ret.ExistACI_DSI & SNCR & WetFGD & HRI & CCS | 0 | 0 | 0 | 0 | 0 | 0 | 0 | 0
00 Ret.ExistACI_DSI & SNCR & HRI | 0 | 0 | 0 | 0 | 0 | 0 | 0 | 0
00 Ret.ExistACI_DSI & SNCR & WetFGD | 0 | 0 | 0 | 0 | 0 | 0 | 0 | 0
00 Ret.ExistACI_DSI & SNCR & WetFGD & HRI | 0 | 0 | 0 | 0 | 0 | 0 | 0 | 0
00 Ret.ExistACI_DSI & WetFGD | 0 | 0 | 0 | 0 | 0 | 0 | 0 | 0
00 Ret.ExistACI_DSI & WetFGD & CCS | 0 | 0 | 0 | 0 | 0 | 0 | 0 | 0
00 Ret.ExistACI_DSI & WetFGD & HRI | 0 | 0 | 0 | 0 | 0 | 0 | 0 | 0
00 Ret.ExistACI_DSI & WetFGD & HRI & CCS | 0 | 0 | 0 | 0 | 0 | 0 | 0 | 0
00 Ret.ExistDryFGD & ACI | 0 | 0 | 0 | 0 | 0 | 0 | 0 | 0
00 Ret.ExistDryFGD & ACI & CCS | 0 | 0 | 0 | 0 | 0 | 0 | 0 | 0
00 Ret.ExistDryFGD & ACI & HRI | 0 | 0 | 0 | 0 | 0 | 0 | 0 | 0
00 Ret.ExistDryFGD & ACI & HRI & CCS | 0 | 0 | 0 | 0 | 0 | 0 | 0 | 0
00 Ret.ExistDryFGD & ACI & SCR | 0 | 0 | 0 | 0 | 0 | 0 | 0 | 0
00 Ret.ExistDryFGD & ACI & SCR & CCS | 0 | 0 | 0 | 0 | 0 | 0 | 0 | 0
00 Ret.ExistDryFGD & ACI & SCR & HRI | 0 | 0 | 0 | 0 | 0 | 0 | 0 | 0
00 Ret.ExistDryFGD & ACI & SCR & HRI & CCS | 0 | 0 | 0 | 0 | 0 | 0 | 0 | 0
00 Ret.ExistDryFGD & ACI & SNCR | 0 | 0 | 0 | 0 | 0 | 0 | 0 | 0
00 Ret.ExistDryFGD & ACI & SNCR & HRI | 0 | 0 | 0 | 0 | 0 | 0 | 0 | 0
00 Ret.ExistDryFGD & ACI & SNCR & HRI & CCS | 0 | 0 | 0 | 0 | 0 | 0 | 0 | 0
00 Ret.ExistDryFGD & CCS | 0 | 0 | 0 | 0 | 0 | 0 | 0 | 0
00 Ret.ExistDryFGD & HRI | 0 | 0 | 0 | 0 | 0 | 0 | 0 | 0
00 Ret.ExistDryFGD & HRI & CCS | 0 | 0 | 0 | 0 | 0 | 0 | 0 | 0
00 Ret.ExistDryFGD & SCR | 0 | 0 | 0 | 0 | 0 | 0 | 0 | 0
00 Ret.ExistDryFGD & SCR & CCS | 0 | 0 | 0 | 0 | 0 | 0 | 0 | 0
00 Ret.ExistDryFGD & SCR & HRI | 0 | 0 | 0 | 0 | 0 | 0 | 0 | 0
00 Ret.ExistDryFGD & SCR & HRI & CCS | 0 | 0 | 0 | 0 | 0 | 0 | 0 | 0
00 Ret.ExistDryFGD & SNCR | 0 | 0 | 0 | 0 | 0 | 0 | 0 | 0
00 Ret.ExistDryFGD & SNCR & CCS | 0 | 0 | 0 | 0 | 0 | 0 | 0 | 0
00 Ret.ExistDryFGD & SNCR & HRI | 0 | 0 | 0 | 0 | 0 | 0 | 0 | 0
00 Ret.ExistDryFGD & SNCR & HRI & CCS | 0 | 0 | 0 | 0 | 0 | 0 | 0 | 0
00 Ret.ExistDryFGD_ACI & CCS | 0 | 0 | 0 | 0 | 0 | 0 | 0 | 0
00 Ret.ExistDryFGD_ACI & HRI | 0 | 0 | 0 | 0 | 0 | 0 | 0 | 0
00 Ret.ExistDryFGD_ACI & HRI & CCS | 0 | 0 | 0 | 0 | 0 | 0 | 0 | 0
00 Ret.ExistDryFGD_ACI & SCR | 0 | 0 | 0 | 0 | 0 | 0 | 0 | 0
00 Ret.ExistDryFGD_ACI & SCR & CCS | 0 | 0 | 0 | 0 | 0 | 0 | 0 | 0
00 Ret.ExistDryFGD_ACI & SCR & HRI | 0 | 0 | 0 | 0 | 0 | 0 | 0 | 0
00 Ret.ExistDryFGD_ACI & SCR & HRI & CCS | 0 | 0 | 0 | 0 | 0 | 0 | 0 | 0
00 Ret.ExistDryFGD_ACI & SNCR | 1015.715 | 1015.715 | 1015.715 | 1015.715 | 1015.715 | 1015.715 | 1015.715 | 1015.715
00 Ret.ExistDryFGD_ACI & SNCR & CCS | 0 | 0 | 0 | 0 | 0 | 0 | 0 | 0
00 Ret.ExistDryFGD_ACI & SNCR & HRI | 0 | 0 | 0 | 0 | 0 | 0 | 0 | 0
00 Ret.ExistDryFGD_ACI & SNCR & HRI & CCS | 0 | 0 | 0 | 0 | 0 | 0 | 0 | 0
00 Ret.ExistDryFGD_ACI_DSI & HRI | 0 | 0 | 0 | 0 | 0 | 0 | 0 | 0
00 Ret.ExistDryFGD_ACI_DSI & SCR | 0 | 0 | 0 | 0 | 0 | 0 | 0 | 0
00 Ret.ExistDryFGD_ACI_DSI & SCR & CCS | 0 | 0 | 0 | 0 | 0 | 0 | 0 | 0
00 Ret.ExistDryFGD_ACI_DSI & SCR & HRI | 0 | 0 | 0 | 0 | 0 | 0 | 0 | 0
00 Ret.ExistDryFGD_ACI_DSI & SCR & HRI & CCS | 0 | 0 | 0 | 0 | 0 | 0 | 0 | 0
00 Ret.ExistDryFGD_ACI_DSI & SNCR | 0 | 0 | 0 | 0 | 0 | 0 | 0 | 0
00 Ret.ExistDryFGD_ACI_DSI & SNCR & HRI | 0 | 0 | 0 | 0 | 0 | 0 | 0 | 0
00 Ret.ExistDryFGD_SCR & ACI & CCS | 0 | 0 | 0 | 0 | 0 | 0 | 0 | 0
00 Ret.ExistDryFGD_DSI & HRI | 0 | 0 | 0 | 0 | 0 | 0 | 0 | 0
00 Ret.ExistDryFGD_SCR & ACI & HRI | 0 | 0 | 0 | 0 | 0 | 0 | 0 | 0
00 Ret.ExistDryFGD_SCR & ACI & HRI & CCS | 0 | 0 | 0 | 0 | 0 | 0 | 0 | 0
00 Ret.ExistDryFGD_SCR & CCS | 0 | 0 | 0 | 0 | 0 | 0 | 0 | 0
00 Ret.ExistDryFGD_SCR_DSI & ACI & HRI | 0 | 0 | 0 | 0 | 0 | 0 | 0 | 0
00 Ret.ExistDryFGD_SNCR_ACI_DSI & CCS | 0 | 0 | 0 | 0 | 0 | 0 | 0 | 0
00 Ret.ExistDryFGD_SNCR_ACI_DSI & HRI | 0 | 0 | 0 | 0 | 0 | 0 | 0 | 0
00 Ret.ExistDryFGD_SNCR_ACI_DSI & HRI & CCS | 0 | 0 | 0 | 0 | 0 | 0 | 0 | 0
00 Ret.ExistDSI & ACI | 0 | 0 | 0 | 0 | 0 | 0 | 0 | 0
00 Ret.ExistDSI & ACI & HRI | 0 | 0 | 0 | 0 | 0 | 0 | 0 | 0
00 Ret.ExistDSI & ACI & SCR | 0 | 0 | 0 | 0 | 0 | 0 | 0 | 0
00 Ret.ExistDSI & ACI & SCR & DryFGD & HRI | 0 | 0 | 0 | 0 | 0 | 0 | 0 | 0
00 Ret.ExistDSI & ACI & SCR & HRI | 0 | 0 | 0 | 0 | 0 | 0 | 0 | 0
00 Ret.ExistDSI & ACI & SCR & WetFGD & HRI | 0 | 0 | 0 | 0 | 0 | 0 | 0 | 0
00 Ret.ExistDSI & DryFGD | 0 | 0 | 0 | 0 | 0 | 0 | 0 | 0
00 Ret.ExistDSI & DryFGD & ACI | 0 | 0 | 0 | 0 | 0 | 0 | 0 | 0
00 Ret.ExistDSI & DryFGD & ACI & HRI | 0 | 0 | 0 | 0 | 0 | 0 | 0 | 0
00 Ret.ExistDSI & DryFGD & HRI | 0 | 0 | 0 | 0 | 0 | 0 | 0 | 0
00 Ret.ExistDSI & HRI | 0 | 0 | 0 | 0 | 0 | 0 | 0 | 0
00 Ret.ExistDSI & SCR | 0 | 0 | 0 | 0 | 0 | 0 | 0 | 0
00 Ret.ExistDSI & SCR & DryFGD | 0 | 0 | 0 | 0 | 0 | 0 | 0 | 0
00 Ret.ExistDSI & SCR & DryFGD & ACI | 0 | 0 | 0 | 0 | 0 | 0 | 0 | 0
00 Ret.ExistDSI & SCR & DryFGD & HRI | 0 | 0 | 0 | 0 | 0 | 0 | 0 | 0
00 Ret.ExistDSI & SCR & HRI | 0 | 0 | 0 | 0 | 0 | 0 | 0 | 0
00 Ret.ExistDSI & SCR & WetFGD | 0 | 0 | 0 | 0 | 0 | 0 | 0 | 0
00 Ret.ExistDSI & SCR & WetFGD & ACI | 0 | 0 | 0 | 0 | 0 | 0 | 0 | 0
00 Ret.ExistDSI & SCR & WetFGD & HRI | 0 | 0 | 0 | 0 | 0 | 0 | 0 | 0
00 Ret.ExistDSI & SNCR | 0 | 0 | 0 | 0 | 0 | 0 | 0 | 0
00 Ret.ExistDSI & SNCR & ACI | 0 | 0 | 0 | 0 | 0 | 0 | 0 | 0
00 Ret.ExistDSI & SNCR & ACI & HRI | 0 | 0 | 0 | 0 | 0 | 0 | 0 | 0
00 Ret.ExistDSI & SNCR & DryFGD | 0 | 0 | 0 | 0 | 0 | 0 | 0 | 0
00 Ret.ExistDSI & SNCR & DryFGD & ACI | 0 | 0 | 0 | 0 | 0 | 0 | 0 | 0
00 Ret.ExistDSI & SNCR & DryFGD & ACI & HRI | 0 | 0 | 0 | 0 | 0 | 0 | 0 | 0
00 Ret.ExistDSI & SNCR & DryFGD & HRI | 0 | 0 | 0 | 0 | 0 | 0 | 0 | 0
00 Ret.ExistDSI & SNCR & HRI | 0 | 0 | 0 | 0 | 0 | 0 | 0 | 0
00 Ret.ExistDSI & SNCR & WetFGD | 0 | 0 | 0 | 0 | 0 | 0 | 0 | 0
00 Ret.ExistDSI & SNCR & WetFGD & ACI | 0 | 0 | 0 | 0 | 0 | 0 | 0 | 0
00 Ret.ExistDSI & SNCR & WetFGD & ACI & HRI | 0 | 0 | 0 | 0 | 0 | 0 | 0 | 0
00 Ret.ExistDSI & SNCR & WetFGD & HRI | 0 | 0 | 0 | 0 | 0 | 0 | 0 | 0
00 Ret.ExistDSI & WetFGD | 0 | 0 | 0 | 0 | 0 | 0 | 0 | 0
00 Ret.ExistDSI & WetFGD & ACI | 0 | 0 | 0 | 0 | 0 | 0 | 0 | 0
00 Ret.ExistDSI & WetFGD & ACI & HRI | 0 | 0 | 0 | 0 | 0 | 0 | 0 | 0
00 Ret.ExistDSI & WetFGD & HRI | 0 | 0 | 0 | 0 | 0 | 0 | 0 | 0
00 Ret.ExistDSI_ACI & SNCR & DryFGD & CCS | 0 | 0 | 0 | 0 | 0 | 0 | 0 | 0
00 Ret.ExistDSI_ACI & SNCR & WetFGD & CCS | 0 | 0 | 0 | 0 | 0 | 0 | 0 | 0
00 Ret.ExistSCR_ACI & DryFGD | 0 | 0 | 0 | 0 | 0 | 0 | 0 | 0
00 Ret.ExistSCR_ACI & DryFGD & CCS | 0 | 0 | 0 | 0 | 0 | 0 | 0 | 0
00 Ret.ExistSCR_ACI & DryFGD & HRI | 0 | 0 | 0 | 0 | 0 | 0 | 0 | 0
00 Ret.ExistSCR_ACI & DryFGD & HRI & CCS | 0 | 0 | 0 | 0 | 0 | 0 | 0 | 0
00 Ret.ExistSCR_ACI & DSI | 302.0455 | 302.0455 | 302.0455 | 302.0455 | 302.0455 | 302.0455 | 302.0455 | 0
00 Ret.ExistSCR_ACI & DSI & HRI | 0 | 0 | 0 | 0 | 0 | 0 | 0 | 0
00 Ret.ExistSCR_ACI & HRI | 0 | 0 | 0 | 0 | 0 | 0 | 0 | 0
00 Ret.ExistSCR_ACI & WetFGD | 0 | 0 | 0 | 0 | 0 | 0 | 0 | 0
00 Ret.ExistSCR_ACI & WetFGD & CCS | 0 | 0 | 0 | 0 | 0 | 0 | 0 | 0
00 Ret.ExistSCR_ACI & WetFGD & HRI | 0 | 0 | 0 | 0 | 0 | 0 | 0 | 0
00 Ret.ExistSCR_ACI & WetFGD & HRI & CCS | 0 | 0 | 0 | 0 | 0 | 0 | 0 | 0
00 Ret.ExistSCR_ACI_DSI & DryFGD | 0 | 0 | 0 | 0 | 0 | 0 | 0 | 0
00 Ret.ExistSCR_ACI_DSI & DryFGD & HRI | 0 | 0 | 0 | 0 | 0 | 0 | 0 | 0
00 Ret.ExistSCR_ACI_DSI & HRI | 0 | 0 | 0 | 0 | 0 | 0 | 0 | 0
00 Ret.ExistSCR_ACI_DSI & WetFGD | 0 | 0 | 0 | 0 | 0 | 0 | 0 | 0
00 Ret.ExistSCR_ACI_DSI & WetFGD & HRI | 0 | 0 | 0 | 0 | 0 | 0 | 0 | 0
00 Ret.ExistSCR_DryFGD & ACI | 0 | 0 | 0 | 0 | 0 | 0 | 0 | 0
00 Ret.ExistSCR_DryFGD & HRI | 0 | 0 | 0 | 0 | 0 | 0 | 0 | 0
00 Ret.ExistSCR_DryFGD & HRI & CCS | 0 | 0 | 0 | 0 | 0 | 0 | 0 | 0
00 Ret.ExistSCR_DryFGD_ACI & CCS | 0 | 0 | 0 | 0 | 0 | 0 | 0 | 0
00 Ret.ExistSCR_DryFGD_ACI & HRI | 0 | 0 | 0 | 0 | 0 | 0 | 0 | 0
00 Ret.ExistSCR_DryFGD_ACI & HRI & CCS | 0 | 0 | 0 | 0 | 0 | 0 | 0 | 0
00 Ret.ExistSCR_DryFGD_ACI_DSI & CCS | 0 | 0 | 0 | 0 | 0 | 0 | 0 | 0
00 Ret.ExistSCR_DryFGD_ACI_DSI & HRI | 0 | 0 | 0 | 0 | 0 | 0 | 0 | 0
00 Ret.ExistSCR_DryFGD_ACI_DSI & HRI & CCS | 0 | 0 | 0 | 0 | 0 | 0 | 0 | 0
00 Ret.ExistSCR_DryFGD_DSI & ACI | 0 | 0 | 0 | 0 | 0 | 0 | 0 | 0
00 Ret.ExistSCR_WetFGD & ACI | 0 | 0 | 0 | 0 | 0 | 0 | 0 | 0
00 Ret.ExistSCR_WetFGD & HRI | 0 | 0 | 0 | 0 | 0 | 0 | 0 | 0
00 Ret.ExistSCR_WetFGD & HRI & CCS | 0 | 0 | 0 | 0 | 0 | 0 | 0 | 0
00 Ret.ExistSCR_WetFGD_ACI & CCS | 0 | 0 | 0 | 0 | 0 | 0 | 0 | 0
00 Ret.ExistSCR_WetFGD_ACI & HRI | 0 | 0 | 0 | 0 | 0 | 0 | 0 | 0
00 Ret.ExistSCR_WetFGD_ACI & HRI & CCS | 0 | 0 | 0 | 0 | 0 | 0 | 0 | 0
00 Ret.ExistSCR_WetFGD_ACI_DSI & CCS | 0 | 0 | 0 | 0 | 0 | 0 | 0 | 0
00 Ret.ExistSCR_WetFGD_ACI_DSI & HRI | 0 | 0 | 0 | 0 | 0 | 0 | 0 | 0
00 Ret.ExistSCR_WetFGD_ACI_DSI & HRI & CCS | 0 | 0 | 0 | 0 | 0 | 0 | 0 | 0
00 Ret.ExistSCR_WetFGD_DSI & ACI | 0 | 0 | 0 | 0 | 0 | 0 | 0 | 0
00 Ret.ExistSCR_WetFGD_DSI & HRI | 0 | 0 | 0 | 0 | 0 | 0 | 0 | 0
00 Ret.ExistSCR_WetFGD_DSI & HRI & CCS | 0 | 0 | 0 | 0 | 0 | 0 | 0 | 0
00 Ret.ExistSNCR_ACI & DryFGD | 0 | 0 | 0 | 0 | 0 | 0 | 0 | 0
00 Ret.ExistSNCR_ACI & DryFGD & CCS | 0 | 0 | 0 | 0 | 0 | 0 | 0 | 0
00 Ret.ExistSNCR_ACI & DryFGD & HRI | 0 | 0 | 0 | 0 | 0 | 0 | 0 | 0
00 Ret.ExistSNCR_ACI & DryFGD & HRI & CCS | 0 | 0 | 0 | 0 | 0 | 0 | 0 | 0
00 Ret.ExistSNCR_ACI & DSI & HRI | 0 | 0 | 0 | 0 | 0 | 0 | 0 | 0
00 Ret.ExistSNCR_ACI & HRI | 0 | 0 | 0 | 0 | 0 | 0 | 0 | 0
00 Ret.ExistSNCR_ACI & WetFGD | 0 | 0 | 0 | 0 | 0 | 0 | 0 | 0
00 Ret.ExistSNCR_ACI & WetFGD & CCS | 0 | 0 | 0 | 0 | 0 | 0 | 0 | 0
00 Ret.ExistSNCR_ACI & WetFGD & HRI | 0 | 0 | 0 | 0 | 0 | 0 | 0 | 0
00 Ret.ExistSNCR_ACI & WetFGD & HRI & CCS | 0 | 0 | 0 | 0 | 0 | 0 | 0 | 0
00 Ret.ExistSNCR_ACI_DSI & DryFGD | 0 | 0 | 0 | 0 | 0 | 0 | 0 | 0
00 Ret.ExistSNCR_ACI_DSI & DryFGD & CCS | 0 | 0 | 0 | 0 | 0 | 0 | 0 | 0
00 Ret.ExistSNCR_ACI_DSI & DryFGD & HRI | 0 | 0 | 0 | 0 | 0 | 0 | 0 | 0
00 Ret.ExistSNCR_ACI_DSI & DryFGD & HRI & CCS | 0 | 0 | 0 | 0 | 0 | 0 | 0 | 0
00 Ret.ExistSNCR_ACI_DSI & HRI | 0 | 0 | 0 | 0 | 0 | 0 | 0 | 0
00 Ret.ExistSNCR_ACI_DSI & WetFGD | 0 | 0 | 0 | 0 | 0 | 0 | 0 | 0
00 Ret.ExistSNCR_ACI_DSI & WetFGD & CCS | 0 | 0 | 0 | 0 | 0 | 0 | 0 | 0
00 Ret.ExistSNCR_ACI_DSI & WetFGD & HRI | 0 | 0 | 0 | 0 | 0 | 0 | 0 | 0
00 Ret.ExistSNCR_ACI_DSI & WetFGD & HRI & CCS | 0 | 0 | 0 | 0 | 0 | 0 | 0 | 0
00 Ret.ExistSNCR_DryFGD & HRI | 0 | 0 | 0 | 0 | 0 | 0 | 0 | 0
00 Ret.ExistSNCR_DryFGD_ACI & CCS | 0 | 0 | 0 | 0 | 0 | 0 | 0 | 0
00 Ret.ExistSNCR_DryFGD_ACI & HRI | 0 | 0 | 0 | 0 | 0 | 0 | 0 | 0
00 Ret.ExistSNCR_DryFGD_ACI & HRI & CCS | 0 | 0 | 0 | 0 | 0 | 0 | 0 | 0
00 Ret.ExistSNCR_WetFGD & ACI | 0 | 0 | 0 | 0 | 0 | 0 | 0 | 0
00 Ret.ExistSNCR_WetFGD & HRI | 0 | 0 | 0 | 0 | 0 | 0 | 0 | 0
00 Ret.ExistSNCR_WetFGD & HRI & CCS | 0 | 0 | 0 | 0 | 0 | 0 | 0 | 0
00 Ret.ExistSNCR_WetFGD_ACI & CCS | 0 | 0 | 0 | 0 | 0 | 0 | 0 | 0
00 Ret.ExistSNCR_WetFGD_ACI & HRI | 0 | 0 | 0 | 0 | 0 | 0 | 0 | 0
00 Ret.ExistSNCR_WetFGD_ACI & HRI & CCS | 0 | 0 | 0 | 0 | 0 | 0 | 0 | 0
00 Ret.ExistSNCR_WetFGD_ACI_DSI & CCS | 0 | 0 | 0 | 0 | 0 | 0 | 0 | 0
00 Ret.ExistSNCR_WetFGD_ACI_DSI & HRI | 0 | 0 | 0 | 0 | 0 | 0 | 0 | 0
00 Ret.ExistSNCR_WetFGD_ACI_DSI & HRI & CCS | 0 | 0 | 0 | 0 | 0 | 0 | 0 | 0
00 Ret.ExistWetFGD & ACI | 0 | 0 | 0 | 0 | 0 | 0 | 0 | 0
00 Ret.ExistWetFGD & ACI & CCS | 0 | 0 | 0 | 0 | 0 | 0 | 0 | 0
00 Ret.ExistWetFGD & ACI & HRI | 0 | 0 | 0 | 0 | 0 | 0 | 0 | 0
00 Ret.ExistWetFGD & ACI & HRI & CCS | 0 | 0 | 0 | 0 | 0 | 0 | 0 | 0
00 Ret.ExistWetFGD & ACI & SCR | 0 | 0 | 0 | 0 | 0 | 0 | 0 | 0
00 Ret.ExistWetFGD & ACI & SCR & CCS | 0 | 0 | 0 | 0 | 0 | 0 | 0 | 0
00 Ret.ExistWetFGD & ACI & SCR & HRI | 0 | 0 | 0 | 0 | 0 | 0 | 0 | 0
00 Ret.ExistWetFGD & ACI & SCR & HRI & CCS | 0 | 0 | 0 | 0 | 0 | 0 | 0 | 0
00 Ret.ExistWetFGD & ACI & SNCR | 0 | 0 | 0 | 0 | 0 | 0 | 0 | 0
00 Ret.ExistWetFGD & ACI & SNCR & HRI | 0 | 0 | 0 | 0 | 0 | 0 | 0 | 0
00 Ret.ExistWetFGD & ACI & SNCR & HRI & CCS | 0 | 0 | 0 | 0 | 0 | 0 | 0 | 0
00 Ret.ExistWetFGD & CCS | 0 | 0 | 0 | 0 | 0 | 0 | 0 | 0
00 Ret.ExistWetFGD & HRI | 0 | 0 | 0 | 0 | 0 | 0 | 0 | 0
00 Ret.ExistWetFGD & HRI & CCS | 0 | 0 | 0 | 0 | 0 | 0 | 0 | 0
00 Ret.ExistWetFGD & SCR | 425.0671 | 939.105 | 939.105 | 939.105 | 939.105 | 939.105 | 939.105 | 939.105
00 Ret.ExistWetFGD & SCR & CCS | 0 | 0 | 0 | 0 | 0 | 0 | 0 | 0
00 Ret.ExistWetFGD & SCR & HRI | 0 | 0 | 0 | 0 | 0 | 0 | 0 | 0
00 Ret.ExistWetFGD & SCR & HRI & CCS | 0 | 0 | 0 | 0 | 0 | 0 | 0 | 0
00 Ret.ExistWetFGD & SNCR | 0 | 0 | 0 | 0 | 0 | 0 | 0 | 0
00 Ret.ExistWetFGD & SNCR & CCS | 0 | 0 | 0 | 0 | 0 | 0 | 0 | 0
00 Ret.ExistWetFGD & SNCR & HRI | 0 | 0 | 0 | 0 | 0 | 0 | 0 | 0
00 Ret.ExistWetFGD & SNCR & HRI & CCS | 0 | 0 | 0 | 0 | 0 | 0 | 0 | 0
00 Ret.ExistWetFGD_ACI & CCS | 0 | 0 | 0 | 0 | 0 | 0 | 0 | 0
00 Ret.ExistWetFGD_ACI & HRI | 0 | 0 | 0 | 0 | 0 | 0 | 0 | 0
00 Ret.ExistWetFGD_ACI & HRI & CCS | 0 | 0 | 0 | 0 | 0 | 0 | 0 | 0
00 Ret.ExistWetFGD_ACI & SCR | 1142.33 | 1290.0302 | 1294.9471 | 1301.9991 | 1301.9991 | 1301.9991 | 1301.9991 | 1301.9991
00 Ret.ExistWetFGD_ACI & SCR & CCS | 0 | 0 | 0 | 0 | 0 | 0 | 0 | 0
00 Ret.ExistWetFGD_ACI & SCR & HRI | 0 | 0 | 0 | 0 | 0 | 0 | 0 | 0
00 Ret.ExistWetFGD_ACI & SCR & HRI & CCS | 0 | 0 | 0 | 0 | 0 | 0 | 0 | 0
00 Ret.ExistWetFGD_ACI & SNCR | 743.2715 | 957.6583 | 957.6583 | 957.6583 | 957.6583 | 957.6583 | 957.6583 | 957.6583
00 Ret.ExistWetFGD_ACI & SNCR & CCS | 0 | 0 | 0 | 0 | 0 | 0 | 0 | 0
00 Ret.ExistWetFGD_ACI & SNCR & HRI | 0 | 0 | 0 | 0 | 0 | 0 | 0 | 0
00 Ret.ExistWetFGD_ACI & SNCR & HRI & CCS | 0 | 0 | 0 | 0 | 0 | 0 | 0 | 0
00 Ret.ExistWetFGD_ACI_DSI & CCS | 0 | 0 | 0 | 0 | 0 | 0 | 0 | 0
00 Ret.ExistWetFGD_ACI_DSI & HRI | 0 | 0 | 0 | 0 | 0 | 0 | 0 | 0
00 Ret.ExistWetFGD_ACI_DSI & HRI & CCS | 0 | 0 | 0 | 0 | 0 | 0 | 0 | 0
00 Ret.ExistWetFGD_ACI_DSI & SCR | 0 | 0 | 0 | 0 | 0 | 0 | 0 | 0
00 Ret.ExistWetFGD_ACI_DSI & SCR & CCS | 0 | 0 | 0 | 0 | 0 | 0 | 0 | 0
00 Ret.ExistWetFGD_ACI_DSI & SCR & HRI | 0 | 0 | 0 | 0 | 0 | 0 | 0 | 0
00 Ret.ExistWetFGD_ACI_DSI & SCR & HRI & CCS | 0 | 0 | 0 | 0 | 0 | 0 | 0 | 0
00 Ret.ExistWetFGD_ACI_DSI & SNCR | 0 | 0 | 0 | 0 | 0 | 0 | 0 | 0
00 Ret.ExistWetFGD_ACI_DSI & SNCR & CCS | 0 | 0 | 0 | 0 | 0 | 0 | 0 | 0
00 Ret.ExistWetFGD_ACI_DSI & SNCR & HRI | 0 | 0 | 0 | 0 | 0 | 0 | 0 | 0
00 Ret.ExistWetFGD_ACI_DSI & SNCR & HRI & CCS | 0 | 0 | 0 | 0 | 0 | 0 | 0 | 0
00 Ret.ExistWetFGD_DSI & HRI | 0 | 0 | 0 | 0 | 0 | 0 | 0 | 0
00 Ret.ExistWetFGD_DSI & SCR | 0 | 0 | 0 | 0 | 0 | 0 | 0 | 0
00 Ret.ExistWetFGD_DSI & SCR & HRI | 0 | 0 | 0 | 0 | 0 | 0 | 0 | 0
00 Ret.ExistWetFGD_DSI & SNCR | 0 | 0 | 0 | 0 | 0 | 0 | 0 | 0
00 Ret.ExistWetFGD_SCR & ACI & CCS | 0 | 0 | 0 | 0 | 0 | 0 | 0 | 0
00 Ret.ExistWetFGD_DSI & SNCR & HRI | 0 | 0 | 0 | 0 | 0 | 0 | 0 | 0
00 Ret.ExistWetFGD_SCR & ACI & HRI | 0 | 0 | 0 | 0 | 0 | 0 | 0 | 0
00 Ret.ExistWetFGD_SCR & ACI & HRI & CCS | 0 | 0 | 0 | 0 | 0 | 0 | 0 | 0
00 Ret.ExistWetFGD_SCR & CCS | 0 | 0 | 0 | 0 | 0 | 0 | 0 | 0
00 Ret.ExistWetFGD_SCR_DSI & ACI & CCS | 0 | 0 | 0 | 0 | 0 | 0 | 0 | 0
00 Ret.ExistWetFGD_SCR_DSI & ACI & HRI | 0 | 0 | 0 | 0 | 0 | 0 | 0 | 0
00 Ret.ExistWetFGD_SCR_DSI & ACI & HRI & CCS | 0 | 0 | 0 | 0 | 0 | 0 | 0 | 0
00 Ret.ExistWetFGD_SCR_DSI & CCS | 0 | 0 | 0 | 0 | 0 | 0 | 0 | 0
00 Ret.ExistWetFGD_SNCR & ACI & HRI | 0 | 0 | 0 | 0 | 0 | 0 | 0 | 0
00 Ret.ExistWetFGD_SNCR & CCS | 0 | 0 | 0 | 0 | 0 | 0 | 0 | 0
00 Ret.HRI | 0 | 0 | 0 | 0 | 0 | 0 | 0 | 0
00 Ret.SCR | 0 | 0 | 0 | 0 | 0 | 0 | 0 | 0
00 Ret.SCR & DryFGD | 0 | 0 | 0 | 0 | 0 | 0 | 0 | 0
00 Ret.SCR & DryFGD & ACI | 0 | 0 | 0 | 0 | 0 | 0 | 0 | 0
00 Ret.SCR & DryFGD & CCS | 0 | 0 | 0 | 0 | 0 | 0 | 0 | 0
00 Ret.SCR & DryFGD & HRI | 0 | 0 | 0 | 0 | 0 | 0 | 0 | 0
00 Ret.SCR & DSI | 0 | 0 | 0 | 0 | 0 | 0 | 0 | 0
00 Ret.SCR & DSI & DryFGD | 0 | 0 | 0 | 0 | 0 | 0 | 0 | 0
00 Ret.SCR & DSI & DryFGD & HRI | 0 | 0 | 0 | 0 | 0 | 0 | 0 | 0
00 Ret.SCR & DSI & HRI | 0 | 0 | 0 | 0 | 0 | 0 | 0 | 0
00 Ret.SCR & DSI & WetFGD | 0 | 0 | 0 | 0 | 0 | 0 | 0 | 0
00 Ret.SCR & DSI & WetFGD & HRI | 0 | 0 | 0 | 0 | 0 | 0 | 0 | 0
00 Ret.SCR & HRI | 0 | 0 | 0 | 0 | 0 | 0 | 0 | 0
00 Ret.SCR & WetFGD | 0 | 0 | 0 | 0 | 0 | 0 | 0 | 0
00 Ret.SCR & WetFGD & ACI | 0 | 0 | 0 | 0 | 0 | 0 | 0 | 0
00 Ret.SCR & WetFGD & CCS | 0 | 0 | 0 | 0 | 0 | 0 | 0 | 0
00 Ret.SCR & WetFGD & HRI | 0 | 0 | 0 | 0 | 0 | 0 | 0 | 0
00 Ret.SNCR | 0 | 0 | 0 | 0 | 0 | 0 | 0 | 0
00 Ret.SNCR & DryFGD | 0 | 0 | 0 | 0 | 0 | 0 | 0 | 0
00 Ret.SNCR & DryFGD & ACI | 0 | 0 | 0 | 0 | 0 | 0 | 0 | 0
00 Ret.SNCR & DryFGD & ACI & HRI | 0 | 0 | 0 | 0 | 0 | 0 | 0 | 0
00 Ret.SNCR & DryFGD & CCS | 0 | 0 | 0 | 0 | 0 | 0 | 0 | 0
00 Ret.SNCR & DryFGD & HRI | 0 | 0 | 0 | 0 | 0 | 0 | 0 | 0
00 Ret.SNCR & DSI | 0 | 0 | 0 | 0 | 0 | 0 | 0 | 0
00 Ret.SNCR & DSI & HRI | 0 | 0 | 0 | 0 | 0 | 0 | 0 | 0
00 Ret.SNCR & HRI | 0 | 0 | 0 | 0 | 0 | 0 | 0 | 0
00 Ret.SNCR & WetFGD | 0 | 0 | 0 | 0 | 0 | 0 | 0 | 0
00 Ret.SNCR & WetFGD & ACI | 0 | 0 | 0 | 0 | 0 | 0 | 0 | 0
00 Ret.SNCR & WetFGD & ACI & HRI | 0 | 0 | 0 | 0 | 0 | 0 | 0 | 0
00 Ret.SNCR & WetFGD & CCS | 0 | 0 | 0 | 0 | 0 | 0 | 0 | 0
00 Ret.SNCR & WetFGD & HRI | 0 | 0 | 0 | 0 | 0 | 0 | 0 | 0
00 Ret.WetFGD | 0 | 0 | 0 | 0 | 0 | 0 | 0 | 0
00 Ret.WetFGD & CCS | 0 | 0 | 0 | 0 | 0 | 0 | 0 | 0
00 Ret.WetFGD & HRI | 0 | 0 | 0 | 0 | 0 | 0 | 0 | 0
00 Ret.FB & ACI | 0 | 0 | 0 | 0 | 0 | 0 | 0 | 0
00 Ret.FB & ACI & DryFGD & HRI | 0 | 0 | 0 | 0 | 0 | 0 | 0 | 0
00 Ret.FB & ACI & HRI | 0 | 0 | 0 | 0 | 0 | 0 | 0 | 0
00 Ret.FB & HRI | 0 | 0 | 0 | 0 | 0 | 0 | 0 | 0
00 Ret.FB DryFGD | 0 | 0 | 0 | 0 | 0 | 0 | 0 | 0
00 Ret.FB DryFGD & ACI | 0 | 0 | 0 | 0 | 0 | 0 | 0 | 0
00 Ret.FB DryFGD & ACI & HRI | 0 | 0 | 0 | 0 | 0 | 0 | 0 | 0
00 Ret.FB DryFGD & HRI | 0 | 0 | 0 | 0 | 0 | 0 | 0 | 0
00 Ret.FB DryFGD & SNCR | 0 | 0 | 0 | 0 | 0 | 0 | 0 | 0
00 Ret.FB DryFGD & SNCR & HRI | 0 | 0 | 0 | 0 | 0 | 0 | 0 | 0
00 Ret.FB SNCR & DryFGD & ACI | 0 | 0 | 0 | 0 | 0 | 0 | 0 | 0
00 Ret.FB SNCR & DryFGD & ACI & HRI | 0 | 0 | 0 | 0 | 0 | 0 | 0 | 0
00 Ret.FB-ACI & SNCR | 0 | 0 | 0 | 0 | 0 | 0 | 0 | 0
00 Ret.FB-ACI & SNCR & HRI | 0 | 0 | 0 | 0 | 0 | 0 | 0 | 0
00 Ret.FB-ACI & SNCR & HRI & CCS | 0 | 0 | 0 | 0 | 0 | 0 | 0 | 0
00 Ret.FB-Exist ACI & DryFGD | 0 | 0 | 0 | 0 | 0 | 0 | 0 | 0
00 Ret.FB-Exist ACI & DryFGD & HRI | 0 | 0 | 0 | 0 | 0 | 0 | 0 | 0
00 Ret.FB-Exist ACI & DryFGD & SNCR | 0 | 0 | 0 | 0 | 0 | 0 | 0 | 0
00 Ret.FB-Exist ACI & DryFGD & SNCR & HRI | 0 | 0 | 0 | 0 | 0 | 0 | 0 | 0
00 Ret.FB-Exist ACI & SNCR | 0 | 0 | 0 | 0 | 0 | 0 | 0 | 0
00 Ret.FB-Exist ACI & SNCR & HRI | 0 | 0 | 0 | 0 | 0 | 0 | 0 | 0
00 Ret.FB-Exist ACI_DSI & DryFGD & SNCR | 0 | 0 | 0 | 0 | 0 | 0 | 0 | 0
00 Ret.FB-Exist ACI_DSI & SNCR | 0 | 0 | 0 | 0 | 0 | 0 | 0 | 0
00 Ret.FB-ExistACI & HRI | 0 | 0 | 0 | 0 | 0 | 0 | 0 | 0
00 Ret.FB-ExistACI_DSI & DryFGD | 0 | 0 | 0 | 0 | 0 | 0 | 0 | 0
00 Ret.FB-ExistACI_DSI & DryFGD & HRI | 0 | 0 | 0 | 0 | 0 | 0 | 0 | 0
00 Ret.FB-ExistACI_DSI & DryFGD & SNCR | 0 | 0 | 0 | 0 | 0 | 0 | 0 | 0
00 Ret.FB-ExistACI_DSI & DryFGD & SNCR & HRI | 0 | 0 | 0 | 0 | 0 | 0 | 0 | 0
00 Ret.FB-ExistACI_DSI & HRI | 0 | 0 | 0 | 0 | 0 | 0 | 0 | 0
00 Ret.FB-ExistACI_DSI & SNCR & HRI | 0 | 0 | 0 | 0 | 0 | 0 | 0 | 0
00 Ret.FB-ExistDryFGD_ACI & HRI | 0 | 0 | 0 | 0 | 0 | 0 | 0 | 0
00 Ret.FB-ExistDryFGD_ACI & SNCR | 0 | 0 | 0 | 0 | 0 | 0 | 0 | 0
00 Ret.FB-ExistDryFGD_ACI & SNCR & HRI | 0 | 0 | 0 | 0 | 0 | 0 | 0 | 0
00 Ret.FB-ExistDryFGD_DSI & HRI | 0 | 0 | 0 | 0 | 0 | 0 | 0 | 0
00 Ret.FB-ExistDryFGD_DSI & SNCR | 0 | 0 | 0 | 0 | 0 | 0 | 0 | 0
00 Ret.FB-ExistDryFGD_DSI & SNCR & HRI | 0 | 0 | 0 | 0 | 0 | 0 | 0 | 0
00 Ret.FB-ExistDryFGD_SNCR & HRI | 0 | 0 | 0 | 0 | 0 | 0 | 0 | 0
00 Ret.FB-ExistDryFGD_SNCR_ACI & HRI | 0 | 0 | 0 | 0 | 0 | 0 | 0 | 0
00 Ret.FB-ExistDryFGD_SNCR_ACI_DSI & HRI | 0 | 0 | 0 | 0 | 0 | 0 | 0 | 0
00 Ret.FB-ExistDryFGD_SNCR_DSI & HRI | 0 | 0 | 0 | 0 | 0 | 0 | 0 | 0
00 Ret.FB-ExistDSI & ACI | 0 | 0 | 0 | 0 | 0 | 0 | 0 | 0
00 Ret.FB-ExistDSI & ACI & HRI | 0 | 0 | 0 | 0 | 0 | 0 | 0 | 0
00 Ret.FB-ExistDSI & ACI & SNCR | 0 | 0 | 0 | 0 | 0 | 0 | 0 | 0
00 Ret.FB-ExistDSI & ACI & SNCR & HRI | 0 | 0 | 0 | 0 | 0 | 0 | 0 | 0
00 Ret.FB-ExistDSI & DryFGD | 0 | 0 | 0 | 0 | 0 | 0 | 0 | 0
00 Ret.FB-ExistDSI & DryFGD & ACI | 0 | 0 | 0 | 0 | 0 | 0 | 0 | 0
00 Ret.FB-ExistDSI & DryFGD & ACI & HRI | 0 | 0 | 0 | 0 | 0 | 0 | 0 | 0
00 Ret.FB-ExistDSI & DryFGD & HRI | 0 | 0 | 0 | 0 | 0 | 0 | 0 | 0
00 Ret.FB-ExistDSI & DryFGD & SNCR | 0 | 0 | 0 | 0 | 0 | 0 | 0 | 0
00 Ret.FB-ExistDSI & DryFGD & SNCR & HRI | 0 | 0 | 0 | 0 | 0 | 0 | 0 | 0
00 Ret.FB-ExistDSI & HRI | 0 | 0 | 0 | 0 | 0 | 0 | 0 | 0
00 Ret.FB-ExistDSI & SNCR | 48 | 48 | 48 | 48 | 48 | 48 | 48 | 48
00 Ret.FB-ExistDSI & SNCR & DryFGD & ACI | 0 | 0 | 0 | 0 | 0 | 0 | 0 | 0
00 Ret.FB-ExistDSI & SNCR & DryFGD & ACI & HRI | 0 | 0 | 0 | 0 | 0 | 0 | 0 | 0
00 Ret.FB-ExistDSI & SNCR & HRI | 0 | 0 | 0 | 0 | 0 | 0 | 0 | 0
00 Ret.FB-ExistSNCR & DryFGD | 0 | 0 | 0 | 0 | 0 | 0 | 0 | 0
00 Ret.FB-ExistSNCR & DryFGD & ACI | 0 | 0 | 0 | 0 | 0 | 0 | 0 | 0
00 Ret.FB-ExistSNCR & DryFGD & HRI | 0 | 0 | 0 | 0 | 0 | 0 | 0 | 0
00 Ret.FB-ExistSNCR & HRI | 0 | 0 | 0 | 0 | 0 | 0 | 0 | 0
00 Ret.FB-ExistSNCR_ACI_DSI & DryFGD | 0 | 0 | 0 | 0 | 0 | 0 | 0 | 0
00 Ret.FB-ExistSNCR_ACI_DSI & DryFGD & HRI | 0 | 0 | 0 | 0 | 0 | 0 | 0 | 0
00 Ret.FB-ExistSNCR_ACI_DSI & HRI | 0 | 0 | 0 | 0 | 0 | 0 | 0 | 0
00 Ret.FB-ExistSNCR_DryFGD & HRI | 0 | 0 | 0 | 0 | 0 | 0 | 0 | 0
00 Ret.FB-ExistSNCR_DryFGD_ACI & HRI | 0 | 0 | 0 | 0 | 0 | 0 | 0 | 0
00 Ret.FB-ExistSNCR_DSI & ACI | 0 | 0 | 0 | 0 | 0 | 0 | 0 | 0
00 Ret.FB-ExistSNCR_DSI & ACI & DryFGD | 0 | 0 | 0 | 0 | 0 | 0 | 0 | 0
00 Ret.FB-ExistSNCR_DSI & ACI & DryFGD & HRI | 0 | 0 | 0 | 0 | 0 | 0 | 0 | 0
00 Ret.FB-ExistSNCR_DSI & ACI & HRI | 0 | 0 | 0 | 0 | 0 | 0 | 0 | 0
00 Ret.FB-ExistSNCR_DSI & DryFGD | 0 | 0 | 0 | 0 | 0 | 0 | 0 | 0
00 Ret.FB-ExistSNCR_DSI & DryFGD & HRI | 0 | 0 | 0 | 0 | 0 | 0 | 0 | 0
00 Ret.FB-ExistSNCR_DSI & HRI | 0 | 0 | 0 | 0 | 0 | 0 | 0 | 0
00 Ret.FB-ExistSNCR_WetFGD & ACI | 0 | 0 | 0 | 0 | 0 | 0 | 0 | 0
00 Ret.FB-ExistSNCR_WetFGD & HRI | 0 | 0 | 0 | 0 | 0 | 0 | 0 | 0
00 Ret.FB-ExistWetFGD_DSI & HRI | 0 | 0 | 0 | 0 | 0 | 0 | 0 | 0
00 Ret.FB-ExistWetFGD_DSI & SNCR | 0 | 0 | 0 | 0 | 0 | 0 | 0 | 0
00 Ret.FB-ExistWetFGD_DSI & SNCR & HRI | 0 | 0 | 0 | 0 | 0 | 0 | 0 | 0
00 Ret.FB-ExistWetFGD_SNCR & ACI & HRI | 0 | 0 | 0 | 0 | 0 | 0 | 0 | 0
00 Ret.FB-SNCR | 0 | 0 | 0 | 0 | 0 | 0 | 0 | 0
00 Ret.FB-SNCR & HRI | 0 | 0 | 0 | 0 | 0 | 0 | 0 | 0
00 Ret.Oil/Gas Steam SCR | 143.0922 | 101.073 | 101.073 | 101.073 | 101.073 | 101.073 | 101.073 | 101.073
00 CC Retirement | 2939.3262 | 2939.3262 | 2939.3262 | 2939.3262 | 2939.3262 | 2939.3262 | 2939.3262 | 2939.3262
00 CT Retirement | 1571.8 | 1571.8 | 1611.8 | 1924.8118 | 1924.8118 | 1924.8118 | 1924.8118 | 1924.8118
00 O/G Retirement | 6005.0091 | 6005.0091 | 5947.5254 | 5964.6705 | 6001.1705 | 6313.9833 | 7325.1833 | 10462.6833
00 Coal Retirement | 48321.8032 | 49311.8032 | 49311.8032 | 50984.8066 | 55786.2537 | 59418.5587 | 63807.4365 | 75793.9371
00 IGCC Retirement | 913.2 | 913.2 | 913.2 | 913.2 | 913.2 | 913.2 | 913.2 | 1508.2
00 Nuke Retirement | 3861 | 11109.5 | 12229.5 | 16978.9463 | 18119.9463 | 18119.9463 | 18119.9463 | 20244.0463
00 Biomass Retirement | 3360.7 | 3360.7 | 3468.2 | 3468.2 | 3468.2 | 3468.2 | 3468.2 | 3468.2
00 Fossil_Other Retirement | 0 | 0 | 0 | 0 | 0 | 0 | 0 | 0
00 Fuel Cell Retirement | 0 | 0 | 0 | 0 | 0 | 0 | 0 | 0
00 Geothermal Retirement | 7.6 | 7.6 | 7.6 | 7.6 | 7.6 | 7.6 | 7.6 | 7.6
00 Hydro Retirement | 0 | 0 | 0 | 0 | 0 | 0 | 0 | 0
00 Landfill Gas Retirement | 0 | 0 | 0 | 0 | 0 | 0 | 0 | 0
00 Non Fossil_Other Retirement | 0 | 0 | 0 | 0 | 0 | 0 | 0 | 0
Total | 1110666.9131 | 1128538.453 | 1149048.6028 | 1216471.6746 | 1259386.0696 | 1306772.6478 | 1383664.1288 | 1471458.8322
11. Capacity Additions and Changes by Capacity Reporting Type [MW]
00 New Combined Cycle | 1054.3 | 1260.4974 | 505.1717 | 9864.2871 | 25575.4082 | 28751.4954 | 29555.7919 | 42183.7406
00 New Combined Cycle with Carbon Capture | 0 | 0 | 0 | 0 | 0 | 0 | 0 | 0
00 New Combustion Turbine | 1189.411 | 5995.9297 | 90.6221 | 780.2392 | 12236.0066 | 17212.4917 | 14624.7087 | 26079.0511
00 New Hydro | 6583.2455 | 1879.768 | 122.8763 | 408.9253 | 344.3466 | 177.5715 | 129.5853 | 0
00 New Nuclear | 0 | 0 | 0 | 0 | 0 | 0 | 0 | 0
00 New Biomass | 0 | 0 | 0 | 0 | 0 | 0 | 0 | 0
00 New Geothermal | 384.076 | 92.5625 | 148.1083 | 0 | 0 | 0 | 0 | 0
00 New Landfill Gas | 30.3 | 0 | 0 | 0 | 0 | 0 | 0 | 0
00 New Battery Storage | 2534.21 | 0 | 1479 | 1400 | 0 | 0 | 0 | 311.2144
00 New Offshore Wind | 0 | 0 | 0 | 0 | 0 | 0 | 0 | 0
00 New Onshore Wind | 33941 | 0 | 0 | 25281.4739 | 1154.2849 | 760.7482 | 19947.6122 | 10158.6163
00 New Solar PV | 25855 | 10304.5685 | 18406 | 29942.5955 | 3604.3487 | 484.6795 | 12633.7828 | 9062.0811
00 New Solar Thermal | 0 | 0 | 0 | 0 | 0 | 0 | 0 | 0
00 New Fuel Cell | 1.4 | 0 | 0 | 0 | 0 | 0 | 0 | 0
00 New Ultrasupercritical Coal without CCS | 0 | 0 | 0 | 0 | 0 | 0 | 0 | 0
00 New Ultrasupercritical Coal with 30% CCS | 0 | 0 | 0 | 0 | 0 | 0 | 0 | 0
00 New Ultrasupercritical Coal with 90% CCS | 0 | 0 | 0 | 0 | 0 | 0 | 0 | 0
00 Exist Combined Cycle | 0 | 0 | 0 | 0 | 0 | 0 | 0 | 0
00 Exist Combustion Turbine | 0 | 0 | 0 | 0 | 0 | 0 | 0 | 0
00 Exist Coal Steam_Uncontrolled | 0 | 0 | 0 | 0 | 0 | 0 | 0 | 0
00 Exist Coal Steam_ACI | 0 | 0 | 0 | 0 | 0 | 0 | 0 | 0
00 Exist Coal Steam_ACI_DSI | 0 | 0 | 0 | 0 | 0 | 0 | 0 | 0
00 Exist Coal Steam_DryFGD | 0 | 0 | 0 | 0 | 0 | 0 | 0 | 0
00 Exist Coal Steam_DryFGD_ACI | 0 | 0 | 0 | 0 | 0 | 0 | 0 | 0
00 Exist Coal Steam_DryFGD_ACI_DSI | 0 | 0 | 0 | 0 | 0 | 0 | 0 | 0
00 Exist Coal Steam_DryFGD_SCR | 0 | 0 | 0 | 0 | 0 | 0 | 0 | 0
00 Exist Coal Steam_DryFGD_SCR_ACI | 0 | 0 | 0 | 0 | 0 | 0 | 0 | 0
00 Exist Coal Steam_DryFGD_SCR_DSI | 0 | 0 | 0 | 0 | 0 | 0 | 0 | 0
00 Exist Coal Steam_DryFGD_SCR_ACI_DSI | 0 | 0 | 0 | 0 | 0 | 0 | 0 | 0
00 Exist Coal Steam_DryFGD_SNCR | 0 | 0 | 0 | 0 | 0 | 0 | 0 | 0
00 Exist Coal Steam_DryFGD_SNCR_ACI | 0 | 0 | 0 | 0 | 0 | 0 | 0 | 0
00 Exist Coal Steam_DryFGD_SNCR_ACI_DSI | 0 | 0 | 0 | 0 | 0 | 0 | 0 | 0
00 Exist Coal Steam_DSI | 0 | 0 | 0 | 0 | 0 | 0 | 0 | 0
00 Exist Coal Steam_SCR_ACI | 0 | 0 | 0 | 0 | 0 | 0 | 0 | 0
00 Exist Coal Steam_SCR_ACI_DSI | 0 | 0 | 0 | 0 | 0 | 0 | 0 | 0
00 Exist Coal Steam_SNCR | 0 | 0 | 0 | 0 | 0 | 0 | 0 | 0
00 Exist Coal Steam_SNCR_ACI | 0 | 0 | 0 | 0 | 0 | 0 | 0 | 0
00 Exist Coal Steam_SNCR_ACI_DSI | 0 | 0 | 0 | 0 | 0 | 0 | 0 | 0
00 Exist Coal Steam_WetFGD | 0 | 0 | 0 | 0 | 0 | 0 | 0 | 0
00 Exist Coal Steam_WetFGD_ACI | 0 | 0 | 0 | 0 | 0 | 0 | 0 | 0
00 Exist Coal Steam_WetFGD_ACI_DSI | 0 | 0 | 0 | 0 | 0 | 0 | 0 | 0
00 Exist Coal Steam_WetFGD_DSI | 0 | 0 | 0 | 0 | 0 | 0 | 0 | 0
00 Exist Coal Steam_WetFGD_SCR | 0 | 0 | 0 | 0 | 0 | 0 | 0 | 0
00 Exist Coal Steam_WetFGD_SCR_DSI | 0 | 0 | 0 | 0 | 0 | 0 | 0 | 0
00 Exist Coal Steam_WetFGD_SCR_ACI | 0 | 0 | 0 | 0 | 0 | 0 | 0 | 0
00 Exist Coal Steam_WetFGD_SCR_ACI_DSI | 0 | 0 | 0 | 0 | 0 | 0 | 0 | 0
00 Exist Coal Steam_WetFGD_SNCR | 0 | 0 | 0 | 0 | 0 | 0 | 0 | 0
00 Exist Coal Steam_WetFGD_SNCR_ACI | 0 | 0 | 0 | 0 | 0 | 0 | 0 | 0
00 Exist Coal Steam_WetFGD_SNCR_ACI_DSI | 0 | 0 | 0 | 0 | 0 | 0 | 0 | 0
00 Exist FBC_Uncontrolled | 0 | 0 | 0 | 0 | 0 | 0 | 0 | 0
00 Exist FBC_WetFGD_SNCR | 0 | 0 | 0 | 0 | 0 | 0 | 0 | 0
00 Exist FBC_WetFGD_DSI | 0 | 0 | 0 | 0 | 0 | 0 | 0 | 0
00 Exist FBC_ACI | 0 | 0 | 0 | 0 | 0 | 0 | 0 | 0
00 Exist FBC_ACI_DSI | 0 | 0 | 0 | 0 | 0 | 0 | 0 | 0
00 Exist FBC_DryFGD_ACI | 0 | 0 | 0 | 0 | 0 | 0 | 0 | 0
00 Exist FBC_DryFGD_DSI | 0 | 0 | 0 | 0 | 0 | 0 | 0 | 0
00 Exist FBC_DryFGD_SNCR | 0 | 0 | 0 | 0 | 0 | 0 | 0 | 0
00 Exist FBC_DryFGD_SNCR_ACI | 0 | 0 | 0 | 0 | 0 | 0 | 0 | 0
00 Exist FBC_DryFGD_SNCR_ACI_DSI | 0 | 0 | 0 | 0 | 0 | 0 | 0 | 0
00 Exist FBC_DryFGD_SNCR_DSI | 0 | 0 | 0 | 0 | 0 | 0 | 0 | 0
00 Exist FBC_DSI | 0 | 0 | 0 | 0 | 0 | 0 | 0 | 0
00 Exist FBC_SNCR | 0 | 0 | 0 | 0 | 0 | 0 | 0 | 0
00 Exist FBC_SNCR_ACI | 0 | 0 | 0 | 0 | 0 | 0 | 0 | 0
00 Exist FBC_SNCR_ACI_DSI | 0 | 0 | 0 | 0 | 0 | 0 | 0 | 0
00 Exist FBC_SNCR_DSI | 0 | 0 | 0 | 0 | 0 | 0 | 0 | 0
00 Exist IGCC | 0 | 0 | 0 | 0 | 0 | 0 | 0 | 0
00 Exist Fossil_Other | 0 | 0 | 0 | 0 | 0 | 0 | 0 | 0
00 Exist Fuel Cell | 0 | 0 | 0 | 0 | 0 | 0 | 0 | 0
00 Exist Hydro | 0 | 0 | 0 | 0 | 0 | 0 | 0 | 0
00 Exist Non Fossil_Other | 0 | 0 | 0 | 0 | 0 | 0 | 0 | 0
00 Exist Nuclear | 0 | 0 | 0 | 0 | 0 | 0 | 0 | 0
00 International Imports | 0 | 0 | 0 | 0 | 0 | 0 | 0 | 0
00 Exist Oil/Gas Steam | 0 | 0 | 0 | 0 | 0 | 0 | 0 | 0
00 Exist Oil/Gas Steam_SCR | 0 | 0 | 0 | 0 | 0 | 0 | 0 | 0
00 Exist Oil/Gas Steam_SNCR | 0 | 0 | 0 | 0 | 0 | 0 | 0 | 0
00 Exist Biomass | 0 | 0 | 0 | 0 | 0 | 0 | 0 | 0
00 Exist Landfill Gas | 0 | 0 | 0 | 0 | 0 | 0 | 0 | 0
00 Exist Geothermal | 0 | 0 | 0 | 0 | 0 | 0 | 0 | 0
00 Exist Pump Storage | 0 | 0 | 0 | 0 | 0 | 0 | 0 | 0
00 Exist Energy Storage | 0 | 0 | 0 | 0 | 0 | 0 | 0 | 0
00 Exist Solar PV | 0 | 0 | 0 | 0 | 0 | 0 | 0 | 0
00 Exist Solar Thermal | 0 | 0 | 0 | 0 | 0 | 0 | 0 | 0
00 Exist Offshore Wind | 0 | 0 | 0 | 0 | 0 | 0 | 0 | 0
00 Exist Onshore Wind | 0 | 0 | 0 | 0 | 0 | 0 | 0 | 0
00 Ret.ACI | 0 | 0 | 0 | 0 | 0 | 0 | 0 | 0
00 Ret.ACI & DryFGD | 0 | 0 | 0 | 0 | 0 | 0 | 0 | 0
00 Ret.ACI & DryFGD & HRI | 0 | 0 | 0 | 0 | 0 | 0 | 0 | 0
00 Ret.ACI & DSI | 0 | 0 | 0 | 0 | 0 | 0 | 0 | 0
00 Ret.ACI & DSI & DryFGD | 0 | 0 | 0 | 0 | 0 | 0 | 0 | 0
00 Ret.ACI & DSI & DryFGD & HRI | 0 | 0 | 0 | 0 | 0 | 0 | 0 | 0
00 Ret.ACI & DSI & HRI | 0 | 0 | 0 | 0 | 0 | 0 | 0 | 0
00 Ret.ACI & DSI & WetFGD & HRI | 0 | 0 | 0 | 0 | 0 | 0 | 0 | 0
00 Ret.ACI & HRI | 0 | 0 | 0 | 0 | 0 | 0 | 0 | 0
00 Ret.ACI & SCR | 0 | 0 | 0 | 0 | 0 | 0 | 0 | 0
00 Ret.ACI & SCR & DryFGD & HRI | 0 | 0 | 0 | 0 | 0 | 0 | 0 | 0
00 Ret.ACI & SCR & DSI | 0 | 0 | 0 | 0 | 0 | 0 | 0 | 0
00 Ret.ACI & SCR & DSI & DryFGD | 0 | 0 | 0 | 0 | 0 | 0 | 0 | 0
00 Ret.ACI & SCR & DSI & DryFGD & HRI | 0 | 0 | 0 | 0 | 0 | 0 | 0 | 0
00 Ret.ACI & SCR & DSI & HRI | 0 | 0 | 0 | 0 | 0 | 0 | 0 | 0
00 Ret.ACI & SCR & DSI & WetFGD | 0 | 0 | 0 | 0 | 0 | 0 | 0 | 0
00 Ret.ACI & SCR & DSI & WetFGD & HRI | 0 | 0 | 0 | 0 | 0 | 0 | 0 | 0
00 Ret.ACI & SCR & HRI | 0 | 0 | 0 | 0 | 0 | 0 | 0 | 0
00 Ret.ACI & SCR & WetFGD & HRI | 0 | 0 | 0 | 0 | 0 | 0 | 0 | 0
00 Ret.ACI & SNCR | 0 | 0 | 0 | 0 | 0 | 0 | 0 | 0
00 Ret.ACI & SNCR & DSI | 0 | 0 | 0 | 0 | 0 | 0 | 0 | 0
00 Ret.ACI & SNCR & DSI & DryFGD | 0 | 0 | 0 | 0 | 0 | 0 | 0 | 0
00 Ret.ACI & SNCR & DSI & DryFGD & HRI | 0 | 0 | 0 | 0 | 0 | 0 | 0 | 0
00 Ret.ACI & SNCR & DSI & HRI | 0 | 0 | 0 | 0 | 0 | 0 | 0 | 0
00 Ret.ACI & SNCR & DSI & WetFGD | 0 | 0 | 0 | 0 | 0 | 0 | 0 | 0
00 Ret.ACI & SNCR & DSI & WetFGD & HRI | 0 | 0 | 0 | 0 | 0 | 0 | 0 | 0
00 Ret.ACI & SNCR & HRI | 0 | 0 | 0 | 0 | 0 | 0 | 0 | 0
00 Ret.ACI & WetFGD | 0 | 0 | 0 | 0 | 0 | 0 | 0 | 0
00 Ret.ACI & WetFGD & DSI | 0 | 0 | 0 | 0 | 0 | 0 | 0 | 0
00 Ret.ACI & WetFGD & HRI | 0 | 0 | 0 | 0 | 0 | 0 | 0 | 0
00 Ret.C2G | 2195 | 353 | 420 | 0 | 0 | 0 | 0 | 0
00 Ret.C2G & SCR | 0 | 0 | 0 | 0 | 0 | 0 | 0 | 0
00 Ret.CCG | 0 | 0 | 0 | 0 | 0 | 0 | 0 | 0
00 Ret.DryFGD | 0 | 0 | 0 | 0 | 0 | 0 | 0 | 0
00 Ret.DryFGD & CCS | 0 | 0 | 0 | 0 | 0 | 0 | 0 | 0
00 Ret.DryFGD & HRI | 0 | 0 | 0 | 0 | 0 | 0 | 0 | 0
00 Ret.DSI | 0 | 41.8877 | 0 | 0 | 0 | 0 | 0 | 0
00 Ret.DSI & DryFGD | 0 | 0 | 0 | 0 | 0 | 0 | 0 | 0
00 Ret.DSI & DryFGD & HRI | 0 | 0 | 0 | 0 | 0 | 0 | 0 | 0
00 Ret.DSI & HRI | 0 | 0 | 0 | 0 | 0 | 0 | 0 | 0
00 Ret.DSI & WetFGD | 0 | 0 | 0 | 0 | 0 | 0 | 0 | 0
00 Ret.DSI & WetFGD & HRI | 0 | 0 | 0 | 0 | 0 | 0 | 0 | 0
00 Ret.ExistACI & DryFGD | 0 | 0 | 0 | 0 | 0 | 0 | 0 | 0
00 Ret.ExistACI & DryFGD & CCS | 0 | 0 | 0 | 0 | 0 | 0 | 0 | 0
00 Ret.ExistACI & DryFGD & HRI | 0 | 0 | 0 | 0 | 0 | 0 | 0 | 0
00 Ret.ExistACI & DryFGD & HRI & CCS | 0 | 0 | 0 | 0 | 0 | 0 | 0 | 0
00 Ret.ExistACI & DSI | 0 | 0 | 0 | 0 | 0 | 0 | 0 | 0
00 Ret.ExistACI & DSI & DryFGD | 0 | 0 | 0 | 0 | 0 | 0 | 0 | 0
00 Ret.ExistACI & DSI & DryFGD & HRI | 0 | 0 | 0 | 0 | 0 | 0 | 0 | 0
00 Ret.ExistACI & DSI & HRI | 0 | 0 | 0 | 0 | 0 | 0 | 0 | 0
00 Ret.ExistACI & DSI & WetFGD | 0 | 0 | 0 | 0 | 0 | 0 | 0 | 0
00 Ret.ExistACI & DSI & WetFGD & HRI | 0 | 0 | 0 | 0 | 0 | 0 | 0 | 0
00 Ret.ExistACI & HRI | 0 | 0 | 0 | 0 | 0 | 0 | 0 | 0
00 Ret.ExistACI & HRI & WetFGD | 0 | 0 | 0 | 0 | 0 | 0 | 0 | 0
00 Ret.ExistACI & SCR | 0 | 0 | 0 | 0 | 0 | 0 | 0 | 0
00 Ret.ExistACI & SCR & DryFGD | 0 | 0 | 0 | 0 | 0 | 0 | 0 | 0
00 Ret.ExistACI & SCR & DryFGD & CCS | 0 | 0 | 0 | 0 | 0 | 0 | 0 | 0
00 Ret.ExistACI & SCR & DryFGD & HRI | 0 | 0 | 0 | 0 | 0 | 0 | 0 | 0
00 Ret.ExistACI & SCR & DryFGD & HRI & CCS | 0 | 0 | 0 | 0 | 0 | 0 | 0 | 0
00 Ret.ExistACI & SCR & DSI | 0 | 0 | 0 | 0 | 0 | 0 | 0 | 0
00 Ret.ExistACI & SCR & DSI & DryFGD | 0 | 0 | 0 | 0 | 0 | 0 | 0 | 0
00 Ret.ExistACI & SCR & DSI & DryFGD & HRI | 0 | 0 | 0 | 0 | 0 | 0 | 0 | 0
00 Ret.ExistACI & SCR & DSI & HRI | 0 | 0 | 0 | 0 | 0 | 0 | 0 | 0
00 Ret.ExistACI & SCR & HRI | 0 | 0 | 0 | 0 | 0 | 0 | 0 | 0
00 Ret.ExistACI & SCR & WetFGD | 0 | 0 | 0 | 0 | 0 | 0 | 0 | 0
00 Ret.ExistACI & SCR & WetFGD & CCS | 0 | 0 | 0 | 0 | 0 | 0 | 0 | 0
00 Ret.ExistACI & SCR & WetFGD & HRI | 0 | 0 | 0 | 0 | 0 | 0 | 0 | 0
00 Ret.ExistACI & SCR & WetFGD & HRI & CCS | 0 | 0 | 0 | 0 | 0 | 0 | 0 | 0
00 Ret.ExistACI & SNCR | 0 | 0 | 0 | 815.592 | 0 | 815.592 | 0 | 0
00 Ret.ExistACI & SNCR & DryFGD | 0 | 0 | 0 | 0 | 0 | 0 | 0 | 0
00 Ret.ExistACI & SNCR & DryFGD & CCS | 0 | 0 | 0 | 0 | 0 | 0 | 0 | 0
00 Ret.ExistACI & SNCR & DryFGD & HRI | 0 | 0 | 0 | 0 | 0 | 0 | 0 | 0
00 Ret.ExistACI & SNCR & DryFGD & HRI & CCS | 0 | 0 | 0 | 0 | 0 | 0 | 0 | 0
00 Ret.ExistACI & SNCR & DSI | 0 | 0 | 0 | 0 | 0 | 0 | 0 | 0
00 Ret.ExistACI & SNCR & DSI & HRI | 0 | 0 | 0 | 0 | 0 | 0 | 0 | 0
00 Ret.ExistACI & SNCR & HRI | 0 | 0 | 0 | 0 | 0 | 0 | 0 | 0
00 Ret.ExistACI & SNCR & WetFGD | 0 | 0 | 0 | 0 | 0 | 0 | 0 | 0
00 Ret.ExistACI & SNCR & WetFGD & CCS | 0 | 0 | 0 | 0 | 0 | 0 | 0 | 0
00 Ret.ExistACI & SNCR & WetFGD & HRI | 0 | 0 | 0 | 0 | 0 | 0 | 0 | 0
00 Ret.ExistACI & SNCR & WetFGD & HRI & CCS | 0 | 0 | 0 | 0 | 0 | 0 | 0 | 0
00 Ret.ExistACI & WetFGD | 0 | 0 | 0 | 0 | 0 | 0 | 0 | 0
00 Ret.ExistACI & WetFGD & CCS | 0 | 0 | 0 | 0 | 0 | 0 | 0 | 0
00 Ret.ExistACI & WetFGD & HRI & CCS | 0 | 0 | 0 | 0 | 0 | 0 | 0 | 0
00 Ret.ExistACI_DSI & DryFGD | 647.2135 | 0 | 0 | 0 | 0 | 0 | 0 | 0
00 Ret.ExistACI_DSI & DryFGD & CCS | 0 | 0 | 0 | 0 | 0 | 0 | 0 | 0
00 Ret.ExistACI_DSI & DryFGD & HRI | 0 | 0 | 0 | 0 | 0 | 0 | 0 | 0
00 Ret.ExistACI_DSI & DryFGD & HRI & CCS | 0 | 0 | 0 | 0 | 0 | 0 | 0 | 0
00 Ret.ExistACI_DSI & HRI | 0 | 0 | 0 | 0 | 0 | 0 | 0 | 0
00 Ret.ExistACI_DSI & SCR | 0 | 0 | 0 | 0 | 0 | 0 | 0 | 0
00 Ret.ExistACI_DSI & SCR & DryFGD | 0 | 0 | 0 | 0 | 0 | 0 | 0 | 0
00 Ret.ExistACI_DSI & SCR & DryFGD & CCS | 0 | 0 | 0 | 0 | 0 | 0 | 0 | 0
00 Ret.ExistACI_DSI & SCR & DryFGD & HRI | 0 | 0 | 0 | 0 | 0 | 0 | 0 | 0
00 Ret.ExistACI_DSI & SCR & DryFGD & HRI & CCS | 0 | 0 | 0 | 0 | 0 | 0 | 0 | 0
00 Ret.ExistACI_DSI & SCR & HRI | 0 | 0 | 0 | 0 | 0 | 0 | 0 | 0
00 Ret.ExistACI_DSI & SCR & WetFGD | 0 | 0 | 0 | 0 | 0 | 0 | 0 | 0
00 Ret.ExistACI_DSI & SCR & WetFGD & CCS | 0 | 0 | 0 | 0 | 0 | 0 | 0 | 0
00 Ret.ExistACI_DSI & SCR & WetFGD & HRI | 0 | 0 | 0 | 0 | 0 | 0 | 0 | 0
00 Ret.ExistACI_DSI & SCR & WetFGD & HRI & CCS | 0 | 0 | 0 | 0 | 0 | 0 | 0 | 0
00 Ret.ExistACI_DSI & SNCR | 0 | 0 | 0 | 0 | 0 | 0 | 0 | 0
00 Ret.ExistACI_DSI & SNCR & DryFGD | 0 | 0 | 0 | 0 | 0 | 0 | 0 | 0
00 Ret.ExistACI_DSI & SNCR & DryFGD & HRI & CCS | 0 | 0 | 0 | 0 | 0 | 0 | 0 | 0
00 Ret.ExistACI_DSI & SNCR & DryFGD & HRI | 0 | 0 | 0 | 0 | 0 | 0 | 0 | 0
00 Ret.ExistACI_DSI & SNCR & WetFGD & HRI & CCS | 0 | 0 | 0 | 0 | 0 | 0 | 0 | 0
00 Ret.ExistACI_DSI & SNCR & HRI | 0 | 0 | 0 | 0 | 0 | 0 | 0 | 0
00 Ret.ExistACI_DSI & SNCR & WetFGD | 0 | 0 | 0 | 0 | 0 | 0 | 0 | 0
00 Ret.ExistACI_DSI & SNCR & WetFGD & HRI | 0 | 0 | 0 | 0 | 0 | 0 | 0 | 0
00 Ret.ExistACI_DSI & WetFGD | 0 | 0 | 0 | 0 | 0 | 0 | 0 | 0
00 Ret.ExistACI_DSI & WetFGD & CCS | 0 | 0 | 0 | 0 | 0 | 0 | 0 | 0
00 Ret.ExistACI_DSI & WetFGD & HRI | 0 | 0 | 0 | 0 | 0 | 0 | 0 | 0
00 Ret.ExistACI_DSI & WetFGD & HRI & CCS | 0 | 0 | 0 | 0 | 0 | 0 | 0 | 0
00 Ret.ExistDryFGD & ACI | 0 | 0 | 0 | 0 | 0 | 0 | 0 | 0
00 Ret.ExistDryFGD & ACI & CCS | 0 | 0 | 0 | 0 | 0 | 0 | 0 | 0
00 Ret.ExistDryFGD & ACI & HRI | 0 | 0 | 0 | 0 | 0 | 0 | 0 | 0
00 Ret.ExistDryFGD & ACI & HRI & CCS | 0 | 0 | 0 | 0 | 0 | 0 | 0 | 0
00 Ret.ExistDryFGD & ACI & SCR | 0 | 0 | 0 | 0 | 0 | 0 | 0 | 0
00 Ret.ExistDryFGD & ACI & SCR & CCS | 0 | 0 | 0 | 0 | 0 | 0 | 0 | 0
00 Ret.ExistDryFGD & ACI & SCR & HRI | 0 | 0 | 0 | 0 | 0 | 0 | 0 | 0
00 Ret.ExistDryFGD & ACI & SCR & HRI & CCS | 0 | 0 | 0 | 0 | 0 | 0 | 0 | 0
00 Ret.ExistDryFGD & ACI & SNCR | 0 | 0 | 0 | 0 | 0 | 0 | 0 | 0
00 Ret.ExistDryFGD & ACI & SNCR & HRI | 0 | 0 | 0 | 0 | 0 | 0 | 0 | 0
00 Ret.ExistDryFGD & ACI & SNCR & HRI & CCS | 0 | 0 | 0 | 0 | 0 | 0 | 0 | 0
00 Ret.ExistDryFGD & CCS | 0 | 0 | 0 | 0 | 0 | 0 | 0 | 0
00 Ret.ExistDryFGD & HRI | 0 | 0 | 0 | 0 | 0 | 0 | 0 | 0
00 Ret.ExistDryFGD & HRI & CCS | 0 | 0 | 0 | 0 | 0 | 0 | 0 | 0
00 Ret.ExistDryFGD & SCR | 0 | 0 | 0 | 0 | 0 | 0 | 0 | 0
00 Ret.ExistDryFGD & SCR & CCS | 0 | 0 | 0 | 0 | 0 | 0 | 0 | 0
00 Ret.ExistDryFGD & SCR & HRI | 0 | 0 | 0 | 0 | 0 | 0 | 0 | 0
00 Ret.ExistDryFGD & SCR & HRI & CCS | 0 | 0 | 0 | 0 | 0 | 0 | 0 | 0
00 Ret.ExistDryFGD & SNCR | 0 | 0 | 0 | 0 | 0 | 0 | 0 | 0
00 Ret.ExistDryFGD & SNCR & CCS | 0 | 0 | 0 | 0 | 0 | 0 | 0 | 0
00 Ret.ExistDryFGD & SNCR & HRI | 0 | 0 | 0 | 0 | 0 | 0 | 0 | 0
00 Ret.ExistDryFGD & SNCR & HRI & CCS | 0 | 0 | 0 | 0 | 0 | 0 | 0 | 0
00 Ret.ExistDryFGD_ACI & CCS | 0 | 0 | 0 | 0 | 0 | 0 | 0 | 0
00 Ret.ExistDryFGD_ACI & HRI | 0 | 0 | 0 | 0 | 0 | 0 | 0 | 0
00 Ret.ExistDryFGD_ACI & HRI & CCS | 0 | 0 | 0 | 0 | 0 | 0 | 0 | 0
00 Ret.ExistDryFGD_ACI & SCR | 284.5 | 0 | 0 | 0 | 0 | 0 | 0 | 0
00 Ret.ExistDryFGD_ACI & SCR & CCS | 0 | 0 | 0 | 0 | 0 | 0 | 0 | 0
00 Ret.ExistDryFGD_ACI & SCR & HRI | 0 | 0 | 0 | 0 | 0 | 0 | 0 | 0
00 Ret.ExistDryFGD_ACI & SCR & HRI & CCS | 0 | 0 | 0 | 0 | 0 | 0 | 0 | 0
00 Ret.ExistDryFGD_ACI & SNCR | 1015.715 | 0 | 0 | 0 | 0 | 0 | 0 | 0
00 Ret.ExistDryFGD_ACI & SNCR & CCS | 0 | 0 | 0 | 0 | 0 | 0 | 0 | 0
00 Ret.ExistDryFGD_ACI & SNCR & HRI | 0 | 0 | 0 | 0 | 0 | 0 | 0 | 0
00 Ret.ExistDryFGD_ACI & SNCR & HRI & CCS | 0 | 0 | 0 | 0 | 0 | 0 | 0 | 0
00 Ret.ExistDryFGD_ACI_DSI & HRI | 0 | 0 | 0 | 0 | 0 | 0 | 0 | 0
00 Ret.ExistDryFGD_ACI_DSI & SCR | 0 | 0 | 0 | 0 | 0 | 0 | 0 | 0
00 Ret.ExistDryFGD_ACI_DSI & SCR & CCS | 0 | 0 | 0 | 0 | 0 | 0 | 0 | 0
00 Ret.ExistDryFGD_ACI_DSI & SCR & HRI | 0 | 0 | 0 | 0 | 0 | 0 | 0 | 0
00 Ret.ExistDryFGD_ACI_DSI & SCR & HRI & CCS | 0 | 0 | 0 | 0 | 0 | 0 | 0 | 0
00 Ret.ExistDryFGD_ACI_DSI & SNCR | 0 | 0 | 0 | 0 | 0 | 0 | 0 | 0
00 Ret.ExistDryFGD_ACI_DSI & SNCR & HRI | 0 | 0 | 0 | 0 | 0 | 0 | 0 | 0
00 Ret.ExistDryFGD_SCR & ACI & CCS | 0 | 0 | 0 | 0 | 0 | 0 | 0 | 0
00 Ret.ExistDryFGD_DSI & HRI | 0 | 0 | 0 | 0 | 0 | 0 | 0 | 0
00 Ret.ExistDryFGD_SCR & ACI & HRI | 0 | 0 | 0 | 0 | 0 | 0 | 0 | 0
00 Ret.ExistDryFGD_SCR & ACI & HRI & CCS | 0 | 0 | 0 | 0 | 0 | 0 | 0 | 0
00 Ret.ExistDryFGD_SCR & CCS | 0 | 0 | 0 | 0 | 0 | 0 | 0 | 0
00 Ret.ExistDryFGD_SCR_DSI & ACI & HRI | 0 | 0 | 0 | 0 | 0 | 0 | 0 | 0
00 Ret.ExistDryFGD_SNCR_ACI_DSI & CCS | 0 | 0 | 0 | 0 | 0 | 0 | 0 | 0
00 Ret.ExistDryFGD_SNCR_ACI_DSI & HRI | 0 | 0 | 0 | 0 | 0 | 0 | 0 | 0
00 Ret.ExistDryFGD_SNCR_ACI_DSI & HRI & CCS | 0 | 0 | 0 | 0 | 0 | 0 | 0 | 0
00 Ret.ExistDSI & ACI | 0 | 0 | 0 | 0 | 0 | 0 | 0 | 0
00 Ret.ExistDSI & ACI & HRI | 0 | 0 | 0 | 0 | 0 | 0 | 0 | 0
00 Ret.ExistDSI & ACI & SCR | 0 | 0 | 0 | 0 | 0 | 0 | 0 | 0
00 Ret.ExistDSI & ACI & SCR & DryFGD & HRI | 0 | 0 | 0 | 0 | 0 | 0 | 0 | 0
00 Ret.ExistDSI & ACI & SCR & HRI | 0 | 0 | 0 | 0 | 0 | 0 | 0 | 0
00 Ret.ExistDSI & ACI & SCR & WetFGD & HRI | 0 | 0 | 0 | 0 | 0 | 0 | 0 | 0
00 Ret.ExistDSI & DryFGD | 0 | 0 | 0 | 0 | 0 | 0 | 0 | 0
00 Ret.ExistDSI & DryFGD & ACI | 0 | 0 | 0 | 0 | 0 | 0 | 0 | 0
00 Ret.ExistDSI & DryFGD & ACI & HRI | 0 | 0 | 0 | 0 | 0 | 0 | 0 | 0
00 Ret.ExistDSI & DryFGD & HRI | 0 | 0 | 0 | 0 | 0 | 0 | 0 | 0
00 Ret.ExistDSI & HRI | 0 | 0 | 0 | 0 | 0 | 0 | 0 | 0
00 Ret.ExistDSI & SCR | 0 | 0 | 0 | 0 | 0 | 0 | 0 | 0
00 Ret.ExistDSI & SCR & DryFGD | 0 | 0 | 0 | 0 | 0 | 0 | 0 | 0
00 Ret.ExistDSI & SCR & DryFGD & ACI | 0 | 0 | 0 | 0 | 0 | 0 | 0 | 0
00 Ret.ExistDSI & SCR & DryFGD & HRI | 0 | 0 | 0 | 0 | 0 | 0 | 0 | 0
00 Ret.ExistDSI & SCR & HRI | 0 | 0 | 0 | 0 | 0 | 0 | 0 | 0
00 Ret.ExistDSI & SCR & WetFGD | 0 | 0 | 0 | 0 | 0 | 0 | 0 | 0
00 Ret.ExistDSI & SCR & WetFGD & ACI | 0 | 0 | 0 | 0 | 0 | 0 | 0 | 0
00 Ret.ExistDSI & SCR & WetFGD & HRI | 0 | 0 | 0 | 0 | 0 | 0 | 0 | 0
00 Ret.ExistDSI & SNCR | 0 | 0 | 0 | 0 | 0 | 0 | 0 | 0
00 Ret.ExistDSI & SNCR & ACI | 0 | 0 | 0 | 0 | 0 | 0 | 0 | 0
00 Ret.ExistDSI & SNCR & ACI & HRI | 0 | 0 | 0 | 0 | 0 | 0 | 0 | 0
00 Ret.ExistDSI & SNCR & DryFGD | 0 | 0 | 0 | 0 | 0 | 0 | 0 | 0
00 Ret.ExistDSI & SNCR & DryFGD & ACI | 0 | 0 | 0 | 0 | 0 | 0 | 0 | 0
00 Ret.ExistDSI & SNCR & DryFGD & ACI & HRI | 0 | 0 | 0 | 0 | 0 | 0 | 0 | 0
00 Ret.ExistDSI & SNCR & DryFGD & HRI | 0 | 0 | 0 | 0 | 0 | 0 | 0 | 0
00 Ret.ExistDSI & SNCR & HRI | 0 | 0 | 0 | 0 | 0 | 0 | 0 | 0
00 Ret.ExistDSI & SNCR & WetFGD | 0 | 0 | 0 | 0 | 0 | 0 | 0 | 0
00 Ret.ExistDSI & SNCR & WetFGD & ACI | 0 | 0 | 0 | 0 | 0 | 0 | 0 | 0
00 Ret.ExistDSI & SNCR & WetFGD & ACI & HRI | 0 | 0 | 0 | 0 | 0 | 0 | 0 | 0
00 Ret.ExistDSI & SNCR & WetFGD & HRI | 0 | 0 | 0 | 0 | 0 | 0 | 0 | 0
00 Ret.ExistDSI & WetFGD | 0 | 0 | 0 | 0 | 0 | 0 | 0 | 0
00 Ret.ExistDSI & WetFGD & ACI | 0 | 0 | 0 | 0 | 0 | 0 | 0 | 0
00 Ret.ExistDSI & WetFGD & ACI & HRI | 0 | 0 | 0 | 0 | 0 | 0 | 0 | 0
00 Ret.ExistDSI & WetFGD & HRI | 0 | 0 | 0 | 0 | 0 | 0 | 0 | 0
00 Ret.ExistDSI_ACI & SNCR & DryFGD & CCS | 0 | 0 | 0 | 0 | 0 | 0 | 0 | 0
00 Ret.ExistDSI_ACI & SNCR & WetFGD & CCS | 0 | 0 | 0 | 0 | 0 | 0 | 0 | 0
00 Ret.ExistSCR_ACI & DryFGD | 0 | 0 | 0 | 0 | 0 | 0 | 0 | 0
00 Ret.ExistSCR_ACI & DryFGD & CCS | 0 | 0 | 0 | 0 | 0 | 0 | 0 | 0
00 Ret.ExistSCR_ACI & DryFGD & HRI | 0 | 0 | 0 | 0 | 0 | 0 | 0 | 0
00 Ret.ExistSCR_ACI & DryFGD & HRI & CCS | 0 | 0 | 0 | 0 | 0 | 0 | 0 | 0
00 Ret.ExistSCR_ACI & DSI | 302.5227 | 0 | 0 | 0 | 0 | 0 | 0 | 0
00 Ret.ExistSCR_ACI & DSI & HRI | 0 | 0 | 0 | 0 | 0 | 0 | 0 | 0
00 Ret.ExistSCR_ACI & HRI | 0 | 0 | 0 | 0 | 0 | 0 | 0 | 0
00 Ret.ExistSCR_ACI & WetFGD | 0 | 0 | 0 | 0 | 0 | 0 | 0 | 0
00 Ret.ExistSCR_ACI & WetFGD & CCS | 0 | 0 | 0 | 0 | 0 | 0 | 0 | 0
00 Ret.ExistSCR_ACI & WetFGD & HRI | 0 | 0 | 0 | 0 | 0 | 0 | 0 | 0
00 Ret.ExistSCR_ACI & WetFGD & HRI & CCS | 0 | 0 | 0 | 0 | 0 | 0 | 0 | 0
00 Ret.ExistSCR_ACI_DSI & DryFGD | 0 | 0 | 0 | 0 | 0 | 0 | 0 | 0
00 Ret.ExistSCR_ACI_DSI & DryFGD & HRI | 0 | 0 | 0 | 0 | 0 | 0 | 0 | 0
00 Ret.ExistSCR_ACI_DSI & HRI | 0 | 0 | 0 | 0 | 0 | 0 | 0 | 0
00 Ret.ExistSCR_ACI_DSI & WetFGD | 0 | 0 | 0 | 0 | 0 | 0 | 0 | 0
00 Ret.ExistSCR_ACI_DSI & WetFGD & HRI | 0 | 0 | 0 | 0 | 0 | 0 | 0 | 0
00 Ret.ExistSCR_DryFGD & ACI | 0 | 0 | 0 | 0 | 0 | 0 | 0 | 0
00 Ret.ExistSCR_DryFGD & HRI | 0 | 0 | 0 | 0 | 0 | 0 | 0 | 0
00 Ret.ExistSCR_DryFGD & HRI & CCS | 0 | 0 | 0 | 0 | 0 | 0 | 0 | 0
00 Ret.ExistSCR_DryFGD_ACI & CCS | 0 | 0 | 0 | 0 | 0 | 0 | 0 | 0
00 Ret.ExistSCR_DryFGD_ACI & HRI | 0 | 0 | 0 | 0 | 0 | 0 | 0 | 0
00 Ret.ExistSCR_DryFGD_ACI & HRI & CCS | 0 | 0 | 0 | 0 | 0 | 0 | 0 | 0
00 Ret.ExistSCR_DryFGD_ACI_DSI & CCS | 0 | 0 | 0 | 0 | 0 | 0 | 0 | 0
00 Ret.ExistSCR_DryFGD_ACI_DSI & HRI | 0 | 0 | 0 | 0 | 0 | 0 | 0 | 0
00 Ret.ExistSCR_DryFGD_ACI_DSI & HRI & CCS | 0 | 0 | 0 | 0 | 0 | 0 | 0 | 0
00 Ret.ExistSCR_DryFGD_DSI & ACI | 0 | 0 | 0 | 0 | 0 | 0 | 0 | 0
00 Ret.ExistSCR_WetFGD & ACI | 0 | 0 | 0 | 0 | 0 | 0 | 0 | 0
00 Ret.ExistSCR_WetFGD & HRI | 0 | 0 | 0 | 0 | 0 | 0 | 0 | 0
00 Ret.ExistSCR_WetFGD & HRI & CCS | 0 | 0 | 0 | 0 | 0 | 0 | 0 | 0
00 Ret.ExistSCR_WetFGD_ACI & CCS | 0 | 0 | 0 | 0 | 0 | 0 | 0 | 0
00 Ret.ExistSCR_WetFGD_ACI & HRI | 0 | 0 | 0 | 0 | 0 | 0 | 0 | 0
00 Ret.ExistSCR_WetFGD_ACI & HRI & CCS | 0 | 0 | 0 | 0 | 0 | 0 | 0 | 0
00 Ret.ExistSCR_WetFGD_ACI_DSI & CCS | 0 | 0 | 0 | 0 | 0 | 0 | 0 | 0
00 Ret.ExistSCR_WetFGD_ACI_DSI & HRI | 0 | 0 | 0 | 0 | 0 | 0 | 0 | 0
00 Ret.ExistSCR_WetFGD_ACI_DSI & HRI & CCS | 0 | 0 | 0 | 0 | 0 | 0 | 0 | 0
00 Ret.ExistSCR_WetFGD_DSI & ACI | 0 | 0 | 0 | 0 | 0 | 0 | 0 | 0
00 Ret.ExistSCR_WetFGD_DSI & HRI | 0 | 0 | 0 | 0 | 0 | 0 | 0 | 0
00 Ret.ExistSCR_WetFGD_DSI & HRI & CCS | 0 | 0 | 0 | 0 | 0 | 0 | 0 | 0
00 Ret.ExistSNCR_ACI & DryFGD | 0 | 0 | 0 | 0 | 0 | 0 | 0 | 0
00 Ret.ExistSNCR_ACI & DryFGD & CCS | 0 | 0 | 0 | 0 | 0 | 0 | 0 | 0
00 Ret.ExistSNCR_ACI & DryFGD & HRI | 0 | 0 | 0 | 0 | 0 | 0 | 0 | 0
00 Ret.ExistSNCR_ACI & DryFGD & HRI & CCS | 0 | 0 | 0 | 0 | 0 | 0 | 0 | 0
00 Ret.ExistSNCR_ACI & DSI & HRI | 0 | 0 | 0 | 0 | 0 | 0 | 0 | 0
00 Ret.ExistSNCR_ACI & HRI | 0 | 0 | 0 | 0 | 0 | 0 | 0 | 0
00 Ret.ExistSNCR_ACI & WetFGD | 0 | 0 | 0 | 0 | 0 | 0 | 0 | 0
00 Ret.ExistSNCR_ACI & WetFGD & CCS | 0 | 0 | 0 | 0 | 0 | 0 | 0 | 0
00 Ret.ExistSNCR_ACI & WetFGD & HRI | 0 | 0 | 0 | 0 | 0 | 0 | 0 | 0
00 Ret.ExistSNCR_ACI & WetFGD & HRI & CCS | 0 | 0 | 0 | 0 | 0 | 0 | 0 | 0
00 Ret.ExistSNCR_ACI_DSI & DryFGD | 0 | 0 | 0 | 0 | 0 | 0 | 0 | 0
00 Ret.ExistSNCR_ACI_DSI & DryFGD & CCS | 0 | 0 | 0 | 0 | 0 | 0 | 0 | 0
00 Ret.ExistSNCR_ACI_DSI & DryFGD & HRI | 0 | 0 | 0 | 0 | 0 | 0 | 0 | 0
00 Ret.ExistSNCR_ACI_DSI & DryFGD & HRI & CCS | 0 | 0 | 0 | 0 | 0 | 0 | 0 | 0
00 Ret.ExistSNCR_ACI_DSI & HRI | 0 | 0 | 0 | 0 | 0 | 0 | 0 | 0
00 Ret.ExistSNCR_ACI_DSI & WetFGD | 0 | 0 | 0 | 0 | 0 | 0 | 0 | 0
00 Ret.ExistSNCR_ACI_DSI & WetFGD & CCS | 0 | 0 | 0 | 0 | 0 | 0 | 0 | 0
00 Ret.ExistSNCR_ACI_DSI & WetFGD & HRI | 0 | 0 | 0 | 0 | 0 | 0 | 0 | 0
00 Ret.ExistSNCR_ACI_DSI & WetFGD & HRI & CCS | 0 | 0 | 0 | 0 | 0 | 0 | 0 | 0
00 Ret.ExistSNCR_DryFGD & HRI | 0 | 0 | 0 | 0 | 0 | 0 | 0 | 0
00 Ret.ExistSNCR_DryFGD_ACI & CCS | 0 | 0 | 0 | 0 | 0 | 0 | 0 | 0
00 Ret.ExistSNCR_DryFGD_ACI & HRI | 0 | 0 | 0 | 0 | 0 | 0 | 0 | 0
00 Ret.ExistSNCR_DryFGD_ACI & HRI & CCS | 0 | 0 | 0 | 0 | 0 | 0 | 0 | 0
00 Ret.ExistSNCR_WetFGD & ACI | 0 | 0 | 0 | 0 | 0 | 0 | 0 | 0
00 Ret.ExistSNCR_WetFGD & HRI | 0 | 0 | 0 | 0 | 0 | 0 | 0 | 0
00 Ret.ExistSNCR_WetFGD & HRI & CCS | 0 | 0 | 0 | 0 | 0 | 0 | 0 | 0
00 Ret.ExistSNCR_WetFGD_ACI & CCS | 0 | 0 | 0 | 0 | 0 | 0 | 0 | 0
00 Ret.ExistSNCR_WetFGD_ACI & HRI | 0 | 0 | 0 | 0 | 0 | 0 | 0 | 0
00 Ret.ExistSNCR_WetFGD_ACI & HRI & CCS | 0 | 0 | 0 | 0 | 0 | 0 | 0 | 0
00 Ret.ExistSNCR_WetFGD_ACI_DSI & CCS | 0 | 0 | 0 | 0 | 0 | 0 | 0 | 0
00 Ret.ExistSNCR_WetFGD_ACI_DSI & HRI | 0 | 0 | 0 | 0 | 0 | 0 | 0 | 0
00 Ret.ExistSNCR_WetFGD_ACI_DSI & HRI & CCS | 0 | 0 | 0 | 0 | 0 | 0 | 0 | 0
00 Ret.ExistWetFGD & ACI | 0 | 0 | 0 | 0 | 0 | 0 | 0 | 0
00 Ret.ExistWetFGD & ACI & CCS | 0 | 0 | 0 | 0 | 0 | 0 | 0 | 0
00 Ret.ExistWetFGD & ACI & HRI | 0 | 0 | 0 | 0 | 0 | 0 | 0 | 0
00 Ret.ExistWetFGD & ACI & HRI & CCS | 0 | 0 | 0 | 0 | 0 | 0 | 0 | 0
00 Ret.ExistWetFGD & ACI & SCR | 0 | 0 | 0 | 0 | 0 | 0 | 0 | 0
00 Ret.ExistWetFGD & ACI & SCR & CCS | 0 | 0 | 0 | 0 | 0 | 0 | 0 | 0
00 Ret.ExistWetFGD & ACI & SCR & HRI | 0 | 0 | 0 | 0 | 0 | 0 | 0 | 0
00 Ret.ExistWetFGD & ACI & SCR & HRI & CCS | 0 | 0 | 0 | 0 | 0 | 0 | 0 | 0
00 Ret.ExistWetFGD & ACI & SNCR | 0 | 0 | 0 | 0 | 0 | 0 | 0 | 0
00 Ret.ExistWetFGD & ACI & SNCR & HRI | 0 | 0 | 0 | 0 | 0 | 0 | 0 | 0
00 Ret.ExistWetFGD & ACI & SNCR & HRI & CCS | 0 | 0 | 0 | 0 | 0 | 0 | 0 | 0
00 Ret.ExistWetFGD & CCS | 0 | 0 | 0 | 0 | 0 | 0 | 0 | 0
00 Ret.ExistWetFGD & HRI | 0 | 0 | 0 | 0 | 0 | 0 | 0 | 0
00 Ret.ExistWetFGD & HRI & CCS | 0 | 0 | 0 | 0 | 0 | 0 | 0 | 0
00 Ret.ExistWetFGD & SCR | 425.5335 | 514.0379 | 0 | 0 | 0 | 0 | 0 | 0
00 Ret.ExistWetFGD & SCR & CCS | 0 | 0 | 0 | 0 | 0 | 0 | 0 | 0
00 Ret.ExistWetFGD & SCR & HRI | 0 | 0 | 0 | 0 | 0 | 0 | 0 | 0
00 Ret.ExistWetFGD & SCR & HRI & CCS | 0 | 0 | 0 | 0 | 0 | 0 | 0 | 0
00 Ret.ExistWetFGD & SNCR | 0 | 0 | 0 | 0 | 0 | 0 | 0 | 0
00 Ret.ExistWetFGD & SNCR & CCS | 0 | 0 | 0 | 0 | 0 | 0 | 0 | 0
00 Ret.ExistWetFGD & SNCR & HRI | 0 | 0 | 0 | 0 | 0 | 0 | 0 | 0
00 Ret.ExistWetFGD & SNCR & HRI & CCS | 0 | 0 | 0 | 0 | 0 | 0 | 0 | 0
00 Ret.ExistWetFGD_ACI & CCS | 0 | 0 | 0 | 0 | 0 | 0 | 0 | 0
00 Ret.ExistWetFGD_ACI & HRI | 0 | 0 | 0 | 0 | 0 | 0 | 0 | 0
00 Ret.ExistWetFGD_ACI & HRI & CCS | 0 | 0 | 0 | 0 | 0 | 0 | 0 | 0
00 Ret.ExistWetFGD_ACI & SCR | 1142.33 | 147.7003 | 4.9169 | 7.052 | 0 | 0 | 0 | 0
00 Ret.ExistWetFGD_ACI & SCR & CCS | 0 | 0 | 0 | 0 | 0 | 0 | 0 | 0
00 Ret.ExistWetFGD_ACI & SCR & HRI | 0 | 0 | 0 | 0 | 0 | 0 | 0 | 0
00 Ret.ExistWetFGD_ACI & SCR & HRI & CCS | 0 | 0 | 0 | 0 | 0 | 0 | 0 | 0
00 Ret.ExistWetFGD_ACI & SNCR | 743.2715 | 214.3868 | 0 | 0 | 0 | 0 | 0 | 0
00 Ret.ExistWetFGD_ACI & SNCR & CCS | 0 | 0 | 0 | 0 | 0 | 0 | 0 | 0
00 Ret.ExistWetFGD_ACI & SNCR & HRI | 0 | 0 | 0 | 0 | 0 | 0 | 0 | 0
00 Ret.ExistWetFGD_ACI & SNCR & HRI & CCS | 0 | 0 | 0 | 0 | 0 | 0 | 0 | 0
00 Ret.ExistWetFGD_ACI_DSI & CCS | 0 | 0 | 0 | 0 | 0 | 0 | 0 | 0
00 Ret.ExistWetFGD_ACI_DSI & HRI | 0 | 0 | 0 | 0 | 0 | 0 | 0 | 0
00 Ret.ExistWetFGD_ACI_DSI & HRI & CCS | 0 | 0 | 0 | 0 | 0 | 0 | 0 | 0
00 Ret.ExistWetFGD_ACI_DSI & SCR | 0 | 0 | 0 | 0 | 0 | 0 | 0 | 0
00 Ret.ExistWetFGD_ACI_DSI & SCR & CCS | 0 | 0 | 0 | 0 | 0 | 0 | 0 | 0
00 Ret.ExistWetFGD_ACI_DSI & SCR & HRI | 0 | 0 | 0 | 0 | 0 | 0 | 0 | 0
00 Ret.ExistWetFGD_ACI_DSI & SCR & HRI & CCS | 0 | 0 | 0 | 0 | 0 | 0 | 0 | 0
00 Ret.ExistWetFGD_ACI_DSI & SNCR | 0 | 0 | 0 | 0 | 0 | 0 | 0 | 0
00 Ret.ExistWetFGD_ACI_DSI & SNCR & CCS | 0 | 0 | 0 | 0 | 0 | 0 | 0 | 0
00 Ret.ExistWetFGD_ACI_DSI & SNCR & HRI | 0 | 0 | 0 | 0 | 0 | 0 | 0 | 0
00 Ret.ExistWetFGD_ACI_DSI & SNCR & HRI & CCS | 0 | 0 | 0 | 0 | 0 | 0 | 0 | 0
00 Ret.ExistWetFGD_DSI & HRI | 0 | 0 | 0 | 0 | 0 | 0 | 0 | 0
00 Ret.ExistWetFGD_DSI & SCR | 0 | 0 | 0 | 0 | 0 | 0 | 0 | 0
00 Ret.ExistWetFGD_DSI & SCR & HRI | 0 | 0 | 0 | 0 | 0 | 0 | 0 | 0
00 Ret.ExistWetFGD_DSI & SNCR | 0 | 0 | 0 | 0 | 0 | 0 | 0 | 0
00 Ret.ExistWetFGD_SCR & ACI & CCS | 0 | 0 | 0 | 0 | 0 | 0 | 0 | 0
00 Ret.ExistWetFGD_DSI & SNCR & HRI | 0 | 0 | 0 | 0 | 0 | 0 | 0 | 0
00 Ret.ExistWetFGD_SCR & ACI & HRI | 0 | 0 | 0 | 0 | 0 | 0 | 0 | 0
00 Ret.ExistWetFGD_SCR & ACI & HRI & CCS | 0 | 0 | 0 | 0 | 0 | 0 | 0 | 0
00 Ret.ExistWetFGD_SCR & CCS | 0 | 0 | 0 | 0 | 0 | 0 | 0 | 0
00 Ret.ExistWetFGD_SCR_DSI & ACI & CCS | 0 | 0 | 0 | 0 | 0 | 0 | 0 | 0
00 Ret.ExistWetFGD_SCR_DSI & ACI & HRI | 0 | 0 | 0 | 0 | 0 | 0 | 0 | 0
00 Ret.ExistWetFGD_SCR_DSI & ACI & HRI & CCS | 0 | 0 | 0 | 0 | 0 | 0 | 0 | 0
00 Ret.ExistWetFGD_SCR_DSI & CCS | 0 | 0 | 0 | 0 | 0 | 0 | 0 | 0
00 Ret.ExistWetFGD_SNCR & ACI & HRI | 0 | 0 | 0 | 0 | 0 | 0 | 0 | 0
00 Ret.ExistWetFGD_SNCR & CCS | 0 | 0 | 0 | 0 | 0 | 0 | 0 | 0
00 Ret.HRI | 0 | 0 | 0 | 0 | 0 | 0 | 0 | 0
00 Ret.SCR | 0 | 0 | 0 | 0 | 0 | 0 | 0 | 0
00 Ret.SCR & DryFGD | 0 | 0 | 0 | 0 | 0 | 0 | 0 | 0
00 Ret.SCR & DryFGD & ACI | 0 | 0 | 0 | 0 | 0 | 0 | 0 | 0
00 Ret.SCR & DryFGD & CCS | 0 | 0 | 0 | 0 | 0 | 0 | 0 | 0
00 Ret.SCR & DryFGD & HRI | 0 | 0 | 0 | 0 | 0 | 0 | 0 | 0
00 Ret.SCR & DSI | 0 | 0 | 0 | 0 | 0 | 0 | 0 | 0
00 Ret.SCR & DSI & DryFGD | 0 | 0 | 0 | 0 | 0 | 0 | 0 | 0
00 Ret.SCR & DSI & DryFGD & HRI | 0 | 0 | 0 | 0 | 0 | 0 | 0 | 0
00 Ret.SCR & DSI & HRI | 0 | 0 | 0 | 0 | 0 | 0 | 0 | 0
00 Ret.SCR & DSI & WetFGD | 0 | 0 | 0 | 0 | 0 | 0 | 0 | 0
00 Ret.SCR & DSI & WetFGD & HRI | 0 | 0 | 0 | 0 | 0 | 0 | 0 | 0
00 Ret.SCR & HRI | 0 | 0 | 0 | 0 | 0 | 0 | 0 | 0
00 Ret.SCR & WetFGD | 0 | 0 | 0 | 0 | 0 | 0 | 0 | 0
00 Ret.SCR & WetFGD & ACI | 0 | 0 | 0 | 0 | 0 | 0 | 0 | 0
00 Ret.SCR & WetFGD & CCS | 0 | 0 | 0 | 0 | 0 | 0 | 0 | 0
00 Ret.SCR & WetFGD & HRI | 0 | 0 | 0 | 0 | 0 | 0 | 0 | 0
00 Ret.SNCR | 0 | 0 | 0 | 0 | 0 | 0 | 0 | 0
00 Ret.SNCR & DryFGD | 0 | 0 | 0 | 0 | 0 | 0 | 0 | 0
00 Ret.SNCR & DryFGD & ACI | 0 | 0 | 0 | 0 | 0 | 0 | 0 | 0
00 Ret.SNCR & DryFGD & ACI & HRI | 0 | 0 | 0 | 0 | 0 | 0 | 0 | 0
00 Ret.SNCR & DryFGD & CCS | 0 | 0 | 0 | 0 | 0 | 0 | 0 | 0
00 Ret.SNCR & DryFGD & HRI | 0 | 0 | 0 | 0 | 0 | 0 | 0 | 0
00 Ret.SNCR & DSI | 0 | 0 | 0 | 0 | 0 | 0 | 0 | 0
00 Ret.SNCR & DSI & HRI | 0 | 0 | 0 | 0 | 0 | 0 | 0 | 0
00 Ret.SNCR & HRI | 0 | 0 | 0 | 0 | 0 | 0 | 0 | 0
00 Ret.SNCR & WetFGD | 0 | 0 | 0 | 0 | 0 | 0 | 0 | 0
00 Ret.SNCR & WetFGD & ACI | 0 | 0 | 0 | 0 | 0 | 0 | 0 | 0
00 Ret.SNCR & WetFGD & ACI & HRI | 0 | 0 | 0 | 0 | 0 | 0 | 0 | 0
00 Ret.SNCR & WetFGD & CCS | 0 | 0 | 0 | 0 | 0 | 0 | 0 | 0
00 Ret.SNCR & WetFGD & HRI | 0 | 0 | 0 | 0 | 0 | 0 | 0 | 0
00 Ret.WetFGD | 0 | 0 | 0 | 0 | 0 | 0 | 0 | 0
00 Ret.WetFGD & CCS | 0 | 0 | 0 | 0 | 0 | 0 | 0 | 0
00 Ret.WetFGD & HRI | 0 | 0 | 0 | 0 | 0 | 0 | 0 | 0
00 Ret.FB & ACI | 0 | 0 | 0 | 0 | 0 | 0 | 0 | 0
00 Ret.FB & ACI & DryFGD & HRI | 0 | 0 | 0 | 0 | 0 | 0 | 0 | 0
00 Ret.FB & ACI & HRI | 0 | 0 | 0 | 0 | 0 | 0 | 0 | 0
00 Ret.FB & HRI | 0 | 0 | 0 | 0 | 0 | 0 | 0 | 0
00 Ret.FB DryFGD | 0 | 0 | 0 | 0 | 0 | 0 | 0 | 0
00 Ret.FB DryFGD & ACI | 0 | 0 | 0 | 0 | 0 | 0 | 0 | 0
00 Ret.FB DryFGD & ACI & HRI | 0 | 0 | 0 | 0 | 0 | 0 | 0 | 0
00 Ret.FB DryFGD & HRI | 0 | 0 | 0 | 0 | 0 | 0 | 0 | 0
00 Ret.FB DryFGD & SNCR | 0 | 0 | 0 | 0 | 0 | 0 | 0 | 0
00 Ret.FB DryFGD & SNCR & HRI | 0 | 0 | 0 | 0 | 0 | 0 | 0 | 0
00 Ret.FB SNCR & DryFGD & ACI | 0 | 0 | 0 | 0 | 0 | 0 | 0 | 0
00 Ret.FB SNCR & DryFGD & ACI & HRI | 0 | 0 | 0 | 0 | 0 | 0 | 0 | 0
00 Ret.FB-ACI & SNCR | 0 | 0 | 0 | 0 | 0 | 0 | 0 | 0
00 Ret.FB-ACI & SNCR & HRI | 0 | 0 | 0 | 0 | 0 | 0 | 0 | 0
00 Ret.FB-ACI & SNCR & HRI & CCS | 0 | 0 | 0 | 0 | 0 | 0 | 0 | 0
00 Ret.FB-Exist ACI & DryFGD | 0 | 0 | 0 | 0 | 0 | 0 | 0 | 0
00 Ret.FB-Exist ACI & DryFGD & HRI | 0 | 0 | 0 | 0 | 0 | 0 | 0 | 0
00 Ret.FB-Exist ACI & DryFGD & SNCR | 0 | 0 | 0 | 0 | 0 | 0 | 0 | 0
00 Ret.FB-Exist ACI & DryFGD & SNCR & HRI | 0 | 0 | 0 | 0 | 0 | 0 | 0 | 0
00 Ret.FB-Exist ACI & SNCR | 0 | 0 | 0 | 0 | 0 | 0 | 0 | 0
00 Ret.FB-Exist ACI & SNCR & HRI | 0 | 0 | 0 | 0 | 0 | 0 | 0 | 0
00 Ret.FB-Exist ACI_DSI & DryFGD & SNCR | 0 | 0 | 0 | 0 | 0 | 0 | 0 | 0
00 Ret.FB-Exist ACI_DSI & SNCR | 0 | 0 | 0 | 0 | 0 | 0 | 0 | 0
00 Ret.FB-ExistACI & HRI | 0 | 0 | 0 | 0 | 0 | 0 | 0 | 0
00 Ret.FB-ExistACI_DSI & DryFGD | 0 | 0 | 0 | 0 | 0 | 0 | 0 | 0
00 Ret.FB-ExistACI_DSI & DryFGD & HRI | 0 | 0 | 0 | 0 | 0 | 0 | 0 | 0
00 Ret.FB-ExistACI_DSI & DryFGD & SNCR | 0 | 0 | 0 | 0 | 0 | 0 | 0 | 0
00 Ret.FB-ExistACI_DSI & DryFGD & SNCR & HRI | 0 | 0 | 0 | 0 | 0 | 0 | 0 | 0
00 Ret.FB-ExistACI_DSI & HRI | 0 | 0 | 0 | 0 | 0 | 0 | 0 | 0
00 Ret.FB-ExistACI_DSI & SNCR & HRI | 0 | 0 | 0 | 0 | 0 | 0 | 0 | 0
00 Ret.FB-ExistDryFGD_ACI & HRI | 0 | 0 | 0 | 0 | 0 | 0 | 0 | 0
00 Ret.FB-ExistDryFGD_ACI & SNCR | 0 | 0 | 0 | 0 | 0 | 0 | 0 | 0
00 Ret.FB-ExistDryFGD_ACI & SNCR & HRI | 0 | 0 | 0 | 0 | 0 | 0 | 0 | 0
00 Ret.FB-ExistDryFGD_DSI & HRI | 0 | 0 | 0 | 0 | 0 | 0 | 0 | 0
00 Ret.FB-ExistDryFGD_DSI & SNCR | 0 | 0 | 0 | 0 | 0 | 0 | 0 | 0
00 Ret.FB-ExistDryFGD_DSI & SNCR & HRI | 0 | 0 | 0 | 0 | 0 | 0 | 0 | 0
00 Ret.FB-ExistDryFGD_SNCR & HRI | 0 | 0 | 0 | 0 | 0 | 0 | 0 | 0
00 Ret.FB-ExistDryFGD_SNCR_ACI & HRI | 0 | 0 | 0 | 0 | 0 | 0 | 0 | 0
00 Ret.FB-ExistDryFGD_SNCR_ACI_DSI & HRI | 0 | 0 | 0 | 0 | 0 | 0 | 0 | 0
00 Ret.FB-ExistDryFGD_SNCR_DSI & HRI | 0 | 0 | 0 | 0 | 0 | 0 | 0 | 0
00 Ret.FB-ExistDSI & ACI | 0 | 0 | 0 | 0 | 0 | 0 | 0 | 0
00 Ret.FB-ExistDSI & ACI & HRI | 0 | 0 | 0 | 0 | 0 | 0 | 0 | 0
00 Ret.FB-ExistDSI & ACI & SNCR | 0 | 0 | 0 | 0 | 0 | 0 | 0 | 0
00 Ret.FB-ExistDSI & ACI & SNCR & HRI | 0 | 0 | 0 | 0 | 0 | 0 | 0 | 0
00 Ret.FB-ExistDSI & DryFGD | 0 | 0 | 0 | 0 | 0 | 0 | 0 | 0
00 Ret.FB-ExistDSI & DryFGD & ACI | 0 | 0 | 0 | 0 | 0 | 0 | 0 | 0
00 Ret.FB-ExistDSI & DryFGD & ACI & HRI | 0 | 0 | 0 | 0 | 0 | 0 | 0 | 0
00 Ret.FB-ExistDSI & DryFGD & HRI | 0 | 0 | 0 | 0 | 0 | 0 | 0 | 0
00 Ret.FB-ExistDSI & DryFGD & SNCR | 0 | 0 | 0 | 0 | 0 | 0 | 0 | 0
00 Ret.FB-ExistDSI & DryFGD & SNCR & HRI | 0 | 0 | 0 | 0 | 0 | 0 | 0 | 0
00 Ret.FB-ExistDSI & HRI | 0 | 0 | 0 | 0 | 0 | 0 | 0 | 0
00 Ret.FB-ExistDSI & SNCR | 48 | 0 | 0 | 0 | 0 | 0 | 0 | 0
00 Ret.FB-ExistDSI & SNCR & DryFGD & ACI | 0 | 0 | 0 | 0 | 0 | 0 | 0 | 0
00 Ret.FB-ExistDSI & SNCR & DryFGD & ACI & HRI | 0 | 0 | 0 | 0 | 0 | 0 | 0 | 0
00 Ret.FB-ExistDSI & SNCR & HRI | 0 | 0 | 0 | 0 | 0 | 0 | 0 | 0
00 Ret.FB-ExistSNCR & DryFGD | 0 | 0 | 0 | 0 | 0 | 0 | 0 | 0
00 Ret.FB-ExistSNCR & DryFGD & ACI | 0 | 0 | 0 | 0 | 0 | 0 | 0 | 0
00 Ret.FB-ExistSNCR & DryFGD & HRI | 0 | 0 | 0 | 0 | 0 | 0 | 0 | 0
00 Ret.FB-ExistSNCR & HRI | 0 | 0 | 0 | 0 | 0 | 0 | 0 | 0
00 Ret.FB-ExistSNCR_ACI_DSI & DryFGD | 0 | 0 | 0 | 0 | 0 | 0 | 0 | 0
00 Ret.FB-ExistSNCR_ACI_DSI & DryFGD & HRI | 0 | 0 | 0 | 0 | 0 | 0 | 0 | 0
00 Ret.FB-ExistSNCR_ACI_DSI & HRI | 0 | 0 | 0 | 0 | 0 | 0 | 0 | 0
00 Ret.FB-ExistSNCR_DryFGD & HRI | 0 | 0 | 0 | 0 | 0 | 0 | 0 | 0
00 Ret.FB-ExistSNCR_DryFGD_ACI & HRI | 0 | 0 | 0 | 0 | 0 | 0 | 0 | 0
00 Ret.FB-ExistSNCR_DSI & ACI | 0 | 0 | 0 | 0 | 0 | 0 | 0 | 0
00 Ret.FB-ExistSNCR_DSI & ACI & DryFGD | 0 | 0 | 0 | 0 | 0 | 0 | 0 | 0
00 Ret.FB-ExistSNCR_DSI & ACI & DryFGD & HRI | 0 | 0 | 0 | 0 | 0 | 0 | 0 | 0
00 Ret.FB-ExistSNCR_DSI & ACI & HRI | 0 | 0 | 0 | 0 | 0 | 0 | 0 | 0
00 Ret.FB-ExistSNCR_DSI & DryFGD | 0 | 0 | 0 | 0 | 0 | 0 | 0 | 0
00 Ret.FB-ExistSNCR_DSI & DryFGD & HRI | 0 | 0 | 0 | 0 | 0 | 0 | 0 | 0
00 Ret.FB-ExistSNCR_DSI & HRI | 0 | 0 | 0 | 0 | 0 | 0 | 0 | 0
00 Ret.FB-ExistSNCR_WetFGD & ACI | 0 | 0 | 0 | 0 | 0 | 0 | 0 | 0
00 Ret.FB-ExistSNCR_WetFGD & HRI | 0 | 0 | 0 | 0 | 0 | 0 | 0 | 0
00 Ret.FB-ExistWetFGD_DSI & HRI | 0 | 0 | 0 | 0 | 0 | 0 | 0 | 0
00 Ret.FB-ExistWetFGD_DSI & SNCR | 0 | 0 | 0 | 0 | 0 | 0 | 0 | 0
00 Ret.FB-ExistWetFGD_DSI & SNCR & HRI | 0 | 0 | 0 | 0 | 0 | 0 | 0 | 0
00 Ret.FB-ExistWetFGD_SNCR & ACI & HRI | 0 | 0 | 0 | 0 | 0 | 0 | 0 | 0
00 Ret.FB-SNCR | 0 | 0 | 0 | 0 | 0 | 0 | 0 | 0
00 Ret.FB-SNCR & HRI | 0 | 0 | 0 | 0 | 0 | 0 | 0 | 0
00 Ret.Oil/Gas Steam SCR | 143.0922 | 0 | 0 | 0 | 0 | 0 | 0 | 0
00 CC Retirement | 2939.3262 | 0 | 0 | 0 | 0 | 0 | 0 | 0
00 CT Retirement | 1571.8 | 0 | 40 | 313.0118 | 0 | 0 | 0 | 0
00 O/G Retirement | 6005.0091 | 0 | 10.1874 | 17.145 | 36.5 | 312.8129 | 1011.2 | 3137.5
00 Coal Retirement | 48321.8032 | 990 | 0 | 1673.0033 | 4801.4471 | 3632.3051 | 4388.8778 | 11986.5006
00 IGCC Retirement | 913.2 | 0 | 0 | 0 | 0 | 0 | 0 | 595
00 Nuke Retirement | 3861 | 7248.5 | 1120 | 4749.4463 | 1141 | 0 | 0 | 2124.1
00 Biomass Retirement | 3360.7 | 0 | 107.5 | 0 | 0 | 0 | 0 | 0
00 Fossil_Other Retirement | 0 | 0 | 0 | 0 | 0 | 0 | 0 | 0
00 Fuel Cell Retirement | 0 | 0 | 0 | 0 | 0 | 0 | 0 | 0
00 Geothermal Retirement | 7.6 | 0 | 0 | 0 | 0 | 0 | 0 | 0
00 Hydro Retirement | 0 | 0 | 0 | 0 | 0 | 0 | 0 | 0
00 Landfill Gas Retirement | 0 | 0 | 0 | 0 | 0 | 0 | 0 | 0
00 Non Fossil_Other Retirement | 0 | 0 | 0 | 0 | 0 | 0 | 0 | 0
Total | 145500.5595 | 29042.8387 | 22454.3827 | 75252.7714 | 48893.3421 | 52147.6962 | 82291.5587 | 105637.804
12. Generation by Capacity Reporting Type [GWh]
00 New Combined Cycle | 8035.1324 | 17641.7561 | 21491.8193 | 96670.4374 | 291587.4704 | 510710.6691 | 734051.5696 | 1053088.2143
00 New Combined Cycle with Carbon Capture | 0 | 0 | 0 | 0 | 0 | 0 | 0 | 0
00 New Combustion Turbine | 231.9134 | 2170.4253 | 2253.5553 | 2035.3445 | 11734.5768 | 23452.241 | 30536.9741 | 40575.2636
00 New Hydro | 35671.0322 | 45470.2456 | 46209.5963 | 48410.0952 | 50196.8812 | 51202.7398 | 51958.6895 | 51958.6895
00 New Nuclear | 0 | 0 | 0 | 0 | 0 | 0 | 0 | 0
00 New Biomass | 0 | 0 | 0 | 0 | 0 | 0 | 0 | 0
00 New Geothermal | 3028.0552 | 3757.8179 | 4925.5038 | 4925.5038 | 4925.5038 | 4925.5038 | 4925.5038 | 4925.5038
00 New Landfill Gas | 238.8852 | 238.6865 | 238.8852 | 226.5343 | 226.5343 | 226.5617 | 226.5617 | 226.5343
00 New Battery Storage | 2702.666 | 3114.6009 | 3566.1442 | 4790.9652 | 4886.8015 | 5222.5291 | 5180.3552 | 5338.1085
00 New Offshore Wind | 0 | 0 | 0 | 0 | 0 | 0 | 0 | 0
00 New Onshore Wind | 128734.8139 | 128734.8139 | 128734.8139 | 224862.0339 | 229691.0339 | 233000.7008 | 324292.1964 | 371277.4323
00 New Solar PV | 45225.4023 | 62808.3656 | 93452.2453 | 146343.3451 | 153067.4852 | 153805.9349 | 176039.2722 | 191969.7935
00 New Solar Thermal | 0 | 0 | 0 | 0 | 0 | 0 | 0 | 0
00 New Fuel Cell | 0 | 0 | 0 | 0 | 0 | 0 | 0 | 0
00 New Ultrasupercritical Coal without CCS | 0 | 0 | 0 | 0 | 0 | 0 | 0 | 0
00 New Ultrasupercritical Coal with 30% CCS | 0 | 0 | 0 | 0 | 0 | 0 | 0 | 0
00 New Ultrasupercritical Coal with 90% CCS | 0 | 0 | 0 | 0 | 0 | 0 | 0 | 0
00 Exist Combined Cycle | 1542495.3097 | 1545619.8576 | 1554501.6911 | 1520381.3318 | 1520910.6587 | 1460256.5833 | 1305519.4833 | 1198056.8432
00 Exist Combustion Turbine | 25383.3586 | 28046.8656 | 35517.0584 | 37269.2333 | 42721.7035 | 32343.137 | 17418.1433 | 11549.658
00 Exist Coal Steam_Uncontrolled | 3517.6252 | 3709.0005 | 3716.1663 | 3654.1215 | 3386.005 | 3330.5043 | 3295.7118 | 3297.6559
00 Exist Coal Steam_ACI | 78894.2822 | 84317.7756 | 85884.9073 | 80658.4957 | 76950.6905 | 69119.9158 | 69086.2997 | 68690.2444
00 Exist Coal Steam_ACI_DSI | 9223.786 | 10915.7139 | 11207.4573 | 9624.3353 | 7378.8822 | 8140.7957 | 8418.4779 | 6849.3412
00 Exist Coal Steam_DryFGD | 75.9764 | 194.0096 | 195.819 | 211.9942 | 211.9942 | 221.9246 | 211.9942 | 203.9887
00 Exist Coal Steam_DryFGD_ACI | 50924.9756 | 55134.0501 | 55967.4981 | 55208.6755 | 49105.551 | 50757.8151 | 50527.1565 | 49408.9232
00 Exist Coal Steam_DryFGD_ACI_DSI | 1228.1187 | 1860.6882 | 1851.8288 | 1298.8626 | 1298.8626 | 1298.8626 | 0 | 0
00 Exist Coal Steam_DryFGD_SCR | 2884.3726 | 2987.8219 | 3055.3422 | 3138.8114 | 2825.0077 | 2825.0077 | 2464.837 | 2512.7636
00 Exist Coal Steam_DryFGD_SCR_ACI | 71706.0352 | 79975.3388 | 82219.4011 | 82177.95 | 78531.3929 | 79241.3033 | 78340.1485 | 72528.7508
00 Exist Coal Steam_DryFGD_SCR_DSI | 1280.9782 | 1507.0677 | 1497.7928 | 1526.2793 | 1185.6892 | 1341.9116 | 1341.9116 | 1341.9116
00 Exist Coal Steam_DryFGD_SCR_ACI_DSI | 4225.5937 | 5888.1367 | 5989.3551 | 5071.5635 | 4747.6875 | 5380.9916 | 4872.5962 | 4394.1211
00 Exist Coal Steam_DryFGD_SNCR | 0 | 0 | 0 | 0 | 0 | 0 | 0 | 0
00 Exist Coal Steam_DryFGD_SNCR_ACI | 9107.882 | 9237.2456 | 9170.1574 | 9232.3391 | 9081.8235 | 9082.568 | 9076.4959 | 7926.1735
00 Exist Coal Steam_DryFGD_SNCR_ACI_DSI | 7708.9193 | 8694.0994 | 10127.159 | 10008.2642 | 8672.2813 | 9887.3381 | 9695.7672 | 9411.5544
00 Exist Coal Steam_DSI | 3078.9958 | 3540.6439 | 3609.8306 | 3212.9862 | 3146.5391 | 3992.1766 | 4413.5658 | 4218.4332
00 Exist Coal Steam_SCR_ACI | 18009.8755 | 21853.6582 | 22607.6834 | 20754.8107 | 21895.326 | 21775.13 | 21575.7033 | 21433.6564
00 Exist Coal Steam_SCR_ACI_DSI | 913.8034 | 987.3136 | 1039.9902 | 1293.3556 | 1117.4114 | 1142.3246 | 1109.3815 | 0
00 Exist Coal Steam_SNCR | 56.9025 | 56.9025 | 56.9025 | 56.9025 | 56.9025 | 56.9025 | 56.9025 | 56.9025
00 Exist Coal Steam_SNCR_ACI | 1798.0703 | 2228.6975 | 2267.9542 | 2206.9697 | 2206.9697 | 2289.3729 | 2523.7821 | 2206.9697
00 Exist Coal Steam_SNCR_ACI_DSI | 0 | 0 | 0 | 0 | 0 | 0 | 0 | 0
00 Exist Coal Steam_WetFGD | 25911.4656 | 22598.2351 | 22598.2351 | 19479.0487 | 17240.8594 | 17696.2231 | 18456.3065 | 18112.5617
00 Exist Coal Steam_WetFGD_ACI | 66469.4419 | 66777.4555 | 66960.7466 | 59359.5643 | 54440.4832 | 55574.2446 | 55803.7367 | 54613.5918
00 Exist Coal Steam_WetFGD_ACI_DSI | 1233.422 | 1567.3877 | 563.4313 | 0 | 0 | 0 | 0 | 0
00 Exist Coal Steam_WetFGD_DSI | 0 | 0 | 0 | 0 | 0 | 0 | 0 | 0
00 Exist Coal Steam_WetFGD_SCR | 275856.1226 | 276431.7273 | 271683.1216 | 253825.365 | 205436.6374 | 206393.3143 | 202711.1129 | 170657.449
00 Exist Coal Steam_WetFGD_SCR_DSI | 508.7392 | 462.2258 | 462.2258 | 492.501 | 462.2258 | 0 | 0 | 0
00 Exist Coal Steam_WetFGD_SCR_ACI | 137655.4674 | 140736.314 | 145175.015 | 147759.9369 | 137008.481 | 140044.0044 | 138414.8367 | 135385.4322
00 Exist Coal Steam_WetFGD_SCR_ACI_DSI | 6313.8785 | 12405.6394 | 12649.1177 | 11787.353 | 6265.5781 | 7787.2305 | 7679.0922 | 6001.8665
00 Exist Coal Steam_WetFGD_SNCR | 8095.068 | 6281.8843 | 6206.5727 | 6178.5075 | 4926.3641 | 4040.0153 | 3851.3898 | 3091.6354
00 Exist Coal Steam_WetFGD_SNCR_ACI | 43120.6174 | 48116.8347 | 47987.8808 | 42936.1598 | 36704.3639 | 37397.9876 | 36475.8114 | 29537.1973
00 Exist Coal Steam_WetFGD_SNCR_ACI_DSI | 1818.2221 | 1818.2221 | 1818.2221 | 1730.394 | 1232.7015 | 1232.7015 | 1232.7015 | 1232.7015
00 Exist FBC_Uncontrolled | 467.2308 | 536.3013 | 561.5379 | 561.5379 | 540.2508 | 516.9134 | 516.9134 | 516.9134
00 Exist FBC_WetFGD_SNCR | 239.5895 | 239.5895 | 239.5895 | 239.5895 | 239.5895 | 239.5895 | 239.5895 | 239.5895
00 Exist FBC_WetFGD_DSI | 0 | 0 | 0 | 0 | 0 | 0 | 0 | 0
00 Exist FBC_ACI | 0 | 0 | 0 | 0 | 0 | 0 | 0 | 0
00 Exist FBC_ACI_DSI | 1480.1336 | 1529.5442 | 1529.5442 | 1546.3456 | 1420.0332 | 1546.3456 | 1546.3456 | 1530.1912
00 Exist FBC_DryFGD_ACI | 388.621 | 473.7335 | 517.8697 | 510.3611 | 418.7167 | 0 | 0 | 0
00 Exist FBC_DryFGD_DSI | 0 | 0 | 0 | 0 | 0 | 0 | 0 | 0
00 Exist FBC_DryFGD_SNCR | 0 | 996.4969 | 321.2687 | 1367.0631 | 1367.0631 | 0 | 0 | 0
00 Exist FBC_DryFGD_SNCR_ACI | 0 | 1745.2279 | 660.7146 | 1590.2637 | 1590.2637 | 1590.2637 | 1590.2637 | 0
00 Exist FBC_DryFGD_SNCR_ACI_DSI | 0 | 0 | 0 | 291.1229 | 276.0017 | 276.0017 | 276.0017 | 113.844
00 Exist FBC_DryFGD_SNCR_DSI | 0 | 0 | 0 | 0 | 0 | 0 | 0 | 0
00 Exist FBC_DSI | 7.7181 | 733.8852 | 734.5041 | 731.5634 | 730.5037 | 730.5037 | 744.1528 | 730.5037
00 Exist FBC_SNCR | 716.9924 | 0 | 0 | 0 | 0 | 0 | 0 | 0
00 Exist FBC_SNCR_ACI | 35.0167 | 37.3535 | 37.1791 | 38.2256 | 35.6344 | 35.6344 | 38.2256 | 32.7138
00 Exist FBC_SNCR_ACI_DSI | 0 | 0 | 0 | 0 | 734.2397 | 734.2397 | 985.1317 | 734.2397
00 Exist FBC_SNCR_DSI | 396.0037 | 899.4953 | 917.2058 | 1258.0675 | 1227.1878 | 1227.1878 | 1227.1878 | 1151.9684
00 Exist IGCC | 4289.4566 | 4289.4566 | 4289.4566 | 4289.4566 | 4289.4566 | 4289.4566 | 3954.6308 | 0
00 Exist Fossil_Other | 3236.6413 | 3236.6413 | 3236.6413 | 2956.3905 | 2964.3933 | 3011.3736 | 3099.1587 | 3021.1411
00 Exist Fuel Cell | 0 | 0 | 0 | 0 | 0 | 0 | 0 | 0
00 Exist Hydro | 267540.2529 | 267538.1681 | 267538.1681 | 267538.1681 | 267538.1681 | 267538.1681 | 267538.1681 | 267538.1681
00 Exist Non Fossil_Other | 22386.5398 | 22384.4905 | 22384.4905 | 22067.4377 | 22071.9637 | 22072.2157 | 22092.8839 | 22076.8779
00 Exist Nuclear | 694343.7597 | 651533.662 | 642652.7415 | 604008.7273 | 596552.3379 | 596552.3379 | 596552.3379 | 579435.0134
00 International Imports | 6339.612 | 6339.612 | 6339.612 | 6339.612 | 6339.612 | 6339.612 | 6339.612 | 6339.612
00 Exist Oil/Gas Steam | 46883.2088 | 44891.8618 | 44885.7507 | 42281.2102 | 45498.887 | 35124.7977 | 24457.4176 | 12981.8928
00 Exist Oil/Gas Steam_SCR | 4901.9313 | 4717.4771 | 4437.0483 | 4272.8748 | 4117.9182 | 3642.8075 | 2035.6393 | 1500.867
00 Exist Oil/Gas Steam_SNCR | 6407.5488 | 6439.9245 | 7475.2501 | 6455.9579 | 7152.8967 | 5047.8477 | 3043.4001 | 1175.8113
00 Exist Biomass | 2054.5602 | 2145.3397 | 2322.2675 | 2099.7193 | 2041.1964 | 2337.4992 | 2310.545 | 2399.1495
00 Exist Landfill Gas | 11187.1632 | 11187.1632 | 11187.1632 | 9656.8268 | 10037.8191 | 10169.3683 | 10396.7569 | 10224.5247
00 Exist Geothermal | 16264.4338 | 16264.4338 | 16264.4338 | 16264.4338 | 16264.4338 | 16264.4338 | 16264.4338 | 16264.4338
00 Exist Pump Storage | 6885.866 | 8110.2941 | 9932.0114 | 10189.2371 | 10566.3937 | 10937.5628 | 10827.8507 | 10229.3782
00 Exist Energy Storage | 639.5829 | 718.7284 | 801.4132 | 846.3573 | 836.1294 | 816.1719 | 853.6677 | 822.4815
00 Exist Solar PV | 52847.6209 | 52847.6209 | 52847.6209 | 52847.6209 | 52847.6209 | 52847.6209 | 52847.6209 | 52847.6209
00 Exist Solar Thermal | 3101.7824 | 3101.7824 | 3101.7824 | 3101.7824 | 3101.7824 | 3101.7824 | 3101.7824 | 3101.7824
00 Exist Offshore Wind | 122.4206 | 122.4206 | 122.4206 | 122.4206 | 122.4206 | 122.4206 | 122.4206 | 122.4206
00 Exist Onshore Wind | 269695.9259 | 269695.9259 | 269695.9259 | 269695.9259 | 269695.9259 | 269695.9259 | 269695.9259 | 269695.9259
00 Ret.ACI | 0 | 0 | 0 | 0 | 0 | 0 | 0 | 0
00 Ret.ACI & DryFGD | 0 | 0 | 0 | 0 | 0 | 0 | 0 | 0
00 Ret.ACI & DryFGD & HRI | 0 | 0 | 0 | 0 | 0 | 0 | 0 | 0
00 Ret.ACI & DSI | 0 | 0 | 0 | 0 | 0 | 0 | 0 | 0
00 Ret.ACI & DSI & DryFGD | 0 | 0 | 0 | 0 | 0 | 0 | 0 | 0
00 Ret.ACI & DSI & DryFGD & HRI | 0 | 0 | 0 | 0 | 0 | 0 | 0 | 0
00 Ret.ACI & DSI & HRI | 0 | 0 | 0 | 0 | 0 | 0 | 0 | 0
00 Ret.ACI & DSI & WetFGD & HRI | 0 | 0 | 0 | 0 | 0 | 0 | 0 | 0
00 Ret.ACI & HRI | 0 | 0 | 0 | 0 | 0 | 0 | 0 | 0
00 Ret.ACI & SCR | 0 | 0 | 0 | 0 | 0 | 0 | 0 | 0
00 Ret.ACI & SCR & DryFGD & HRI | 0 | 0 | 0 | 0 | 0 | 0 | 0 | 0
00 Ret.ACI & SCR & DSI | 0 | 0 | 0 | 0 | 0 | 0 | 0 | 0
00 Ret.ACI & SCR & DSI & DryFGD | 0 | 0 | 0 | 0 | 0 | 0 | 0 | 0
00 Ret.ACI & SCR & DSI & DryFGD & HRI | 0 | 0 | 0 | 0 | 0 | 0 | 0 | 0
00 Ret.ACI & SCR & DSI & HRI | 0 | 0 | 0 | 0 | 0 | 0 | 0 | 0
00 Ret.ACI & SCR & DSI & WetFGD | 0 | 0 | 0 | 0 | 0 | 0 | 0 | 0
00 Ret.ACI & SCR & DSI & WetFGD & HRI | 0 | 0 | 0 | 0 | 0 | 0 | 0 | 0
00 Ret.ACI & SCR & HRI | 0 | 0 | 0 | 0 | 0 | 0 | 0 | 0
00 Ret.ACI & SCR & WetFGD & HRI | 0 | 0 | 0 | 0 | 0 | 0 | 0 | 0
00 Ret.ACI & SNCR | 0 | 0 | 0 | 0 | 0 | 0 | 0 | 0
00 Ret.ACI & SNCR & DSI | 0 | 0 | 0 | 0 | 0 | 0 | 0 | 0
00 Ret.ACI & SNCR & DSI & DryFGD | 0 | 0 | 0 | 0 | 0 | 0 | 0 | 0
00 Ret.ACI & SNCR & DSI & DryFGD & HRI | 0 | 0 | 0 | 0 | 0 | 0 | 0 | 0
00 Ret.ACI & SNCR & DSI & HRI | 0 | 0 | 0 | 0 | 0 | 0 | 0 | 0
00 Ret.ACI & SNCR & DSI & WetFGD | 0 | 0 | 0 | 0 | 0 | 0 | 0 | 0
00 Ret.ACI & SNCR & DSI & WetFGD & HRI | 0 | 0 | 0 | 0 | 0 | 0 | 0 | 0
00 Ret.ACI & SNCR & HRI | 0 | 0 | 0 | 0 | 0 | 0 | 0 | 0
00 Ret.ACI & WetFGD | 0 | 0 | 0 | 0 | 0 | 0 | 0 | 0
00 Ret.ACI & WetFGD & DSI | 0 | 0 | 0 | 0 | 0 | 0 | 0 | 0
00 Ret.ACI & WetFGD & HRI | 0 | 0 | 0 | 0 | 0 | 0 | 0 | 0
00 Ret.C2G | 3704.7802 | 3685.6706 | 4002.2207 | 3853.2746 | 2843.8097 | 66.9367 | 0 | 0
00 Ret.C2G & SCR | 0 | 0 | 0 | 0 | 0 | 0 | 0 | 0
00 Ret.CCG | 0 | 0 | 0 | 0 | 0 | 0 | 0 | 0
00 Ret.DryFGD | 0 | 0 | 0 | 0 | 0 | 0 | 0 | 0
00 Ret.DryFGD & CCS | 0 | 0 | 0 | 0 | 0 | 0 | 0 | 0
00 Ret.DryFGD & HRI | 0 | 0 | 0 | 0 | 0 | 0 | 0 | 0
00 Ret.DSI | 0 | 0 | 0 | 0 | 0 | 0 | 0 | 0
00 Ret.DSI & DryFGD | 0 | 0 | 0 | 0 | 0 | 0 | 0 | 0
00 Ret.DSI & DryFGD & HRI | 0 | 0 | 0 | 0 | 0 | 0 | 0 | 0
00 Ret.DSI & HRI | 0 | 0 | 0 | 0 | 0 | 0 | 0 | 0
00 Ret.DSI & WetFGD | 0 | 0 | 0 | 0 | 0 | 0 | 0 | 0
00 Ret.DSI & WetFGD & HRI | 0 | 0 | 0 | 0 | 0 | 0 | 0 | 0
00 Ret.ExistACI & DryFGD | 0 | 0 | 0 | 0 | 0 | 0 | 0 | 0
00 Ret.ExistACI & DryFGD & CCS | 0 | 0 | 0 | 0 | 0 | 0 | 0 | 0
00 Ret.ExistACI & DryFGD & HRI | 0 | 0 | 0 | 0 | 0 | 0 | 0 | 0
00 Ret.ExistACI & DryFGD & HRI & CCS | 0 | 0 | 0 | 0 | 0 | 0 | 0 | 0
00 Ret.ExistACI & DSI | 0 | 0 | 0 | 0 | 0 | 0 | 0 | 0
00 Ret.ExistACI & DSI & DryFGD | 0 | 0 | 0 | 0 | 0 | 0 | 0 | 0
00 Ret.ExistACI & DSI & DryFGD & HRI | 0 | 0 | 0 | 0 | 0 | 0 | 0 | 0
00 Ret.ExistACI & DSI & HRI | 0 | 0 | 0 | 0 | 0 | 0 | 0 | 0
00 Ret.ExistACI & DSI & WetFGD | 0 | 0 | 0 | 0 | 0 | 0 | 0 | 0
00 Ret.ExistACI & DSI & WetFGD & HRI | 0 | 0 | 0 | 0 | 0 | 0 | 0 | 0
00 Ret.ExistACI & HRI | 0 | 0 | 0 | 0 | 0 | 0 | 0 | 0
00 Ret.ExistACI & HRI & WetFGD | 0 | 0 | 0 | 0 | 0 | 0 | 0 | 0
00 Ret.ExistACI & SCR | 0 | 0 | 0 | 0 | 0 | 0 | 0 | 0
00 Ret.ExistACI & SCR & DryFGD | 0 | 0 | 0 | 0 | 0 | 0 | 0 | 0
00 Ret.ExistACI & SCR & DryFGD & CCS | 0 | 0 | 0 | 0 | 0 | 0 | 0 | 0
00 Ret.ExistACI & SCR & DryFGD & HRI | 0 | 0 | 0 | 0 | 0 | 0 | 0 | 0
00 Ret.ExistACI & SCR & DryFGD & HRI & CCS | 0 | 0 | 0 | 0 | 0 | 0 | 0 | 0
00 Ret.ExistACI & SCR & DSI | 0 | 0 | 0 | 0 | 0 | 0 | 0 | 0
00 Ret.ExistACI & SCR & DSI & DryFGD | 0 | 0 | 0 | 0 | 0 | 0 | 0 | 0
00 Ret.ExistACI & SCR & DSI & DryFGD & HRI | 0 | 0 | 0 | 0 | 0 | 0 | 0 | 0
00 Ret.ExistACI & SCR & DSI & HRI | 0 | 0 | 0 | 0 | 0 | 0 | 0 | 0
00 Ret.ExistACI & SCR & HRI | 0 | 0 | 0 | 0 | 0 | 0 | 0 | 0
00 Ret.ExistACI & SCR & WetFGD | 0 | 0 | 0 | 0 | 0 | 0 | 0 | 0
00 Ret.ExistACI & SCR & WetFGD & CCS | 0 | 0 | 0 | 0 | 0 | 0 | 0 | 0
00 Ret.ExistACI & SCR & WetFGD & HRI | 0 | 0 | 0 | 0 | 0 | 0 | 0 | 0
00 Ret.ExistACI & SCR & WetFGD & HRI & CCS | 0 | 0 | 0 | 0 | 0 | 0 | 0 | 0
00 Ret.ExistACI & SNCR | 0 | 0 | 0 | 4114.2975 | 2951.4068 | 7066.8513 | 7066.8513 | 6818.9097
00 Ret.ExistACI & SNCR & DryFGD | 0 | 0 | 0 | 0 | 0 | 0 | 0 | 0
00 Ret.ExistACI & SNCR & DryFGD & CCS | 0 | 0 | 0 | 0 | 0 | 0 | 0 | 0
00 Ret.ExistACI & SNCR & DryFGD & HRI | 0 | 0 | 0 | 0 | 0 | 0 | 0 | 0
00 Ret.ExistACI & SNCR & DryFGD & HRI & CCS | 0 | 0 | 0 | 0 | 0 | 0 | 0 | 0
00 Ret.ExistACI & SNCR & DSI | 0 | 0 | 0 | 0 | 0 | 0 | 0 | 0
00 Ret.ExistACI & SNCR & DSI & HRI | 0 | 0 | 0 | 0 | 0 | 0 | 0 | 0
00 Ret.ExistACI & SNCR & HRI | 0 | 0 | 0 | 0 | 0 | 0 | 0 | 0
00 Ret.ExistACI & SNCR & WetFGD | 0 | 0 | 0 | 0 | 0 | 0 | 0 | 0
00 Ret.ExistACI & SNCR & WetFGD & CCS | 0 | 0 | 0 | 0 | 0 | 0 | 0 | 0
00 Ret.ExistACI & SNCR & WetFGD & HRI | 0 | 0 | 0 | 0 | 0 | 0 | 0 | 0
00 Ret.ExistACI & SNCR & WetFGD & HRI & CCS | 0 | 0 | 0 | 0 | 0 | 0 | 0 | 0
00 Ret.ExistACI & WetFGD | 0 | 0 | 0 | 0 | 0 | 0 | 0 | 0
00 Ret.ExistACI & WetFGD & CCS | 0 | 0 | 0 | 0 | 0 | 0 | 0 | 0
00 Ret.ExistACI & WetFGD & HRI & CCS | 0 | 0 | 0 | 0 | 0 | 0 | 0 | 0
00 Ret.ExistACI_DSI & DryFGD | 4663.2383 | 4663.2383 | 4663.2383 | 4663.2383 | 4663.2383 | 4663.2383 | 4663.2383 | 4663.2383
00 Ret.ExistACI_DSI & DryFGD & CCS | 0 | 0 | 0 | 0 | 0 | 0 | 0 | 0
00 Ret.ExistACI_DSI & DryFGD & HRI | 0 | 0 | 0 | 0 | 0 | 0 | 0 | 0
00 Ret.ExistACI_DSI & DryFGD & HRI & CCS | 0 | 0 | 0 | 0 | 0 | 0 | 0 | 0
00 Ret.ExistACI_DSI & HRI | 0 | 0 | 0 | 0 | 0 | 0 | 0 | 0
00 Ret.ExistACI_DSI & SCR | 0 | 0 | 0 | 0 | 0 | 0 | 0 | 0
00 Ret.ExistACI_DSI & SCR & DryFGD | 0 | 0 | 0 | 0 | 0 | 0 | 0 | 0
00 Ret.ExistACI_DSI & SCR & DryFGD & CCS | 0 | 0 | 0 | 0 | 0 | 0 | 0 | 0
00 Ret.ExistACI_DSI & SCR & DryFGD & HRI | 0 | 0 | 0 | 0 | 0 | 0 | 0 | 0
00 Ret.ExistACI_DSI & SCR & DryFGD & HRI & CCS | 0 | 0 | 0 | 0 | 0 | 0 | 0 | 0
00 Ret.ExistACI_DSI & SCR & HRI | 0 | 0 | 0 | 0 | 0 | 0 | 0 | 0
00 Ret.ExistACI_DSI & SCR & WetFGD | 0 | 0 | 0 | 0 | 0 | 0 | 0 | 0
00 Ret.ExistACI_DSI & SCR & WetFGD & CCS | 0 | 0 | 0 | 0 | 0 | 0 | 0 | 0
00 Ret.ExistACI_DSI & SCR & WetFGD & HRI | 0 | 0 | 0 | 0 | 0 | 0 | 0 | 0
00 Ret.ExistACI_DSI & SCR & WetFGD & HRI & CCS | 0 | 0 | 0 | 0 | 0 | 0 | 0 | 0
00 Ret.ExistACI_DSI & SNCR | 0 | 0 | 0 | 0 | 0 | 0 | 0 | 0
00 Ret.ExistACI_DSI & SNCR & DryFGD | 0 | 0 | 0 | 0 | 0 | 0 | 0 | 0
00 Ret.ExistACI_DSI & SNCR & DryFGD & HRI & CCS | 0 | 0 | 0 | 0 | 0 | 0 | 0 | 0
00 Ret.ExistACI_DSI & SNCR & DryFGD & HRI | 0 | 0 | 0 | 0 | 0 | 0 | 0 | 0
00 Ret.ExistACI_DSI & SNCR & WetFGD & HRI & CCS | 0 | 0 | 0 | 0 | 0 | 0 | 0 | 0
00 Ret.ExistACI_DSI & SNCR & HRI | 0 | 0 | 0 | 0 | 0 | 0 | 0 | 0
00 Ret.ExistACI_DSI & SNCR & WetFGD | 0 | 0 | 0 | 0 | 0 | 0 | 0 | 0
00 Ret.ExistACI_DSI & SNCR & WetFGD & HRI | 0 | 0 | 0 | 0 | 0 | 0 | 0 | 0
00 Ret.ExistACI_DSI & WetFGD | 0 | 0 | 0 | 0 | 0 | 0 | 0 | 0
00 Ret.ExistACI_DSI & WetFGD & CCS | 0 | 0 | 0 | 0 | 0 | 0 | 0 | 0
00 Ret.ExistACI_DSI & WetFGD & HRI | 0 | 0 | 0 | 0 | 0 | 0 | 0 | 0
00 Ret.ExistACI_DSI & WetFGD & HRI & CCS | 0 | 0 | 0 | 0 | 0 | 0 | 0 | 0
00 Ret.ExistDryFGD & ACI | 0 | 0 | 0 | 0 | 0 | 0 | 0 | 0
00 Ret.ExistDryFGD & ACI & CCS | 0 | 0 | 0 | 0 | 0 | 0 | 0 | 0
00 Ret.ExistDryFGD & ACI & HRI | 0 | 0 | 0 | 0 | 0 | 0 | 0 | 0
00 Ret.ExistDryFGD & ACI & HRI & CCS | 0 | 0 | 0 | 0 | 0 | 0 | 0 | 0
00 Ret.ExistDryFGD & ACI & SCR | 0 | 0 | 0 | 0 | 0 | 0 | 0 | 0
00 Ret.ExistDryFGD & ACI & SCR & CCS | 0 | 0 | 0 | 0 | 0 | 0 | 0 | 0
00 Ret.ExistDryFGD & ACI & SCR & HRI | 0 | 0 | 0 | 0 | 0 | 0 | 0 | 0
00 Ret.ExistDryFGD & ACI & SCR & HRI & CCS | 0 | 0 | 0 | 0 | 0 | 0 | 0 | 0
00 Ret.ExistDryFGD & ACI & SNCR | 0 | 0 | 0 | 0 | 0 | 0 | 0 | 0
00 Ret.ExistDryFGD & ACI & SNCR & HRI | 0 | 0 | 0 | 0 | 0 | 0 | 0 | 0
00 Ret.ExistDryFGD & ACI & SNCR & HRI & CCS | 0 | 0 | 0 | 0 | 0 | 0 | 0 | 0
00 Ret.ExistDryFGD & CCS | 0 | 0 | 0 | 0 | 0 | 0 | 0 | 0
00 Ret.ExistDryFGD & HRI | 0 | 0 | 0 | 0 | 0 | 0 | 0 | 0
00 Ret.ExistDryFGD & HRI & CCS | 0 | 0 | 0 | 0 | 0 | 0 | 0 | 0
00 Ret.ExistDryFGD & SCR | 0 | 0 | 0 | 0 | 0 | 0 | 0 | 0
00 Ret.ExistDryFGD & SCR & CCS | 0 | 0 | 0 | 0 | 0 | 0 | 0 | 0
00 Ret.ExistDryFGD & SCR & HRI | 0 | 0 | 0 | 0 | 0 | 0 | 0 | 0
00 Ret.ExistDryFGD & SCR & HRI & CCS | 0 | 0 | 0 | 0 | 0 | 0 | 0 | 0
00 Ret.ExistDryFGD & SNCR | 0 | 0 | 0 | 0 | 0 | 0 | 0 | 0
00 Ret.ExistDryFGD & SNCR & CCS | 0 | 0 | 0 | 0 | 0 | 0 | 0 | 0
00 Ret.ExistDryFGD & SNCR & HRI | 0 | 0 | 0 | 0 | 0 | 0 | 0 | 0
00 Ret.ExistDryFGD & SNCR & HRI & CCS | 0 | 0 | 0 | 0 | 0 | 0 | 0 | 0
00 Ret.ExistDryFGD_ACI & CCS | 0 | 0 | 0 | 0 | 0 | 0 | 0 | 0
00 Ret.ExistDryFGD_ACI & HRI | 0 | 0 | 0 | 0 | 0 | 0 | 0 | 0
00 Ret.ExistDryFGD_ACI & HRI & CCS | 0 | 0 | 0 | 0 | 0 | 0 | 0 | 0
00 Ret.ExistDryFGD_ACI & SCR | 0 | 0 | 0 | 0 | 0 | 0 | 0 | 0
00 Ret.ExistDryFGD_ACI & SCR & CCS | 0 | 0 | 0 | 0 | 0 | 0 | 0 | 0
00 Ret.ExistDryFGD_ACI & SCR & HRI | 0 | 0 | 0 | 0 | 0 | 0 | 0 | 0
00 Ret.ExistDryFGD_ACI & SCR & HRI & CCS | 0 | 0 | 0 | 0 | 0 | 0 | 0 | 0
00 Ret.ExistDryFGD_ACI & SNCR | 7324.5565 | 7324.5565 | 7324.5565 | 7324.5565 | 7324.5565 | 7324.5565 | 7324.5565 | 7324.5565
00 Ret.ExistDryFGD_ACI & SNCR & CCS | 0 | 0 | 0 | 0 | 0 | 0 | 0 | 0
00 Ret.ExistDryFGD_ACI & SNCR & HRI | 0 | 0 | 0 | 0 | 0 | 0 | 0 | 0
00 Ret.ExistDryFGD_ACI & SNCR & HRI & CCS | 0 | 0 | 0 | 0 | 0 | 0 | 0 | 0
00 Ret.ExistDryFGD_ACI_DSI & HRI | 0 | 0 | 0 | 0 | 0 | 0 | 0 | 0
00 Ret.ExistDryFGD_ACI_DSI & SCR | 0 | 0 | 0 | 0 | 0 | 0 | 0 | 0
00 Ret.ExistDryFGD_ACI_DSI & SCR & CCS | 0 | 0 | 0 | 0 | 0 | 0 | 0 | 0
00 Ret.ExistDryFGD_ACI_DSI & SCR & HRI | 0 | 0 | 0 | 0 | 0 | 0 | 0 | 0
00 Ret.ExistDryFGD_ACI_DSI & SCR & HRI & CCS | 0 | 0 | 0 | 0 | 0 | 0 | 0 | 0
00 Ret.ExistDryFGD_ACI_DSI & SNCR | 0 | 0 | 0 | 0 | 0 | 0 | 0 | 0
00 Ret.ExistDryFGD_ACI_DSI & SNCR & HRI | 0 | 0 | 0 | 0 | 0 | 0 | 0 | 0
00 Ret.ExistDryFGD_SCR & ACI & CCS | 0 | 0 | 0 | 0 | 0 | 0 | 0 | 0
00 Ret.ExistDryFGD_DSI & HRI | 0 | 0 | 0 | 0 | 0 | 0 | 0 | 0
00 Ret.ExistDryFGD_SCR & ACI & HRI | 0 | 0 | 0 | 0 | 0 | 0 | 0 | 0
00 Ret.ExistDryFGD_SCR & ACI & HRI & CCS | 0 | 0 | 0 | 0 | 0 | 0 | 0 | 0
00 Ret.ExistDryFGD_SCR & CCS | 0 | 0 | 0 | 0 | 0 | 0 | 0 | 0
00 Ret.ExistDryFGD_SCR_DSI & ACI & HRI | 0 | 0 | 0 | 0 | 0 | 0 | 0 | 0
00 Ret.ExistDryFGD_SNCR_ACI_DSI & CCS | 0 | 0 | 0 | 0 | 0 | 0 | 0 | 0
00 Ret.ExistDryFGD_SNCR_ACI_DSI & HRI | 0 | 0 | 0 | 0 | 0 | 0 | 0 | 0
00 Ret.ExistDryFGD_SNCR_ACI_DSI & HRI & CCS | 0 | 0 | 0 | 0 | 0 | 0 | 0 | 0
00 Ret.ExistDSI & ACI | 0 | 0 | 0 | 0 | 0 | 0 | 0 | 0
00 Ret.ExistDSI & ACI & HRI | 0 | 0 | 0 | 0 | 0 | 0 | 0 | 0
00 Ret.ExistDSI & ACI & SCR | 0 | 0 | 0 | 0 | 0 | 0 | 0 | 0
00 Ret.ExistDSI & ACI & SCR & DryFGD & HRI | 0 | 0 | 0 | 0 | 0 | 0 | 0 | 0
00 Ret.ExistDSI & ACI & SCR & HRI | 0 | 0 | 0 | 0 | 0 | 0 | 0 | 0
00 Ret.ExistDSI & ACI & SCR & WetFGD & HRI | 0 | 0 | 0 | 0 | 0 | 0 | 0 | 0
00 Ret.ExistDSI & DryFGD | 0 | 0 | 0 | 0 | 0 | 0 | 0 | 0
00 Ret.ExistDSI & DryFGD & ACI | 0 | 0 | 0 | 0 | 0 | 0 | 0 | 0
00 Ret.ExistDSI & DryFGD & ACI & HRI | 0 | 0 | 0 | 0 | 0 | 0 | 0 | 0
00 Ret.ExistDSI & DryFGD & HRI | 0 | 0 | 0 | 0 | 0 | 0 | 0 | 0
00 Ret.ExistDSI & HRI | 0 | 0 | 0 | 0 | 0 | 0 | 0 | 0
00 Ret.ExistDSI & SCR | 0 | 0 | 0 | 0 | 0 | 0 | 0 | 0
00 Ret.ExistDSI & SCR & DryFGD | 0 | 0 | 0 | 0 | 0 | 0 | 0 | 0
00 Ret.ExistDSI & SCR & DryFGD & ACI | 0 | 0 | 0 | 0 | 0 | 0 | 0 | 0
00 Ret.ExistDSI & SCR & DryFGD & HRI | 0 | 0 | 0 | 0 | 0 | 0 | 0 | 0
00 Ret.ExistDSI & SCR & HRI | 0 | 0 | 0 | 0 | 0 | 0 | 0 | 0
00 Ret.ExistDSI & SCR & WetFGD | 0 | 0 | 0 | 0 | 0 | 0 | 0 | 0
00 Ret.ExistDSI & SCR & WetFGD & ACI | 0 | 0 | 0 | 0 | 0 | 0 | 0 | 0
00 Ret.ExistDSI & SCR & WetFGD & HRI | 0 | 0 | 0 | 0 | 0 | 0 | 0 | 0
00 Ret.ExistDSI & SNCR | 0 | 0 | 0 | 0 | 0 | 0 | 0 | 0
00 Ret.ExistDSI & SNCR & ACI | 0 | 0 | 0 | 0 | 0 | 0 | 0 | 0
00 Ret.ExistDSI & SNCR & ACI & HRI | 0 | 0 | 0 | 0 | 0 | 0 | 0 | 0
00 Ret.ExistDSI & SNCR & DryFGD | 0 | 0 | 0 | 0 | 0 | 0 | 0 | 0
00 Ret.ExistDSI & SNCR & DryFGD & ACI | 0 | 0 | 0 | 0 | 0 | 0 | 0 | 0
00 Ret.ExistDSI & SNCR & DryFGD & ACI & HRI | 0 | 0 | 0 | 0 | 0 | 0 | 0 | 0
00 Ret.ExistDSI & SNCR & DryFGD & HRI | 0 | 0 | 0 | 0 | 0 | 0 | 0 | 0
00 Ret.ExistDSI & SNCR & HRI | 0 | 0 | 0 | 0 | 0 | 0 | 0 | 0
00 Ret.ExistDSI & SNCR & WetFGD | 0 | 0 | 0 | 0 | 0 | 0 | 0 | 0
00 Ret.ExistDSI & SNCR & WetFGD & ACI | 0 | 0 | 0 | 0 | 0 | 0 | 0 | 0
00 Ret.ExistDSI & SNCR & WetFGD & ACI & HRI | 0 | 0 | 0 | 0 | 0 | 0 | 0 | 0
00 Ret.ExistDSI & SNCR & WetFGD & HRI | 0 | 0 | 0 | 0 | 0 | 0 | 0 | 0
00 Ret.ExistDSI & WetFGD | 0 | 0 | 0 | 0 | 0 | 0 | 0 | 0
00 Ret.ExistDSI & WetFGD & ACI | 0 | 0 | 0 | 0 | 0 | 0 | 0 | 0
00 Ret.ExistDSI & WetFGD & ACI & HRI | 0 | 0 | 0 | 0 | 0 | 0 | 0 | 0
00 Ret.ExistDSI & WetFGD & HRI | 0 | 0 | 0 | 0 | 0 | 0 | 0 | 0
00 Ret.ExistDSI_ACI & SNCR & DryFGD & CCS | 0 | 0 | 0 | 0 | 0 | 0 | 0 | 0
00 Ret.ExistDSI_ACI & SNCR & WetFGD & CCS | 0 | 0 | 0 | 0 | 0 | 0 | 0 | 0
00 Ret.ExistSCR_ACI & DryFGD | 0 | 0 | 0 | 0 | 0 | 0 | 0 | 0
00 Ret.ExistSCR_ACI & DryFGD & CCS | 0 | 0 | 0 | 0 | 0 | 0 | 0 | 0
00 Ret.ExistSCR_ACI & DryFGD & HRI | 0 | 0 | 0 | 0 | 0 | 0 | 0 | 0
00 Ret.ExistSCR_ACI & DryFGD & HRI & CCS | 0 | 0 | 0 | 0 | 0 | 0 | 0 | 0
00 Ret.ExistSCR_ACI & DSI | 0 | 0 | 0 | 0 | 0 | 0 | 0 | 0
00 Ret.ExistSCR_ACI & DSI & HRI | 0 | 0 | 0 | 0 | 0 | 0 | 0 | 0
00 Ret.ExistSCR_ACI & HRI | 0 | 0 | 0 | 0 | 0 | 0 | 0 | 0
00 Ret.ExistSCR_ACI & WetFGD | 0 | 0 | 0 | 0 | 0 | 0 | 0 | 0
00 Ret.ExistSCR_ACI & WetFGD & CCS | 0 | 0 | 0 | 0 | 0 | 0 | 0 | 0
00 Ret.ExistSCR_ACI & WetFGD & HRI | 0 | 0 | 0 | 0 | 0 | 0 | 0 | 0
00 Ret.ExistSCR_ACI & WetFGD & HRI & CCS | 0 | 0 | 0 | 0 | 0 | 0 | 0 | 0
00 Ret.ExistSCR_ACI_DSI & DryFGD | 0 | 0 | 0 | 0 | 0 | 0 | 0 | 0
00 Ret.ExistSCR_ACI_DSI & DryFGD & HRI | 0 | 0 | 0 | 0 | 0 | 0 | 0 | 0
00 Ret.ExistSCR_ACI_DSI & HRI | 0 | 0 | 0 | 0 | 0 | 0 | 0 | 0
00 Ret.ExistSCR_ACI_DSI & WetFGD | 0 | 0 | 0 | 0 | 0 | 0 | 0 | 0
00 Ret.ExistSCR_ACI_DSI & WetFGD & HRI | 0 | 0 | 0 | 0 | 0 | 0 | 0 | 0
00 Ret.ExistSCR_DryFGD & ACI | 0 | 0 | 0 | 0 | 0 | 0 | 0 | 0
00 Ret.ExistSCR_DryFGD & HRI | 0 | 0 | 0 | 0 | 0 | 0 | 0 | 0
00 Ret.ExistSCR_DryFGD & HRI & CCS | 0 | 0 | 0 | 0 | 0 | 0 | 0 | 0
00 Ret.ExistSCR_DryFGD_ACI & CCS | 0 | 0 | 0 | 0 | 0 | 0 | 0 | 0
00 Ret.ExistSCR_DryFGD_ACI & HRI | 0 | 0 | 0 | 0 | 0 | 0 | 0 | 0
00 Ret.ExistSCR_DryFGD_ACI & HRI & CCS | 0 | 0 | 0 | 0 | 0 | 0 | 0 | 0
00 Ret.ExistSCR_DryFGD_ACI_DSI & CCS | 0 | 0 | 0 | 0 | 0 | 0 | 0 | 0
00 Ret.ExistSCR_DryFGD_ACI_DSI & HRI | 0 | 0 | 0 | 0 | 0 | 0 | 0 | 0
00 Ret.ExistSCR_DryFGD_ACI_DSI & HRI & CCS | 0 | 0 | 0 | 0 | 0 | 0 | 0 | 0
00 Ret.ExistSCR_DryFGD_DSI & ACI | 0 | 0 | 0 | 0 | 0 | 0 | 0 | 0
00 Ret.ExistSCR_WetFGD & ACI | 0 | 0 | 0 | 0 | 0 | 0 | 0 | 0
00 Ret.ExistSCR_WetFGD & HRI | 0 | 0 | 0 | 0 | 0 | 0 | 0 | 0
00 Ret.ExistSCR_WetFGD & HRI & CCS | 0 | 0 | 0 | 0 | 0 | 0 | 0 | 0
00 Ret.ExistSCR_WetFGD_ACI & CCS | 0 | 0 | 0 | 0 | 0 | 0 | 0 | 0
00 Ret.ExistSCR_WetFGD_ACI & HRI | 0 | 0 | 0 | 0 | 0 | 0 | 0 | 0
00 Ret.ExistSCR_WetFGD_ACI & HRI & CCS | 0 | 0 | 0 | 0 | 0 | 0 | 0 | 0
00 Ret.ExistSCR_WetFGD_ACI_DSI & CCS | 0 | 0 | 0 | 0 | 0 | 0 | 0 | 0
00 Ret.ExistSCR_WetFGD_ACI_DSI & HRI | 0 | 0 | 0 | 0 | 0 | 0 | 0 | 0
00 Ret.ExistSCR_WetFGD_ACI_DSI & HRI & CCS | 0 | 0 | 0 | 0 | 0 | 0 | 0 | 0
00 Ret.ExistSCR_WetFGD_DSI & ACI | 0 | 0 | 0 | 0 | 0 | 0 | 0 | 0
00 Ret.ExistSCR_WetFGD_DSI & HRI | 0 | 0 | 0 | 0 | 0 | 0 | 0 | 0
00 Ret.ExistSCR_WetFGD_DSI & HRI & CCS | 0 | 0 | 0 | 0 | 0 | 0 | 0 | 0
00 Ret.ExistSNCR_ACI & DryFGD | 0 | 0 | 0 | 0 | 0 | 0 | 0 | 0
00 Ret.ExistSNCR_ACI & DryFGD & CCS | 0 | 0 | 0 | 0 | 0 | 0 | 0 | 0
00 Ret.ExistSNCR_ACI & DryFGD & HRI | 0 | 0 | 0 | 0 | 0 | 0 | 0 | 0
00 Ret.ExistSNCR_ACI & DryFGD & HRI & CCS | 0 | 0 | 0 | 0 | 0 | 0 | 0 | 0
00 Ret.ExistSNCR_ACI & DSI & HRI | 0 | 0 | 0 | 0 | 0 | 0 | 0 | 0
00 Ret.ExistSNCR_ACI & HRI | 0 | 0 | 0 | 0 | 0 | 0 | 0 | 0
00 Ret.ExistSNCR_ACI & WetFGD | 0 | 0 | 0 | 0 | 0 | 0 | 0 | 0
00 Ret.ExistSNCR_ACI & WetFGD & CCS | 0 | 0 | 0 | 0 | 0 | 0 | 0 | 0
00 Ret.ExistSNCR_ACI & WetFGD & HRI | 0 | 0 | 0 | 0 | 0 | 0 | 0 | 0
00 Ret.ExistSNCR_ACI & WetFGD & HRI & CCS | 0 | 0 | 0 | 0 | 0 | 0 | 0 | 0
00 Ret.ExistSNCR_ACI_DSI & DryFGD | 0 | 0 | 0 | 0 | 0 | 0 | 0 | 0
00 Ret.ExistSNCR_ACI_DSI & DryFGD & CCS | 0 | 0 | 0 | 0 | 0 | 0 | 0 | 0
00 Ret.ExistSNCR_ACI_DSI & DryFGD & HRI | 0 | 0 | 0 | 0 | 0 | 0 | 0 | 0
00 Ret.ExistSNCR_ACI_DSI & DryFGD & HRI & CCS | 0 | 0 | 0 | 0 | 0 | 0 | 0 | 0
00 Ret.ExistSNCR_ACI_DSI & HRI | 0 | 0 | 0 | 0 | 0 | 0 | 0 | 0
00 Ret.ExistSNCR_ACI_DSI & WetFGD | 0 | 0 | 0 | 0 | 0 | 0 | 0 | 0
00 Ret.ExistSNCR_ACI_DSI & WetFGD & CCS | 0 | 0 | 0 | 0 | 0 | 0 | 0 | 0
00 Ret.ExistSNCR_ACI_DSI & WetFGD & HRI | 0 | 0 | 0 | 0 | 0 | 0 | 0 | 0
00 Ret.ExistSNCR_ACI_DSI & WetFGD & HRI & CCS | 0 | 0 | 0 | 0 | 0 | 0 | 0 | 0
00 Ret.ExistSNCR_DryFGD & HRI | 0 | 0 | 0 | 0 | 0 | 0 | 0 | 0
00 Ret.ExistSNCR_DryFGD_ACI & CCS | 0 | 0 | 0 | 0 | 0 | 0 | 0 | 0
00 Ret.ExistSNCR_DryFGD_ACI & HRI | 0 | 0 | 0 | 0 | 0 | 0 | 0 | 0
00 Ret.ExistSNCR_DryFGD_ACI & HRI & CCS | 0 | 0 | 0 | 0 | 0 | 0 | 0 | 0
00 Ret.ExistSNCR_WetFGD & ACI | 0 | 0 | 0 | 0 | 0 | 0 | 0 | 0
00 Ret.ExistSNCR_WetFGD & HRI | 0 | 0 | 0 | 0 | 0 | 0 | 0 | 0
00 Ret.ExistSNCR_WetFGD & HRI & CCS | 0 | 0 | 0 | 0 | 0 | 0 | 0 | 0
00 Ret.ExistSNCR_WetFGD_ACI & CCS | 0 | 0 | 0 | 0 | 0 | 0 | 0 | 0
00 Ret.ExistSNCR_WetFGD_ACI & HRI | 0 | 0 | 0 | 0 | 0 | 0 | 0 | 0
00 Ret.ExistSNCR_WetFGD_ACI & HRI & CCS | 0 | 0 | 0 | 0 | 0 | 0 | 0 | 0
00 Ret.ExistSNCR_WetFGD_ACI_DSI & CCS | 0 | 0 | 0 | 0 | 0 | 0 | 0 | 0
00 Ret.ExistSNCR_WetFGD_ACI_DSI & HRI | 0 | 0 | 0 | 0 | 0 | 0 | 0 | 0
00 Ret.ExistSNCR_WetFGD_ACI_DSI & HRI & CCS | 0 | 0 | 0 | 0 | 0 | 0 | 0 | 0
00 Ret.ExistWetFGD & ACI | 0 | 0 | 0 | 0 | 0 | 0 | 0 | 0
00 Ret.ExistWetFGD & ACI & CCS | 0 | 0 | 0 | 0 | 0 | 0 | 0 | 0
00 Ret.ExistWetFGD & ACI & HRI | 0 | 0 | 0 | 0 | 0 | 0 | 0 | 0
00 Ret.ExistWetFGD & ACI & HRI & CCS | 0 | 0 | 0 | 0 | 0 | 0 | 0 | 0
00 Ret.ExistWetFGD & ACI & SCR | 0 | 0 | 0 | 0 | 0 | 0 | 0 | 0
00 Ret.ExistWetFGD & ACI & SCR & CCS | 0 | 0 | 0 | 0 | 0 | 0 | 0 | 0
00 Ret.ExistWetFGD & ACI & SCR & HRI | 0 | 0 | 0 | 0 | 0 | 0 | 0 | 0
00 Ret.ExistWetFGD & ACI & SCR & HRI & CCS | 0 | 0 | 0 | 0 | 0 | 0 | 0 | 0
00 Ret.ExistWetFGD & ACI & SNCR | 0 | 0 | 0 | 0 | 0 | 0 | 0 | 0
00 Ret.ExistWetFGD & ACI & SNCR & HRI | 0 | 0 | 0 | 0 | 0 | 0 | 0 | 0
00 Ret.ExistWetFGD & ACI & SNCR & HRI & CCS | 0 | 0 | 0 | 0 | 0 | 0 | 0 | 0
00 Ret.ExistWetFGD & CCS | 0 | 0 | 0 | 0 | 0 | 0 | 0 | 0
00 Ret.ExistWetFGD & HRI | 0 | 0 | 0 | 0 | 0 | 0 | 0 | 0
00 Ret.ExistWetFGD & HRI & CCS | 0 | 0 | 0 | 0 | 0 | 0 | 0 | 0
00 Ret.ExistWetFGD & SCR | 3065.2573 | 6772.104 | 6772.104 | 6772.104 | 6680.3493 | 6311.7649 | 5732.6632 | 5576.47
00 Ret.ExistWetFGD & SCR & CCS | 0 | 0 | 0 | 0 | 0 | 0 | 0 | 0
00 Ret.ExistWetFGD & SCR & HRI | 0 | 0 | 0 | 0 | 0 | 0 | 0 | 0
00 Ret.ExistWetFGD & SCR & HRI & CCS | 0 | 0 | 0 | 0 | 0 | 0 | 0 | 0
00 Ret.ExistWetFGD & SNCR | 0 | 0 | 0 | 0 | 0 | 0 | 0 | 0
00 Ret.ExistWetFGD & SNCR & CCS | 0 | 0 | 0 | 0 | 0 | 0 | 0 | 0
00 Ret.ExistWetFGD & SNCR & HRI | 0 | 0 | 0 | 0 | 0 | 0 | 0 | 0
00 Ret.ExistWetFGD & SNCR & HRI & CCS | 0 | 0 | 0 | 0 | 0 | 0 | 0 | 0
00 Ret.ExistWetFGD_ACI & CCS | 0 | 0 | 0 | 0 | 0 | 0 | 0 | 0
00 Ret.ExistWetFGD_ACI & HRI | 0 | 0 | 0 | 0 | 0 | 0 | 0 | 0
00 Ret.ExistWetFGD_ACI & HRI & CCS | 0 | 0 | 0 | 0 | 0 | 0 | 0 | 0
00 Ret.ExistWetFGD_ACI & SCR | 8118.9148 | 9225.021 | 9187.5884 | 9273.0936 | 8829.5728 | 8777.6395 | 8705.0554 | 8662.9172
00 Ret.ExistWetFGD_ACI & SCR & CCS | 0 | 0 | 0 | 0 | 0 | 0 | 0 | 0
00 Ret.ExistWetFGD_ACI & SCR & HRI | 0 | 0 | 0 | 0 | 0 | 0 | 0 | 0
00 Ret.ExistWetFGD_ACI & SCR & HRI & CCS | 0 | 0 | 0 | 0 | 0 | 0 | 0 | 0
00 Ret.ExistWetFGD_ACI & SNCR | 4103.727 | 4471.5881 | 4471.5881 | 4510.7699 | 4822.8294 | 4855.4663 | 5078.1267 | 5049.8372
00 Ret.ExistWetFGD_ACI & SNCR & CCS | 0 | 0 | 0 | 0 | 0 | 0 | 0 | 0
00 Ret.ExistWetFGD_ACI & SNCR & HRI | 0 | 0 | 0 | 0 | 0 | 0 | 0 | 0
00 Ret.ExistWetFGD_ACI & SNCR & HRI & CCS | 0 | 0 | 0 | 0 | 0 | 0 | 0 | 0
00 Ret.ExistWetFGD_ACI_DSI & CCS | 0 | 0 | 0 | 0 | 0 | 0 | 0 | 0
00 Ret.ExistWetFGD_ACI_DSI & HRI | 0 | 0 | 0 | 0 | 0 | 0 | 0 | 0
00 Ret.ExistWetFGD_ACI_DSI & HRI & CCS | 0 | 0 | 0 | 0 | 0 | 0 | 0 | 0
00 Ret.ExistWetFGD_ACI_DSI & SCR | 0 | 0 | 0 | 0 | 0 | 0 | 0 | 0
00 Ret.ExistWetFGD_ACI_DSI & SCR & CCS | 0 | 0 | 0 | 0 | 0 | 0 | 0 | 0
00 Ret.ExistWetFGD_ACI_DSI & SCR & HRI | 0 | 0 | 0 | 0 | 0 | 0 | 0 | 0
00 Ret.ExistWetFGD_ACI_DSI & SCR & HRI & CCS | 0 | 0 | 0 | 0 | 0 | 0 | 0 | 0
00 Ret.ExistWetFGD_ACI_DSI & SNCR | 0 | 0 | 0 | 0 | 0 | 0 | 0 | 0
00 Ret.ExistWetFGD_ACI_DSI & SNCR & CCS | 0 | 0 | 0 | 0 | 0 | 0 | 0 | 0
00 Ret.ExistWetFGD_ACI_DSI & SNCR & HRI | 0 | 0 | 0 | 0 | 0 | 0 | 0 | 0
00 Ret.ExistWetFGD_ACI_DSI & SNCR & HRI & CCS | 0 | 0 | 0 | 0 | 0 | 0 | 0 | 0
00 Ret.ExistWetFGD_DSI & HRI | 0 | 0 | 0 | 0 | 0 | 0 | 0 | 0
00 Ret.ExistWetFGD_DSI & SCR | 0 | 0 | 0 | 0 | 0 | 0 | 0 | 0
00 Ret.ExistWetFGD_DSI & SCR & HRI | 0 | 0 | 0 | 0 | 0 | 0 | 0 | 0
00 Ret.ExistWetFGD_DSI & SNCR | 0 | 0 | 0 | 0 | 0 | 0 | 0 | 0
00 Ret.ExistWetFGD_SCR & ACI & CCS | 0 | 0 | 0 | 0 | 0 | 0 | 0 | 0
00 Ret.ExistWetFGD_DSI & SNCR & HRI | 0 | 0 | 0 | 0 | 0 | 0 | 0 | 0
00 Ret.ExistWetFGD_SCR & ACI & HRI | 0 | 0 | 0 | 0 | 0 | 0 | 0 | 0
00 Ret.ExistWetFGD_SCR & ACI & HRI & CCS | 0 | 0 | 0 | 0 | 0 | 0 | 0 | 0
00 Ret.ExistWetFGD_SCR & CCS | 0 | 0 | 0 | 0 | 0 | 0 | 0 | 0
00 Ret.ExistWetFGD_SCR_DSI & ACI & CCS | 0 | 0 | 0 | 0 | 0 | 0 | 0 | 0
00 Ret.ExistWetFGD_SCR_DSI & ACI & HRI | 0 | 0 | 0 | 0 | 0 | 0 | 0 | 0
00 Ret.ExistWetFGD_SCR_DSI & ACI & HRI & CCS | 0 | 0 | 0 | 0 | 0 | 0 | 0 | 0
00 Ret.ExistWetFGD_SCR_DSI & CCS | 0 | 0 | 0 | 0 | 0 | 0 | 0 | 0
00 Ret.ExistWetFGD_SNCR & ACI & HRI | 0 | 0 | 0 | 0 | 0 | 0 | 0 | 0
00 Ret.ExistWetFGD_SNCR & CCS | 0 | 0 | 0 | 0 | 0 | 0 | 0 | 0
00 Ret.HRI | 0 | 0 | 0 | 0 | 0 | 0 | 0 | 0
00 Ret.SCR | 0 | 0 | 0 | 0 | 0 | 0 | 0 | 0
00 Ret.SCR & DryFGD | 0 | 0 | 0 | 0 | 0 | 0 | 0 | 0
00 Ret.SCR & DryFGD & ACI | 0 | 0 | 0 | 0 | 0 | 0 | 0 | 0
00 Ret.SCR & DryFGD & CCS | 0 | 0 | 0 | 0 | 0 | 0 | 0 | 0
00 Ret.SCR & DryFGD & HRI | 0 | 0 | 0 | 0 | 0 | 0 | 0 | 0
00 Ret.SCR & DSI | 0 | 0 | 0 | 0 | 0 | 0 | 0 | 0
00 Ret.SCR & DSI & DryFGD | 0 | 0 | 0 | 0 | 0 | 0 | 0 | 0
00 Ret.SCR & DSI & DryFGD & HRI | 0 | 0 | 0 | 0 | 0 | 0 | 0 | 0
00 Ret.SCR & DSI & HRI | 0 | 0 | 0 | 0 | 0 | 0 | 0 | 0
00 Ret.SCR & DSI & WetFGD | 0 | 0 | 0 | 0 | 0 | 0 | 0 | 0
00 Ret.SCR & DSI & WetFGD & HRI | 0 | 0 | 0 | 0 | 0 | 0 | 0 | 0
00 Ret.SCR & HRI | 0 | 0 | 0 | 0 | 0 | 0 | 0 | 0
00 Ret.SCR & WetFGD | 0 | 0 | 0 | 0 | 0 | 0 | 0 | 0
00 Ret.SCR & WetFGD & ACI | 0 | 0 | 0 | 0 | 0 | 0 | 0 | 0
00 Ret.SCR & WetFGD & CCS | 0 | 0 | 0 | 0 | 0 | 0 | 0 | 0
00 Ret.SCR & WetFGD & HRI | 0 | 0 | 0 | 0 | 0 | 0 | 0 | 0
00 Ret.SNCR | 0 | 0 | 0 | 0 | 0 | 0 | 0 | 0
00 Ret.SNCR & DryFGD | 0 | 0 | 0 | 0 | 0 | 0 | 0 | 0
00 Ret.SNCR & DryFGD & ACI | 0 | 0 | 0 | 0 | 0 | 0 | 0 | 0
00 Ret.SNCR & DryFGD & ACI & HRI | 0 | 0 | 0 | 0 | 0 | 0 | 0 | 0
00 Ret.SNCR & DryFGD & CCS | 0 | 0 | 0 | 0 | 0 | 0 | 0 | 0
00 Ret.SNCR & DryFGD & HRI | 0 | 0 | 0 | 0 | 0 | 0 | 0 | 0
00 Ret.SNCR & DSI | 0 | 0 | 0 | 0 | 0 | 0 | 0 | 0
00 Ret.SNCR & DSI & HRI | 0 | 0 | 0 | 0 | 0 | 0 | 0 | 0
00 Ret.SNCR & HRI | 0 | 0 | 0 | 0 | 0 | 0 | 0 | 0
00 Ret.SNCR & WetFGD | 0 | 0 | 0 | 0 | 0 | 0 | 0 | 0
00 Ret.SNCR & WetFGD & ACI | 0 | 0 | 0 | 0 | 0 | 0 | 0 | 0
00 Ret.SNCR & WetFGD & ACI & HRI | 0 | 0 | 0 | 0 | 0 | 0 | 0 | 0
00 Ret.SNCR & WetFGD & CCS | 0 | 0 | 0 | 0 | 0 | 0 | 0 | 0
00 Ret.SNCR & WetFGD & HRI | 0 | 0 | 0 | 0 | 0 | 0 | 0 | 0
00 Ret.WetFGD | 0 | 0 | 0 | 0 | 0 | 0 | 0 | 0
00 Ret.WetFGD & CCS | 0 | 0 | 0 | 0 | 0 | 0 | 0 | 0
00 Ret.WetFGD & HRI | 0 | 0 | 0 | 0 | 0 | 0 | 0 | 0
00 Ret.FB & ACI | 0 | 0 | 0 | 0 | 0 | 0 | 0 | 0
00 Ret.FB & ACI & DryFGD & HRI | 0 | 0 | 0 | 0 | 0 | 0 | 0 | 0
00 Ret.FB & ACI & HRI | 0 | 0 | 0 | 0 | 0 | 0 | 0 | 0
00 Ret.FB & HRI | 0 | 0 | 0 | 0 | 0 | 0 | 0 | 0
00 Ret.FB DryFGD | 0 | 0 | 0 | 0 | 0 | 0 | 0 | 0
00 Ret.FB DryFGD & ACI | 0 | 0 | 0 | 0 | 0 | 0 | 0 | 0
00 Ret.FB DryFGD & ACI & HRI | 0 | 0 | 0 | 0 | 0 | 0 | 0 | 0
00 Ret.FB DryFGD & HRI | 0 | 0 | 0 | 0 | 0 | 0 | 0 | 0
00 Ret.FB DryFGD & SNCR | 0 | 0 | 0 | 0 | 0 | 0 | 0 | 0
00 Ret.FB DryFGD & SNCR & HRI | 0 | 0 | 0 | 0 | 0 | 0 | 0 | 0
00 Ret.FB SNCR & DryFGD & ACI | 0 | 0 | 0 | 0 | 0 | 0 | 0 | 0
00 Ret.FB SNCR & DryFGD & ACI & HRI | 0 | 0 | 0 | 0 | 0 | 0 | 0 | 0
00 Ret.FB-ACI & SNCR | 0 | 0 | 0 | 0 | 0 | 0 | 0 | 0
00 Ret.FB-ACI & SNCR & HRI | 0 | 0 | 0 | 0 | 0 | 0 | 0 | 0
00 Ret.FB-ACI & SNCR & HRI & CCS | 0 | 0 | 0 | 0 | 0 | 0 | 0 | 0
00 Ret.FB-Exist ACI & DryFGD | 0 | 0 | 0 | 0 | 0 | 0 | 0 | 0
00 Ret.FB-Exist ACI & DryFGD & HRI | 0 | 0 | 0 | 0 | 0 | 0 | 0 | 0
00 Ret.FB-Exist ACI & DryFGD & SNCR | 0 | 0 | 0 | 0 | 0 | 0 | 0 | 0
00 Ret.FB-Exist ACI & DryFGD & SNCR & HRI | 0 | 0 | 0 | 0 | 0 | 0 | 0 | 0
00 Ret.FB-Exist ACI & SNCR | 0 | 0 | 0 | 0 | 0 | 0 | 0 | 0
00 Ret.FB-Exist ACI & SNCR & HRI | 0 | 0 | 0 | 0 | 0 | 0 | 0 | 0
00 Ret.FB-Exist ACI_DSI & DryFGD & SNCR | 0 | 0 | 0 | 0 | 0 | 0 | 0 | 0
00 Ret.FB-Exist ACI_DSI & SNCR | 0 | 0 | 0 | 0 | 0 | 0 | 0 | 0
00 Ret.FB-ExistACI & HRI | 0 | 0 | 0 | 0 | 0 | 0 | 0 | 0
00 Ret.FB-ExistACI_DSI & DryFGD | 0 | 0 | 0 | 0 | 0 | 0 | 0 | 0
00 Ret.FB-ExistACI_DSI & DryFGD & HRI | 0 | 0 | 0 | 0 | 0 | 0 | 0 | 0
00 Ret.FB-ExistACI_DSI & DryFGD & SNCR | 0 | 0 | 0 | 0 | 0 | 0 | 0 | 0
00 Ret.FB-ExistACI_DSI & DryFGD & SNCR & HRI | 0 | 0 | 0 | 0 | 0 | 0 | 0 | 0
00 Ret.FB-ExistACI_DSI & HRI | 0 | 0 | 0 | 0 | 0 | 0 | 0 | 0
00 Ret.FB-ExistACI_DSI & SNCR & HRI | 0 | 0 | 0 | 0 | 0 | 0 | 0 | 0
00 Ret.FB-ExistDryFGD_ACI & HRI | 0 | 0 | 0 | 0 | 0 | 0 | 0 | 0
00 Ret.FB-ExistDryFGD_ACI & SNCR | 0 | 0 | 0 | 0 | 0 | 0 | 0 | 0
00 Ret.FB-ExistDryFGD_ACI & SNCR & HRI | 0 | 0 | 0 | 0 | 0 | 0 | 0 | 0
00 Ret.FB-ExistDryFGD_DSI & HRI | 0 | 0 | 0 | 0 | 0 | 0 | 0 | 0
00 Ret.FB-ExistDryFGD_DSI & SNCR | 0 | 0 | 0 | 0 | 0 | 0 | 0 | 0
00 Ret.FB-ExistDryFGD_DSI & SNCR & HRI | 0 | 0 | 0 | 0 | 0 | 0 | 0 | 0
00 Ret.FB-ExistDryFGD_SNCR & HRI | 0 | 0 | 0 | 0 | 0 | 0 | 0 | 0
00 Ret.FB-ExistDryFGD_SNCR_ACI & HRI | 0 | 0 | 0 | 0 | 0 | 0 | 0 | 0
00 Ret.FB-ExistDryFGD_SNCR_ACI_DSI & HRI | 0 | 0 | 0 | 0 | 0 | 0 | 0 | 0
00 Ret.FB-ExistDryFGD_SNCR_DSI & HRI | 0 | 0 | 0 | 0 | 0 | 0 | 0 | 0
00 Ret.FB-ExistDSI & ACI | 0 | 0 | 0 | 0 | 0 | 0 | 0 | 0
00 Ret.FB-ExistDSI & ACI & HRI | 0 | 0 | 0 | 0 | 0 | 0 | 0 | 0
00 Ret.FB-ExistDSI & ACI & SNCR | 0 | 0 | 0 | 0 | 0 | 0 | 0 | 0
00 Ret.FB-ExistDSI & ACI & SNCR & HRI | 0 | 0 | 0 | 0 | 0 | 0 | 0 | 0
00 Ret.FB-ExistDSI & DryFGD | 0 | 0 | 0 | 0 | 0 | 0 | 0 | 0
00 Ret.FB-ExistDSI & DryFGD & ACI | 0 | 0 | 0 | 0 | 0 | 0 | 0 | 0
00 Ret.FB-ExistDSI & DryFGD & ACI & HRI | 0 | 0 | 0 | 0 | 0 | 0 | 0 | 0
00 Ret.FB-ExistDSI & DryFGD & HRI | 0 | 0 | 0 | 0 | 0 | 0 | 0 | 0
00 Ret.FB-ExistDSI & DryFGD & SNCR | 0 | 0 | 0 | 0 | 0 | 0 | 0 | 0
00 Ret.FB-ExistDSI & DryFGD & SNCR & HRI | 0 | 0 | 0 | 0 | 0 | 0 | 0 | 0
00 Ret.FB-ExistDSI & HRI | 0 | 0 | 0 | 0 | 0 | 0 | 0 | 0
00 Ret.FB-ExistDSI & SNCR | 183.217 | 277.857 | 277.857 | 221.4566 | 195.7146 | 195.7146 | 195.7146 | 195.7146
00 Ret.FB-ExistDSI & SNCR & DryFGD & ACI | 0 | 0 | 0 | 0 | 0 | 0 | 0 | 0
00 Ret.FB-ExistDSI & SNCR & DryFGD & ACI & HRI | 0 | 0 | 0 | 0 | 0 | 0 | 0 | 0
00 Ret.FB-ExistDSI & SNCR & HRI | 0 | 0 | 0 | 0 | 0 | 0 | 0 | 0
00 Ret.FB-ExistSNCR & DryFGD | 0 | 0 | 0 | 0 | 0 | 0 | 0 | 0
00 Ret.FB-ExistSNCR & DryFGD & ACI | 0 | 0 | 0 | 0 | 0 | 0 | 0 | 0
00 Ret.FB-ExistSNCR & DryFGD & HRI | 0 | 0 | 0 | 0 | 0 | 0 | 0 | 0
00 Ret.FB-ExistSNCR & HRI | 0 | 0 | 0 | 0 | 0 | 0 | 0 | 0
00 Ret.FB-ExistSNCR_ACI_DSI & DryFGD | 0 | 0 | 0 | 0 | 0 | 0 | 0 | 0
00 Ret.FB-ExistSNCR_ACI_DSI & DryFGD & HRI | 0 | 0 | 0 | 0 | 0 | 0 | 0 | 0
00 Ret.FB-ExistSNCR_ACI_DSI & HRI | 0 | 0 | 0 | 0 | 0 | 0 | 0 | 0
00 Ret.FB-ExistSNCR_DryFGD & HRI | 0 | 0 | 0 | 0 | 0 | 0 | 0 | 0
00 Ret.FB-ExistSNCR_DryFGD_ACI & HRI | 0 | 0 | 0 | 0 | 0 | 0 | 0 | 0
00 Ret.FB-ExistSNCR_DSI & ACI | 0 | 0 | 0 | 0 | 0 | 0 | 0 | 0
00 Ret.FB-ExistSNCR_DSI & ACI & DryFGD | 0 | 0 | 0 | 0 | 0 | 0 | 0 | 0
00 Ret.FB-ExistSNCR_DSI & ACI & DryFGD & HRI | 0 | 0 | 0 | 0 | 0 | 0 | 0 | 0
00 Ret.FB-ExistSNCR_DSI & ACI & HRI | 0 | 0 | 0 | 0 | 0 | 0 | 0 | 0
00 Ret.FB-ExistSNCR_DSI & DryFGD | 0 | 0 | 0 | 0 | 0 | 0 | 0 | 0
00 Ret.FB-ExistSNCR_DSI & DryFGD & HRI | 0 | 0 | 0 | 0 | 0 | 0 | 0 | 0
00 Ret.FB-ExistSNCR_DSI & HRI | 0 | 0 | 0 | 0 | 0 | 0 | 0 | 0
00 Ret.FB-ExistSNCR_WetFGD & ACI | 0 | 0 | 0 | 0 | 0 | 0 | 0 | 0
00 Ret.FB-ExistSNCR_WetFGD & HRI | 0 | 0 | 0 | 0 | 0 | 0 | 0 | 0
00 Ret.FB-ExistWetFGD_DSI & HRI | 0 | 0 | 0 | 0 | 0 | 0 | 0 | 0
00 Ret.FB-ExistWetFGD_DSI & SNCR | 0 | 0 | 0 | 0 | 0 | 0 | 0 | 0
00 Ret.FB-ExistWetFGD_DSI & SNCR & HRI | 0 | 0 | 0 | 0 | 0 | 0 | 0 | 0
00 Ret.FB-ExistWetFGD_SNCR & ACI & HRI | 0 | 0 | 0 | 0 | 0 | 0 | 0 | 0
00 Ret.FB-SNCR | 0 | 0 | 0 | 0 | 0 | 0 | 0 | 0
00 Ret.FB-SNCR & HRI | 0 | 0 | 0 | 0 | 0 | 0 | 0 | 0
00 Ret.Oil/Gas Steam SCR | 982.7555 | 694.1686 | 13.4141 | 49.4409 | 18.3942 | 18.3942 | 5.5311 | 10.8676
00 CC Retirement | 0 | 0 | 0 | 0 | 0 | 0 | 0 | 0
00 CT Retirement | 0 | 0 | 0 | 0 | 0 | 0 | 0 | 0
00 O/G Retirement | 0 | 0 | 0 | 0 | 0 | 0 | 0 | 0
00 Coal Retirement | 0 | 0 | 0 | 0 | 0 | 0 | 0 | 0
00 IGCC Retirement | 0 | 0 | 0 | 0 | 0 | 0 | 0 | 0
00 Nuke Retirement | 0 | 0 | 0 | 0 | 0 | 0 | 0 | 0
00 Biomass Retirement | 0 | 0 | 0 | 0 | 0 | 0 | 0 | 0
00 Fossil_Other Retirement | 0 | 0 | 0 | 0 | 0 | 0 | 0 | 0
00 Fuel Cell Retirement | 0 | 0 | 0 | 0 | 0 | 0 | 0 | 0
00 Geothermal Retirement | 0 | 0 | 0 | 0 | 0 | 0 | 0 | 0
00 Hydro Retirement | 0 | 0 | 0 | 0 | 0 | 0 | 0 | 0
00 Landfill Gas Retirement | 0 | 0 | 0 | 0 | 0 | 0 | 0 | 0
00 Non Fossil_Other Retirement | 0 | 0 | 0 | 0 | 0 | 0 | 0 | 0
Total | 4078371.2659 | 4127758.3587 | 4179207.3058 | 4292750.9035 | 4414414.0721 | 4571285.8111 | 4723254.2699 | 4905209.4429
12a. Generation by Fuel Type [GWh]
Biomass | 2054.5602 | 2295.8554 | 2391.775 | 2099.7193 | 2041.1964 | 2344.163 | 2310.545 | 2399.1495
Coal | 866580.1288 | 913705.1398 | 918292.4211 | 881661.5954 | 783353.0561 | 789925.0063 | 781020.1045 | 715955.1694
DFO | 0 | 0 | 0 | 0 | 0 | 0 | 0 | 0
EnerStor | 3342.2489 | 3833.3293 | 4367.5574 | 5637.3225 | 5722.931 | 6038.7009 | 6034.0229 | 6160.59
Fwaste | 3236.6413 | 3236.6413 | 3236.6413 | 2956.3905 | 2964.3933 | 3011.3736 | 3099.1587 | 3021.1411
Geothermal | 19292.489 | 20022.2518 | 21189.9376 | 21189.9376 | 21189.9376 | 21189.9376 | 21189.9376 | 21189.9376
Hydro | 303211.2851 | 313008.4137 | 313747.7644 | 315948.2633 | 317735.0492 | 318740.9079 | 319496.8576 | 319496.8576
LF Gas | 11426.0484 | 11425.8497 | 11426.0484 | 9883.3611 | 10264.3534 | 10395.93 | 10623.3186 | 10451.059
MSW | 13741.9664 | 13739.9172 | 13739.9172 | 13422.8643 | 13427.3903 | 13427.6423 | 13448.3105 | 13432.3046
NaturalGas | 1638494.4833 | 1653376.5517 | 1674046.3525 | 1713262.279 | 1926586.109 | 2070663.4142 | 2117068.1584 | 2318939.4178
None | 6339.612 | 6339.612 | 6339.612 | 6339.612 | 6339.612 | 6339.612 | 6339.612 | 6339.612
Non-Fossil | 8517.6131 | 8517.6131 | 8517.6131 | 8517.6131 | 8517.6131 | 8517.6131 | 8517.6131 | 8517.6131
Nuclear | 694343.7597 | 651533.662 | 642652.7415 | 604008.7273 | 596552.3379 | 596552.3379 | 596552.3379 | 579435.0134
Oil | 531.4554 | 531.4554 | 531.4554 | 6.8265 | 0.20618 | 0 | 0 | 0
Pet. Coke | 327.2467 | 354.5872 | 423.7739 | 296.492 | 296.492 | 296.492 | 296.492 | 296.492
Pumps | 6885.866 | 8110.2941 | 9932.0114 | 10189.2371 | 10566.3937 | 10937.5628 | 10827.8507 | 10229.3782
RFO | 0 | 0 | 0 | 0 | 0 | 0 | 0 | 0
Solar | 101174.8056 | 118757.769 | 149401.6486 | 202292.7484 | 209016.8885 | 209755.3383 | 231988.6756 | 247919.1969
Tires | 126.9602 | 126.9602 | 126.9602 | 126.9602 | 126.9602 | 126.9602 | 126.9602 | 126.9602
Waste Coal | 190.9352 | 289.2954 | 289.9142 | 230.5732 | 203.7715 | 203.7715 | 203.7715 | 203.7715
Wind | 398553.1605 | 398553.1605 | 398553.1605 | 494680.3805 | 499509.3805 | 502819.0474 | 594110.543 | 641095.7789
Total | 4078371.2659 | 4127758.3587 | 4179207.3058 | 4292750.9035 | 4414414.0721 | 4571285.8111 | 4723254.2699 | 4905209.4429
13. Generation by Capacity Reporting Type [TBtu]
00 New Combined Cycle | 27.4159 | 60.1937 | 73.3301 | 329.8395 | 994.8964 | 1742.5448 | 2504.584 | 3593.137
00 New Combined Cycle with Carbon Capture | 0 | 0 | 0 | 0 | 0 | 0 | 0 | 0
00 New Combustion Turbine | 0.79129 | 7.4055 | 7.6891 | 6.9446 | 40.0384 | 80.019 | 104.1922 | 138.4428
00 New Hydro | 121.7096 | 155.1445 | 157.6671 | 165.1752 | 171.2718 | 174.7037 | 177.283 | 177.283
00 New Nuclear | 0 | 0 | 0 | 0 | 0 | 0 | 0 | 0
00 New Biomass | 0 | 0 | 0 | 0 | 0 | 0 | 0 | 0
00 New Geothermal | 10.3317 | 12.8217 | 16.8058 | 16.8058 | 16.8058 | 16.8058 | 16.8058 | 16.8058
00 New Landfill Gas | 0.81508 | 0.8144 | 0.81508 | 0.77294 | 0.77294 | 0.77303 | 0.77303 | 0.77294
00 New Battery Storage | 9.2215 | 10.627 | 12.1677 | 16.3468 | 16.6738 | 17.8193 | 17.6754 | 18.2136
00 New Offshore Wind | 0 | 0 | 0 | 0 | 0 | 0 | 0 | 0
00 New Onshore Wind | 439.2432 | 439.2432 | 439.2432 | 767.2293 | 783.7058 | 794.9984 | 1106.485 | 1266.7986
00 New Solar PV | 154.3091 | 214.3021 | 318.8591 | 499.3235 | 522.2663 | 524.7858 | 600.646 | 655.0009
00 New Solar Thermal | 0 | 0 | 0 | 0 | 0 | 0 | 0 | 0
00 New Fuel Cell | 0 | 0 | 0 | 0 | 0 | 0 | 0 | 0
00 New Ultrasupercritical Coal without CCS | 0 | 0 | 0 | 0 | 0 | 0 | 0 | 0
00 New Ultrasupercritical Coal with 30% CCS | 0 | 0 | 0 | 0 | 0 | 0 | 0 | 0
00 New Ultrasupercritical Coal with 90% CCS | 0 | 0 | 0 | 0 | 0 | 0 | 0 | 0
00 Exist Combined Cycle | 5262.994 | 5273.655 | 5303.9598 | 5187.5411 | 5189.3472 | 4982.3955 | 4454.4325 | 4087.7699
00 Exist Combustion Turbine | 86.608 | 95.6959 | 121.1842 | 127.1626 | 145.7665 | 110.3548 | 59.4307 | 39.4074
00 Exist Coal Steam_Uncontrolled | 12.0021 | 12.6551 | 12.6796 | 12.4679 | 11.553 | 11.3637 | 11.245 | 11.2516
00 Exist Coal Steam_ACI | 269.1873 | 287.6923 | 293.0393 | 275.2068 | 262.5558 | 235.8372 | 235.7225 | 234.3711
00 Exist Coal Steam_ACI_DSI | 31.4716 | 37.2444 | 38.2398 | 32.8382 | 25.1767 | 27.7764 | 28.7238 | 23.37
00 Exist Coal Steam_DryFGD | 0.25923 | 0.66196 | 0.66813 | 0.72332 | 0.72332 | 0.75721 | 0.72332 | 0.69601
00 Exist Coal Steam_DryFGD_ACI | 173.756 | 188.1174 | 190.9611 | 188.372 | 167.5481 | 173.1857 | 172.3987 | 168.5832
00 Exist Coal Steam_DryFGD_ACI_DSI | 4.1903 | 6.3487 | 6.3184 | 4.4317 | 4.4317 | 4.4317 | 0 | 0
00 Exist Coal Steam_DryFGD_SCR | 9.8415 | 10.1944 | 10.4248 | 10.7096 | 9.6389 | 9.6389 | 8.41 | 8.5735
00 Exist Coal Steam_DryFGD_SCR_ACI | 244.661 | 272.8759 | 280.5326 | 280.3912 | 267.9491 | 270.3713 | 267.2966 | 247.4681
00 Exist Coal Steam_DryFGD_SCR_DSI | 4.3707 | 5.1421 | 5.1105 | 5.2077 | 4.0456 | 4.5786 | 4.5786 | 4.5786
00 Exist Coal Steam_DryFGD_SCR_ACI_DSI | 14.4177 | 20.0903 | 20.4357 | 17.3042 | 16.1991 | 18.3599 | 16.6253 | 14.9927
00 Exist Coal Steam_DryFGD_SNCR | 0 | 0 | 0 | 0 | 0 | 0 | 0 | 0
00 Exist Coal Steam_DryFGD_SNCR_ACI | 31.0761 | 31.5175 | 31.2886 | 31.5007 | 30.9872 | 30.9897 | 30.969 | 27.0441
00 Exist Coal Steam_DryFGD_SNCR_ACI_DSI | 26.3028 | 29.6643 | 34.5539 | 34.1482 | 29.5898 | 33.7356 | 33.082 | 32.1122
00 Exist Coal Steam_DSI | 10.5055 | 12.0807 | 12.3167 | 10.9627 | 10.736 | 13.6213 | 15.0591 | 14.3933
00 Exist Coal Steam_SCR_ACI | 61.4497 | 74.5647 | 77.1374 | 70.8154 | 74.7069 | 74.2967 | 73.6163 | 73.1316
00 Exist Coal Steam_SCR_ACI_DSI | 3.1179 | 3.3687 | 3.5484 | 4.4129 | 3.8126 | 3.8976 | 3.7852 | 0
00 Exist Coal Steam_SNCR | 0.19415 | 0.19415 | 0.19415 | 0.19415 | 0.19415 | 0.19415 | 0.19415 | 0.19415
00 Exist Coal Steam_SNCR_ACI | 6.135 | 7.6043 | 7.7383 | 7.5302 | 7.5302 | 7.8113 | 8.6111 | 7.5302
00 Exist Coal Steam_SNCR_ACI_DSI | 0 | 0 | 0 | 0 | 0 | 0 | 0 | 0
00 Exist Coal Steam_WetFGD | 88.4099 | 77.1052 | 77.1052 | 66.4625 | 58.8258 | 60.3795 | 62.9729 | 61.8001
00 Exist Coal Steam_WetFGD_ACI | 226.7937 | 227.8447 | 228.4701 | 202.5348 | 185.7509 | 189.6193 | 190.4023 | 186.3416
00 Exist Coal Steam_WetFGD_ACI_DSI | 4.2084 | 5.3479 | 1.9224 | 0 | 0 | 0 | 0 | 0
00 Exist Coal Steam_WetFGD_DSI | 0 | 0 | 0 | 0 | 0 | 0 | 0 | 0
00 Exist Coal Steam_WetFGD_SCR | 941.2211 | 943.1851 | 926.9828 | 866.0521 | 700.9498 | 704.214 | 691.6503 | 582.2832
00 Exist Coal Steam_WetFGD_SCR_DSI | 1.7358 | 1.5771 | 1.5771 | 1.6804 | 1.5771 | 0 | 0 | 0
00 Exist Coal Steam_WetFGD_SCR_ACI | 469.6805 | 480.1923 | 495.3372 | 504.1569 | 467.4729 | 477.8301 | 472.2714 | 461.9351
00 Exist Coal Steam_WetFGD_SCR_ACI_DSI | 21.543 | 42.328 | 43.1588 | 40.2184 | 21.3782 | 26.57 | 26.2011 | 20.4784
00 Exist Coal Steam_WetFGD_SNCR | 27.6204 | 21.4338 | 21.1768 | 21.0811 | 16.8088 | 13.7845 | 13.1409 | 10.5487
00 Exist Coal Steam_WetFGD_SNCR_ACI | 147.1275 | 164.1746 | 163.7346 | 146.4982 | 125.2353 | 127.6019 | 124.4555 | 100.7809
00 Exist Coal Steam_WetFGD_SNCR_ACI_DSI | 6.2038 | 6.2038 | 6.2038 | 5.9041 | 4.206 | 4.206 | 4.206 | 4.206
00 Exist FBC_Uncontrolled | 1.5942 | 1.8299 | 1.916 | 1.916 | 1.8433 | 1.7637 | 1.7637 | 1.7637
00 Exist FBC_WetFGD_SNCR | 0.81748 | 0.81748 | 0.81748 | 0.81748 | 0.81748 | 0.81748 | 0.81748 | 0.81748
00 Exist FBC_WetFGD_DSI | 0 | 0 | 0 | 0 | 0 | 0 | 0 | 0
00 Exist FBC_ACI | 0 | 0 | 0 | 0 | 0 | 0 | 0 | 0
00 Exist FBC_ACI_DSI | 5.0502 | 5.2188 | 5.2188 | 5.2761 | 4.8452 | 5.2761 | 5.2761 | 5.221
00 Exist FBC_DryFGD_ACI | 1.326 | 1.6164 | 1.767 | 1.7414 | 1.4287 | 0 | 0 | 0
00 Exist FBC_DryFGD_DSI | 0 | 0 | 0 | 0 | 0 | 0 | 0 | 0
00 Exist FBC_DryFGD_SNCR | 0 | 3.4 | 1.0962 | 4.6644 | 4.6644 | 0 | 0 | 0
00 Exist FBC_DryFGD_SNCR_ACI | 0 | 5.9547 | 2.2544 | 5.426 | 5.426 | 5.426 | 5.426 | 0
00 Exist FBC_DryFGD_SNCR_ACI_DSI | 0 | 0 | 0 | 0.99331 | 0.94172 | 0.94172 | 0.94172 | 0.38844
00 Exist FBC_DryFGD_SNCR_DSI | 0 | 0 | 0 | 0 | 0 | 0 | 0 | 0
00 Exist FBC_DSI | 0.026334 | 2.504 | 2.5061 | 2.4961 | 2.4925 | 2.4925 | 2.539 | 2.4925
00 Exist FBC_SNCR | 2.4464 | 0 | 0 | 0 | 0 | 0 | 0 | 0
00 Exist FBC_SNCR_ACI | 0.11948 | 0.12745 | 0.12686 | 0.13043 | 0.12158 | 0.12158 | 0.13043 | 0.11162
00 Exist FBC_SNCR_ACI_DSI | 0 | 0 | 0 | 0 | 2.5052 | 2.5052 | 3.3613 | 2.5052
00 Exist FBC_SNCR_DSI | 1.3512 | 3.0691 | 3.1295 | 4.2925 | 4.1872 | 4.1872 | 4.1872 | 3.9305
00 Exist IGCC | 14.6356 | 14.6356 | 14.6356 | 14.6356 | 14.6356 | 14.6356 | 13.4932 | 0
00 Exist Fossil_Other | 11.0434 | 11.0434 | 11.0434 | 10.0872 | 10.1145 | 10.2748 | 10.5743 | 10.3081
00 Exist Fuel Cell | 0 | 0 | 0 | 0 | 0 | 0 | 0 | 0
00 Exist Hydro | 912.8473 | 912.8402 | 912.8402 | 912.8402 | 912.8402 | 912.8402 | 912.8402 | 912.8402
00 Exist Non Fossil_Other | 76.3829 | 76.3759 | 76.3759 | 75.2941 | 75.3095 | 75.3104 | 75.3809 | 75.3263
00 Exist Nuclear | 2369.1009 | 2223.0329 | 2192.7312 | 2060.8778 | 2035.4366 | 2035.4366 | 2035.4366 | 1977.0323
00 International Imports | 21.6308 | 21.6308 | 21.6308 | 21.6308 | 21.6308 | 21.6308 | 21.6308 | 21.6308
00 Exist Oil/Gas Steam | 159.9655 | 153.171 | 153.1502 | 144.2635 | 155.2422 | 119.8458 | 83.4487 | 44.2942
00 Exist Oil/Gas Steam_SCR | 16.7254 | 16.096 | 15.1392 | 14.579 | 14.0503 | 12.4293 | 6.9456 | 5.121
00 Exist Oil/Gas Steam_SNCR | 21.8626 | 21.973 | 25.5056 | 22.0277 | 24.4057 | 17.2233 | 10.3841 | 4.0119
00 Exist Biomass | 7.0102 | 7.3199 | 7.9236 | 7.1642 | 6.9646 | 7.9755 | 7.8836 | 8.1859
00 Exist Landfill Gas | 38.1706 | 38.1706 | 38.1706 | 32.9491 | 34.249 | 34.6979 | 35.4737 | 34.8861
00 Exist Geothermal | 55.4942 | 55.4942 | 55.4942 | 55.4942 | 55.4942 | 55.4942 | 55.4942 | 55.4942
00 Exist Pump Storage | 23.4946 | 27.6723 | 33.888 | 34.7657 | 36.0525 | 37.319 | 36.9446 | 34.9026
00 Exist Energy Storage | 2.1823 | 2.4523 | 2.7344 | 2.8878 | 2.8529 | 2.7848 | 2.9127 | 2.8063
00 Exist Solar PV | 180.3161 | 180.3161 | 180.3161 | 180.3161 | 180.3161 | 180.3161 | 180.3161 | 180.3161
00 Exist Solar Thermal | 10.5833 | 10.5833 | 10.5833 | 10.5833 | 10.5833 | 10.5833 | 10.5833 | 10.5833
00 Exist Offshore Wind | 0.4177 | 0.4177 | 0.4177 | 0.4177 | 0.4177 | 0.4177 | 0.4177 | 0.4177
00 Exist Onshore Wind | 920.2025 | 920.2025 | 920.2025 | 920.2025 | 920.2025 | 920.2025 | 920.2025 | 920.2025
00 Ret.ACI | 0 | 0 | 0 | 0 | 0 | 0 | 0 | 0
00 Ret.ACI & DryFGD | 0 | 0 | 0 | 0 | 0 | 0 | 0 | 0
00 Ret.ACI & DryFGD & HRI | 0 | 0 | 0 | 0 | 0 | 0 | 0 | 0
00 Ret.ACI & DSI | 0 | 0 | 0 | 0 | 0 | 0 | 0 | 0
00 Ret.ACI & DSI & DryFGD | 0 | 0 | 0 | 0 | 0 | 0 | 0 | 0
00 Ret.ACI & DSI & DryFGD & HRI | 0 | 0 | 0 | 0 | 0 | 0 | 0 | 0
00 Ret.ACI & DSI & HRI | 0 | 0 | 0 | 0 | 0 | 0 | 0 | 0
00 Ret.ACI & DSI & WetFGD & HRI | 0 | 0 | 0 | 0 | 0 | 0 | 0 | 0
00 Ret.ACI & HRI | 0 | 0 | 0 | 0 | 0 | 0 | 0 | 0
00 Ret.ACI & SCR | 0 | 0 | 0 | 0 | 0 | 0 | 0 | 0
00 Ret.ACI & SCR & DryFGD & HRI | 0 | 0 | 0 | 0 | 0 | 0 | 0 | 0
00 Ret.ACI & SCR & DSI | 0 | 0 | 0 | 0 | 0 | 0 | 0 | 0
00 Ret.ACI & SCR & DSI & DryFGD | 0 | 0 | 0 | 0 | 0 | 0 | 0 | 0
00 Ret.ACI & SCR & DSI & DryFGD & HRI | 0 | 0 | 0 | 0 | 0 | 0 | 0 | 0
00 Ret.ACI & SCR & DSI & HRI | 0 | 0 | 0 | 0 | 0 | 0 | 0 | 0
00 Ret.ACI & SCR & DSI & WetFGD | 0 | 0 | 0 | 0 | 0 | 0 | 0 | 0
00 Ret.ACI & SCR & DSI & WetFGD & HRI | 0 | 0 | 0 | 0 | 0 | 0 | 0 | 0
00 Ret.ACI & SCR & HRI | 0 | 0 | 0 | 0 | 0 | 0 | 0 | 0
00 Ret.ACI & SCR & WetFGD & HRI | 0 | 0 | 0 | 0 | 0 | 0 | 0 | 0
00 Ret.ACI & SNCR | 0 | 0 | 0 | 0 | 0 | 0 | 0 | 0
00 Ret.ACI & SNCR & DSI | 0 | 0 | 0 | 0 | 0 | 0 | 0 | 0
00 Ret.ACI & SNCR & DSI & DryFGD | 0 | 0 | 0 | 0 | 0 | 0 | 0 | 0
00 Ret.ACI & SNCR & DSI & DryFGD & HRI | 0 | 0 | 0 | 0 | 0 | 0 | 0 | 0
00 Ret.ACI & SNCR & DSI & HRI | 0 | 0 | 0 | 0 | 0 | 0 | 0 | 0
00 Ret.ACI & SNCR & DSI & WetFGD | 0 | 0 | 0 | 0 | 0 | 0 | 0 | 0
00 Ret.ACI & SNCR & DSI & WetFGD & HRI | 0 | 0 | 0 | 0 | 0 | 0 | 0 | 0
00 Ret.ACI & SNCR & HRI | 0 | 0 | 0 | 0 | 0 | 0 | 0 | 0
00 Ret.ACI & WetFGD | 0 | 0 | 0 | 0 | 0 | 0 | 0 | 0
00 Ret.ACI & WetFGD & DSI | 0 | 0 | 0 | 0 | 0 | 0 | 0 | 0
00 Ret.ACI & WetFGD & HRI | 0 | 0 | 0 | 0 | 0 | 0 | 0 | 0
00 Ret.C2G | 12.6407 | 12.5755 | 13.6556 | 13.1474 | 9.7031 | 0.22839 | 0 | 0
00 Ret.C2G & SCR | 0 | 0 | 0 | 0 | 0 | 0 | 0 | 0
00 Ret.CCG | 0 | 0 | 0 | 0 | 0 | 0 | 0 | 0
00 Ret.DryFGD | 0 | 0 | 0 | 0 | 0 | 0 | 0 | 0
00 Ret.DryFGD & CCS | 0 | 0 | 0 | 0 | 0 | 0 | 0 | 0
00 Ret.DryFGD & HRI | 0 | 0 | 0 | 0 | 0 | 0 | 0 | 0
00 Ret.DSI | 0 | 0 | 0 | 0 | 0 | 0 | 0 | 0
00 Ret.DSI & DryFGD | 0 | 0 | 0 | 0 | 0 | 0 | 0 | 0
00 Ret.DSI & DryFGD & HRI | 0 | 0 | 0 | 0 | 0 | 0 | 0 | 0
00 Ret.DSI & HRI | 0 | 0 | 0 | 0 | 0 | 0 | 0 | 0
00 Ret.DSI & WetFGD | 0 | 0 | 0 | 0 | 0 | 0 | 0 | 0
00 Ret.DSI & WetFGD & HRI | 0 | 0 | 0 | 0 | 0 | 0 | 0 | 0
00 Ret.ExistACI & DryFGD | 0 | 0 | 0 | 0 | 0 | 0 | 0 | 0
00 Ret.ExistACI & DryFGD & CCS | 0 | 0 | 0 | 0 | 0 | 0 | 0 | 0
00 Ret.ExistACI & DryFGD & HRI | 0 | 0 | 0 | 0 | 0 | 0 | 0 | 0
00 Ret.ExistACI & DryFGD & HRI & CCS | 0 | 0 | 0 | 0 | 0 | 0 | 0 | 0
00 Ret.ExistACI & DSI | 0 | 0 | 0 | 0 | 0 | 0 | 0 | 0
00 Ret.ExistACI & DSI & DryFGD | 0 | 0 | 0 | 0 | 0 | 0 | 0 | 0
00 Ret.ExistACI & DSI & DryFGD & HRI | 0 | 0 | 0 | 0 | 0 | 0 | 0 | 0
00 Ret.ExistACI & DSI & HRI | 0 | 0 | 0 | 0 | 0 | 0 | 0 | 0
00 Ret.ExistACI & DSI & WetFGD | 0 | 0 | 0 | 0 | 0 | 0 | 0 | 0
00 Ret.ExistACI & DSI & WetFGD & HRI | 0 | 0 | 0 | 0 | 0 | 0 | 0 | 0
00 Ret.ExistACI & HRI | 0 | 0 | 0 | 0 | 0 | 0 | 0 | 0
00 Ret.ExistACI & HRI & WetFGD | 0 | 0 | 0 | 0 | 0 | 0 | 0 | 0
00 Ret.ExistACI & SCR | 0 | 0 | 0 | 0 | 0 | 0 | 0 | 0
00 Ret.ExistACI & SCR & DryFGD | 0 | 0 | 0 | 0 | 0 | 0 | 0 | 0
00 Ret.ExistACI & SCR & DryFGD & CCS | 0 | 0 | 0 | 0 | 0 | 0 | 0 | 0
00 Ret.ExistACI & SCR & DryFGD & HRI | 0 | 0 | 0 | 0 | 0 | 0 | 0 | 0
00 Ret.ExistACI & SCR & DryFGD & HRI & CCS | 0 | 0 | 0 | 0 | 0 | 0 | 0 | 0
00 Ret.ExistACI & SCR & DSI | 0 | 0 | 0 | 0 | 0 | 0 | 0 | 0
00 Ret.ExistACI & SCR & DSI & DryFGD | 0 | 0 | 0 | 0 | 0 | 0 | 0 | 0
00 Ret.ExistACI & SCR & DSI & DryFGD & HRI | 0 | 0 | 0 | 0 | 0 | 0 | 0 | 0
00 Ret.ExistACI & SCR & DSI & HRI | 0 | 0 | 0 | 0 | 0 | 0 | 0 | 0
00 Ret.ExistACI & SCR & HRI | 0 | 0 | 0 | 0 | 0 | 0 | 0 | 0
00 Ret.ExistACI & SCR & WetFGD | 0 | 0 | 0 | 0 | 0 | 0 | 0 | 0
00 Ret.ExistACI & SCR & WetFGD & CCS | 0 | 0 | 0 | 0 | 0 | 0 | 0 | 0
00 Ret.ExistACI & SCR & WetFGD & HRI | 0 | 0 | 0 | 0 | 0 | 0 | 0 | 0
00 Ret.ExistACI & SCR & WetFGD & HRI & CCS | 0 | 0 | 0 | 0 | 0 | 0 | 0 | 0
00 Ret.ExistACI & SNCR | 0 | 0 | 0 | 14.038 | 10.0702 | 24.1121 | 24.1121 | 23.2661
00 Ret.ExistACI & SNCR & DryFGD | 0 | 0 | 0 | 0 | 0 | 0 | 0 | 0
00 Ret.ExistACI & SNCR & DryFGD & CCS | 0 | 0 | 0 | 0 | 0 | 0 | 0 | 0
00 Ret.ExistACI & SNCR & DryFGD & HRI | 0 | 0 | 0 | 0 | 0 | 0 | 0 | 0
00 Ret.ExistACI & SNCR & DryFGD & HRI & CCS | 0 | 0 | 0 | 0 | 0 | 0 | 0 | 0
00 Ret.ExistACI & SNCR & DSI | 0 | 0 | 0 | 0 | 0 | 0 | 0 | 0
00 Ret.ExistACI & SNCR & DSI & HRI | 0 | 0 | 0 | 0 | 0 | 0 | 0 | 0
00 Ret.ExistACI & SNCR & HRI | 0 | 0 | 0 | 0 | 0 | 0 | 0 | 0
00 Ret.ExistACI & SNCR & WetFGD | 0 | 0 | 0 | 0 | 0 | 0 | 0 | 0
00 Ret.ExistACI & SNCR & WetFGD & CCS | 0 | 0 | 0 | 0 | 0 | 0 | 0 | 0
00 Ret.ExistACI & SNCR & WetFGD & HRI | 0 | 0 | 0 | 0 | 0 | 0 | 0 | 0
00 Ret.ExistACI & SNCR & WetFGD & HRI & CCS | 0 | 0 | 0 | 0 | 0 | 0 | 0 | 0
00 Ret.ExistACI & WetFGD | 0 | 0 | 0 | 0 | 0 | 0 | 0 | 0
00 Ret.ExistACI & WetFGD & CCS | 0 | 0 | 0 | 0 | 0 | 0 | 0 | 0
00 Ret.ExistACI & WetFGD & HRI & CCS | 0 | 0 | 0 | 0 | 0 | 0 | 0 | 0
00 Ret.ExistACI_DSI & DryFGD | 15.911 | 15.911 | 15.911 | 15.911 | 15.911 | 15.911 | 15.911 | 15.911
00 Ret.ExistACI_DSI & DryFGD & CCS | 0 | 0 | 0 | 0 | 0 | 0 | 0 | 0
00 Ret.ExistACI_DSI & DryFGD & HRI | 0 | 0 | 0 | 0 | 0 | 0 | 0 | 0
00 Ret.ExistACI_DSI & DryFGD & HRI & CCS | 0 | 0 | 0 | 0 | 0 | 0 | 0 | 0
00 Ret.ExistACI_DSI & HRI | 0 | 0 | 0 | 0 | 0 | 0 | 0 | 0
00 Ret.ExistACI_DSI & SCR | 0 | 0 | 0 | 0 | 0 | 0 | 0 | 0
00 Ret.ExistACI_DSI & SCR & DryFGD | 0 | 0 | 0 | 0 | 0 | 0 | 0 | 0
00 Ret.ExistACI_DSI & SCR & DryFGD & CCS | 0 | 0 | 0 | 0 | 0 | 0 | 0 | 0
00 Ret.ExistACI_DSI & SCR & DryFGD & HRI | 0 | 0 | 0 | 0 | 0 | 0 | 0 | 0
00 Ret.ExistACI_DSI & SCR & DryFGD & HRI & CCS | 0 | 0 | 0 | 0 | 0 | 0 | 0 | 0
00 Ret.ExistACI_DSI & SCR & HRI | 0 | 0 | 0 | 0 | 0 | 0 | 0 | 0
00 Ret.ExistACI_DSI & SCR & WetFGD | 0 | 0 | 0 | 0 | 0 | 0 | 0 | 0
00 Ret.ExistACI_DSI & SCR & WetFGD & CCS | 0 | 0 | 0 | 0 | 0 | 0 | 0 | 0
00 Ret.ExistACI_DSI & SCR & WetFGD & HRI | 0 | 0 | 0 | 0 | 0 | 0 | 0 | 0
00 Ret.ExistACI_DSI & SCR & WetFGD & HRI & CCS | 0 | 0 | 0 | 0 | 0 | 0 | 0 | 0
00 Ret.ExistACI_DSI & SNCR | 0 | 0 | 0 | 0 | 0 | 0 | 0 | 0
00 Ret.ExistACI_DSI & SNCR & DryFGD | 0 | 0 | 0 | 0 | 0 | 0 | 0 | 0
00 Ret.ExistACI_DSI & SNCR & DryFGD & HRI & CCS | 0 | 0 | 0 | 0 | 0 | 0 | 0 | 0
00 Ret.ExistACI_DSI & SNCR & DryFGD & HRI | 0 | 0 | 0 | 0 | 0 | 0 | 0 | 0
00 Ret.ExistACI_DSI & SNCR & WetFGD & HRI & CCS | 0 | 0 | 0 | 0 | 0 | 0 | 0 | 0
00 Ret.ExistACI_DSI & SNCR & HRI | 0 | 0 | 0 | 0 | 0 | 0 | 0 | 0
00 Ret.ExistACI_DSI & SNCR & WetFGD | 0 | 0 | 0 | 0 | 0 | 0 | 0 | 0
00 Ret.ExistACI_DSI & SNCR & WetFGD & HRI | 0 | 0 | 0 | 0 | 0 | 0 | 0 | 0
00 Ret.ExistACI_DSI & WetFGD | 0 | 0 | 0 | 0 | 0 | 0 | 0 | 0
00 Ret.ExistACI_DSI & WetFGD & CCS | 0 | 0 | 0 | 0 | 0 | 0 | 0 | 0
00 Ret.ExistACI_DSI & WetFGD & HRI | 0 | 0 | 0 | 0 | 0 | 0 | 0 | 0
00 Ret.ExistACI_DSI & WetFGD & HRI & CCS | 0 | 0 | 0 | 0 | 0 | 0 | 0 | 0
00 Ret.ExistDryFGD & ACI | 0 | 0 | 0 | 0 | 0 | 0 | 0 | 0
00 Ret.ExistDryFGD & ACI & CCS | 0 | 0 | 0 | 0 | 0 | 0 | 0 | 0
00 Ret.ExistDryFGD & ACI & HRI | 0 | 0 | 0 | 0 | 0 | 0 | 0 | 0
00 Ret.ExistDryFGD & ACI & HRI & CCS | 0 | 0 | 0 | 0 | 0 | 0 | 0 | 0
00 Ret.ExistDryFGD & ACI & SCR | 0 | 0 | 0 | 0 | 0 | 0 | 0 | 0
00 Ret.ExistDryFGD & ACI & SCR & CCS | 0 | 0 | 0 | 0 | 0 | 0 | 0 | 0
00 Ret.ExistDryFGD & ACI & SCR & HRI | 0 | 0 | 0 | 0 | 0 | 0 | 0 | 0
00 Ret.ExistDryFGD & ACI & SCR & HRI & CCS | 0 | 0 | 0 | 0 | 0 | 0 | 0 | 0
00 Ret.ExistDryFGD & ACI & SNCR | 0 | 0 | 0 | 0 | 0 | 0 | 0 | 0
00 Ret.ExistDryFGD & ACI & SNCR & HRI | 0 | 0 | 0 | 0 | 0 | 0 | 0 | 0
00 Ret.ExistDryFGD & ACI & SNCR & HRI & CCS | 0 | 0 | 0 | 0 | 0 | 0 | 0 | 0
00 Ret.ExistDryFGD & CCS | 0 | 0 | 0 | 0 | 0 | 0 | 0 | 0
00 Ret.ExistDryFGD & HRI | 0 | 0 | 0 | 0 | 0 | 0 | 0 | 0
00 Ret.ExistDryFGD & HRI & CCS | 0 | 0 | 0 | 0 | 0 | 0 | 0 | 0
00 Ret.ExistDryFGD & SCR | 0 | 0 | 0 | 0 | 0 | 0 | 0 | 0
00 Ret.ExistDryFGD & SCR & CCS | 0 | 0 | 0 | 0 | 0 | 0 | 0 | 0
00 Ret.ExistDryFGD & SCR & HRI | 0 | 0 | 0 | 0 | 0 | 0 | 0 | 0
00 Ret.ExistDryFGD & SCR & HRI & CCS | 0 | 0 | 0 | 0 | 0 | 0 | 0 | 0
00 Ret.ExistDryFGD & SNCR | 0 | 0 | 0 | 0 | 0 | 0 | 0 | 0
00 Ret.ExistDryFGD & SNCR & CCS | 0 | 0 | 0 | 0 | 0 | 0 | 0 | 0
00 Ret.ExistDryFGD & SNCR & HRI | 0 | 0 | 0 | 0 | 0 | 0 | 0 | 0
00 Ret.ExistDryFGD & SNCR & HRI & CCS | 0 | 0 | 0 | 0 | 0 | 0 | 0 | 0
00 Ret.ExistDryFGD_ACI & CCS | 0 | 0 | 0 | 0 | 0 | 0 | 0 | 0
00 Ret.ExistDryFGD_ACI & HRI | 0 | 0 | 0 | 0 | 0 | 0 | 0 | 0
00 Ret.ExistDryFGD_ACI & HRI & CCS | 0 | 0 | 0 | 0 | 0 | 0 | 0 | 0
00 Ret.ExistDryFGD_ACI & SCR | 0 | 0 | 0 | 0 | 0 | 0 | 0 | 0
00 Ret.ExistDryFGD_ACI & SCR & CCS | 0 | 0 | 0 | 0 | 0 | 0 | 0 | 0
00 Ret.ExistDryFGD_ACI & SCR & HRI | 0 | 0 | 0 | 0 | 0 | 0 | 0 | 0
00 Ret.ExistDryFGD_ACI & SCR & HRI & CCS | 0 | 0 | 0 | 0 | 0 | 0 | 0 | 0
00 Ret.ExistDryFGD_ACI & SNCR | 24.9914 | 24.9914 | 24.9914 | 24.9914 | 24.9914 | 24.9914 | 24.9914 | 24.9914
00 Ret.ExistDryFGD_ACI & SNCR & CCS | 0 | 0 | 0 | 0 | 0 | 0 | 0 | 0
00 Ret.ExistDryFGD_ACI & SNCR & HRI | 0 | 0 | 0 | 0 | 0 | 0 | 0 | 0
00 Ret.ExistDryFGD_ACI & SNCR & HRI & CCS | 0 | 0 | 0 | 0 | 0 | 0 | 0 | 0
00 Ret.ExistDryFGD_ACI_DSI & HRI | 0 | 0 | 0 | 0 | 0 | 0 | 0 | 0
00 Ret.ExistDryFGD_ACI_DSI & SCR | 0 | 0 | 0 | 0 | 0 | 0 | 0 | 0
00 Ret.ExistDryFGD_ACI_DSI & SCR & CCS | 0 | 0 | 0 | 0 | 0 | 0 | 0 | 0
00 Ret.ExistDryFGD_ACI_DSI & SCR & HRI | 0 | 0 | 0 | 0 | 0 | 0 | 0 | 0
00 Ret.ExistDryFGD_ACI_DSI & SCR & HRI & CCS | 0 | 0 | 0 | 0 | 0 | 0 | 0 | 0
00 Ret.ExistDryFGD_ACI_DSI & SNCR | 0 | 0 | 0 | 0 | 0 | 0 | 0 | 0
00 Ret.ExistDryFGD_ACI_DSI & SNCR & HRI | 0 | 0 | 0 | 0 | 0 | 0 | 0 | 0
00 Ret.ExistDryFGD_SCR & ACI & CCS | 0 | 0 | 0 | 0 | 0 | 0 | 0 | 0
00 Ret.ExistDryFGD_DSI & HRI | 0 | 0 | 0 | 0 | 0 | 0 | 0 | 0
00 Ret.ExistDryFGD_SCR & ACI & HRI | 0 | 0 | 0 | 0 | 0 | 0 | 0 | 0
00 Ret.ExistDryFGD_SCR & ACI & HRI & CCS | 0 | 0 | 0 | 0 | 0 | 0 | 0 | 0
00 Ret.ExistDryFGD_SCR & CCS | 0 | 0 | 0 | 0 | 0 | 0 | 0 | 0
00 Ret.ExistDryFGD_SCR_DSI & ACI & HRI | 0 | 0 | 0 | 0 | 0 | 0 | 0 | 0
00 Ret.ExistDryFGD_SNCR_ACI_DSI & CCS | 0 | 0 | 0 | 0 | 0 | 0 | 0 | 0
00 Ret.ExistDryFGD_SNCR_ACI_DSI & HRI | 0 | 0 | 0 | 0 | 0 | 0 | 0 | 0
00 Ret.ExistDryFGD_SNCR_ACI_DSI & HRI & CCS | 0 | 0 | 0 | 0 | 0 | 0 | 0 | 0
00 Ret.ExistDSI & ACI | 0 | 0 | 0 | 0 | 0 | 0 | 0 | 0
00 Ret.ExistDSI & ACI & HRI | 0 | 0 | 0 | 0 | 0 | 0 | 0 | 0
00 Ret.ExistDSI & ACI & SCR | 0 | 0 | 0 | 0 | 0 | 0 | 0 | 0
00 Ret.ExistDSI & ACI & SCR & DryFGD & HRI | 0 | 0 | 0 | 0 | 0 | 0 | 0 | 0
00 Ret.ExistDSI & ACI & SCR & HRI | 0 | 0 | 0 | 0 | 0 | 0 | 0 | 0
00 Ret.ExistDSI & ACI & SCR & WetFGD & HRI | 0 | 0 | 0 | 0 | 0 | 0 | 0 | 0
00 Ret.ExistDSI & DryFGD | 0 | 0 | 0 | 0 | 0 | 0 | 0 | 0
00 Ret.ExistDSI & DryFGD & ACI | 0 | 0 | 0 | 0 | 0 | 0 | 0 | 0
00 Ret.ExistDSI & DryFGD & ACI & HRI | 0 | 0 | 0 | 0 | 0 | 0 | 0 | 0
00 Ret.ExistDSI & DryFGD & HRI | 0 | 0 | 0 | 0 | 0 | 0 | 0 | 0
00 Ret.ExistDSI & HRI | 0 | 0 | 0 | 0 | 0 | 0 | 0 | 0
00 Ret.ExistDSI & SCR | 0 | 0 | 0 | 0 | 0 | 0 | 0 | 0
00 Ret.ExistDSI & SCR & DryFGD | 0 | 0 | 0 | 0 | 0 | 0 | 0 | 0
00 Ret.ExistDSI & SCR & DryFGD & ACI | 0 | 0 | 0 | 0 | 0 | 0 | 0 | 0
00 Ret.ExistDSI & SCR & DryFGD & HRI | 0 | 0 | 0 | 0 | 0 | 0 | 0 | 0
00 Ret.ExistDSI & SCR & HRI | 0 | 0 | 0 | 0 | 0 | 0 | 0 | 0
00 Ret.ExistDSI & SCR & WetFGD | 0 | 0 | 0 | 0 | 0 | 0 | 0 | 0
00 Ret.ExistDSI & SCR & WetFGD & ACI | 0 | 0 | 0 | 0 | 0 | 0 | 0 | 0
00 Ret.ExistDSI & SCR & WetFGD & HRI | 0 | 0 | 0 | 0 | 0 | 0 | 0 | 0
00 Ret.ExistDSI & SNCR | 0 | 0 | 0 | 0 | 0 | 0 | 0 | 0
00 Ret.ExistDSI & SNCR & ACI | 0 | 0 | 0 | 0 | 0 | 0 | 0 | 0
00 Ret.ExistDSI & SNCR & ACI & HRI | 0 | 0 | 0 | 0 | 0 | 0 | 0 | 0
00 Ret.ExistDSI & SNCR & DryFGD | 0 | 0 | 0 | 0 | 0 | 0 | 0 | 0
00 Ret.ExistDSI & SNCR & DryFGD & ACI | 0 | 0 | 0 | 0 | 0 | 0 | 0 | 0
00 Ret.ExistDSI & SNCR & DryFGD & ACI & HRI | 0 | 0 | 0 | 0 | 0 | 0 | 0 | 0
00 Ret.ExistDSI & SNCR & DryFGD & HRI | 0 | 0 | 0 | 0 | 0 | 0 | 0 | 0
00 Ret.ExistDSI & SNCR & HRI | 0 | 0 | 0 | 0 | 0 | 0 | 0 | 0
00 Ret.ExistDSI & SNCR & WetFGD | 0 | 0 | 0 | 0 | 0 | 0 | 0 | 0
00 Ret.ExistDSI & SNCR & WetFGD & ACI | 0 | 0 | 0 | 0 | 0 | 0 | 0 | 0
00 Ret.ExistDSI & SNCR & WetFGD & ACI & HRI | 0 | 0 | 0 | 0 | 0 | 0 | 0 | 0
00 Ret.ExistDSI & SNCR & WetFGD & HRI | 0 | 0 | 0 | 0 | 0 | 0 | 0 | 0
00 Ret.ExistDSI & WetFGD | 0 | 0 | 0 | 0 | 0 | 0 | 0 | 0
00 Ret.ExistDSI & WetFGD & ACI | 0 | 0 | 0 | 0 | 0 | 0 | 0 | 0
00 Ret.ExistDSI & WetFGD & ACI & HRI | 0 | 0 | 0 | 0 | 0 | 0 | 0 | 0
00 Ret.ExistDSI & WetFGD & HRI | 0 | 0 | 0 | 0 | 0 | 0 | 0 | 0
00 Ret.ExistDSI_ACI & SNCR & DryFGD & CCS | 0 | 0 | 0 | 0 | 0 | 0 | 0 | 0
00 Ret.ExistDSI_ACI & SNCR & WetFGD & CCS | 0 | 0 | 0 | 0 | 0 | 0 | 0 | 0
00 Ret.ExistSCR_ACI & DryFGD | 0 | 0 | 0 | 0 | 0 | 0 | 0 | 0
00 Ret.ExistSCR_ACI & DryFGD & CCS | 0 | 0 | 0 | 0 | 0 | 0 | 0 | 0
00 Ret.ExistSCR_ACI & DryFGD & HRI | 0 | 0 | 0 | 0 | 0 | 0 | 0 | 0
00 Ret.ExistSCR_ACI & DryFGD & HRI & CCS | 0 | 0 | 0 | 0 | 0 | 0 | 0 | 0
00 Ret.ExistSCR_ACI & DSI | 0 | 0 | 0 | 0 | 0 | 0 | 0 | 0
00 Ret.ExistSCR_ACI & DSI & HRI | 0 | 0 | 0 | 0 | 0 | 0 | 0 | 0
00 Ret.ExistSCR_ACI & HRI | 0 | 0 | 0 | 0 | 0 | 0 | 0 | 0
00 Ret.ExistSCR_ACI & WetFGD | 0 | 0 | 0 | 0 | 0 | 0 | 0 | 0
00 Ret.ExistSCR_ACI & WetFGD & CCS | 0 | 0 | 0 | 0 | 0 | 0 | 0 | 0
00 Ret.ExistSCR_ACI & WetFGD & HRI | 0 | 0 | 0 | 0 | 0 | 0 | 0 | 0
00 Ret.ExistSCR_ACI & WetFGD & HRI & CCS | 0 | 0 | 0 | 0 | 0 | 0 | 0 | 0
00 Ret.ExistSCR_ACI_DSI & DryFGD | 0 | 0 | 0 | 0 | 0 | 0 | 0 | 0
00 Ret.ExistSCR_ACI_DSI & DryFGD & HRI | 0 | 0 | 0 | 0 | 0 | 0 | 0 | 0
00 Ret.ExistSCR_ACI_DSI & HRI | 0 | 0 | 0 | 0 | 0 | 0 | 0 | 0
00 Ret.ExistSCR_ACI_DSI & WetFGD | 0 | 0 | 0 | 0 | 0 | 0 | 0 | 0
00 Ret.ExistSCR_ACI_DSI & WetFGD & HRI | 0 | 0 | 0 | 0 | 0 | 0 | 0 | 0
00 Ret.ExistSCR_DryFGD & ACI | 0 | 0 | 0 | 0 | 0 | 0 | 0 | 0
00 Ret.ExistSCR_DryFGD & HRI | 0 | 0 | 0 | 0 | 0 | 0 | 0 | 0
00 Ret.ExistSCR_DryFGD & HRI & CCS | 0 | 0 | 0 | 0 | 0 | 0 | 0 | 0
00 Ret.ExistSCR_DryFGD_ACI & CCS | 0 | 0 | 0 | 0 | 0 | 0 | 0 | 0
00 Ret.ExistSCR_DryFGD_ACI & HRI | 0 | 0 | 0 | 0 | 0 | 0 | 0 | 0
00 Ret.ExistSCR_DryFGD_ACI & HRI & CCS | 0 | 0 | 0 | 0 | 0 | 0 | 0 | 0
00 Ret.ExistSCR_DryFGD_ACI_DSI & CCS | 0 | 0 | 0 | 0 | 0 | 0 | 0 | 0
00 Ret.ExistSCR_DryFGD_ACI_DSI & HRI | 0 | 0 | 0 | 0 | 0 | 0 | 0 | 0
00 Ret.ExistSCR_DryFGD_ACI_DSI & HRI & CCS | 0 | 0 | 0 | 0 | 0 | 0 | 0 | 0
00 Ret.ExistSCR_DryFGD_DSI & ACI | 0 | 0 | 0 | 0 | 0 | 0 | 0 | 0
00 Ret.ExistSCR_WetFGD & ACI | 0 | 0 | 0 | 0 | 0 | 0 | 0 | 0
00 Ret.ExistSCR_WetFGD & HRI | 0 | 0 | 0 | 0 | 0 | 0 | 0 | 0
00 Ret.ExistSCR_WetFGD & HRI & CCS | 0 | 0 | 0 | 0 | 0 | 0 | 0 | 0
00 Ret.ExistSCR_WetFGD_ACI & CCS | 0 | 0 | 0 | 0 | 0 | 0 | 0 | 0
00 Ret.ExistSCR_WetFGD_ACI & HRI | 0 | 0 | 0 | 0 | 0 | 0 | 0 | 0
00 Ret.ExistSCR_WetFGD_ACI & HRI & CCS | 0 | 0 | 0 | 0 | 0 | 0 | 0 | 0
00 Ret.ExistSCR_WetFGD_ACI_DSI & CCS | 0 | 0 | 0 | 0 | 0 | 0 | 0 | 0
00 Ret.ExistSCR_WetFGD_ACI_DSI & HRI | 0 | 0 | 0 | 0 | 0 | 0 | 0 | 0
00 Ret.ExistSCR_WetFGD_ACI_DSI & HRI & CCS | 0 | 0 | 0 | 0 | 0 | 0 | 0 | 0
00 Ret.ExistSCR_WetFGD_DSI & ACI | 0 | 0 | 0 | 0 | 0 | 0 | 0 | 0
00 Ret.ExistSCR_WetFGD_DSI & HRI | 0 | 0 | 0 | 0 | 0 | 0 | 0 | 0
00 Ret.ExistSCR_WetFGD_DSI & HRI & CCS | 0 | 0 | 0 | 0 | 0 | 0 | 0 | 0
00 Ret.ExistSNCR_ACI & DryFGD | 0 | 0 | 0 | 0 | 0 | 0 | 0 | 0
00 Ret.ExistSNCR_ACI & DryFGD & CCS | 0 | 0 | 0 | 0 | 0 | 0 | 0 | 0
00 Ret.ExistSNCR_ACI & DryFGD & HRI | 0 | 0 | 0 | 0 | 0 | 0 | 0 | 0
00 Ret.ExistSNCR_ACI & DryFGD & HRI & CCS | 0 | 0 | 0 | 0 | 0 | 0 | 0 | 0
00 Ret.ExistSNCR_ACI & DSI & HRI | 0 | 0 | 0 | 0 | 0 | 0 | 0 | 0
00 Ret.ExistSNCR_ACI & HRI | 0 | 0 | 0 | 0 | 0 | 0 | 0 | 0
00 Ret.ExistSNCR_ACI & WetFGD | 0 | 0 | 0 | 0 | 0 | 0 | 0 | 0
00 Ret.ExistSNCR_ACI & WetFGD & CCS | 0 | 0 | 0 | 0 | 0 | 0 | 0 | 0
00 Ret.ExistSNCR_ACI & WetFGD & HRI | 0 | 0 | 0 | 0 | 0 | 0 | 0 | 0
00 Ret.ExistSNCR_ACI & WetFGD & HRI & CCS | 0 | 0 | 0 | 0 | 0 | 0 | 0 | 0
00 Ret.ExistSNCR_ACI_DSI & DryFGD | 0 | 0 | 0 | 0 | 0 | 0 | 0 | 0
00 Ret.ExistSNCR_ACI_DSI & DryFGD & CCS | 0 | 0 | 0 | 0 | 0 | 0 | 0 | 0
00 Ret.ExistSNCR_ACI_DSI & DryFGD & HRI | 0 | 0 | 0 | 0 | 0 | 0 | 0 | 0
00 Ret.ExistSNCR_ACI_DSI & DryFGD & HRI & CCS | 0 | 0 | 0 | 0 | 0 | 0 | 0 | 0
00 Ret.ExistSNCR_ACI_DSI & HRI | 0 | 0 | 0 | 0 | 0 | 0 | 0 | 0
00 Ret.ExistSNCR_ACI_DSI & WetFGD | 0 | 0 | 0 | 0 | 0 | 0 | 0 | 0
00 Ret.ExistSNCR_ACI_DSI & WetFGD & CCS | 0 | 0 | 0 | 0 | 0 | 0 | 0 | 0
00 Ret.ExistSNCR_ACI_DSI & WetFGD & HRI | 0 | 0 | 0 | 0 | 0 | 0 | 0 | 0
00 Ret.ExistSNCR_ACI_DSI & WetFGD & HRI & CCS | 0 | 0 | 0 | 0 | 0 | 0 | 0 | 0
00 Ret.ExistSNCR_DryFGD & HRI | 0 | 0 | 0 | 0 | 0 | 0 | 0 | 0
00 Ret.ExistSNCR_DryFGD_ACI & CCS | 0 | 0 | 0 | 0 | 0 | 0 | 0 | 0
00 Ret.ExistSNCR_DryFGD_ACI & HRI | 0 | 0 | 0 | 0 | 0 | 0 | 0 | 0
00 Ret.ExistSNCR_DryFGD_ACI & HRI & CCS | 0 | 0 | 0 | 0 | 0 | 0 | 0 | 0
00 Ret.ExistSNCR_WetFGD & ACI | 0 | 0 | 0 | 0 | 0 | 0 | 0 | 0
00 Ret.ExistSNCR_WetFGD & HRI | 0 | 0 | 0 | 0 | 0 | 0 | 0 | 0
00 Ret.ExistSNCR_WetFGD & HRI & CCS | 0 | 0 | 0 | 0 | 0 | 0 | 0 | 0
00 Ret.ExistSNCR_WetFGD_ACI & CCS | 0 | 0 | 0 | 0 | 0 | 0 | 0 | 0
00 Ret.ExistSNCR_WetFGD_ACI & HRI | 0 | 0 | 0 | 0 | 0 | 0 | 0 | 0
00 Ret.ExistSNCR_WetFGD_ACI & HRI & CCS | 0 | 0 | 0 | 0 | 0 | 0 | 0 | 0
00 Ret.ExistSNCR_WetFGD_ACI_DSI & CCS | 0 | 0 | 0 | 0 | 0 | 0 | 0 | 0
00 Ret.ExistSNCR_WetFGD_ACI_DSI & HRI | 0 | 0 | 0 | 0 | 0 | 0 | 0 | 0
00 Ret.ExistSNCR_WetFGD_ACI_DSI & HRI & CCS | 0 | 0 | 0 | 0 | 0 | 0 | 0 | 0
00 Ret.ExistWetFGD & ACI | 0 | 0 | 0 | 0 | 0 | 0 | 0 | 0
00 Ret.ExistWetFGD & ACI & CCS | 0 | 0 | 0 | 0 | 0 | 0 | 0 | 0
00 Ret.ExistWetFGD & ACI & HRI | 0 | 0 | 0 | 0 | 0 | 0 | 0 | 0
00 Ret.ExistWetFGD & ACI & HRI & CCS | 0 | 0 | 0 | 0 | 0 | 0 | 0 | 0
00 Ret.ExistWetFGD & ACI & SCR | 0 | 0 | 0 | 0 | 0 | 0 | 0 | 0
00 Ret.ExistWetFGD & ACI & SCR & CCS | 0 | 0 | 0 | 0 | 0 | 0 | 0 | 0
00 Ret.ExistWetFGD & ACI & SCR & HRI | 0 | 0 | 0 | 0 | 0 | 0 | 0 | 0
00 Ret.ExistWetFGD & ACI & SCR & HRI & CCS | 0 | 0 | 0 | 0 | 0 | 0 | 0 | 0
00 Ret.ExistWetFGD & ACI & SNCR | 0 | 0 | 0 | 0 | 0 | 0 | 0 | 0
00 Ret.ExistWetFGD & ACI & SNCR & HRI | 0 | 0 | 0 | 0 | 0 | 0 | 0 | 0
00 Ret.ExistWetFGD & ACI & SNCR & HRI & CCS | 0 | 0 | 0 | 0 | 0 | 0 | 0 | 0
00 Ret.ExistWetFGD & CCS | 0 | 0 | 0 | 0 | 0 | 0 | 0 | 0
00 Ret.ExistWetFGD & HRI | 0 | 0 | 0 | 0 | 0 | 0 | 0 | 0
00 Ret.ExistWetFGD & HRI & CCS | 0 | 0 | 0 | 0 | 0 | 0 | 0 | 0
00 Ret.ExistWetFGD & SCR | 10.4587 | 23.1064 | 23.1064 | 23.1064 | 22.7934 | 21.5357 | 19.5598 | 19.0269
00 Ret.ExistWetFGD & SCR & CCS | 0 | 0 | 0 | 0 | 0 | 0 | 0 | 0
00 Ret.ExistWetFGD & SCR & HRI | 0 | 0 | 0 | 0 | 0 | 0 | 0 | 0
00 Ret.ExistWetFGD & SCR & HRI & CCS | 0 | 0 | 0 | 0 | 0 | 0 | 0 | 0
00 Ret.ExistWetFGD & SNCR | 0 | 0 | 0 | 0 | 0 | 0 | 0 | 0
00 Ret.ExistWetFGD & SNCR & CCS | 0 | 0 | 0 | 0 | 0 | 0 | 0 | 0
00 Ret.ExistWetFGD & SNCR & HRI | 0 | 0 | 0 | 0 | 0 | 0 | 0 | 0
00 Ret.ExistWetFGD & SNCR & HRI & CCS | 0 | 0 | 0 | 0 | 0 | 0 | 0 | 0
00 Ret.ExistWetFGD_ACI & CCS | 0 | 0 | 0 | 0 | 0 | 0 | 0 | 0
00 Ret.ExistWetFGD_ACI & HRI | 0 | 0 | 0 | 0 | 0 | 0 | 0 | 0
00 Ret.ExistWetFGD_ACI & HRI & CCS | 0 | 0 | 0 | 0 | 0 | 0 | 0 | 0
00 Ret.ExistWetFGD_ACI & SCR | 27.7017 | 31.4758 | 31.3481 | 31.6398 | 30.1265 | 29.9493 | 29.7016 | 29.5579
00 Ret.ExistWetFGD_ACI & SCR & CCS | 0 | 0 | 0 | 0 | 0 | 0 | 0 | 0
00 Ret.ExistWetFGD_ACI & SCR & HRI | 0 | 0 | 0 | 0 | 0 | 0 | 0 | 0
00 Ret.ExistWetFGD_ACI & SCR & HRI & CCS | 0 | 0 | 0 | 0 | 0 | 0 | 0 | 0
00 Ret.ExistWetFGD_ACI & SNCR | 14.0019 | 15.2571 | 15.2571 | 15.3907 | 16.4555 | 16.5669 | 17.3266 | 17.23
00 Ret.ExistWetFGD_ACI & SNCR & CCS | 0 | 0 | 0 | 0 | 0 | 0 | 0 | 0
00 Ret.ExistWetFGD_ACI & SNCR & HRI | 0 | 0 | 0 | 0 | 0 | 0 | 0 | 0
00 Ret.ExistWetFGD_ACI & SNCR & HRI & CCS | 0 | 0 | 0 | 0 | 0 | 0 | 0 | 0
00 Ret.ExistWetFGD_ACI_DSI & CCS | 0 | 0 | 0 | 0 | 0 | 0 | 0 | 0
00 Ret.ExistWetFGD_ACI_DSI & HRI | 0 | 0 | 0 | 0 | 0 | 0 | 0 | 0
00 Ret.ExistWetFGD_ACI_DSI & HRI & CCS | 0 | 0 | 0 | 0 | 0 | 0 | 0 | 0
00 Ret.ExistWetFGD_ACI_DSI & SCR | 0 | 0 | 0 | 0 | 0 | 0 | 0 | 0
00 Ret.ExistWetFGD_ACI_DSI & SCR & CCS | 0 | 0 | 0 | 0 | 0 | 0 | 0 | 0
00 Ret.ExistWetFGD_ACI_DSI & SCR & HRI | 0 | 0 | 0 | 0 | 0 | 0 | 0 | 0
00 Ret.ExistWetFGD_ACI_DSI & SCR & HRI & CCS | 0 | 0 | 0 | 0 | 0 | 0 | 0 | 0
00 Ret.ExistWetFGD_ACI_DSI & SNCR | 0 | 0 | 0 | 0 | 0 | 0 | 0 | 0
00 Ret.ExistWetFGD_ACI_DSI & SNCR & CCS | 0 | 0 | 0 | 0 | 0 | 0 | 0 | 0
00 Ret.ExistWetFGD_ACI_DSI & SNCR & HRI | 0 | 0 | 0 | 0 | 0 | 0 | 0 | 0
00 Ret.ExistWetFGD_ACI_DSI & SNCR & HRI & CCS | 0 | 0 | 0 | 0 | 0 | 0 | 0 | 0
00 Ret.ExistWetFGD_DSI & HRI | 0 | 0 | 0 | 0 | 0 | 0 | 0 | 0
00 Ret.ExistWetFGD_DSI & SCR | 0 | 0 | 0 | 0 | 0 | 0 | 0 | 0
00 Ret.ExistWetFGD_DSI & SCR & HRI | 0 | 0 | 0 | 0 | 0 | 0 | 0 | 0
00 Ret.ExistWetFGD_DSI & SNCR | 0 | 0 | 0 | 0 | 0 | 0 | 0 | 0
00 Ret.ExistWetFGD_SCR & ACI & CCS | 0 | 0 | 0 | 0 | 0 | 0 | 0 | 0
00 Ret.ExistWetFGD_DSI & SNCR & HRI | 0 | 0 | 0 | 0 | 0 | 0 | 0 | 0
00 Ret.ExistWetFGD_SCR & ACI & HRI | 0 | 0 | 0 | 0 | 0 | 0 | 0 | 0
00 Ret.ExistWetFGD_SCR & ACI & HRI & CCS | 0 | 0 | 0 | 0 | 0 | 0 | 0 | 0
00 Ret.ExistWetFGD_SCR & CCS | 0 | 0 | 0 | 0 | 0 | 0 | 0 | 0
00 Ret.ExistWetFGD_SCR_DSI & ACI & CCS | 0 | 0 | 0 | 0 | 0 | 0 | 0 | 0
00 Ret.ExistWetFGD_SCR_DSI & ACI & HRI | 0 | 0 | 0 | 0 | 0 | 0 | 0 | 0
00 Ret.ExistWetFGD_SCR_DSI & ACI & HRI & CCS | 0 | 0 | 0 | 0 | 0 | 0 | 0 | 0
00 Ret.ExistWetFGD_SCR_DSI & CCS | 0 | 0 | 0 | 0 | 0 | 0 | 0 | 0
00 Ret.ExistWetFGD_SNCR & ACI & HRI | 0 | 0 | 0 | 0 | 0 | 0 | 0 | 0
00 Ret.ExistWetFGD_SNCR & CCS | 0 | 0 | 0 | 0 | 0 | 0 | 0 | 0
00 Ret.HRI | 0 | 0 | 0 | 0 | 0 | 0 | 0 | 0
00 Ret.SCR | 0 | 0 | 0 | 0 | 0 | 0 | 0 | 0
00 Ret.SCR & DryFGD | 0 | 0 | 0 | 0 | 0 | 0 | 0 | 0
00 Ret.SCR & DryFGD & ACI | 0 | 0 | 0 | 0 | 0 | 0 | 0 | 0
00 Ret.SCR & DryFGD & CCS | 0 | 0 | 0 | 0 | 0 | 0 | 0 | 0
00 Ret.SCR & DryFGD & HRI | 0 | 0 | 0 | 0 | 0 | 0 | 0 | 0
00 Ret.SCR & DSI | 0 | 0 | 0 | 0 | 0 | 0 | 0 | 0
00 Ret.SCR & DSI & DryFGD | 0 | 0 | 0 | 0 | 0 | 0 | 0 | 0
00 Ret.SCR & DSI & DryFGD & HRI | 0 | 0 | 0 | 0 | 0 | 0 | 0 | 0
00 Ret.SCR & DSI & HRI | 0 | 0 | 0 | 0 | 0 | 0 | 0 | 0
00 Ret.SCR & DSI & WetFGD | 0 | 0 | 0 | 0 | 0 | 0 | 0 | 0
00 Ret.SCR & DSI & WetFGD & HRI | 0 | 0 | 0 | 0 | 0 | 0 | 0 | 0
00 Ret.SCR & HRI | 0 | 0 | 0 | 0 | 0 | 0 | 0 | 0
00 Ret.SCR & WetFGD | 0 | 0 | 0 | 0 | 0 | 0 | 0 | 0
00 Ret.SCR & WetFGD & ACI | 0 | 0 | 0 | 0 | 0 | 0 | 0 | 0
00 Ret.SCR & WetFGD & CCS | 0 | 0 | 0 | 0 | 0 | 0 | 0 | 0
00 Ret.SCR & WetFGD & HRI | 0 | 0 | 0 | 0 | 0 | 0 | 0 | 0
00 Ret.SNCR | 0 | 0 | 0 | 0 | 0 | 0 | 0 | 0
00 Ret.SNCR & DryFGD | 0 | 0 | 0 | 0 | 0 | 0 | 0 | 0
00 Ret.SNCR & DryFGD & ACI | 0 | 0 | 0 | 0 | 0 | 0 | 0 | 0
00 Ret.SNCR & DryFGD & ACI & HRI | 0 | 0 | 0 | 0 | 0 | 0 | 0 | 0
00 Ret.SNCR & DryFGD & CCS | 0 | 0 | 0 | 0 | 0 | 0 | 0 | 0
00 Ret.SNCR & DryFGD & HRI | 0 | 0 | 0 | 0 | 0 | 0 | 0 | 0
00 Ret.SNCR & DSI | 0 | 0 | 0 | 0 | 0 | 0 | 0 | 0
00 Ret.SNCR & DSI & HRI | 0 | 0 | 0 | 0 | 0 | 0 | 0 | 0
00 Ret.SNCR & HRI | 0 | 0 | 0 | 0 | 0 | 0 | 0 | 0
00 Ret.SNCR & WetFGD | 0 | 0 | 0 | 0 | 0 | 0 | 0 | 0
00 Ret.SNCR & WetFGD & ACI | 0 | 0 | 0 | 0 | 0 | 0 | 0 | 0
00 Ret.SNCR & WetFGD & ACI & HRI | 0 | 0 | 0 | 0 | 0 | 0 | 0 | 0
00 Ret.SNCR & WetFGD & CCS | 0 | 0 | 0 | 0 | 0 | 0 | 0 | 0
00 Ret.SNCR & WetFGD & HRI | 0 | 0 | 0 | 0 | 0 | 0 | 0 | 0
00 Ret.WetFGD | 0 | 0 | 0 | 0 | 0 | 0 | 0 | 0
00 Ret.WetFGD & CCS | 0 | 0 | 0 | 0 | 0 | 0 | 0 | 0
00 Ret.WetFGD & HRI | 0 | 0 | 0 | 0 | 0 | 0 | 0 | 0
00 Ret.FB & ACI | 0 | 0 | 0 | 0 | 0 | 0 | 0 | 0
00 Ret.FB & ACI & DryFGD & HRI | 0 | 0 | 0 | 0 | 0 | 0 | 0 | 0
00 Ret.FB & ACI & HRI | 0 | 0 | 0 | 0 | 0 | 0 | 0 | 0
00 Ret.FB & HRI | 0 | 0 | 0 | 0 | 0 | 0 | 0 | 0
00 Ret.FB DryFGD | 0 | 0 | 0 | 0 | 0 | 0 | 0 | 0
00 Ret.FB DryFGD & ACI | 0 | 0 | 0 | 0 | 0 | 0 | 0 | 0
00 Ret.FB DryFGD & ACI & HRI | 0 | 0 | 0 | 0 | 0 | 0 | 0 | 0
00 Ret.FB DryFGD & HRI | 0 | 0 | 0 | 0 | 0 | 0 | 0 | 0
00 Ret.FB DryFGD & SNCR | 0 | 0 | 0 | 0 | 0 | 0 | 0 | 0
00 Ret.FB DryFGD & SNCR & HRI | 0 | 0 | 0 | 0 | 0 | 0 | 0 | 0
00 Ret.FB SNCR & DryFGD & ACI | 0 | 0 | 0 | 0 | 0 | 0 | 0 | 0
00 Ret.FB SNCR & DryFGD & ACI & HRI | 0 | 0 | 0 | 0 | 0 | 0 | 0 | 0
00 Ret.FB-ACI & SNCR | 0 | 0 | 0 | 0 | 0 | 0 | 0 | 0
00 Ret.FB-ACI & SNCR & HRI | 0 | 0 | 0 | 0 | 0 | 0 | 0 | 0
00 Ret.FB-ACI & SNCR & HRI & CCS | 0 | 0 | 0 | 0 | 0 | 0 | 0 | 0
00 Ret.FB-Exist ACI & DryFGD | 0 | 0 | 0 | 0 | 0 | 0 | 0 | 0
00 Ret.FB-Exist ACI & DryFGD & HRI | 0 | 0 | 0 | 0 | 0 | 0 | 0 | 0
00 Ret.FB-Exist ACI & DryFGD & SNCR | 0 | 0 | 0 | 0 | 0 | 0 | 0 | 0
00 Ret.FB-Exist ACI & DryFGD & SNCR & HRI | 0 | 0 | 0 | 0 | 0 | 0 | 0 | 0
00 Ret.FB-Exist ACI & SNCR | 0 | 0 | 0 | 0 | 0 | 0 | 0 | 0
00 Ret.FB-Exist ACI & SNCR & HRI | 0 | 0 | 0 | 0 | 0 | 0 | 0 | 0
00 Ret.FB-Exist ACI_DSI & DryFGD & SNCR | 0 | 0 | 0 | 0 | 0 | 0 | 0 | 0
00 Ret.FB-Exist ACI_DSI & SNCR | 0 | 0 | 0 | 0 | 0 | 0 | 0 | 0
00 Ret.FB-ExistACI & HRI | 0 | 0 | 0 | 0 | 0 | 0 | 0 | 0
00 Ret.FB-ExistACI_DSI & DryFGD | 0 | 0 | 0 | 0 | 0 | 0 | 0 | 0
00 Ret.FB-ExistACI_DSI & DryFGD & HRI | 0 | 0 | 0 | 0 | 0 | 0 | 0 | 0
00 Ret.FB-ExistACI_DSI & DryFGD & SNCR | 0 | 0 | 0 | 0 | 0 | 0 | 0 | 0
00 Ret.FB-ExistACI_DSI & DryFGD & SNCR & HRI | 0 | 0 | 0 | 0 | 0 | 0 | 0 | 0
00 Ret.FB-ExistACI_DSI & HRI | 0 | 0 | 0 | 0 | 0 | 0 | 0 | 0
00 Ret.FB-ExistACI_DSI & SNCR & HRI | 0 | 0 | 0 | 0 | 0 | 0 | 0 | 0
00 Ret.FB-ExistDryFGD_ACI & HRI | 0 | 0 | 0 | 0 | 0 | 0 | 0 | 0
00 Ret.FB-ExistDryFGD_ACI & SNCR | 0 | 0 | 0 | 0 | 0 | 0 | 0 | 0
00 Ret.FB-ExistDryFGD_ACI & SNCR & HRI | 0 | 0 | 0 | 0 | 0 | 0 | 0 | 0
00 Ret.FB-ExistDryFGD_DSI & HRI | 0 | 0 | 0 | 0 | 0 | 0 | 0 | 0
00 Ret.FB-ExistDryFGD_DSI & SNCR | 0 | 0 | 0 | 0 | 0 | 0 | 0 | 0
00 Ret.FB-ExistDryFGD_DSI & SNCR & HRI | 0 | 0 | 0 | 0 | 0 | 0 | 0 | 0
00 Ret.FB-ExistDryFGD_SNCR & HRI | 0 | 0 | 0 | 0 | 0 | 0 | 0 | 0
00 Ret.FB-ExistDryFGD_SNCR_ACI & HRI | 0 | 0 | 0 | 0 | 0 | 0 | 0 | 0
00 Ret.FB-ExistDryFGD_SNCR_ACI_DSI & HRI | 0 | 0 | 0 | 0 | 0 | 0 | 0 | 0
00 Ret.FB-ExistDryFGD_SNCR_DSI & HRI | 0 | 0 | 0 | 0 | 0 | 0 | 0 | 0
00 Ret.FB-ExistDSI & ACI | 0 | 0 | 0 | 0 | 0 | 0 | 0 | 0
00 Ret.FB-ExistDSI & ACI & HRI | 0 | 0 | 0 | 0 | 0 | 0 | 0 | 0
00 Ret.FB-ExistDSI & ACI & SNCR | 0 | 0 | 0 | 0 | 0 | 0 | 0 | 0
00 Ret.FB-ExistDSI & ACI & SNCR & HRI | 0 | 0 | 0 | 0 | 0 | 0 | 0 | 0
00 Ret.FB-ExistDSI & DryFGD | 0 | 0 | 0 | 0 | 0 | 0 | 0 | 0
00 Ret.FB-ExistDSI & DryFGD & ACI | 0 | 0 | 0 | 0 | 0 | 0 | 0 | 0
00 Ret.FB-ExistDSI & DryFGD & ACI & HRI | 0 | 0 | 0 | 0 | 0 | 0 | 0 | 0
00 Ret.FB-ExistDSI & DryFGD & HRI | 0 | 0 | 0 | 0 | 0 | 0 | 0 | 0
00 Ret.FB-ExistDSI & DryFGD & SNCR | 0 | 0 | 0 | 0 | 0 | 0 | 0 | 0
00 Ret.FB-ExistDSI & DryFGD & SNCR & HRI | 0 | 0 | 0 | 0 | 0 | 0 | 0 | 0
00 Ret.FB-ExistDSI & HRI | 0 | 0 | 0 | 0 | 0 | 0 | 0 | 0
00 Ret.FB-ExistDSI & SNCR | 0.62514 | 0.94805 | 0.94805 | 0.75561 | 0.66778 | 0.66778 | 0.66778 | 0.66778
00 Ret.FB-ExistDSI & SNCR & DryFGD & ACI | 0 | 0 | 0 | 0 | 0 | 0 | 0 | 0
00 Ret.FB-ExistDSI & SNCR & DryFGD & ACI & HRI | 0 | 0 | 0 | 0 | 0 | 0 | 0 | 0
00 Ret.FB-ExistDSI & SNCR & HRI | 0 | 0 | 0 | 0 | 0 | 0 | 0 | 0
00 Ret.FB-ExistSNCR & DryFGD | 0 | 0 | 0 | 0 | 0 | 0 | 0 | 0
00 Ret.FB-ExistSNCR & DryFGD & ACI | 0 | 0 | 0 | 0 | 0 | 0 | 0 | 0
00 Ret.FB-ExistSNCR & DryFGD & HRI | 0 | 0 | 0 | 0 | 0 | 0 | 0 | 0
00 Ret.FB-ExistSNCR & HRI | 0 | 0 | 0 | 0 | 0 | 0 | 0 | 0
00 Ret.FB-ExistSNCR_ACI_DSI & DryFGD | 0 | 0 | 0 | 0 | 0 | 0 | 0 | 0
00 Ret.FB-ExistSNCR_ACI_DSI & DryFGD & HRI | 0 | 0 | 0 | 0 | 0 | 0 | 0 | 0
00 Ret.FB-ExistSNCR_ACI_DSI & HRI | 0 | 0 | 0 | 0 | 0 | 0 | 0 | 0
00 Ret.FB-ExistSNCR_DryFGD & HRI | 0 | 0 | 0 | 0 | 0 | 0 | 0 | 0
00 Ret.FB-ExistSNCR_DryFGD_ACI & HRI | 0 | 0 | 0 | 0 | 0 | 0 | 0 | 0
00 Ret.FB-ExistSNCR_DSI & ACI | 0 | 0 | 0 | 0 | 0 | 0 | 0 | 0
00 Ret.FB-ExistSNCR_DSI & ACI & DryFGD | 0 | 0 | 0 | 0 | 0 | 0 | 0 | 0
00 Ret.FB-ExistSNCR_DSI & ACI & DryFGD & HRI | 0 | 0 | 0 | 0 | 0 | 0 | 0 | 0
00 Ret.FB-ExistSNCR_DSI & ACI & HRI | 0 | 0 | 0 | 0 | 0 | 0 | 0 | 0
00 Ret.FB-ExistSNCR_DSI & DryFGD | 0 | 0 | 0 | 0 | 0 | 0 | 0 | 0
00 Ret.FB-ExistSNCR_DSI & DryFGD & HRI | 0 | 0 | 0 | 0 | 0 | 0 | 0 | 0
00 Ret.FB-ExistSNCR_DSI & HRI | 0 | 0 | 0 | 0 | 0 | 0 | 0 | 0
00 Ret.FB-ExistSNCR_WetFGD & ACI | 0 | 0 | 0 | 0 | 0 | 0 | 0 | 0
00 Ret.FB-ExistSNCR_WetFGD & HRI | 0 | 0 | 0 | 0 | 0 | 0 | 0 | 0
00 Ret.FB-ExistWetFGD_DSI & HRI | 0 | 0 | 0 | 0 | 0 | 0 | 0 | 0
00 Ret.FB-ExistWetFGD_DSI & SNCR | 0 | 0 | 0 | 0 | 0 | 0 | 0 | 0
00 Ret.FB-ExistWetFGD_DSI & SNCR & HRI | 0 | 0 | 0 | 0 | 0 | 0 | 0 | 0
00 Ret.FB-ExistWetFGD_SNCR & ACI & HRI | 0 | 0 | 0 | 0 | 0 | 0 | 0 | 0
00 Ret.FB-SNCR | 0 | 0 | 0 | 0 | 0 | 0 | 0 | 0
00 Ret.FB-SNCR & HRI | 0 | 0 | 0 | 0 | 0 | 0 | 0 | 0
00 Ret.Oil/Gas Steam SCR | 3.3532 | 2.3685 | 0.045769 | 0.16869 | 0.062761 | 0.062761 | 0.018872 | 0.03708
00 CC Retirement | 0 | 0 | 0 | 0 | 0 | 0 | 0 | 0
00 CT Retirement | 0 | 0 | 0 | 0 | 0 | 0 | 0 | 0
00 O/G Retirement | 0 | 0 | 0 | 0 | 0 | 0 | 0 | 0
00 Coal Retirement | 0 | 0 | 0 | 0 | 0 | 0 | 0 | 0
00 IGCC Retirement | 0 | 0 | 0 | 0 | 0 | 0 | 0 | 0
00 Nuke Retirement | 0 | 0 | 0 | 0 | 0 | 0 | 0 | 0
00 Biomass Retirement | 0 | 0 | 0 | 0 | 0 | 0 | 0 | 0
00 Fossil_Other Retirement | 0 | 0 | 0 | 0 | 0 | 0 | 0 | 0
00 Fuel Cell Retirement | 0 | 0 | 0 | 0 | 0 | 0 | 0 | 0
00 Geothermal Retirement | 0 | 0 | 0 | 0 | 0 | 0 | 0 | 0
00 Hydro Retirement | 0 | 0 | 0 | 0 | 0 | 0 | 0 | 0
00 Landfill Gas Retirement | 0 | 0 | 0 | 0 | 0 | 0 | 0 | 0
00 Non Fossil_Other Retirement | 0 | 0 | 0 | 0 | 0 | 0 | 0 | 0
Total | 13915.4028 | 14083.9115 | 14259.4553 | 14646.8661 | 15061.9808 | 15597.2272 | 16115.7436 | 16736.5746
14. Capacity Factor by Capacity Reporting Type [%]
00 New Combined Cycle | 87.0011 | 87.0011 | 87.0011 | 87.0011 | 87.0009 | 87.0009 | 86.7749 | 86.6414
00 New Combined Cycle with Carbon Capture | N/A | N/A | N/A | N/A | N/A | N/A | N/A | N/A
00 New Combustion Turbine | 2.2258 | 3.4482 | 3.5357 | 2.8841 | 6.6014 | 7.1383 | 6.6871 | 5.9225
00 New Hydro | 61.8545 | 61.3336 | 61.4388 | 61.4384 | 61.3571 | 61.4188 | 61.4883 | 61.4883
00 New Nuclear | N/A | N/A | N/A | N/A | N/A | N/A | N/A | N/A
00 New Biomass | N/A | N/A | N/A | N/A | N/A | N/A | N/A | N/A
00 New Geothermal | 90 | 90 | 90 | 90 | 90 | 90 | 90 | 90
00 New Landfill Gas | 90 | 89.9251 | 90 | 85.3468 | 85.3468 | 85.3571 | 85.3571 | 85.3468
00 New Battery Storage | 12.1743 | 14.0299 | 10.1439 | 10.1033 | 10.3054 | 11.0134 | 10.9245 | 10.6451
00 New Offshore Wind | N/A | N/A | N/A | N/A | N/A | N/A | N/A | N/A
00 New Onshore Wind | 43.2979 | 43.2979 | 43.2979 | 43.3437 | 43.428 | 43.5056 | 45.6553 | 46.4506
00 New Solar PV | 19.968 | 19.8285 | 19.5509 | 19.7683 | 19.8308 | 19.8175 | 19.8514 | 19.8692
00 New Solar Thermal | N/A | N/A | N/A | N/A | N/A | N/A | N/A | N/A
00 New Fuel Cell | 0 | 0 | 0 | 0 | 0 | 0 | 0 | 0
00 New Ultrasupercritical Coal without CCS | N/A | N/A | N/A | N/A | N/A | N/A | N/A | N/A
00 New Ultrasupercritical Coal with 30% CCS | N/A | N/A | N/A | N/A | N/A | N/A | N/A | N/A
00 New Ultrasupercritical Coal with 90% CCS | N/A | N/A | N/A | N/A | N/A | N/A | N/A | N/A
00 Exist Combined Cycle | 67.3191 | 67.4554 | 67.8431 | 66.354 | 66.3771 | 63.7299 | 56.9767 | 52.2868
00 Exist Combustion Turbine | 2.014 | 2.2255 | 2.819 | 2.9646 | 3.3983 | 2.5727 | 1.3855 | 0.91871
00 Exist Coal Steam_Uncontrolled | 52.9547 | 68.8123 | 68.9452 | 70.9055 | 76.5558 | 75.301 | 74.5143 | 74.5583
00 Exist Coal Steam_ACI | 59.6259 | 64.632 | 65.9883 | 65.9404 | 62.9092 | 65.3044 | 65.2726 | 65.0141
00 Exist Coal Steam_ACI_DSI | 33.2474 | 43.707 | 44.8751 | 45.9502 | 35.2295 | 44.0225 | 45.5241 | 42.2186
00 Exist Coal Steam_DryFGD | 14.4552 | 36.912 | 37.2563 | 40.3338 | 40.3338 | 42.2231 | 40.3338 | 38.8106
00 Exist Coal Steam_DryFGD_ACI | 69.2595 | 74.984 | 76.1175 | 75.0855 | 66.7851 | 69.0322 | 68.7185 | 67.1977
00 Exist Coal Steam_DryFGD_ACI_DSI | 38.8355 | 58.8386 | 58.5584 | 41.0726 | 41.0726 | 41.0726 | N/A | N/A
00 Exist Coal Steam_DryFGD_SCR | 48.4928 | 50.232 | 51.3672 | 52.7705 | 47.4948 | 73.1269 | 63.8036 | 65.0443
00 Exist Coal Steam_DryFGD_SCR_ACI | 55.6061 | 62.0187 | 63.7589 | 63.7268 | 60.899 | 62.9065 | 65.0645 | 62.5828
00 Exist Coal Steam_DryFGD_SCR_DSI | 54.5636 | 64.1939 | 63.7988 | 65.0122 | 50.5047 | 57.159 | 57.159 | 57.159
00 Exist Coal Steam_DryFGD_SCR_ACI_DSI | 43.5355 | 60.6644 | 61.7073 | 52.2514 | 48.9146 | 55.4394 | 50.2015 | 45.2718
00 Exist Coal Steam_DryFGD_SNCR | N/A | N/A | N/A | N/A | N/A | N/A | N/A | N/A
00 Exist Coal Steam_DryFGD_SNCR_ACI | 72.5044 | 73.5342 | 73.0001 | 73.4951 | 72.2969 | 72.3028 | 72.2545 | 79.0922
00 Exist Coal Steam_DryFGD_SNCR_ACI_DSI | 37.6074 | 42.4136 | 49.4046 | 48.8246 | 42.3071 | 48.2347 | 47.3001 | 45.9136
00 Exist Coal Steam_DSI | 28.6902 | 32.9918 | 33.6365 | 37.7695 | 36.9884 | 46.929 | 52.7572 | 50.4247
00 Exist Coal Steam_SCR_ACI | 54.1888 | 65.7541 | 68.0228 | 62.4478 | 65.8795 | 65.5178 | 64.9178 | 64.4904
00 Exist Coal Steam_SCR_ACI_DSI | 29.9757 | 32.3871 | 34.115 | 42.4262 | 36.6547 | 37.4719 | 36.3913 | N/A
00 Exist Coal Steam_SNCR | 85.47 | 85.47 | 85.47 | 85.47 | 85.47 | 85.47 | 85.47 | 85.47
00 Exist Coal Steam_SNCR_ACI | 34.908 | 43.2683 | 44.0304 | 42.8465 | 42.8465 | 44.4462 | 48.9971 | 42.8465
00 Exist Coal Steam_SNCR_ACI_DSI | 0 | 0 | 0 | 0 | 0 | 0 | 0 | N/A
00 Exist Coal Steam_WetFGD | 80.5177 | 81.7216 | 81.7216 | 81.431 | 72.0744 | 73.978 | 77.459 | 76.0163
00 Exist Coal Steam_WetFGD_ACI | 61.3016 | 66.7724 | 69.3236 | 65.5507 | 60.1186 | 61.3706 | 61.624 | 60.3098
00 Exist Coal Steam_WetFGD_ACI_DSI | 28.4448 | 36.1466 | 12.9937 | 0 | 0 | 0 | 0 | 0
00 Exist Coal Steam_WetFGD_DSI | N/A | N/A | N/A | N/A | N/A | N/A | N/A | N/A
00 Exist Coal Steam_WetFGD_SCR | 59.8103 | 62.9078 | 61.8271 | 57.7632 | 49.0449 | 49.2733 | 49.7828 | 47.0487
00 Exist Coal Steam_WetFGD_SCR_DSI | 12.7358 | 11.5714 | 11.5714 | 12.3293 | 11.5714 | N/A | N/A | N/A
00 Exist Coal Steam_WetFGD_SCR_ACI | 58.1358 | 59.4369 | 61.3115 | 62.4032 | 57.8625 | 59.1445 | 58.4565 | 60.0029
00 Exist Coal Steam_WetFGD_SCR_ACI_DSI | 15.8059 | 31.0558 | 31.6653 | 29.508 | 32.692 | 44.3352 | 43.8794 | 35.5734
00 Exist Coal Steam_WetFGD_SNCR | 27.3263 | 23.1947 | 22.9166 | 22.813 | 18.1897 | 20.9631 | 46.7222 | 77.5662
00 Exist Coal Steam_WetFGD_SNCR_ACI | 63.9449 | 71.4985 | 71.3069 | 63.8003 | 54.5403 | 55.571 | 54.2007 | 56.9143
00 Exist Coal Steam_WetFGD_SNCR_ACI_DSI | 78.92 | 78.92 | 78.92 | 75.1078 | 53.5055 | 53.5055 | 53.5055 | 53.5055
00 Exist FBC_Uncontrolled | 71.1158 | 81.6288 | 85.47 | 85.47 | 82.23 | 78.6778 | 78.6778 | 78.6778
00 Exist FBC_WetFGD_SNCR | 85.47 | 85.47 | 85.47 | 85.47 | 85.47 | 85.47 | 85.47 | 85.47
00 Exist FBC_WetFGD_DSI | N/A | N/A | N/A | N/A | N/A | N/A | N/A | N/A
00 Exist FBC_ACI | N/A | N/A | N/A | N/A | N/A | N/A | N/A | N/A
00 Exist FBC_ACI_DSI | 38.4011 | 39.6831 | 39.6831 | 40.119 | 36.8419 | 40.119 | 40.119 | 39.6999
00 Exist FBC_DryFGD_ACI | 32.6199 | 39.7641 | 43.4688 | 42.8385 | 35.1461 | N/A | N/A | N/A
00 Exist FBC_DryFGD_DSI | N/A | N/A | N/A | N/A | N/A | N/A | N/A | N/A
00 Exist FBC_DryFGD_SNCR | 0 | 19.4122 | 6.2584 | 26.631 | 26.631 | 0 | N/A | N/A
00 Exist FBC_DryFGD_SNCR_ACI | 0 | 16.0926 | 6.0924 | 14.6637 | 14.6637 | 14.6637 | 14.6637 | 0
00 Exist FBC_DryFGD_SNCR_ACI_DSI | 0 | 0 | 0 | 36.9258 | 35.0078 | 35.0078 | 35.0078 | 14.4399
00 Exist FBC_DryFGD_SNCR_DSI | N/A | N/A | N/A | N/A | N/A | N/A | N/A | N/A
00 Exist FBC_DSI | 0.27364 | 26.0196 | 26.0415 | 25.9373 | 25.8997 | 25.8997 | 26.3836 | 25.8997
00 Exist FBC_SNCR | 81.8485 | N/A | N/A | N/A | N/A | N/A | N/A | N/A
00 Exist FBC_SNCR_ACI | 37.7108 | 40.2274 | 40.0396 | 41.1665 | 38.3759 | 38.3759 | 41.1665 | 35.2307
00 Exist FBC_SNCR_ACI_DSI | 0 | 0 | 0 | 0 | 27.4811 | 27.4811 | 36.8715 | 27.4811
00 Exist FBC_SNCR_DSI | 8.1014 | 18.4018 | 18.7641 | 25.7375 | 25.1057 | 25.1057 | 37.0608 | 41.0948
00 Exist IGCC | 82.2965 | 82.2965 | 82.2965 | 82.2965 | 82.2965 | 82.2965 | 75.8726 | N/A
00 Exist Fossil_Other | 35.2087 | 35.2087 | 35.2087 | 32.16 | 32.2471 | 32.7582 | 33.7131 | 32.8644
00 Exist Fuel Cell | 0 | 0 | 0 | 0 | 0 | 0 | 0 | 0
00 Exist Hydro | 38.4505 | 38.4506 | 38.4506 | 38.4506 | 38.4506 | 38.4506 | 38.4506 | 38.4506
00 Exist Non Fossil_Other | 60.1856 | 60.1801 | 60.1801 | 59.3277 | 59.3399 | 59.3406 | 59.3961 | 59.3531
00 Exist Nuclear | 89.6648 | 90.2077 | 90.2034 | 90.0373 | 90.2708 | 90.2708 | 90.2708 | 90.2208
00 International Imports | 72.37 | 72.37 | 72.37 | 72.37 | 72.37 | 72.37 | 72.37 | 72.37
00 Exist Oil/Gas Steam | 9.8297 | 9.4335 | 9.4643 | 8.918 | 9.6031 | 7.4375 | 5.2333 | 2.854
00 Exist Oil/Gas Steam_SCR | 7.0337 | 6.769 | 6.3666 | 6.1311 | 5.9087 | 5.227 | 2.9209 | 2.1536
00 Exist Oil/Gas Steam_SNCR | 10.1088 | 10.1599 | 11.7933 | 10.1852 | 11.2847 | 8.1195 | 5.1986 | 2.5857
00 Exist Biomass | 44.5214 | 46.4886 | 63.2242 | 57.1653 | 55.572 | 63.6389 | 62.905 | 65.3173
00 Exist Landfill Gas | 66.7576 | 66.7576 | 66.7576 | 57.6256 | 59.8991 | 60.6841 | 62.041 | 61.0132
00 Exist Geothermal | 77.7337 | 77.7337 | 77.7337 | 77.7337 | 77.7337 | 77.7337 | 77.7337 | 77.7337
00 Exist Pump Storage | 3.5414 | 4.1711 | 5.108 | 5.2403 | 5.4343 | 5.6252 | 5.5688 | 5.261
00 Exist Energy Storage | 10.715 | 12.0409 | 13.4261 | 14.1791 | 14.0077 | 13.6734 | 14.3015 | 13.7791
00 Exist Solar PV | 24.549 | 24.549 | 24.549 | 24.549 | 24.549 | 24.549 | 24.549 | 24.549
00 Exist Solar Thermal | 20.1873 | 20.1873 | 20.1873 | 20.1873 | 20.1873 | 20.1873 | 20.1873 | 20.1873
00 Exist Offshore Wind | 47.6961 | 47.6961 | 47.6961 | 47.6961 | 47.6961 | 47.6961 | 47.6961 | 47.6961
00 Exist Onshore Wind | 33.956 | 33.956 | 33.956 | 33.956 | 33.956 | 33.956 | 33.956 | 33.956
00 Ret.ACI | N/A | N/A | N/A | N/A | N/A | N/A | N/A | N/A
00 Ret.ACI & DryFGD | N/A | N/A | N/A | N/A | N/A | N/A | N/A | N/A
00 Ret.ACI & DryFGD & HRI | N/A | N/A | N/A | N/A | N/A | N/A | N/A | N/A
00 Ret.ACI & DSI | N/A | N/A | N/A | N/A | N/A | N/A | N/A | N/A
00 Ret.ACI & DSI & DryFGD | N/A | N/A | N/A | N/A | N/A | N/A | N/A | N/A
00 Ret.ACI & DSI & DryFGD & HRI | N/A | N/A | N/A | N/A | N/A | N/A | N/A | N/A
00 Ret.ACI & DSI & HRI | N/A | N/A | N/A | N/A | N/A | N/A | N/A | N/A
00 Ret.ACI & DSI & WetFGD & HRI | N/A | N/A | N/A | N/A | N/A | N/A | N/A | N/A
00 Ret.ACI & HRI | N/A | N/A | N/A | N/A | N/A | N/A | N/A | N/A
00 Ret.ACI & SCR | N/A | N/A | N/A | N/A | N/A | N/A | N/A | N/A
00 Ret.ACI & SCR & DryFGD & HRI | N/A | N/A | N/A | N/A | N/A | N/A | N/A | N/A
00 Ret.ACI & SCR & DSI | N/A | N/A | N/A | N/A | N/A | N/A | N/A | N/A
00 Ret.ACI & SCR & DSI & DryFGD | N/A | N/A | N/A | N/A | N/A | N/A | N/A | N/A
00 Ret.ACI & SCR & DSI & DryFGD & HRI | N/A | N/A | N/A | N/A | N/A | N/A | N/A | N/A
00 Ret.ACI & SCR & DSI & HRI | N/A | N/A | N/A | N/A | N/A | N/A | N/A | N/A
00 Ret.ACI & SCR & DSI & WetFGD | N/A | N/A | N/A | N/A | N/A | N/A | N/A | N/A
00 Ret.ACI & SCR & DSI & WetFGD & HRI | N/A | N/A | N/A | N/A | N/A | N/A | N/A | N/A
00 Ret.ACI & SCR & HRI | N/A | N/A | N/A | N/A | N/A | N/A | N/A | N/A
00 Ret.ACI & SCR & WetFGD & HRI | N/A | N/A | N/A | N/A | N/A | N/A | N/A | N/A
00 Ret.ACI & SNCR | N/A | N/A | N/A | N/A | N/A | N/A | N/A | N/A
00 Ret.ACI & SNCR & DSI | N/A | N/A | N/A | N/A | N/A | N/A | N/A | N/A
00 Ret.ACI & SNCR & DSI & DryFGD | N/A | N/A | N/A | N/A | N/A | N/A | N/A | N/A
00 Ret.ACI & SNCR & DSI & DryFGD & HRI | N/A | N/A | N/A | N/A | N/A | N/A | N/A | N/A
00 Ret.ACI & SNCR & DSI & HRI | N/A | N/A | N/A | N/A | N/A | N/A | N/A | N/A
00 Ret.ACI & SNCR & DSI & WetFGD | N/A | N/A | N/A | N/A | N/A | N/A | N/A | N/A
00 Ret.ACI & SNCR & DSI & WetFGD & HRI | N/A | N/A | N/A | N/A | N/A | N/A | N/A | N/A
00 Ret.ACI & SNCR & HRI | N/A | N/A | N/A | N/A | N/A | N/A | N/A | N/A
00 Ret.ACI & WetFGD | N/A | N/A | N/A | N/A | N/A | N/A | N/A | N/A
00 Ret.ACI & WetFGD & DSI | N/A | N/A | N/A | N/A | N/A | N/A | N/A | N/A
00 Ret.ACI & WetFGD & HRI | N/A | N/A | N/A | N/A | N/A | N/A | N/A | N/A
00 Ret.C2G | 28.0265 | 22.5961 | 20.0208 | 19.2757 | 14.2259 | 0.33485 | 0 | 0
00 Ret.C2G & SCR | N/A | N/A | N/A | N/A | N/A | N/A | N/A | N/A
00 Ret.CCG | N/A | N/A | N/A | N/A | N/A | N/A | N/A | N/A
00 Ret.DryFGD | N/A | N/A | N/A | N/A | N/A | N/A | N/A | N/A
00 Ret.DryFGD & CCS | N/A | N/A | N/A | N/A | N/A | N/A | N/A | N/A
00 Ret.DryFGD & HRI | N/A | N/A | N/A | N/A | N/A | N/A | N/A | N/A
00 Ret.DSI | N/A | 0 | 0 | 0 | 0 | N/A | N/A | N/A
00 Ret.DSI & DryFGD | N/A | N/A | N/A | N/A | N/A | N/A | N/A | N/A
00 Ret.DSI & DryFGD & HRI | N/A | N/A | N/A | N/A | N/A | N/A | N/A | N/A
00 Ret.DSI & HRI | N/A | N/A | N/A | N/A | N/A | N/A | N/A | N/A
00 Ret.DSI & WetFGD | N/A | N/A | N/A | N/A | N/A | N/A | N/A | N/A
00 Ret.DSI & WetFGD & HRI | N/A | N/A | N/A | N/A | N/A | N/A | N/A | N/A
00 Ret.ExistACI & DryFGD | N/A | N/A | N/A | N/A | N/A | N/A | N/A | N/A
00 Ret.ExistACI & DryFGD & CCS | N/A | N/A | N/A | N/A | N/A | N/A | N/A | N/A
00 Ret.ExistACI & DryFGD & HRI | N/A | N/A | N/A | N/A | N/A | N/A | N/A | N/A
00 Ret.ExistACI & DryFGD & HRI & CCS | N/A | N/A | N/A | N/A | N/A | N/A | N/A | N/A
00 Ret.ExistACI & DSI | N/A | N/A | N/A | N/A | N/A | N/A | N/A | N/A
00 Ret.ExistACI & DSI & DryFGD | N/A | N/A | N/A | N/A | N/A | N/A | N/A | N/A
00 Ret.ExistACI & DSI & DryFGD & HRI | N/A | N/A | N/A | N/A | N/A | N/A | N/A | N/A
00 Ret.ExistACI & DSI & HRI | N/A | N/A | N/A | N/A | N/A | N/A | N/A | N/A
00 Ret.ExistACI & DSI & WetFGD | N/A | N/A | N/A | N/A | N/A | N/A | N/A | N/A
00 Ret.ExistACI & DSI & WetFGD & HRI | N/A | N/A | N/A | N/A | N/A | N/A | N/A | N/A
00 Ret.ExistACI & HRI | N/A | N/A | N/A | N/A | N/A | N/A | N/A | N/A
00 Ret.ExistACI & HRI & WetFGD | N/A | N/A | N/A | N/A | N/A | N/A | N/A | N/A
00 Ret.ExistACI & SCR | N/A | N/A | N/A | N/A | N/A | N/A | N/A | N/A
00 Ret.ExistACI & SCR & DryFGD | N/A | N/A | N/A | N/A | N/A | N/A | N/A | N/A
00 Ret.ExistACI & SCR & DryFGD & CCS | N/A | N/A | N/A | N/A | N/A | N/A | N/A | N/A
00 Ret.ExistACI & SCR & DryFGD & HRI | N/A | N/A | N/A | N/A | N/A | N/A | N/A | N/A
00 Ret.ExistACI & SCR & DryFGD & HRI & CCS | N/A | N/A | N/A | N/A | N/A | N/A | N/A | N/A
00 Ret.ExistACI & SCR & DSI | N/A | N/A | N/A | N/A | N/A | N/A | N/A | N/A
00 Ret.ExistACI & SCR & DSI & DryFGD | N/A | N/A | N/A | N/A | N/A | N/A | N/A | N/A
00 Ret.ExistACI & SCR & DSI & DryFGD & HRI | N/A | N/A | N/A | N/A | N/A | N/A | N/A | N/A
00 Ret.ExistACI & SCR & DSI & HRI | N/A | N/A | N/A | N/A | N/A | N/A | N/A | N/A
00 Ret.ExistACI & SCR & HRI | N/A | N/A | N/A | N/A | N/A | N/A | N/A | N/A
00 Ret.ExistACI & SCR & WetFGD | N/A | N/A | N/A | N/A | N/A | N/A | N/A | N/A
00 Ret.ExistACI & SCR & WetFGD & CCS | N/A | N/A | N/A | N/A | N/A | N/A | N/A | N/A
00 Ret.ExistACI & SCR & WetFGD & HRI | N/A | N/A | N/A | N/A | N/A | N/A | N/A | N/A
00 Ret.ExistACI & SCR & WetFGD & HRI & CCS | N/A | N/A | N/A | N/A | N/A | N/A | N/A | N/A
00 Ret.ExistACI & SNCR | N/A | N/A | N/A | 57.5862 | 41.3097 | 49.456 | 49.456 | 47.7208
00 Ret.ExistACI & SNCR & DryFGD | N/A | N/A | N/A | N/A | N/A | N/A | N/A | N/A
00 Ret.ExistACI & SNCR & DryFGD & CCS | N/A | N/A | N/A | N/A | N/A | N/A | N/A | N/A
00 Ret.ExistACI & SNCR & DryFGD & HRI | N/A | N/A | N/A | N/A | N/A | N/A | N/A | N/A
00 Ret.ExistACI & SNCR & DryFGD & HRI & CCS | N/A | N/A | N/A | N/A | N/A | N/A | N/A | N/A
00 Ret.ExistACI & SNCR & DSI | N/A | N/A | N/A | N/A | N/A | N/A | N/A | N/A
00 Ret.ExistACI & SNCR & DSI & HRI | N/A | N/A | N/A | N/A | N/A | N/A | N/A | N/A
00 Ret.ExistACI & SNCR & HRI | N/A | N/A | N/A | N/A | N/A | N/A | N/A | N/A
00 Ret.ExistACI & SNCR & WetFGD | N/A | N/A | N/A | N/A | N/A | N/A | N/A | N/A
00 Ret.ExistACI & SNCR & WetFGD & CCS | N/A | N/A | N/A | N/A | N/A | N/A | N/A | N/A
00 Ret.ExistACI & SNCR & WetFGD & HRI | N/A | N/A | N/A | N/A | N/A | N/A | N/A | N/A
00 Ret.ExistACI & SNCR & WetFGD & HRI & CCS | N/A | N/A | N/A | N/A | N/A | N/A | N/A | N/A
00 Ret.ExistACI & WetFGD | N/A | N/A | N/A | N/A | N/A | N/A | N/A | N/A
00 Ret.ExistACI & WetFGD & CCS | N/A | N/A | N/A | N/A | N/A | N/A | N/A | N/A
00 Ret.ExistACI & WetFGD & HRI & CCS | N/A | N/A | N/A | N/A | N/A | N/A | N/A | N/A
00 Ret.ExistACI_DSI & DryFGD | 82.25 | 82.25 | 82.25 | 82.25 | 82.25 | 82.25 | 82.25 | 82.25
00 Ret.ExistACI_DSI & DryFGD & CCS | N/A | N/A | N/A | N/A | N/A | N/A | N/A | N/A
00 Ret.ExistACI_DSI & DryFGD & HRI | N/A | N/A | N/A | N/A | N/A | N/A | N/A | N/A
00 Ret.ExistACI_DSI & DryFGD & HRI & CCS | N/A | N/A | N/A | N/A | N/A | N/A | N/A | N/A
00 Ret.ExistACI_DSI & HRI | N/A | N/A | N/A | N/A | N/A | N/A | N/A | N/A
00 Ret.ExistACI_DSI & SCR | N/A | N/A | N/A | N/A | N/A | N/A | N/A | N/A
00 Ret.ExistACI_DSI & SCR & DryFGD | N/A | N/A | N/A | N/A | N/A | N/A | N/A | N/A
00 Ret.ExistACI_DSI & SCR & DryFGD & CCS | N/A | N/A | N/A | N/A | N/A | N/A | N/A | N/A
00 Ret.ExistACI_DSI & SCR & DryFGD & HRI | N/A | N/A | N/A | N/A | N/A | N/A | N/A | N/A
00 Ret.ExistACI_DSI & SCR & DryFGD & HRI & CCS | N/A | N/A | N/A | N/A | N/A | N/A | N/A | N/A
00 Ret.ExistACI_DSI & SCR & HRI | N/A | N/A | N/A | N/A | N/A | N/A | N/A | N/A
00 Ret.ExistACI_DSI & SCR & WetFGD | N/A | N/A | N/A | N/A | N/A | N/A | N/A | N/A
00 Ret.ExistACI_DSI & SCR & WetFGD & CCS | N/A | N/A | N/A | N/A | N/A | N/A | N/A | N/A
00 Ret.ExistACI_DSI & SCR & WetFGD & HRI | N/A | N/A | N/A | N/A | N/A | N/A | N/A | N/A
00 Ret.ExistACI_DSI & SCR & WetFGD & HRI & CCS | N/A | N/A | N/A | N/A | N/A | N/A | N/A | N/A
00 Ret.ExistACI_DSI & SNCR | N/A | N/A | N/A | N/A | N/A | N/A | N/A | N/A
00 Ret.ExistACI_DSI & SNCR & DryFGD | N/A | N/A | N/A | N/A | N/A | N/A | N/A | N/A
00 Ret.ExistACI_DSI & SNCR & DryFGD & HRI & CCS | N/A | N/A | N/A | N/A | N/A | N/A | N/A | N/A
00 Ret.ExistACI_DSI & SNCR & DryFGD & HRI | N/A | N/A | N/A | N/A | N/A | N/A | N/A | N/A
00 Ret.ExistACI_DSI & SNCR & WetFGD & HRI & CCS | N/A | N/A | N/A | N/A | N/A | N/A | N/A | N/A
00 Ret.ExistACI_DSI & SNCR & HRI | N/A | N/A | N/A | N/A | N/A | N/A | N/A | N/A
00 Ret.ExistACI_DSI & SNCR & WetFGD | N/A | N/A | N/A | N/A | N/A | N/A | N/A | N/A
00 Ret.ExistACI_DSI & SNCR & WetFGD & HRI | N/A | N/A | N/A | N/A | N/A | N/A | N/A | N/A
00 Ret.ExistACI_DSI & WetFGD | N/A | N/A | N/A | N/A | N/A | N/A | N/A | N/A
00 Ret.ExistACI_DSI & WetFGD & CCS | N/A | N/A | N/A | N/A | N/A | N/A | N/A | N/A
00 Ret.ExistACI_DSI & WetFGD & HRI | N/A | N/A | N/A | N/A | N/A | N/A | N/A | N/A
00 Ret.ExistACI_DSI & WetFGD & HRI & CCS | N/A | N/A | N/A | N/A | N/A | N/A | N/A | N/A
00 Ret.ExistDryFGD & ACI | N/A | N/A | N/A | N/A | N/A | N/A | N/A | N/A
00 Ret.ExistDryFGD & ACI & CCS | N/A | N/A | N/A | N/A | N/A | N/A | N/A | N/A
00 Ret.ExistDryFGD & ACI & HRI | N/A | N/A | N/A | N/A | N/A | N/A | N/A | N/A
00 Ret.ExistDryFGD & ACI & HRI & CCS | N/A | N/A | N/A | N/A | N/A | N/A | N/A | N/A
00 Ret.ExistDryFGD & ACI & SCR | N/A | N/A | N/A | N/A | N/A | N/A | N/A | N/A
00 Ret.ExistDryFGD & ACI & SCR & CCS | N/A | N/A | N/A | N/A | N/A | N/A | N/A | N/A
00 Ret.ExistDryFGD & ACI & SCR & HRI | N/A | N/A | N/A | N/A | N/A | N/A | N/A | N/A
00 Ret.ExistDryFGD & ACI & SCR & HRI & CCS | N/A | N/A | N/A | N/A | N/A | N/A | N/A | N/A
00 Ret.ExistDryFGD & ACI & SNCR | N/A | N/A | N/A | N/A | N/A | N/A | N/A | N/A
00 Ret.ExistDryFGD & ACI & SNCR & HRI | N/A | N/A | N/A | N/A | N/A | N/A | N/A | N/A
00 Ret.ExistDryFGD & ACI & SNCR & HRI & CCS | N/A | N/A | N/A | N/A | N/A | N/A | N/A | N/A
00 Ret.ExistDryFGD & CCS | N/A | N/A | N/A | N/A | N/A | N/A | N/A | N/A
00 Ret.ExistDryFGD & HRI | N/A | N/A | N/A | N/A | N/A | N/A | N/A | N/A
00 Ret.ExistDryFGD & HRI & CCS | N/A | N/A | N/A | N/A | N/A | N/A | N/A | N/A
00 Ret.ExistDryFGD & SCR | N/A | N/A | N/A | N/A | N/A | N/A | N/A | N/A
00 Ret.ExistDryFGD & SCR & CCS | N/A | N/A | N/A | N/A | N/A | N/A | N/A | N/A
00 Ret.ExistDryFGD & SCR & HRI | N/A | N/A | N/A | N/A | N/A | N/A | N/A | N/A
00 Ret.ExistDryFGD & SCR & HRI & CCS | N/A | N/A | N/A | N/A | N/A | N/A | N/A | N/A
00 Ret.ExistDryFGD & SNCR | N/A | N/A | N/A | N/A | N/A | N/A | N/A | N/A
00 Ret.ExistDryFGD & SNCR & CCS | N/A | N/A | N/A | N/A | N/A | N/A | N/A | N/A
00 Ret.ExistDryFGD & SNCR & HRI | N/A | N/A | N/A | N/A | N/A | N/A | N/A | N/A
00 Ret.ExistDryFGD & SNCR & HRI & CCS | N/A | N/A | N/A | N/A | N/A | N/A | N/A | N/A
00 Ret.ExistDryFGD_ACI & CCS | N/A | N/A | N/A | N/A | N/A | N/A | N/A | N/A
00 Ret.ExistDryFGD_ACI & HRI | N/A | N/A | N/A | N/A | N/A | N/A | N/A | N/A
00 Ret.ExistDryFGD_ACI & HRI & CCS | N/A | N/A | N/A | N/A | N/A | N/A | N/A | N/A
00 Ret.ExistDryFGD_ACI & SCR | N/A | N/A | N/A | N/A | N/A | N/A | N/A | N/A
00 Ret.ExistDryFGD_ACI & SCR & CCS | N/A | N/A | N/A | N/A | N/A | N/A | N/A | N/A
00 Ret.ExistDryFGD_ACI & SCR & HRI | N/A | N/A | N/A | N/A | N/A | N/A | N/A | N/A
00 Ret.ExistDryFGD_ACI & SCR & HRI & CCS | N/A | N/A | N/A | N/A | N/A | N/A | N/A | N/A
00 Ret.ExistDryFGD_ACI & SNCR | 82.32 | 82.32 | 82.32 | 82.32 | 82.32 | 82.32 | 82.32 | 82.32
00 Ret.ExistDryFGD_ACI & SNCR & CCS | N/A | N/A | N/A | N/A | N/A | N/A | N/A | N/A
00 Ret.ExistDryFGD_ACI & SNCR & HRI | N/A | N/A | N/A | N/A | N/A | N/A | N/A | N/A
00 Ret.ExistDryFGD_ACI & SNCR & HRI & CCS | N/A | N/A | N/A | N/A | N/A | N/A | N/A | N/A
00 Ret.ExistDryFGD_ACI_DSI & HRI | N/A | N/A | N/A | N/A | N/A | N/A | N/A | N/A
00 Ret.ExistDryFGD_ACI_DSI & SCR | N/A | N/A | N/A | N/A | N/A | N/A | N/A | N/A
00 Ret.ExistDryFGD_ACI_DSI & SCR & CCS | N/A | N/A | N/A | N/A | N/A | N/A | N/A | N/A
00 Ret.ExistDryFGD_ACI_DSI & SCR & HRI | N/A | N/A | N/A | N/A | N/A | N/A | N/A | N/A
00 Ret.ExistDryFGD_ACI_DSI & SCR & HRI & CCS | N/A | N/A | N/A | N/A | N/A | N/A | N/A | N/A
00 Ret.ExistDryFGD_ACI_DSI & SNCR | N/A | N/A | N/A | N/A | N/A | N/A | N/A | N/A
00 Ret.ExistDryFGD_ACI_DSI & SNCR & HRI | N/A | N/A | N/A | N/A | N/A | N/A | N/A | N/A
00 Ret.ExistDryFGD_SCR & ACI & CCS | N/A | N/A | N/A | N/A | N/A | N/A | N/A | N/A
00 Ret.ExistDryFGD_DSI & HRI | N/A | N/A | N/A | N/A | N/A | N/A | N/A | N/A
00 Ret.ExistDryFGD_SCR & ACI & HRI | N/A | N/A | N/A | N/A | N/A | N/A | N/A | N/A
00 Ret.ExistDryFGD_SCR & ACI & HRI & CCS | N/A | N/A | N/A | N/A | N/A | N/A | N/A | N/A
00 Ret.ExistDryFGD_SCR & CCS | N/A | N/A | N/A | N/A | N/A | N/A | N/A | N/A
00 Ret.ExistDryFGD_SCR_DSI & ACI & HRI | N/A | N/A | N/A | N/A | N/A | N/A | N/A | N/A
00 Ret.ExistDryFGD_SNCR_ACI_DSI & CCS | N/A | N/A | N/A | N/A | N/A | N/A | N/A | N/A
00 Ret.ExistDryFGD_SNCR_ACI_DSI & HRI | N/A | N/A | N/A | N/A | N/A | N/A | N/A | N/A
00 Ret.ExistDryFGD_SNCR_ACI_DSI & HRI & CCS | N/A | N/A | N/A | N/A | N/A | N/A | N/A | N/A
00 Ret.ExistDSI & ACI | N/A | N/A | N/A | N/A | N/A | N/A | N/A | N/A
00 Ret.ExistDSI & ACI & HRI | N/A | N/A | N/A | N/A | N/A | N/A | N/A | N/A
00 Ret.ExistDSI & ACI & SCR | N/A | N/A | N/A | N/A | N/A | N/A | N/A | N/A
00 Ret.ExistDSI & ACI & SCR & DryFGD & HRI | N/A | N/A | N/A | N/A | N/A | N/A | N/A | N/A
00 Ret.ExistDSI & ACI & SCR & HRI | N/A | N/A | N/A | N/A | N/A | N/A | N/A | N/A
00 Ret.ExistDSI & ACI & SCR & WetFGD & HRI | N/A | N/A | N/A | N/A | N/A | N/A | N/A | N/A
00 Ret.ExistDSI & DryFGD | N/A | N/A | N/A | N/A | N/A | N/A | N/A | N/A
00 Ret.ExistDSI & DryFGD & ACI | N/A | N/A | N/A | N/A | N/A | N/A | N/A | N/A
00 Ret.ExistDSI & DryFGD & ACI & HRI | N/A | N/A | N/A | N/A | N/A | N/A | N/A | N/A
00 Ret.ExistDSI & DryFGD & HRI | N/A | N/A | N/A | N/A | N/A | N/A | N/A | N/A
00 Ret.ExistDSI & HRI | N/A | N/A | N/A | N/A | N/A | N/A | N/A | N/A
00 Ret.ExistDSI & SCR | N/A | N/A | N/A | N/A | N/A | N/A | N/A | N/A
00 Ret.ExistDSI & SCR & DryFGD | N/A | N/A | N/A | N/A | N/A | N/A | N/A | N/A
00 Ret.ExistDSI & SCR & DryFGD & ACI | N/A | N/A | N/A | N/A | N/A | N/A | N/A | N/A
00 Ret.ExistDSI & SCR & DryFGD & HRI | N/A | N/A | N/A | N/A | N/A | N/A | N/A | N/A
00 Ret.ExistDSI & SCR & HRI | N/A | N/A | N/A | N/A | N/A | N/A | N/A | N/A
00 Ret.ExistDSI & SCR & WetFGD | N/A | N/A | N/A | N/A | N/A | N/A | N/A | N/A
00 Ret.ExistDSI & SCR & WetFGD & ACI | N/A | N/A | N/A | N/A | N/A | N/A | N/A | N/A
00 Ret.ExistDSI & SCR & WetFGD & HRI | N/A | N/A | N/A | N/A | N/A | N/A | N/A | N/A
00 Ret.ExistDSI & SNCR | N/A | N/A | N/A | N/A | N/A | N/A | N/A | N/A
00 Ret.ExistDSI & SNCR & ACI | N/A | N/A | N/A | N/A | N/A | N/A | N/A | N/A
00 Ret.ExistDSI & SNCR & ACI & HRI | N/A | N/A | N/A | N/A | N/A | N/A | N/A | N/A
00 Ret.ExistDSI & SNCR & DryFGD | N/A | N/A | N/A | N/A | N/A | N/A | N/A | N/A
00 Ret.ExistDSI & SNCR & DryFGD & ACI | N/A | N/A | N/A | N/A | N/A | N/A | N/A | N/A
00 Ret.ExistDSI & SNCR & DryFGD & ACI & HRI | N/A | N/A | N/A | N/A | N/A | N/A | N/A | N/A
00 Ret.ExistDSI & SNCR & DryFGD & HRI | N/A | N/A | N/A | N/A | N/A | N/A | N/A | N/A
00 Ret.ExistDSI & SNCR & HRI | N/A | N/A | N/A | N/A | N/A | N/A | N/A | N/A
00 Ret.ExistDSI & SNCR & WetFGD | N/A | N/A | N/A | N/A | N/A | N/A | N/A | N/A
00 Ret.ExistDSI & SNCR & WetFGD & ACI | N/A | N/A | N/A | N/A | N/A | N/A | N/A | N/A
00 Ret.ExistDSI & SNCR & WetFGD & ACI & HRI | N/A | N/A | N/A | N/A | N/A | N/A | N/A | N/A
00 Ret.ExistDSI & SNCR & WetFGD & HRI | N/A | N/A | N/A | N/A | N/A | N/A | N/A | N/A
00 Ret.ExistDSI & WetFGD | N/A | N/A | N/A | N/A | N/A | N/A | N/A | N/A
00 Ret.ExistDSI & WetFGD & ACI | N/A | N/A | N/A | N/A | N/A | N/A | N/A | N/A
00 Ret.ExistDSI & WetFGD & ACI & HRI | N/A | N/A | N/A | N/A | N/A | N/A | N/A | N/A
00 Ret.ExistDSI & WetFGD & HRI | N/A | N/A | N/A | N/A | N/A | N/A | N/A | N/A
00 Ret.ExistDSI_ACI & SNCR & DryFGD & CCS | N/A | N/A | N/A | N/A | N/A | N/A | N/A | N/A
00 Ret.ExistDSI_ACI & SNCR & WetFGD & CCS | N/A | N/A | N/A | N/A | N/A | N/A | N/A | N/A
00 Ret.ExistSCR_ACI & DryFGD | N/A | N/A | N/A | N/A | N/A | N/A | N/A | N/A
00 Ret.ExistSCR_ACI & DryFGD & CCS | N/A | N/A | N/A | N/A | N/A | N/A | N/A | N/A
00 Ret.ExistSCR_ACI & DryFGD & HRI | N/A | N/A | N/A | N/A | N/A | N/A | N/A | N/A
00 Ret.ExistSCR_ACI & DryFGD & HRI & CCS | N/A | N/A | N/A | N/A | N/A | N/A | N/A | N/A
00 Ret.ExistSCR_ACI & DSI | 0 | 0 | 0 | 0 | 0 | 0 | 0 | N/A
00 Ret.ExistSCR_ACI & DSI & HRI | N/A | N/A | N/A | N/A | N/A | N/A | N/A | N/A
00 Ret.ExistSCR_ACI & HRI | N/A | N/A | N/A | N/A | N/A | N/A | N/A | N/A
00 Ret.ExistSCR_ACI & WetFGD | N/A | N/A | N/A | N/A | N/A | N/A | N/A | N/A
00 Ret.ExistSCR_ACI & WetFGD & CCS | N/A | N/A | N/A | N/A | N/A | N/A | N/A | N/A
00 Ret.ExistSCR_ACI & WetFGD & HRI | N/A | N/A | N/A | N/A | N/A | N/A | N/A | N/A
00 Ret.ExistSCR_ACI & WetFGD & HRI & CCS | N/A | N/A | N/A | N/A | N/A | N/A | N/A | N/A
00 Ret.ExistSCR_ACI_DSI & DryFGD | N/A | N/A | N/A | N/A | N/A | N/A | N/A | N/A
00 Ret.ExistSCR_ACI_DSI & DryFGD & HRI | N/A | N/A | N/A | N/A | N/A | N/A | N/A | N/A
00 Ret.ExistSCR_ACI_DSI & HRI | N/A | N/A | N/A | N/A | N/A | N/A | N/A | N/A
00 Ret.ExistSCR_ACI_DSI & WetFGD | N/A | N/A | N/A | N/A | N/A | N/A | N/A | N/A
00 Ret.ExistSCR_ACI_DSI & WetFGD & HRI | N/A | N/A | N/A | N/A | N/A | N/A | N/A | N/A
00 Ret.ExistSCR_DryFGD & ACI | N/A | N/A | N/A | N/A | N/A | N/A | N/A | N/A
00 Ret.ExistSCR_DryFGD & HRI | N/A | N/A | N/A | N/A | N/A | N/A | N/A | N/A
00 Ret.ExistSCR_DryFGD & HRI & CCS | N/A | N/A | N/A | N/A | N/A | N/A | N/A | N/A
00 Ret.ExistSCR_DryFGD_ACI & CCS | N/A | N/A | N/A | N/A | N/A | N/A | N/A | N/A
00 Ret.ExistSCR_DryFGD_ACI & HRI | N/A | N/A | N/A | N/A | N/A | N/A | N/A | N/A
00 Ret.ExistSCR_DryFGD_ACI & HRI & CCS | N/A | N/A | N/A | N/A | N/A | N/A | N/A | N/A
00 Ret.ExistSCR_DryFGD_ACI_DSI & CCS | N/A | N/A | N/A | N/A | N/A | N/A | N/A | N/A
00 Ret.ExistSCR_DryFGD_ACI_DSI & HRI | N/A | N/A | N/A | N/A | N/A | N/A | N/A | N/A
00 Ret.ExistSCR_DryFGD_ACI_DSI & HRI & CCS | N/A | N/A | N/A | N/A | N/A | N/A | N/A | N/A
00 Ret.ExistSCR_DryFGD_DSI & ACI | N/A | N/A | N/A | N/A | N/A | N/A | N/A | N/A
00 Ret.ExistSCR_WetFGD & ACI | N/A | N/A | N/A | N/A | N/A | N/A | N/A | N/A
00 Ret.ExistSCR_WetFGD & HRI | N/A | N/A | N/A | N/A | N/A | N/A | N/A | N/A
00 Ret.ExistSCR_WetFGD & HRI & CCS | N/A | N/A | N/A | N/A | N/A | N/A | N/A | N/A
00 Ret.ExistSCR_WetFGD_ACI & CCS | N/A | N/A | N/A | N/A | N/A | N/A | N/A | N/A
00 Ret.ExistSCR_WetFGD_ACI & HRI | N/A | N/A | N/A | N/A | N/A | N/A | N/A | N/A
00 Ret.ExistSCR_WetFGD_ACI & HRI & CCS | N/A | N/A | N/A | N/A | N/A | N/A | N/A | N/A
00 Ret.ExistSCR_WetFGD_ACI_DSI & CCS | N/A | N/A | N/A | N/A | N/A | N/A | N/A | N/A
00 Ret.ExistSCR_WetFGD_ACI_DSI & HRI | N/A | N/A | N/A | N/A | N/A | N/A | N/A | N/A
00 Ret.ExistSCR_WetFGD_ACI_DSI & HRI & CCS | N/A | N/A | N/A | N/A | N/A | N/A | N/A | N/A
00 Ret.ExistSCR_WetFGD_DSI & ACI | N/A | N/A | N/A | N/A | N/A | N/A | N/A | N/A
00 Ret.ExistSCR_WetFGD_DSI & HRI | N/A | N/A | N/A | N/A | N/A | N/A | N/A | N/A
00 Ret.ExistSCR_WetFGD_DSI & HRI & CCS | N/A | N/A | N/A | N/A | N/A | N/A | N/A | N/A
00 Ret.ExistSNCR_ACI & DryFGD | N/A | N/A | N/A | N/A | N/A | N/A | N/A | N/A
00 Ret.ExistSNCR_ACI & DryFGD & CCS | N/A | N/A | N/A | N/A | N/A | N/A | N/A | N/A
00 Ret.ExistSNCR_ACI & DryFGD & HRI | N/A | N/A | N/A | N/A | N/A | N/A | N/A | N/A
00 Ret.ExistSNCR_ACI & DryFGD & HRI & CCS | N/A | N/A | N/A | N/A | N/A | N/A | N/A | N/A
00 Ret.ExistSNCR_ACI & DSI & HRI | N/A | N/A | N/A | N/A | N/A | N/A | N/A | N/A
00 Ret.ExistSNCR_ACI & HRI | N/A | N/A | N/A | N/A | N/A | N/A | N/A | N/A
00 Ret.ExistSNCR_ACI & WetFGD | N/A | N/A | N/A | N/A | N/A | N/A | N/A | N/A
00 Ret.ExistSNCR_ACI & WetFGD & CCS | N/A | N/A | N/A | N/A | N/A | N/A | N/A | N/A
00 Ret.ExistSNCR_ACI & WetFGD & HRI | N/A | N/A | N/A | N/A | N/A | N/A | N/A | N/A
00 Ret.ExistSNCR_ACI & WetFGD & HRI & CCS | N/A | N/A | N/A | N/A | N/A | N/A | N/A | N/A
00 Ret.ExistSNCR_ACI_DSI & DryFGD | N/A | N/A | N/A | N/A | N/A | N/A | N/A | N/A
00 Ret.ExistSNCR_ACI_DSI & DryFGD & CCS | N/A | N/A | N/A | N/A | N/A | N/A | N/A | N/A
00 Ret.ExistSNCR_ACI_DSI & DryFGD & HRI | N/A | N/A | N/A | N/A | N/A | N/A | N/A | N/A
00 Ret.ExistSNCR_ACI_DSI & DryFGD & HRI & CCS | N/A | N/A | N/A | N/A | N/A | N/A | N/A | N/A
00 Ret.ExistSNCR_ACI_DSI & HRI | N/A | N/A | N/A | N/A | N/A | N/A | N/A | N/A
00 Ret.ExistSNCR_ACI_DSI & WetFGD | N/A | N/A | N/A | N/A | N/A | N/A | N/A | N/A
00 Ret.ExistSNCR_ACI_DSI & WetFGD & CCS | N/A | N/A | N/A | N/A | N/A | N/A | N/A | N/A
00 Ret.ExistSNCR_ACI_DSI & WetFGD & HRI | N/A | N/A | N/A | N/A | N/A | N/A | N/A | N/A
00 Ret.ExistSNCR_ACI_DSI & WetFGD & HRI & CCS | N/A | N/A | N/A | N/A | N/A | N/A | N/A | N/A
00 Ret.ExistSNCR_DryFGD & HRI | N/A | N/A | N/A | N/A | N/A | N/A | N/A | N/A
00 Ret.ExistSNCR_DryFGD_ACI & CCS | N/A | N/A | N/A | N/A | N/A | N/A | N/A | N/A
00 Ret.ExistSNCR_DryFGD_ACI & HRI | N/A | N/A | N/A | N/A | N/A | N/A | N/A | N/A
00 Ret.ExistSNCR_DryFGD_ACI & HRI & CCS | N/A | N/A | N/A | N/A | N/A | N/A | N/A | N/A
00 Ret.ExistSNCR_WetFGD & ACI | N/A | N/A | N/A | N/A | N/A | N/A | N/A | N/A
00 Ret.ExistSNCR_WetFGD & HRI | N/A | N/A | N/A | N/A | N/A | N/A | N/A | N/A
00 Ret.ExistSNCR_WetFGD & HRI & CCS | N/A | N/A | N/A | N/A | N/A | N/A | N/A | N/A
00 Ret.ExistSNCR_WetFGD_ACI & CCS | N/A | N/A | N/A | N/A | N/A | N/A | N/A | N/A
00 Ret.ExistSNCR_WetFGD_ACI & HRI | N/A | N/A | N/A | N/A | N/A | N/A | N/A | N/A
00 Ret.ExistSNCR_WetFGD_ACI & HRI & CCS | N/A | N/A | N/A | N/A | N/A | N/A | N/A | N/A
00 Ret.ExistSNCR_WetFGD_ACI_DSI & CCS | N/A | N/A | N/A | N/A | N/A | N/A | N/A | N/A
00 Ret.ExistSNCR_WetFGD_ACI_DSI & HRI | N/A | N/A | N/A | N/A | N/A | N/A | N/A | N/A
00 Ret.ExistSNCR_WetFGD_ACI_DSI & HRI & CCS | N/A | N/A | N/A | N/A | N/A | N/A | N/A | N/A
00 Ret.ExistWetFGD & ACI | N/A | N/A | N/A | N/A | N/A | N/A | N/A | N/A
00 Ret.ExistWetFGD & ACI & CCS | N/A | N/A | N/A | N/A | N/A | N/A | N/A | N/A
00 Ret.ExistWetFGD & ACI & HRI | N/A | N/A | N/A | N/A | N/A | N/A | N/A | N/A
00 Ret.ExistWetFGD & ACI & HRI & CCS | N/A | N/A | N/A | N/A | N/A | N/A | N/A | N/A
00 Ret.ExistWetFGD & ACI & SCR | N/A | N/A | N/A | N/A | N/A | N/A | N/A | N/A
00 Ret.ExistWetFGD & ACI & SCR & CCS | N/A | N/A | N/A | N/A | N/A | N/A | N/A | N/A
00 Ret.ExistWetFGD & ACI & SCR & HRI | N/A | N/A | N/A | N/A | N/A | N/A | N/A | N/A
00 Ret.ExistWetFGD & ACI & SCR & HRI & CCS | N/A | N/A | N/A | N/A | N/A | N/A | N/A | N/A
00 Ret.ExistWetFGD & ACI & SNCR | N/A | N/A | N/A | N/A | N/A | N/A | N/A | N/A
00 Ret.ExistWetFGD & ACI & SNCR & HRI | N/A | N/A | N/A | N/A | N/A | N/A | N/A | N/A
00 Ret.ExistWetFGD & ACI & SNCR & HRI & CCS | N/A | N/A | N/A | N/A | N/A | N/A | N/A | N/A
00 Ret.ExistWetFGD & CCS | N/A | N/A | N/A | N/A | N/A | N/A | N/A | N/A
00 Ret.ExistWetFGD & HRI | N/A | N/A | N/A | N/A | N/A | N/A | N/A | N/A
00 Ret.ExistWetFGD & HRI & CCS | N/A | N/A | N/A | N/A | N/A | N/A | N/A | N/A
00 Ret.ExistWetFGD & SCR | 82.32 | 82.32 | 82.32 | 82.32 | 81.2047 | 76.7242 | 69.6848 | 67.7862
00 Ret.ExistWetFGD & SCR & CCS | N/A | N/A | N/A | N/A | N/A | N/A | N/A | N/A
00 Ret.ExistWetFGD & SCR & HRI | N/A | N/A | N/A | N/A | N/A | N/A | N/A | N/A
00 Ret.ExistWetFGD & SCR & HRI & CCS | N/A | N/A | N/A | N/A | N/A | N/A | N/A | N/A
00 Ret.ExistWetFGD & SNCR | N/A | N/A | N/A | N/A | N/A | N/A | N/A | N/A
00 Ret.ExistWetFGD & SNCR & CCS | N/A | N/A | N/A | N/A | N/A | N/A | N/A | N/A
00 Ret.ExistWetFGD & SNCR & HRI | N/A | N/A | N/A | N/A | N/A | N/A | N/A | N/A
00 Ret.ExistWetFGD & SNCR & HRI & CCS | N/A | N/A | N/A | N/A | N/A | N/A | N/A | N/A
00 Ret.ExistWetFGD_ACI & CCS | N/A | N/A | N/A | N/A | N/A | N/A | N/A | N/A
00 Ret.ExistWetFGD_ACI & HRI | N/A | N/A | N/A | N/A | N/A | N/A | N/A | N/A
00 Ret.ExistWetFGD_ACI & HRI & CCS | N/A | N/A | N/A | N/A | N/A | N/A | N/A | N/A
00 Ret.ExistWetFGD_ACI & SCR | 81.1339 | 81.6326 | 80.9926 | 81.3036 | 77.415 | 76.9596 | 76.3232 | 75.9538
00 Ret.ExistWetFGD_ACI & SCR & CCS | N/A | N/A | N/A | N/A | N/A | N/A | N/A | N/A
00 Ret.ExistWetFGD_ACI & SCR & HRI | N/A | N/A | N/A | N/A | N/A | N/A | N/A | N/A
00 Ret.ExistWetFGD_ACI & SCR & HRI & CCS | N/A | N/A | N/A | N/A | N/A | N/A | N/A | N/A
00 Ret.ExistWetFGD_ACI & SNCR | 63.027 | 53.3024 | 53.3024 | 53.7695 | 57.4893 | 57.8784 | 60.5325 | 60.1953
00 Ret.ExistWetFGD_ACI & SNCR & CCS | N/A | N/A | N/A | N/A | N/A | N/A | N/A | N/A
00 Ret.ExistWetFGD_ACI & SNCR & HRI | N/A | N/A | N/A | N/A | N/A | N/A | N/A | N/A
00 Ret.ExistWetFGD_ACI & SNCR & HRI & CCS | N/A | N/A | N/A | N/A | N/A | N/A | N/A | N/A
00 Ret.ExistWetFGD_ACI_DSI & CCS | N/A | N/A | N/A | N/A | N/A | N/A | N/A | N/A
00 Ret.ExistWetFGD_ACI_DSI & HRI | N/A | N/A | N/A | N/A | N/A | N/A | N/A | N/A
00 Ret.ExistWetFGD_ACI_DSI & HRI & CCS | N/A | N/A | N/A | N/A | N/A | N/A | N/A | N/A
00 Ret.ExistWetFGD_ACI_DSI & SCR | N/A | N/A | N/A | N/A | N/A | N/A | N/A | N/A
00 Ret.ExistWetFGD_ACI_DSI & SCR & CCS | N/A | N/A | N/A | N/A | N/A | N/A | N/A | N/A
00 Ret.ExistWetFGD_ACI_DSI & SCR & HRI | N/A | N/A | N/A | N/A | N/A | N/A | N/A | N/A
00 Ret.ExistWetFGD_ACI_DSI & SCR & HRI & CCS | N/A | N/A | N/A | N/A | N/A | N/A | N/A | N/A
00 Ret.ExistWetFGD_ACI_DSI & SNCR | N/A | N/A | N/A | N/A | N/A | N/A | N/A | N/A
00 Ret.ExistWetFGD_ACI_DSI & SNCR & CCS | N/A | N/A | N/A | N/A | N/A | N/A | N/A | N/A
00 Ret.ExistWetFGD_ACI_DSI & SNCR & HRI | N/A | N/A | N/A | N/A | N/A | N/A | N/A | N/A
00 Ret.ExistWetFGD_ACI_DSI & SNCR & HRI & CCS | N/A | N/A | N/A | N/A | N/A | N/A | N/A | N/A
00 Ret.ExistWetFGD_DSI & HRI | N/A | N/A | N/A | N/A | N/A | N/A | N/A | N/A
00 Ret.ExistWetFGD_DSI & SCR | N/A | N/A | N/A | N/A | N/A | N/A | N/A | N/A
00 Ret.ExistWetFGD_DSI & SCR & HRI | N/A | N/A | N/A | N/A | N/A | N/A | N/A | N/A
00 Ret.ExistWetFGD_DSI & SNCR | N/A | N/A | N/A | N/A | N/A | N/A | N/A | N/A
00 Ret.ExistWetFGD_SCR & ACI & CCS | N/A | N/A | N/A | N/A | N/A | N/A | N/A | N/A
00 Ret.ExistWetFGD_DSI & SNCR & HRI | N/A | N/A | N/A | N/A | N/A | N/A | N/A | N/A
00 Ret.ExistWetFGD_SCR & ACI & HRI | N/A | N/A | N/A | N/A | N/A | N/A | N/A | N/A
00 Ret.ExistWetFGD_SCR & ACI & HRI & CCS | N/A | N/A | N/A | N/A | N/A | N/A | N/A | N/A
00 Ret.ExistWetFGD_SCR & CCS | N/A | N/A | N/A | N/A | N/A | N/A | N/A | N/A
00 Ret.ExistWetFGD_SCR_DSI & ACI & CCS | N/A | N/A | N/A | N/A | N/A | N/A | N/A | N/A
00 Ret.ExistWetFGD_SCR_DSI & ACI & HRI | N/A | N/A | N/A | N/A | N/A | N/A | N/A | N/A
00 Ret.ExistWetFGD_SCR_DSI & ACI & HRI & CCS | N/A | N/A | N/A | N/A | N/A | N/A | N/A | N/A
00 Ret.ExistWetFGD_SCR_DSI & CCS | N/A | N/A | N/A | N/A | N/A | N/A | N/A | N/A
00 Ret.ExistWetFGD_SNCR & ACI & HRI | N/A | N/A | N/A | N/A | N/A | N/A | N/A | N/A
00 Ret.ExistWetFGD_SNCR & CCS | N/A | N/A | N/A | N/A | N/A | N/A | N/A | N/A
00 Ret.HRI | N/A | N/A | N/A | N/A | N/A | N/A | N/A | N/A
00 Ret.SCR | N/A | N/A | N/A | N/A | N/A | N/A | N/A | N/A
00 Ret.SCR & DryFGD | N/A | N/A | N/A | N/A | N/A | N/A | N/A | N/A
00 Ret.SCR & DryFGD & ACI | N/A | N/A | N/A | N/A | N/A | N/A | N/A | N/A
00 Ret.SCR & DryFGD & CCS | N/A | N/A | N/A | N/A | N/A | N/A | N/A | N/A
00 Ret.SCR & DryFGD & HRI | N/A | N/A | N/A | N/A | N/A | N/A | N/A | N/A
00 Ret.SCR & DSI | N/A | N/A | N/A | N/A | N/A | N/A | N/A | N/A
00 Ret.SCR & DSI & DryFGD | N/A | N/A | N/A | N/A | N/A | N/A | N/A | N/A
00 Ret.SCR & DSI & DryFGD & HRI | N/A | N/A | N/A | N/A | N/A | N/A | N/A | N/A
00 Ret.SCR & DSI & HRI | N/A | N/A | N/A | N/A | N/A | N/A | N/A | N/A
00 Ret.SCR & DSI & WetFGD | N/A | N/A | N/A | N/A | N/A | N/A | N/A | N/A
00 Ret.SCR & DSI & WetFGD & HRI | N/A | N/A | N/A | N/A | N/A | N/A | N/A | N/A
00 Ret.SCR & HRI | N/A | N/A | N/A | N/A | N/A | N/A | N/A | N/A
00 Ret.SCR & WetFGD | N/A | N/A | N/A | N/A | N/A | N/A | N/A | N/A
00 Ret.SCR & WetFGD & ACI | N/A | N/A | N/A | N/A | N/A | N/A | N/A | N/A
00 Ret.SCR & WetFGD & CCS | N/A | N/A | N/A | N/A | N/A | N/A | N/A | N/A
00 Ret.SCR & WetFGD & HRI | N/A | N/A | N/A | N/A | N/A | N/A | N/A | N/A
00 Ret.SNCR | N/A | N/A | N/A | N/A | N/A | N/A | N/A | N/A
00 Ret.SNCR & DryFGD | N/A | N/A | N/A | N/A | N/A | N/A | N/A | N/A
00 Ret.SNCR & DryFGD & ACI | N/A | N/A | N/A | N/A | N/A | N/A | N/A | N/A
00 Ret.SNCR & DryFGD & ACI & HRI | N/A | N/A | N/A | N/A | N/A | N/A | N/A | N/A
00 Ret.SNCR & DryFGD & CCS | N/A | N/A | N/A | N/A | N/A | N/A | N/A | N/A
00 Ret.SNCR & DryFGD & HRI | N/A | N/A | N/A | N/A | N/A | N/A | N/A | N/A
00 Ret.SNCR & DSI | N/A | N/A | N/A | N/A | N/A | N/A | N/A | N/A
00 Ret.SNCR & DSI & HRI | N/A | N/A | N/A | N/A | N/A | N/A | N/A | N/A
00 Ret.SNCR & HRI | N/A | N/A | N/A | N/A | N/A | N/A | N/A | N/A
00 Ret.SNCR & WetFGD | N/A | N/A | N/A | N/A | N/A | N/A | N/A | N/A
00 Ret.SNCR & WetFGD & ACI | N/A | N/A | N/A | N/A | N/A | N/A | N/A | N/A
00 Ret.SNCR & WetFGD & ACI & HRI | N/A | N/A | N/A | N/A | N/A | N/A | N/A | N/A
00 Ret.SNCR & WetFGD & CCS | N/A | N/A | N/A | N/A | N/A | N/A | N/A | N/A
00 Ret.SNCR & WetFGD & HRI | N/A | N/A | N/A | N/A | N/A | N/A | N/A | N/A
00 Ret.WetFGD | N/A | N/A | N/A | N/A | N/A | N/A | N/A | N/A
00 Ret.WetFGD & CCS | N/A | N/A | N/A | N/A | N/A | N/A | N/A | N/A
00 Ret.WetFGD & HRI | N/A | N/A | N/A | N/A | N/A | N/A | N/A | N/A
00 Ret.FB & ACI | N/A | N/A | N/A | N/A | N/A | N/A | N/A | N/A
00 Ret.FB & ACI & DryFGD & HRI | N/A | N/A | N/A | N/A | N/A | N/A | N/A | N/A
00 Ret.FB & ACI & HRI | N/A | N/A | N/A | N/A | N/A | N/A | N/A | N/A
00 Ret.FB & HRI | N/A | N/A | N/A | N/A | N/A | N/A | N/A | N/A
00 Ret.FB DryFGD | N/A | N/A | N/A | N/A | N/A | N/A | N/A | N/A
00 Ret.FB DryFGD & ACI | N/A | N/A | N/A | N/A | N/A | N/A | N/A | N/A
00 Ret.FB DryFGD & ACI & HRI | N/A | N/A | N/A | N/A | N/A | N/A | N/A | N/A
00 Ret.FB DryFGD & HRI | N/A | N/A | N/A | N/A | N/A | N/A | N/A | N/A
00 Ret.FB DryFGD & SNCR | N/A | N/A | N/A | N/A | N/A | N/A | N/A | N/A
00 Ret.FB DryFGD & SNCR & HRI | N/A | N/A | N/A | N/A | N/A | N/A | N/A | N/A
00 Ret.FB SNCR & DryFGD & ACI | N/A | N/A | N/A | N/A | N/A | N/A | N/A | N/A
00 Ret.FB SNCR & DryFGD & ACI & HRI | N/A | N/A | N/A | N/A | N/A | N/A | N/A | N/A
00 Ret.FB-ACI & SNCR | N/A | N/A | N/A | N/A | N/A | N/A | N/A | N/A
00 Ret.FB-ACI & SNCR & HRI | N/A | N/A | N/A | N/A | N/A | N/A | N/A | N/A
00 Ret.FB-ACI & SNCR & HRI & CCS | N/A | N/A | N/A | N/A | N/A | N/A | N/A | N/A
00 Ret.FB-Exist ACI & DryFGD | N/A | N/A | N/A | N/A | N/A | N/A | N/A | N/A
00 Ret.FB-Exist ACI & DryFGD & HRI | N/A | N/A | N/A | N/A | N/A | N/A | N/A | N/A
00 Ret.FB-Exist ACI & DryFGD & SNCR | N/A | N/A | N/A | N/A | N/A | N/A | N/A | N/A
00 Ret.FB-Exist ACI & DryFGD & SNCR & HRI | N/A | N/A | N/A | N/A | N/A | N/A | N/A | N/A
00 Ret.FB-Exist ACI & SNCR | N/A | N/A | N/A | N/A | N/A | N/A | N/A | N/A
00 Ret.FB-Exist ACI & SNCR & HRI | N/A | N/A | N/A | N/A | N/A | N/A | N/A | N/A
00 Ret.FB-Exist ACI_DSI & DryFGD & SNCR | N/A | N/A | N/A | N/A | N/A | N/A | N/A | N/A
00 Ret.FB-Exist ACI_DSI & SNCR | N/A | N/A | N/A | N/A | N/A | N/A | N/A | N/A
00 Ret.FB-ExistACI & HRI | N/A | N/A | N/A | N/A | N/A | N/A | N/A | N/A
00 Ret.FB-ExistACI_DSI & DryFGD | N/A | N/A | N/A | N/A | N/A | N/A | N/A | N/A
00 Ret.FB-ExistACI_DSI & DryFGD & HRI | N/A | N/A | N/A | N/A | N/A | N/A | N/A | N/A
00 Ret.FB-ExistACI_DSI & DryFGD & SNCR | N/A | N/A | N/A | N/A | N/A | N/A | N/A | N/A
00 Ret.FB-ExistACI_DSI & DryFGD & SNCR & HRI | N/A | N/A | N/A | N/A | N/A | N/A | N/A | N/A
00 Ret.FB-ExistACI_DSI & HRI | N/A | N/A | N/A | N/A | N/A | N/A | N/A | N/A
00 Ret.FB-ExistACI_DSI & SNCR & HRI | N/A | N/A | N/A | N/A | N/A | N/A | N/A | N/A
00 Ret.FB-ExistDryFGD_ACI & HRI | N/A | N/A | N/A | N/A | N/A | N/A | N/A | N/A
00 Ret.FB-ExistDryFGD_ACI & SNCR | N/A | N/A | N/A | N/A | N/A | N/A | N/A | N/A
00 Ret.FB-ExistDryFGD_ACI & SNCR & HRI | N/A | N/A | N/A | N/A | N/A | N/A | N/A | N/A
00 Ret.FB-ExistDryFGD_DSI & HRI | N/A | N/A | N/A | N/A | N/A | N/A | N/A | N/A
00 Ret.FB-ExistDryFGD_DSI & SNCR | N/A | N/A | N/A | N/A | N/A | N/A | N/A | N/A
00 Ret.FB-ExistDryFGD_DSI & SNCR & HRI | N/A | N/A | N/A | N/A | N/A | N/A | N/A | N/A
00 Ret.FB-ExistDryFGD_SNCR & HRI | N/A | N/A | N/A | N/A | N/A | N/A | N/A | N/A
00 Ret.FB-ExistDryFGD_SNCR_ACI & HRI | N/A | N/A | N/A | N/A | N/A | N/A | N/A | N/A
00 Ret.FB-ExistDryFGD_SNCR_ACI_DSI & HRI | N/A | N/A | N/A | N/A | N/A | N/A | N/A | N/A
00 Ret.FB-ExistDryFGD_SNCR_DSI & HRI | N/A | N/A | N/A | N/A | N/A | N/A | N/A | N/A
00 Ret.FB-ExistDSI & ACI | N/A | N/A | N/A | N/A | N/A | N/A | N/A | N/A
00 Ret.FB-ExistDSI & ACI & HRI | N/A | N/A | N/A | N/A | N/A | N/A | N/A | N/A
00 Ret.FB-ExistDSI & ACI & SNCR | N/A | N/A | N/A | N/A | N/A | N/A | N/A | N/A
00 Ret.FB-ExistDSI & ACI & SNCR & HRI | N/A | N/A | N/A | N/A | N/A | N/A | N/A | N/A
00 Ret.FB-ExistDSI & DryFGD | N/A | N/A | N/A | N/A | N/A | N/A | N/A | N/A
00 Ret.FB-ExistDSI & DryFGD & ACI | N/A | N/A | N/A | N/A | N/A | N/A | N/A | N/A
00 Ret.FB-ExistDSI & DryFGD & ACI & HRI | N/A | N/A | N/A | N/A | N/A | N/A | N/A | N/A
00 Ret.FB-ExistDSI & DryFGD & HRI | N/A | N/A | N/A | N/A | N/A | N/A | N/A | N/A
00 Ret.FB-ExistDSI & DryFGD & SNCR | N/A | N/A | N/A | N/A | N/A | N/A | N/A | N/A
00 Ret.FB-ExistDSI & DryFGD & SNCR & HRI | N/A | N/A | N/A | N/A | N/A | N/A | N/A | N/A
00 Ret.FB-ExistDSI & HRI | N/A | N/A | N/A | N/A | N/A | N/A | N/A | N/A
00 Ret.FB-ExistDSI & SNCR | 43.5733 | 66.0809 | 66.0809 | 52.6676 | 46.5455 | 46.5455 | 46.5455 | 46.5455
00 Ret.FB-ExistDSI & SNCR & DryFGD & ACI | N/A | N/A | N/A | N/A | N/A | N/A | N/A | N/A
00 Ret.FB-ExistDSI & SNCR & DryFGD & ACI & HRI | N/A | N/A | N/A | N/A | N/A | N/A | N/A | N/A
00 Ret.FB-ExistDSI & SNCR & HRI | N/A | N/A | N/A | N/A | N/A | N/A | N/A | N/A
00 Ret.FB-ExistSNCR & DryFGD | N/A | N/A | N/A | N/A | N/A | N/A | N/A | N/A
00 Ret.FB-ExistSNCR & DryFGD & ACI | N/A | N/A | N/A | N/A | N/A | N/A | N/A | N/A
00 Ret.FB-ExistSNCR & DryFGD & HRI | N/A | N/A | N/A | N/A | N/A | N/A | N/A | N/A
00 Ret.FB-ExistSNCR & HRI | N/A | N/A | N/A | N/A | N/A | N/A | N/A | N/A
00 Ret.FB-ExistSNCR_ACI_DSI & DryFGD | N/A | N/A | N/A | N/A | N/A | N/A | N/A | N/A
00 Ret.FB-ExistSNCR_ACI_DSI & DryFGD & HRI | N/A | N/A | N/A | N/A | N/A | N/A | N/A | N/A
00 Ret.FB-ExistSNCR_ACI_DSI & HRI | N/A | N/A | N/A | N/A | N/A | N/A | N/A | N/A
00 Ret.FB-ExistSNCR_DryFGD & HRI | N/A | N/A | N/A | N/A | N/A | N/A | N/A | N/A
00 Ret.FB-ExistSNCR_DryFGD_ACI & HRI | N/A | N/A | N/A | N/A | N/A | N/A | N/A | N/A
00 Ret.FB-ExistSNCR_DSI & ACI | N/A | N/A | N/A | N/A | N/A | N/A | N/A | N/A
00 Ret.FB-ExistSNCR_DSI & ACI & DryFGD | N/A | N/A | N/A | N/A | N/A | N/A | N/A | N/A
00 Ret.FB-ExistSNCR_DSI & ACI & DryFGD & HRI | N/A | N/A | N/A | N/A | N/A | N/A | N/A | N/A
00 Ret.FB-ExistSNCR_DSI & ACI & HRI | N/A | N/A | N/A | N/A | N/A | N/A | N/A | N/A
00 Ret.FB-ExistSNCR_DSI & DryFGD | N/A | N/A | N/A | N/A | N/A | N/A | N/A | N/A
00 Ret.FB-ExistSNCR_DSI & DryFGD & HRI | N/A | N/A | N/A | N/A | N/A | N/A | N/A | N/A
00 Ret.FB-ExistSNCR_DSI & HRI | N/A | N/A | N/A | N/A | N/A | N/A | N/A | N/A
00 Ret.FB-ExistSNCR_WetFGD & ACI | N/A | N/A | N/A | N/A | N/A | N/A | N/A | N/A
00 Ret.FB-ExistSNCR_WetFGD & HRI | N/A | N/A | N/A | N/A | N/A | N/A | N/A | N/A
00 Ret.FB-ExistWetFGD_DSI & HRI | N/A | N/A | N/A | N/A | N/A | N/A | N/A | N/A
00 Ret.FB-ExistWetFGD_DSI & SNCR | N/A | N/A | N/A | N/A | N/A | N/A | N/A | N/A
00 Ret.FB-ExistWetFGD_DSI & SNCR & HRI | N/A | N/A | N/A | N/A | N/A | N/A | N/A | N/A
00 Ret.FB-ExistWetFGD_SNCR & ACI & HRI | N/A | N/A | N/A | N/A | N/A | N/A | N/A | N/A
00 Ret.FB-SNCR | N/A | N/A | N/A | N/A | N/A | N/A | N/A | N/A
00 Ret.FB-SNCR & HRI | N/A | N/A | N/A | N/A | N/A | N/A | N/A | N/A
00 Ret.Oil/Gas Steam SCR | 78.4017 | 78.4017 | 1.515 | 5.584 | 2.0775 | 2.0775 | 0.6247 | 1.2274
00 CC Retirement | 0 | 0 | 0 | 0 | 0 | 0 | 0 | 0
00 CT Retirement | 0 | 0 | 0 | 0 | 0 | 0 | 0 | 0
00 O/G Retirement | 0 | 0 | 0 | 0 | 0 | 0 | 0 | 0
00 Coal Retirement | 0 | 0 | 0 | 0 | 0 | 0 | 0 | 0
00 IGCC Retirement | 0 | 0 | 0 | 0 | 0 | 0 | 0 | 0
00 Nuke Retirement | 0 | 0 | 0 | 0 | 0 | 0 | 0 | 0
00 Biomass Retirement | 0 | 0 | 0 | 0 | 0 | 0 | 0 | 0
00 Fossil_Other Retirement | N/A | N/A | N/A | N/A | N/A | N/A | N/A | N/A
00 Fuel Cell Retirement | N/A | N/A | N/A | N/A | N/A | N/A | N/A | N/A
00 Geothermal Retirement | 0 | 0 | 0 | 0 | 0 | 0 | 0 | 0
00 Hydro Retirement | N/A | N/A | N/A | N/A | N/A | N/A | N/A | N/A
00 Landfill Gas Retirement | N/A | N/A | N/A | N/A | N/A | N/A | N/A | N/A
00 Non Fossil_Other Retirement | N/A | N/A | N/A | N/A | N/A | N/A | N/A | N/A
Average | 41.9178 | 41.7536 | 41.5194 | 40.2837 | 40.0138 | 39.9332 | 38.9679 | 38.0544
15. Total Annual Production Cost [Million US2016$](*)
Variable O&M | 9494.9004 | 9932.6545 | 10057.1831 | 9963.2843 | 9930.5453 | 10389.5412 | 10501.5858 | 10618.481
Fixed O&M | 50506.9955 | 49483.1169 | 50210.9108 | 51382.5119 | 52643.6778 | 53876.6694 | 56090.9524 | 57137.6869
Fuel | 61936.3597 | 65997.6214 | 67404.8989 | 67942.8571 | 69947.7505 | 78124.4585 | 84049.2332 | 87726.2297
Capital | 9945.9498 | 11945.1843 | 14076.8081 | 23084.8904 | 27419.9337 | 31590.845 | 27716.6479 | 27933.3598
Pollutant Transport & Storage | 0 | 0 | 0 | 0 | 0 | 0 | 0 | 0
Total | 131884.2054 | 137358.5771 | 141749.8009 | 152373.5437 | 159941.9074 | 173981.5141 | 178358.4192 | 183415.7574
Sales Revenue | 0 | 0 | 0 | 0 | 0 | 0 | 0 | 0
(*) Costs include only those items that are important for determining incremental cost of pollution control
16. Emissions
CO2 Thousand Tonnes | 1541304.3851 | 1594417.1566 | 1609775.2443 | 1581105.0392 | 1559158.5783 | 1604416.8652 | 1594519.1722 | 1585459.9707
CO2 Thousand Tons | 1698996.7781 | 1757543.5704 | 1774472.9593 | 1742869.4769 | 1718677.6516 | 1768566.3591 | 1757656.0232 | 1747669.9658
Carbon Million Tonnes | 420.3137 | 434.7976 | 438.9857 | 431.1673 | 425.1825 | 437.5245 | 434.8254 | 432.3549
Carbon Million Tons | 463.3164 | 479.2821 | 483.8988 | 475.2805 | 468.6834 | 482.288 | 479.3128 | 476.5896
HCL Thousand Tons | 4.4252 | 4.6849 | 4.703 | 4.4832 | 3.9128 | 3.9526 | 3.9068 | 3.5684
MER lbs | 8838.4997 | 9179.4796 | 9378.0332 | 8909.6791 | 8050.8713 | 8162.0889 | 8015.0559 | 7459.13
NOX Thousand Tons | 811.7983 | 837.1552 | 844.3635 | 810.1283 | 752.8484 | 742.1748 | 712.7883 | 664.1932
SO2 Thousand Tons | 862.4058 | 888.4928 | 912.5581 | 885.6276 | 816.9549 | 811.4638 | 817.0613 | 762.0889

## FuelReport_ToEPA
Fuel Consumption by Fuel and Fuel Type [Tbtu]
Fuel Type | 2021 | 2023 | 2025 | 2030 | 2035 | 2040 | 2045 | 2050
Biomass | 12.0492 | 14.5629 | 15.45 | 12.4688 | 12.4096 | 15.316 | 15.057 | 15.2068
EPA v6 Biomass | 12.0492 | 14.5629 | 15.45 | 12.4688 | 12.4096 | 15.316 | 15.057 | 15.2068
Coal | 8997.8693 | 9487.286 | 9538.4455 | 9157.8766 | 8150.1813 | 8221.5079 | 8129.4893 | 7445.4711
EPA v6 Coal BA | 140.7277 | 149.4121 | 142.0988 | 26.0235 | 30.8732 | 16.3407 | 2.8858 | 2.8858
EPA v6 Coal BB | 127.1964 | 128.6476 | 104.1121 | 268.7764 | 232.8715 | 263.4817 | 247.4364 | 217.0616
EPA v6 Coal BD | 128.6947 | 155.9278 | 119.5039 | 84.8734 | 18.975 | 0 | 0 | 0
EPA v6 Coal BE | 65.7044 | 93.5065 | 65.0421 | 75.2505 | 58.2721 | 45.8295 | 36.256 | 28.7156
EPA v6 Coal BG | 1844.8236 | 1823.1986 | 1772.9057 | 1564.8589 | 1429.7849 | 1545.6888 | 1692.7485 | 1196.9015
EPA v6 Coal BH | 1432.296 | 1362.732 | 1430.4396 | 1479.4586 | 1154.7973 | 1047.3503 | 819.1062 | 872.348
EPA v6 Coal LD | 0 | 0 | 0 | 0 | 0 | 0 | 0 | 0
EPA v6 Coal LE | 546.3583 | 561.7662 | 573.0695 | 521.0455 | 456.2157 | 442.4106 | 487.9565 | 548.078
EPA v6 Coal LG | 98.56 | 98.56 | 98.56 | 98.56 | 98.56 | 98.56 | 98.56 | 6.5829
EPA v6 Coal LH | 57.6 | 57.6 | 57.6 | 57.6 | 37.632 | 57.6 | 0 | 0
EPA v6 Coal SA | 3854.6675 | 4572.9734 | 4290.3629 | 3935.7983 | 3585.7271 | 3499.9416 | 3452.7733 | 3577.938
EPA v6 Coal SB | 436.7847 | 205.2661 | 635.4261 | 695.1195 | 607.5628 | 756.0329 | 834.6835 | 540.5107
EPA v6 Coal SD | 22.6466 | 27.4596 | 27.4596 | 135.8033 | 245.9035 | 255.2413 | 262.9415 | 260.4462
EPA v6 Coal SE | 241.8097 | 250.2361 | 221.8652 | 214.7087 | 193.0062 | 193.0305 | 194.1416 | 194.0029
LF Gas | 161.9837 | 161.9801 | 161.9837 | 139.6522 | 144.7273 | 146.5747 | 149.9871 | 147.3654
EPA v6 LFG | 161.9837 | 161.9801 | 161.9837 | 139.6522 | 144.7273 | 146.5747 | 149.9871 | 147.3654
MSW | 252.258 | 252.2181 | 252.2181 | 245.695 | 245.7823 | 245.7879 | 246.207 | 245.8896
EPA v6 MSW | 252.258 | 252.2181 | 252.2181 | 245.695 | 245.7823 | 245.7879 | 246.207 | 245.8896
NaturalGas | 11986.7595 | 12094.1086 | 12275.9932 | 12473.344 | 13863.3199 | 14583.3767 | 14572.6269 | 15636.8714
EPA v6 Gas | 11986.7595 | 12094.1086 | 12275.9932 | 12473.344 | 13863.3199 | 14583.3767 | 14572.6269 | 15636.8714
Nuclear | 7260.0584 | 6812.8349 | 6719.976 | 6315.9142 | 6237.9502 | 6237.9502 | 6237.9502 | 6058.9714
EPA v6 Nuclear | 7260.0584 | 6812.8349 | 6719.976 | 6315.9142 | 6237.9502 | 6237.9502 | 6237.9502 | 6058.9714
Oil | 5.6422 | 5.6422 | 5.6428 | 0.087444 | 0.0022154 | 0 | 0 | 0
EPA v6 DFO | 0.29033 | 0.29033 | 0.29033 | 0.087444 | 0.0022154 | 0 | 0 | 0
EPA v6 RFO | 5.3519 | 5.3519 | 5.3524 | 0 | 0 | 0 | 0 | 0
Pet. Coke | 3.6048 | 3.8596 | 4.5044 | 3.3182 | 3.3182 | 3.3182 | 3.3182 | 3.3182
EPA v6 Pet Coke | 3.6048 | 3.8596 | 4.5044 | 3.3182 | 3.3182 | 3.3182 | 3.3182 | 3.3182
Waste Coal | 1.6912 | 2.5624 | 2.5678 | 2.0423 | 1.8049 | 1.8049 | 1.8049 | 1.8049
EPA v6 Waste Coal | 1.6912 | 2.5624 | 2.5678 | 2.0423 | 1.8049 | 1.8049 | 1.8049 | 1.8049
Grand Total | 28681.9162 | 28835.0549 | 28976.7814 | 28350.3988 | 28659.4959 | 29455.6365 | 29356.4405 | 29554.899
Fuel Costs by Fuel and Fuel Type[MMUS$]
Fuel Type | 2021 | 2023 | 2025 | 2030 | 2035 | 2040 | 2045 | 2050
Biomass | 42.3791 | 51.2206 | 54.3407 | 43.8552 | 43.647 | 53.8694 | 52.9581 | 53.4851
EPA v6 Biomass | 42.3791 | 51.2206 | 54.3407 | 43.8552 | 43.647 | 53.8694 | 52.9581 | 53.4851
Coal | 17282.7246 | 18751.3568 | 19069.6969 | 18855.7224 | 17153.4435 | 17997.4536 | 18472.2537 | 17336.6091
EPA v6 Coal BA | 262.2625 | 285.4412 | 280.5304 | 47.9593 | 60.8881 | 34.3108 | 6.3054 | 6.7399
EPA v6 Coal BB | 280.2036 | 315.538 | 207.5725 | 515.1398 | 463.1194 | 559.9211 | 559.9301 | 477.1911
EPA v6 Coal BD | 367.3683 | 461.0085 | 365.7696 | 268.6551 | 71.345 | 0 | 0 | 0
EPA v6 Coal BE | 166.9296 | 248.7478 | 179.6676 | 234.4406 | 170.6638 | 120.1339 | 105.6686 | 92.5296
EPA v6 Coal BG | 4029.5348 | 4046.9345 | 4012.4364 | 3808.168 | 3629.6436 | 4094.8249 | 4653.3718 | 3445.7155
EPA v6 Coal BH | 2769.286 | 2649.1667 | 2883.2738 | 3000.4257 | 2384.2205 | 2278.73 | 1853.3486 | 2139.5013
EPA v6 Coal LD | 0 | 0 | 0 | 0 | 0 | 0 | 0 | 0
EPA v6 Coal LE | 876.2425 | 926.5772 | 964.3174 | 904.2472 | 803.7735 | 825.3805 | 965.5732 | 1149.6012
EPA v6 Coal LG | 174.5172 | 176.9596 | 184.0054 | 191.1523 | 193.9769 | 209.3096 | 216.4148 | 15.1195
EPA v6 Coal LH | 104.8938 | 105.1853 | 106.2308 | 111.1737 | 72.9262 | 120.4718 | 0 | 0
EPA v6 Coal SA | 6930.3813 | 8634.5259 | 8203.2044 | 7965.0459 | 7497.7678 | 7608.8387 | 7761.6438 | 8083.1972
EPA v6 Coal SB | 924.2514 | 472.2833 | 1289.6789 | 1338.0329 | 1208.9538 | 1499.4228 | 1648.5221 | 1204.3294
EPA v6 Coal SD | 39.7971 | 50.0468 | 52.7896 | 124.9426 | 264.366 | 291.9054 | 321.0255 | 314.36
EPA v6 Coal SE | 357.0565 | 378.9421 | 340.2201 | 346.3393 | 331.7989 | 354.2039 | 380.4499 | 408.3244
LF Gas | 0 | 0 | 0 | 0 | 0 | 0 | 0 | 0
EPA v6 LFG | 0 | 0 | 0 | 0 | 0 | 0 | 0 | 0
MSW | 0 | 0 | 0 | 0 | 0 | 0 | 0 | 0
EPA v6 MSW | 0 | 0 | 0 | 0 | 0 | 0 | 0 | 0
NaturalGas | 39874.2241 | 42727.4151 | 43838.8272 | 44900.9237 | 48611.3728 | 55879.9312 | 61274.4241 | 66153.2533
EPA v6 Gas | 39874.2241 | 42727.4151 | 43838.8272 | 44900.9237 | 48611.3728 | 55879.9312 | 61274.4241 | 66153.2533
Nuclear | 4656.9734 | 4383.3468 | 4352.895 | 4129.9919 | 4129.2056 | 4183.0246 | 4239.299 | 4172.4919
EPA v6 Nuclear | 4656.9734 | 4383.3468 | 4352.895 | 4129.9919 | 4129.2056 | 4183.0246 | 4239.299 | 4172.4919
Oil | 70.2168 | 71.8818 | 75.6327 | 1.877 | 0.050351 | 0 | 0 | 0
EPA v6 DFO | 5.7826 | 6.1018 | 6.3283 | 1.877 | 0.050351 | 0 | 0 | 0
EPA v6 RFO | 64.4342 | 65.78 | 69.3044 | 0 | 0 | 0 | 0 | 0
Pet. Coke | 5.7065 | 6.1151 | 7.143 | 5.274 | 5.2868 | 5.3002 | 5.3144 | 5.3294
EPA v6 Pet Coke | 5.7065 | 6.1151 | 7.143 | 5.274 | 5.2868 | 5.3002 | 5.3144 | 5.3294
Waste Coal | 4.1351 | 6.285 | 6.3635 | 5.2128 | 4.7445 | 4.8795 | 4.9838 | 5.0609
EPA v6 Waste Coal | 4.1351 | 6.285 | 6.3635 | 5.2128 | 4.7445 | 4.8795 | 4.9838 | 5.0609
Grand Total | 61936.3597 | 65997.6214 | 67404.8989 | 67942.8571 | 69947.7505 | 78124.4585 | 84049.2332 | 87726.2297
Fuel Costs by Fuel and Fuel Type[US$/MMBtu]
Fuel Type | 2021 | 2023 | 2025 | 2030 | 2035 | 2040 | 2045 | 2050
Biomass | 3.5172 | 3.5172 | 3.5172 | 3.5172 | 3.5172 | 3.5172 | 3.5172 | 3.5172
EPA v6 Biomass | 3.5172 | 3.5172 | 3.5172 | 3.5172 | 3.5172 | 3.5172 | 3.5172 | 3.5172
Coal | 1.9208 | 1.9765 | 1.9992 | 2.059 | 2.1047 | 2.1891 | 2.2723 | 2.3285
EPA v6 Coal BA | 1.8636 | 1.9104 | 1.9742 | 1.8429 | 1.9722 | 2.0997 | 2.185 | 2.3356
EPA v6 Coal BB | 2.2029 | 2.4527 | 1.9937 | 1.9166 | 1.9887 | 2.1251 | 2.2629 | 2.1984
EPA v6 Coal BD | 2.8546 | 2.9566 | 3.0607 | 3.1654 | 3.7599 | 0 | 0 | 0
EPA v6 Coal BE | 2.5406 | 2.6602 | 2.7623 | 3.1155 | 2.9287 | 2.6213 | 2.9145 | 3.2223
EPA v6 Coal BG | 2.1842 | 2.2197 | 2.2632 | 2.4336 | 2.5386 | 2.6492 | 2.749 | 2.8789
EPA v6 Coal BH | 1.9335 | 1.944 | 2.0157 | 2.0281 | 2.0646 | 2.1757 | 2.2626 | 2.4526
EPA v6 Coal LD | 0 | 0 | 0 | 0 | 0 | 0 | 0 | 0
EPA v6 Coal LE | 1.6038 | 1.6494 | 1.6827 | 1.7354 | 1.7618 | 1.8656 | 1.9788 | 2.0975
EPA v6 Coal LG | 1.7707 | 1.7955 | 1.8669 | 1.9395 | 1.9681 | 2.1237 | 2.1958 | 2.2968
EPA v6 Coal LH | 1.8211 | 1.8261 | 1.8443 | 1.9301 | 1.9379 | 2.0915 | 0 | 0
EPA v6 Coal SA | 1.7979 | 1.8882 | 1.912 | 2.0237 | 2.091 | 2.174 | 2.2479 | 2.2592
EPA v6 Coal SB | 2.116 | 2.3008 | 2.0296 | 1.9249 | 1.9898 | 1.9833 | 1.975 | 2.2281
EPA v6 Coal SD | 1.7573 | 1.8226 | 1.9224 | 0.92003 | 1.0751 | 1.1436 | 1.2209 | 1.207
EPA v6 Coal SE | 1.4766 | 1.5143 | 1.5335 | 1.6131 | 1.7191 | 1.835 | 1.9597 | 2.1047
LF Gas | 0 | 0 | 0 | 0 | 0 | 0 | 0 | 0
EPA v6 LFG | 0 | 0 | 0 | 0 | 0 | 0 | 0 | 0
MSW | 0 | 0 | 0 | 0 | 0 | 0 | 0 | 0
EPA v6 MSW | 0 | 0 | 0 | 0 | 0 | 0 | 0 | 0
NaturalGas | 3.3265 | 3.5329 | 3.5711 | 3.5998 | 3.5065 | 3.8318 | 4.2048 | 4.2306
EPA v6 Gas | 3.3265 | 3.5329 | 3.5711 | 3.5998 | 3.5065 | 3.8318 | 4.2048 | 4.2306
Nuclear | 0.64145 | 0.6434 | 0.64775 | 0.6539 | 0.66195 | 0.67058 | 0.6796 | 0.68865
EPA v6 Nuclear | 0.64145 | 0.6434 | 0.64775 | 0.6539 | 0.66195 | 0.67058 | 0.6796 | 0.68865
Oil | 12.4449 | 12.74 | 13.4035 | 21.4654 | 22.7282 | 0 | 0 | 0
EPA v6 DFO | 19.917 | 21.0164 | 21.7965 | 21.4654 | 22.7282 | 0 | 0 | 0
EPA v6 RFO | 12.0395 | 12.291 | 12.9482 | 0 | 0 | 0 | 0 | 0
Pet. Coke | 1.583 | 1.5844 | 1.5858 | 1.5894 | 1.5933 | 1.5973 | 1.6016 | 1.6061
EPA v6 Pet Coke | 1.583 | 1.5844 | 1.5858 | 1.5894 | 1.5933 | 1.5973 | 1.6016 | 1.6061
Waste Coal | 2.4451 | 2.4528 | 2.4781 | 2.5525 | 2.6287 | 2.7035 | 2.7613 | 2.804
EPA v6 Waste Coal | 2.4451 | 2.4528 | 2.4781 | 2.5525 | 2.6287 | 2.7035 | 2.7613 | 2.804
Grand Total | 2.1594 | 2.2888 | 2.3262 | 2.3965 | 2.4406 | 2.6523 | 2.8631 | 2.9682

## Coal Pivot Tables
Coal Prices (2016$/MMBtu) | [8 empty] | Total TBtu
Coal Region | 2021 | 2023 | 2025 | 2030 | 2035 | 2040 | 2045 | 2050 | 2021 | 2023 | 2025 | 2030 | 2035 | 2040 | 2045 | 2050
Appalachia | 1.9231 | 2.0157 | 2.0852 | 2.2707 | 2.561 | 2.7853 | 3.196 | 3.7865 | 2368.3849 | 2265.6003 | 2118.5865 | 1929.4072 | 1491.8031 | 1594.5719 | 1359.7886 | 1062.7962
Interior | 1.4323 | 1.4439 | 1.4807 | 1.5528 | 1.6281 | 1.7437 | 1.8802 | 1.9088 | 2273.0686 | 2392.7288 | 2482.1923 | 2515.4225 | 2383.7923 | 2376.2136 | 2428.4696 | 2149.8579
Waste Coal | 1.8611 | 1.8559 | 1.8681 | 1.9081 | 1.9481 | 1.9846 | 2.002 | 2.002 | 1.6912 | 2.5624 | 2.5678 | 2.0423 | 1.8049 | 1.8049 | 1.8049 | 1.8049
West | 0.83469 | 0.84244 | 0.86496 | 0.90225 | 0.96548 | 1.0326 | 1.0972 | 1.1711 | 5535.5221 | 6043.904 | 6165.1151 | 6032.1071 | 5650.7509 | 5793.9578 | 5809.03 | 5595.3284
National | 1.2216 | 1.2254 | 1.2472 | 1.3106 | 1.3813 | 1.492 | 1.5928 | 1.6668 | 10178.6667 | 10704.7955 | 10768.4617 | 10478.9791 | 9528.1512 | 9766.5481 | 9599.0931 | 8809.7873
Coal Prices (2016$/Ton) | [8 empty] | Total Million Tons
Coal Region | 2021 | 2023 | 2025 | 2030 | 2035 | 2040 | 2045 | 2050 | 2021 | 2023 | 2025 | 2030 | 2035 | 2040 | 2045 | 2050
Appalachia | 46.6731 | 49.0711 | 50.572 | 55.0147 | 62.4297 | 67.7426 | 78.1178 | 92.1539 | 97.5881 | 93.0639 | 87.353 | 79.6352 | 61.1976 | 65.5625 | 55.6326 | 43.6694
Interior | 27.9067 | 28.1698 | 28.9663 | 30.743 | 32.7152 | 34.9923 | 38.0295 | 38.3111 | 116.6633 | 122.6432 | 126.8882 | 127.0537 | 118.6346 | 118.4095 | 120.0636 | 107.1146
Waste Coal | 19.9141 | 19.8583 | 19.9886 | 20.4166 | 20.8447 | 21.2355 | 21.4216 | 21.4216 | 0.15805 | 0.23948 | 0.23999 | 0.19087 | 0.16868 | 0.16868 | 0.16868 | 0.16868
West | 14.8609 | 14.9434 | 15.3909 | 16.0179 | 17.051 | 18.238 | 19.2818 | 20.5527 | 310.9121 | 340.7278 | 346.4743 | 339.7746 | 319.9622 | 328.0482 | 330.5519 | 318.8249
National | 23.6693 | 23.5649 | 23.9421 | 25.1228 | 26.3237 | 28.4491 | 30.1907 | 31.258 | 525.3216 | 556.6744 | 560.9555 | 546.6544 | 499.9631 | 512.1889 | 506.4167 | 469.7776

## Final Wholesale Price
Wholesale Electricity Price (2016$/MWh)
Region Group | 2021 | 2023 | 2025 | 2030 | 2035 | 2040 | 2045 | 2050
ERCOT_Tenaska Frontier Generating Station | 29.2343 | 32.9181 | 34.9121 | 41.6891 | 42.8245 | 44.0182 | 47.0587 | 44.4631
ERCOT_Tenaska Gateway Generating Station | 29.2343 | 32.9181 | 34.9121 | 41.6891 | 42.8245 | 44.0182 | 47.0587 | 44.4631
ERCOT_Panhandle | 28.1868 | 31.5831 | 33.7902 | 36.7891 | 39.3097 | 41.3337 | 41.3421 | 38.772
ERCOT_Rest | 30.3076 | 33.8729 | 35.718 | 39.6262 | 41.5195 | 43.7373 | 47.2564 | 43.8486
ERCOT_West | 29.2343 | 32.7141 | 34.9755 | 38.0856 | 40.6724 | 43.1041 | 43.8057 | 41.2706
FRCC | 33.622 | 37.5014 | 40.0027 | 45.0654 | 43.8724 | 44.7474 | 45.5648 | 44.6541
MISO_South_Amite South (including DSG) | 30.8159 | 36.5957 | 39.3233 | 43.1777 | 41.8697 | 43.0228 | 43.803 | 43.0456
MISO_Arkansas | 29.1211 | 33.2147 | 35.1285 | 38.6724 | 38.5034 | 40.1425 | 41.5789 | 41.5898
MISO_Mississippi | 32.108 | 38.0002 | 40.7647 | 44.0782 | 42.6255 | 43.4787 | 44.2173 | 43.4189
MISO_Iowa | 30.2023 | 33.9935 | 36.8275 | 38.969 | 39.6715 | 41.3696 | 42.106 | 40.9429
MISO_Illinois | 29.7966 | 34.4317 | 36.7243 | 38.4554 | 38.9315 | 40.3229 | 41.1415 | 40.6285
MISO_Indiana (including parts of Kentucky) | 33.3189 | 38.0006 | 41.0246 | 41.7737 | 40.2785 | 41.0903 | 41.6159 | 41.0702
MISO_Louisiana | 31.1891 | 37.0126 | 39.7293 | 43.3711 | 41.8639 | 42.6769 | 43.4584 | 42.6896
MISO_Lower Michigan | 33.9943 | 39.5347 | 42.9516 | 43.5232 | 40.8773 | 41.7186 | 42.7606 | 41.7381
MISO_MT, SD, ND | 23.4164 | 27.0046 | 29.6729 | 32.2134 | 33.7491 | 35.1078 | 36.0303 | 34.8729
MISO_Iowa-MidAmerican | 29.4468 | 33.6972 | 36.4509 | 38.0936 | 38.7306 | 40.3609 | 41.1903 | 40.5063
MISO_Minnesota and Western Wisconsin | 30.4886 | 34.1508 | 36.87 | 39.8343 | 41.2583 | 42.6421 | 43.379 | 41.72
MISO_Missouri | 29.567 | 34.3364 | 36.6251 | 38.6071 | 39.5508 | 40.9704 | 41.6598 | 41.0167
MISO_South_WOTAB (including Western) | 31.675 | 37.4185 | 40.3203 | 44.3228 | 42.839 | 43.738 | 46.6994 | 44.0273
MISO_Wisconsin- Upper Michigan (WUMS) | 30.463 | 34.0545 | 36.6802 | 38.9416 | 39.9518 | 41.2477 | 41.9021 | 41.2663
ISONE_Connecticut | 34.3154 | 39.7077 | 39.8826 | 40.5857 | 44.5028 | 48.4928 | 50.6809 | 52.5871
ISONE_Maine | 34.0646 | 39.4952 | 39.71 | 39.9761 | 44.0451 | 48.1037 | 50.1811 | 52.341
ISONE_MA, VT, NH, RI (Rest of ISO New England) | 35.2557 | 40.813 | 41.0216 | 41.6679 | 45.837 | 49.9966 | 52.129 | 54.0868
NY_Zone A (West) | 32.7644 | 37.697 | 35.3019 | 36.5131 | 40.8701 | 43.2021 | 44.8246 | 43.7625
NY_Zone B (Genesee) | 34.4038 | 39.428 | 36.2301 | 38.2246 | 42.0125 | 43.9942 | 45.5793 | 44.5539
NY_Zone C&E | 33.9865 | 38.7853 | 36.9231 | 39.0425 | 41.6964 | 45.336 | 47.7764 | 46.9575
NY_Zones D | 33.9654 | 38.2353 | 36.4214 | 38.2066 | 40.8538 | 44.4388 | 47.1687 | 46.376
NY_Zone F (Capital) | 34.9556 | 40.4376 | 38.2717 | 40.2978 | 43.0182 | 46.7998 | 49.3013 | 48.5039
NY_Zone G-I (Downstate NY) | 37.1804 | 42.935 | 41.7315 | 42.8978 | 46.2434 | 49.8272 | 51.9309 | 51.9867
NY_Zone J(NYC) | 38.4547 | 44.3471 | 43.1139 | 44.3138 | 47.7351 | 51.4067 | 53.5632 | 53.6353
NY_Zone K(LI) | 39.8725 | 44.3525 | 43.1667 | 44.0451 | 47.3491 | 50.8772 | 53.0634 | 53.7063
PJM_AP | 30.8544 | 36.5056 | 39.4946 | 39.9568 | 37.2335 | 38.0942 | 38.8173 | 38.0558
PJM_ATSI | 33.1264 | 39.0946 | 42.2666 | 41.283 | 38.405 | 39.1244 | 39.6414 | 38.5491
PJM_ComEd | 30.2487 | 35.0248 | 36.3671 | 36.3423 | 36.4729 | 37.7961 | 38.8486 | 39.0472
PJM_Dominion | 31.8184 | 37.1744 | 40.6151 | 41.0766 | 38.4335 | 39.5957 | 41.1367 | 41.0217
PJM_EMAAC | 29.5997 | 35.9638 | 35.5019 | 34.6408 | 37.0417 | 39.0947 | 40.0104 | 40.8976
PJM_PENELEC | 29.7588 | 35.3198 | 35.0101 | 34.3048 | 36.2463 | 37.3535 | 38.3744 | 37.0174
PJM_SWMAAC | 48.5624 | 39.6988 | 44.6153 | 43.6528 | 41.2463 | 42.1041 | 42.6716 | 41.7587
PJM West | 31.7889 | 37.4231 | 40.5011 | 40.9276 | 38.7384 | 39.6834 | 40.3568 | 39.875
PJM_Western MAAC | 29.038 | 35.5116 | 35.0506 | 34.3309 | 36.5836 | 38.1928 | 38.9041 | 37.6907
SERC_Central_Kentucky | 39.741 | 42.2812 | 44.9845 | 43.1909 | 40.5787 | 41.5439 | 42.1285 | 42.1446
SERC_Central_TVA | 33.8142 | 37.2703 | 38.6378 | 42.9125 | 41.1496 | 42.0649 | 42.5824 | 42.2787
SERC_Delta_AECI | 27.9328 | 32.6684 | 34.9699 | 37.3571 | 37.4836 | 39.0866 | 40.1302 | 39.7305
SERC_Southeastern | 31.9475 | 34.6904 | 36.475 | 41.082 | 42.8163 | 43.6194 | 44.3592 | 43.5512
SERC_VACAR | 37.6884 | 41.5677 | 45.8494 | 45.4987 | 43.7337 | 44.6714 | 44.9927 | 44.9693
SPP_Kiamichi Energy Facility | 29.2855 | 33.0797 | 35.3294 | 41.4179 | 42.3568 | 42.9429 | 46.2265 | 43.5771
SPP North- (Kansas, Missouri) | 30.154 | 35.0769 | 37.7966 | 40.8939 | 39.7079 | 40.7152 | 41.5462 | 40.084
SPP Nebraska | 29.3917 | 34.3482 | 37.7031 | 38.4616 | 38.6733 | 40.3314 | 41.2003 | 39.6076
SPP SPS (Texas Panhandle) | 29.3716 | 33.231 | 35.9184 | 38.7732 | 39.5342 | 40.9916 | 41.5011 | 40.1494
SPP_WAUE | 27.388 | 32.11 | 35.2637 | 36.5499 | 37.1854 | 38.7024 | 39.5808 | 38.8324
SPP West (Oklahoma, Arkansas, Louisiana) | 30.3246 | 34.2147 | 36.9555 | 39.9745 | 39.6895 | 40.4816 | 41.413 | 40.1826
WECC_BANC | 45.2264 | 46.9924 | 49.4471 | 73.1782 | 69.3056 | 69.9003 | 70.0972 | 68.5165
WECC_Northern California (not including BANC) | 35.8782 | 38.2195 | 40.759 | 67.7361 | 66.2452 | 67.3655 | 70.4613 | 68.1479
WECC_LADWP | 36.7442 | 71.2523 | 43.075 | 68.9738 | 67.5311 | 69.186 | 72.6307 | 69.6023
WECC_San Diego Gas and Electric | 46.9417 | 71.864 | 41.4977 | 69.1648 | 68.3709 | 69.6717 | 73.1453 | 69.9809
WECC_Arizona | 27.536 | 28.2504 | 29.2403 | 31.6613 | 40.2317 | 42.7143 | 48.1942 | 44.9883
WECC_Colorado | 26.8706 | 28.7929 | 29.7331 | 34.2082 | 40.2476 | 43.4139 | 44.9248 | 42.727
WECC_Idaho | 27.341 | 31.1958 | 31.8061 | 34.5673 | 39.6859 | 40.7048 | 40.8756 | 39.8956
WECC_Imperial Irrigation District (IID) | 25.5842 | 57.3569 | 29.4248 | 49.1918 | 48.5913 | 49.6367 | 57.4372 | 56.7513
WECC_Montana | 24.9231 | 29.0499 | 29.6504 | 30.6642 | 28.7191 | 32.071 | 33.8519 | 34.3872
WECC_New Mexico | 27.2648 | 28.5359 | 29.7313 | 32.4928 | 40.6156 | 42.6072 | 47.8345 | 44.0654
WECC_Northern Nevada | 27.6012 | 31.6871 | 32.26 | 35.4544 | 40.9779 | 42.5928 | 43.85 | 42.3909
WECC_Pacific Northwest | 25.6938 | 30.2568 | 30.8759 | 31.918 | 29.9023 | 33.3507 | 35.1829 | 36.5244
WECC_Southern California Edison | 48.3533 | 73.0453 | 44.1294 | 69.1146 | 67.8509 | 69.1348 | 72.4644 | 69.054
WECC_Southern Nevada | 27.874 | 28.639 | 29.629 | 30.9021 | 38.7321 | 40.1498 | 43.8712 | 42.3927
WECC_Utah | 24.6338 | 26.8106 | 27.5488 | 29.6236 | 37.0428 | 39.1519 | 41.56 | 40.3034
WECC_Wyoming | 19.0951 | 21.9863 | 22.7291 | 26.1463 | 32.5452 | 34.867 | 36.5733 | 35.3993
National | 32.4311 | 37.2809 | 38.0789 | 41.7119 | 41.9795 | 43.4956 | 44.9747 | 43.9638

## Natural Gas
EPAv6_November_2018_Reference_Case - Natural Gas Results
| Delivered Natural Gas Price (2016$/MMBtu) | [24 empty] | Natural Gas Consumption in the Power Sector (Tcf)
| Winter | [7 empty] | Winter-Shoulder | [7 empty] | Summer | [8 empty] | Winter | [7 empty] | Winter-Shoulder | [7 empty] | Summer
| 2021 | 2023 | 2025 | 2030 | 2035 | 2040 | 2045 | 2050 | 2021 | 2023 | 2025 | 2030 | 2035 | 2040 | 2045 | 2050 | 2021 | 2023 | 2025 | 2030 | 2035 | 2040 | 2045 | 2050 |  | 2021 | 2023 | 2025 | 2030 | 2035 | 2040 | 2045 | 2050 | 2021 | 2023 | 2025 | 2030 | 2035 | 2040 | 2045 | 2050 | 2021 | 2023 | 2025 | 2030 | 2035 | 2040 | 2045 | 2050
ERC_FRNT | 3.4183 | 3.5814 | 3.7568 | 3.7635 | 3.9617 | 4.3466 | 4.7631 | 4.8172 | 3.1883 | 3.3914 | 3.5168 | 3.2535 | 2.7317 | 2.9066 | 3.2731 | 3.4372 | 3.4183 | 3.6914 | 3.6768 | 4.0835 | 4.5917 | 5.0166 | 6.5431 | 5.3872 | ERC_FRNT | 0.010047 | 0.010047 | 0.010047 | 0.010047 | 0.010047 | 0.010047 | 0.0089631 | 0.0089631 | 0.014049 | 0.014049 | 0.014003 | 0.014049 | 0.014049 | 0.014049 | 0.013714 | 0.013617 | 0.019393 | 0.019393 | 0.019393 | 0.017186 | 0.017186 | 0.017186 | 0.017186 | 0.017186
ERC_GWAY | 3.4183 | 3.5814 | 3.7568 | 3.7635 | 3.9617 | 4.3466 | 4.7631 | 4.8172 | 3.1883 | 3.3914 | 3.5168 | 3.2535 | 2.7317 | 2.9066 | 3.2731 | 3.4372 | 3.4183 | 3.6914 | 3.6768 | 4.0835 | 4.5917 | 5.0166 | 6.5431 | 5.3872 | ERC_GWAY | 0.0096442 | 0.01025 | 0.01025 | 0.01025 | 0.01025 | 0.01025 | 0.0010133 | 0.0010133 | 0.013892 | 0.013892 | 0.013892 | 0.014333 | 0.014333 | 0.014333 | 0.013892 | 0.013892 | 0.019785 | 0.019785 | 0.018311 | 0.017532 | 0.017532 | 0.017532 | 0.017532 | 0.017532
ERC_PHDL | - | - | - | - | - | - | - | - | - | - | - | - | - | - | - | - | - | - | - | - | - | - | - | - | ERC_PHDL | 0 | 0 | 0 | 0 | 0 | 0 | 0 | 0 | 0 | 0 | 0 | 0 | 0 | 0 | 0 | 0 | 0 | 0 | 0 | 0 | 0 | 0.003335 | 0.0040541 | 0.0017793
ERC_REST | 3.4183 | 3.5814 | 3.7568 | 3.7635 | 3.9617 | 4.3466 | 4.7631 | 4.8172 | 3.1883 | 3.3914 | 3.5168 | 3.2535 | 2.7317 | 2.9066 | 3.2731 | 3.4372 | 3.4183 | 3.6914 | 3.6768 | 4.0835 | 4.5917 | 5.0166 | 6.5431 | 5.3872 | ERC_REST | 0.26346 | 0.2472 | 0.24053 | 0.24562 | 0.24948 | 0.25393 | 0.17526 | 0.20055 | 0.35807 | 0.3415 | 0.32449 | 0.37468 | 0.46213 | 0.49757 | 0.34574 | 0.37862 | 0.61923 | 0.60799 | 0.62359 | 0.56951 | 0.61176 | 0.67777 | 0.53401 | 0.61443
ERC_WEST | 3.3783 | 3.5314 | 3.7068 | 3.7035 | 3.9017 | 4.2866 | 4.6931 | 4.7472 | 3.1283 | 3.3314 | 3.4668 | 3.1835 | 2.6717 | 2.8466 | 3.2131 | 3.3772 | 3.3583 | 3.6314 | 3.6068 | 3.9435 | 4.2717 | 4.6666 | 5.9631 | 5.0072 | ERC_WEST | 0.010963 | 0.0092437 | 0.010937 | 0.010967 | 0.010808 | 0.010819 | 0.00010312 | 0.0001258 | 0.015115 | 0.010587 | 0.0067376 | 0.010089 | 0.022589 | 0.018256 | 0.0058963 | 0.0059189 | 0.02725 | 0.024856 | 0.026548 | 0.023203 | 0.032362 | 0.036722 | 0.030047 | 0.025943
FRCC | 3.5983 | 3.7114 | 3.8668 | 3.9435 | 4.1217 | 4.5166 | 4.9131 | 4.9672 | 3.3483 | 3.5214 | 3.6468 | 3.4135 | 2.8417 | 3.0066 | 3.1231 | 3.5372 | 3.6783 | 3.9314 | 3.8868 | 4.3335 | 4.8417 | 5.2766 | 5.7131 | 5.4772 | FRCC | 0.30179 | 0.29717 | 0.29434 | 0.29698 | 0.31156 | 0.31322 | 0.31795 | 0.3389 | 0.42463 | 0.41404 | 0.41013 | 0.43773 | 0.48848 | 0.48925 | 0.49182 | 0.50586 | 0.6578 | 0.65039 | 0.66083 | 0.67054 | 0.6631 | 0.70872 | 0.73452 | 0.79521
MIS_AMSO | 3.4083 | 3.5514 | 3.7168 | 3.7535 | 3.9317 | 4.3066 | 4.7031 | 4.7572 | 3.1783 | 3.3614 | 3.4868 | 3.2335 | 2.6717 | 2.8366 | 2.9431 | 3.3672 | 3.4183 | 3.6814 | 3.6568 | 4.0735 | 4.5617 | 4.9866 | 5.4131 | 5.2272 | MIS_AMSO | 0.040146 | 0.040293 | 0.038938 | 0.039741 | 0.03971 | 0.042796 | 0.044802 | 0.045058 | 0.060445 | 0.060445 | 0.056781 | 0.050228 | 0.055803 | 0.058368 | 0.064155 | 0.06107 | 0.093194 | 0.090128 | 0.090811 | 0.084915 | 0.074011 | 0.080327 | 0.083166 | 0.084111
MIS_AR | 3.4083 | 3.5514 | 3.7068 | 3.7135 | 3.8917 | 4.2766 | 4.6831 | 4.7272 | 3.1883 | 3.3714 | 3.4968 | 3.2235 | 2.6717 | 2.8366 | 2.9331 | 3.3572 | 3.3983 | 3.6514 | 3.6168 | 3.9535 | 4.2217 | 4.6366 | 5.0131 | 4.8872 | MIS_AR | 0.041966 | 0.04314 | 0.043181 | 0.043569 | 0.041929 | 0.032752 | 0.026023 | 0.020361 | 0.057908 | 0.057908 | 0.057908 | 0.057908 | 0.059114 | 0.058843 | 0.058441 | 0.054488 | 0.079455 | 0.077946 | 0.077809 | 0.076997 | 0.070256 | 0.060673 | 0.059321 | 0.052345
MIS_D_MS | 3.4583 | 3.5914 | 3.7468 | 3.8035 | 3.9817 | 4.3666 | 4.7631 | 4.8072 | 3.2083 | 3.3914 | 3.5168 | 3.2635 | 2.7117 | 2.8766 | 2.9731 | 3.3972 | 3.5083 | 3.7714 | 3.7368 | 4.1635 | 4.6717 | 5.1066 | 5.5231 | 5.3172 | MIS_D_MS | 0.014317 | 0.014557 | 0.014356 | 0.021201 | 0.021971 | 0.023705 | 0.024559 | 0.024688 | 0.017928 | 0.016191 | 0.018262 | 0.027046 | 0.03362 | 0.036795 | 0.037161 | 0.029834 | 0.025672 | 0.029332 | 0.030246 | 0.041022 | 0.040998 | 0.044397 | 0.049402 | 0.050643
MIS_IA | 3.6983 | 3.8114 | 3.9268 | 3.9035 | 4.0617 | 4.4566 | 7.4131 | 4.9472 | 3.4183 | 3.5814 | 3.6968 | 3.3735 | 2.8217 | 3.0166 | 3.3031 | 3.6072 | 3.4983 | 3.7214 | 3.6668 | 3.8435 | 3.7017 | 4.0966 | 4.3331 | 4.3472 | MIS_IA | 0.01169 | 0.011703 | 0.011703 | 0.013267 | 0.013267 | 0.011805 | 0.00084406 | 0.010722 | 0.016011 | 0.016011 | 0.016011 | 0.017907 | 0.018434 | 0.018016 | 0.018215 | 0.016482 | 0.022182 | 0.022138 | 0.022336 | 0.022246 | 0.024574 | 0.022959 | 0.024593 | 0.023163
MIS_IL | 3.5083 | 3.6314 | 3.7568 | 3.7535 | 3.9117 | 4.3066 | 4.7331 | 4.7972 | 3.2683 | 3.4414 | 3.5568 | 3.2635 | 2.7017 | 2.8966 | 3.1831 | 3.4672 | 3.3983 | 3.6214 | 3.5668 | 3.7635 | 3.6217 | 4.0266 | 4.2731 | 4.2872 | MIS_IL | 0.0087805 | 0.011491 | 0.0098497 | 0.013698 | 0.012203 | 0.011149 | 0.0078541 | 0.0050934 | 0.015615 | 0.0085297 | 0.0015673 | 0.020331 | 0.020917 | 0.020931 | 0.020402 | 0.010125 | 0.016475 | 0.015896 | 0.01997 | 0.021851 | 0.027859 | 0.018175 | 0.017606 | 0.016447
MIS_INKY | 3.4283 | 3.5614 | 3.7168 | 3.7135 | 3.8817 | 4.2766 | 4.6831 | 4.7372 | 3.2083 | 3.3814 | 3.5068 | 3.2235 | 2.6717 | 2.8566 | 3.0331 | 3.3872 | 3.3783 | 3.6014 | 3.5468 | 3.7635 | 3.6117 | 4.0166 | 4.2831 | 4.2872 | MIS_INKY | 0.025165 | 0.025335 | 0.024039 | 0.025145 | 0.032544 | 0.043164 | 0.06193 | 0.09056 | 0.025618 | 0.02389 | 0.019801 | 0.027004 | 0.053227 | 0.067424 | 0.09354 | 0.12335 | 0.039614 | 0.040464 | 0.041761 | 0.042152 | 0.058185 | 0.082488 | 0.11988 | 0.17558
MIS_LA | 3.3583 | 3.5014 | 3.6668 | 3.6935 | 3.8717 | 4.2466 | 4.6531 | 4.6972 | 3.1383 | 3.3214 | 3.4468 | 3.1835 | 2.6317 | 2.7966 | 2.8931 | 3.3172 | 3.3583 | 3.6314 | 3.6068 | 4.0035 | 4.4817 | 4.9066 | 5.3331 | 5.1472 | MIS_LA | 0.055251 | 0.056253 | 0.058832 | 0.060136 | 0.076681 | 0.083121 | 0.091086 | 0.096418 | 0.072869 | 0.072682 | 0.072963 | 0.081451 | 0.11559 | 0.1218 | 0.13938 | 0.13613 | 0.10148 | 0.11005 | 0.11425 | 0.11345 | 0.13696 | 0.14221 | 0.15529 | 0.1766
MIS_LMI | 3.5183 | 3.6414 | 3.7668 | 3.7435 | 3.8817 | 4.2866 | 4.6831 | 4.7572 | 3.3183 | 3.4914 | 3.6068 | 3.3135 | 2.7417 | 2.9366 | 3.4531 | 3.5372 | 3.4183 | 3.6414 | 3.5868 | 3.7935 | 3.6217 | 4.0266 | 4.2631 | 4.2872 | MIS_LMI | 0.060826 | 0.059692 | 0.058477 | 0.06595 | 0.078917 | 0.085295 | 0.081926 | 0.10753 | 0.063479 | 0.066355 | 0.062829 | 0.069405 | 0.11054 | 0.12148 | 0.10665 | 0.14167 | 0.10593 | 0.11149 | 0.11466 | 0.10555 | 0.13886 | 0.15256 | 0.15446 | 0.19762
MIS_MAPP | 3.5783 | 3.7214 | 3.8568 | 3.8435 | 4.0117 | 4.4066 | 4.8131 | 4.8772 | 3.3283 | 3.5214 | 3.6568 | 3.3335 | 2.8017 | 2.9966 | 3.2731 | 3.6072 | 3.4183 | 3.6714 | 3.6368 | 3.8035 | 3.6617 | 4.0666 | 4.2831 | 4.3072 | MIS_MAPP | 2.1733e-05 | 2.1733e-05 | 2.1733e-05 | 2.1733e-05 | 0.00021305 | 2.9408e-05 | 2.9408e-05 | 2.1733e-05 | 0 | 0 | 0 | 0 | 0 | 0 | 0 | 0 | 0.00033843 | 0.00033843 | 0.00034212 | 0.00074718 | 0.0010557 | 0.001112 | 0.00035038 | 0.00034467
MIS_MIDA | 3.6383 | 3.7614 | 3.8768 | 3.8535 | 4.0117 | 4.4166 | 4.8331 | 4.8972 | 3.3783 | 3.5514 | 3.6668 | 3.3435 | 2.7917 | 2.9866 | 3.2831 | 3.5772 | 3.4683 | 3.6914 | 3.6368 | 3.8235 | 3.6717 | 4.0766 | 4.3131 | 4.3272 | MIS_MIDA | 0.00070317 | 0.0040917 | 0.0040194 | 0.0050487 | 0.0050286 | 0.0040044 | 0.003187 | 0.0030772 | 0.00027359 | 0.00023363 | 0.00023363 | 0.0059057 | 0.0088832 | 0.008859 | 0.0066821 | 0.0058693 | 0.0060375 | 0.0061953 | 0.0064075 | 0.0044763 | 0.010765 | 0.0049266 | 0.0045524 | 0.0039609
MIS_MNWI | 3.7783 | 3.9014 | 4.0068 | 3.9535 | 4.0917 | 4.4866 | 6.1731 | 4.9672 | 3.5383 | 3.7014 | 3.8168 | 3.4635 | 2.9017 | 3.0966 | 3.3931 | 3.6872 | 3.6283 | 3.8514 | 3.7868 | 3.9335 | 3.7817 | 4.1866 | 4.4131 | 4.4372 | MIS_MNWI | 0.025091 | 0.024607 | 0.024788 | 0.028764 | 0.029774 | 0.029935 | 0.0058712 | 0.019555 | 0.02977 | 0.023513 | 0.016103 | 0.038145 | 0.042449 | 0.042564 | 0.039062 | 0.031567 | 0.032587 | 0.031592 | 0.03548 | 0.03818 | 0.053546 | 0.049675 | 0.03755 | 0.035246
MIS_MO | 3.4583 | 3.5814 | 3.7268 | 3.7135 | 3.8817 | 4.2766 | 4.6731 | 4.7472 | 3.2183 | 3.3914 | 3.5068 | 3.2135 | 2.6617 | 2.8466 | 3.0831 | 3.4072 | 3.3483 | 3.5814 | 3.5268 | 3.7235 | 3.5817 | 3.9866 | 4.2431 | 4.2472 | MIS_MO | 0.00083247 | 0.00085514 | 0.00089895 | 0.0010798 | 0.0010181 | 0.0047383 | 0.0087197 | 0.0097437 | 0.0010678 | 0.0010438 | 0.0010212 | 0.0013055 | 0.0015804 | 0.006879 | 0.011795 | 0.011789 | 0.0024472 | 0.0032068 | 0.0042447 | 0.0045799 | 0.0053933 | 0.011776 | 0.019077 | 0.023623
MIS_WOTA | 3.4983 | 3.6514 | 3.8268 | 3.8535 | 4.0417 | 4.4266 | 4.8331 | 4.8872 | 3.2683 | 3.4614 | 3.5968 | 3.3435 | 2.8017 | 2.9766 | 3.2631 | 3.5072 | 3.4883 | 3.7614 | 3.7468 | 4.1535 | 4.6417 | 5.0766 | 6.2131 | 5.4072 | MIS_WOTA | 0.031163 | 0.030734 | 0.03055 | 0.029763 | 0.031668 | 0.033279 | 0.029969 | 0.031714 | 0.042968 | 0.04154 | 0.04135 | 0.036263 | 0.047865 | 0.050135 | 0.041158 | 0.045331 | 0.074953 | 0.073318 | 0.07551 | 0.07592 | 0.060266 | 0.058447 | 0.043306 | 0.069217
MIS_WUMS | 3.5183 | 3.6414 | 3.7468 | 3.6535 | 3.7717 | 4.1666 | 4.5731 | 4.6472 | 3.3083 | 3.4714 | 3.5868 | 3.2035 | 2.6317 | 2.8266 | 3.1231 | 3.4272 | 3.4083 | 3.6214 | 3.5668 | 3.6835 | 3.5217 | 3.9266 | 4.1531 | 4.1772 | MIS_WUMS | 0.039166 | 0.039248 | 0.039433 | 0.039757 | 0.039681 | 0.046396 | 0.051122 | 0.060041 | 0.052845 | 0.052799 | 0.052575 | 0.053108 | 0.056177 | 0.063527 | 0.07207 | 0.084187 | 0.075154 | 0.075339 | 0.076138 | 0.07773 | 0.080176 | 0.087828 | 0.094206 | 0.11359
NENG_CT | 5.9183 | 7.0314 | 7.4668 | 7.6735 | 8.2617 | 8.4666 | 8.5831 | 9.0072 | 3.6683 | 3.8714 | 3.9568 | 3.7035 | 3.3117 | 3.5366 | 3.7331 | 3.9372 | 3.1483 | 3.4514 | 3.3768 | 3.5235 | 3.4217 | 3.7966 | 4.1431 | 4.1372 | NENG_CT | 0.022772 | 0.020374 | 0.019757 | 0.018202 | 0.016982 | 0.018066 | 0.018826 | 0.017755 | 0.026527 | 0.028189 | 0.028148 | 0.019177 | 0.021865 | 0.024043 | 0.018636 | 0.018348 | 0.066144 | 0.066745 | 0.066367 | 0.058844 | 0.058253 | 0.057258 | 0.05626 | 0.055724
NENG_ME | 5.8983 | 7.0114 | 7.4468 | 7.6535 | 8.2417 | 8.4466 | 8.5631 | 8.9872 | 3.6483 | 3.8514 | 3.9368 | 3.6835 | 3.2917 | 3.5166 | 3.7131 | 3.9172 | 3.1283 | 3.4314 | 3.3568 | 3.5035 | 3.4017 | 3.7766 | 4.1231 | 4.1172 | NENG_ME | 0.0045157 | 0.0028988 | 0.002489 | 0.00036532 | 0.0003083 | 0.0003083 | 0.00065999 | 0.0003083 | 0.002239 | 0.0048716 | 0.0023494 | 0.00084645 | 6.8512e-05 | 0.0011934 | 0.0023494 | 0.0023494 | 0.013191 | 0.012932 | 0.012727 | 0.0095691 | 0.0095718 | 0.0098598 | 0.009896 | 0.0095674
NENGREST | 5.8983 | 7.0114 | 7.4468 | 7.6535 | 8.2417 | 8.4466 | 8.5631 | 8.9872 | 3.6483 | 3.8514 | 3.9368 | 3.6835 | 3.2917 | 3.5166 | 3.7131 | 3.9172 | 3.1283 | 3.4314 | 3.3568 | 3.5035 | 3.4017 | 3.7766 | 4.1231 | 4.1172 | NENGREST | 0.032119 | 0.030577 | 0.029494 | 0.027166 | 0.023235 | 0.029238 | 0.028208 | 0.026922 | 0.043825 | 0.048009 | 0.048596 | 0.033299 | 0.036102 | 0.035254 | 0.026599 | 0.024641 | 0.12953 | 0.13067 | 0.13061 | 0.10654 | 0.11257 | 0.11635 | 0.094107 | 0.091941
NY_Z_A | 3.4383 | 3.5714 | 3.4168 | 3.6835 | 3.8517 | 4.2066 | 4.5731 | 4.4972 | 3.0383 | 3.1114 | 3.0468 | 2.9335 | 2.4717 | 2.6266 | 2.8631 | 2.9372 | 3.0083 | 3.2714 | 3.2268 | 3.4035 | 3.2817 | 3.5966 | 3.9931 | 3.9372 | NY_Z_A | 0.0045693 | 0.0045693 | 0.0045693 | 0.0045693 | 0.0045693 | 0.0045693 | 0.0045693 | 0.0045693 | 0.0019902 | 0.0043537 | 0.0045527 | 0.0015058 | 0.0021391 | 0.0018378 | 0.0015376 | 0.001468 | 0.0068346 | 0.0069498 | 0.0064644 | 0.0069265 | 0.0071366 | 0.0050028 | 0.002762 | 0.002138
NY_Z_B | 2.9283 | 2.9214 | 2.7468 | 3.1535 | 3.3617 | 3.7166 | 4.1231 | 4.0372 | 2.6083 | 2.6114 | 2.5468 | 2.5035 | 2.0617 | 2.2366 | 2.4531 | 2.5972 | 2.6583 | 2.8514 | 2.8168 | 3.0535 | 2.9617 | 3.2666 | 3.7431 | 3.6672 | NY_Z_B | 0.0014826 | 0.0021942 | 0.0021942 | 0.0021942 | 0.0021942 | 0.0052591 | 0.0093715 | 0.015914 | 0.0020098 | 0.0020098 | 0.0020098 | 0.0020098 | 0.0020098 | 0.0059823 | 0.01251 | 0.02085 | 0.0027743 | 0.0027743 | 0.0027743 | 0.0027743 | 0.0025326 | 0.0082465 | 0.016678 | 0.028919
NY_Z_C&E | 3.6483 | 3.7914 | 3.5768 | 3.8435 | 4.0717 | 4.4166 | 4.8231 | 4.8272 | 2.8883 | 2.9214 | 2.8668 | 2.7435 | 2.2717 | 2.4566 | 2.6931 | 2.8372 | 2.8183 | 3.0614 | 2.9968 | 3.2035 | 3.1017 | 3.4266 | 3.8631 | 3.8072 | NY_Z_C&E | 0.017125 | 0.017814 | 0.019969 | 0.021671 | 0.019726 | 0.018249 | 0.017512 | 0.029391 | 0.020825 | 0.021235 | 0.021171 | 0.019361 | 0.020728 | 0.019827 | 0.018116 | 0.034751 | 0.030918 | 0.031004 | 0.031082 | 0.030905 | 0.029582 | 0.028286 | 0.026164 | 0.048914
NY_Z_D | 5.0883 | 5.5414 | 5.2568 | 5.2435 | 5.4917 | 5.8066 | 6.2231 | 6.4172 | 3.4583 | 3.5314 | 3.4868 | 3.2235 | 2.7017 | 2.9066 | 3.1731 | 3.3372 | 3.1483 | 3.4614 | 3.3568 | 3.5035 | 3.3817 | 3.7366 | 4.1131 | 4.0772 | NY_Z_D | 0 | 0 | 0 | 0 | 0 | 0 | 0 | 0 | 0 | 0 | 0 | 0 | 0 | 0 | 0 | 0 | 0 | 0 | 0 | 0 | 0 | 1.0201e-06 | 0 | 0
NY_Z_F | 5.0883 | 5.5414 | 5.2568 | 5.2435 | 5.4917 | 5.8066 | 6.2231 | 6.4172 | 3.4583 | 3.5314 | 3.4868 | 3.2235 | 2.7017 | 2.9066 | 3.1731 | 3.3372 | 3.1483 | 3.4614 | 3.3568 | 3.5035 | 3.3817 | 3.7366 | 4.1131 | 4.0772 | NY_Z_F | 0.027174 | 0.026961 | 0.028192 | 0.030405 | 0.029884 | 0.029913 | 0.029972 | 0.026916 | 0.032797 | 0.035196 | 0.034782 | 0.033118 | 0.033922 | 0.033925 | 0.026093 | 0.015297 | 0.05752 | 0.057277 | 0.057277 | 0.0575 | 0.057559 | 0.053268 | 0.047359 | 0.04579
NY_Z_G-I | 5.0883 | 5.5414 | 5.2568 | 5.2435 | 5.4917 | 5.8066 | 6.2231 | 6.4172 | 3.4583 | 3.5314 | 3.4868 | 3.2235 | 2.7017 | 2.9066 | 3.1731 | 3.3372 | 3.1483 | 3.4614 | 3.3568 | 3.5035 | 3.3817 | 3.7366 | 4.1131 | 4.0772 | NY_Z_G-I | 0.0077856 | 0.0077871 | 0.0085481 | 0.010792 | 0.010871 | 0.010139 | 0.0087044 | 0.013147 | 0.010554 | 0.010565 | 0.010568 | 0.010558 | 0.010757 | 0.01056 | 0.010558 | 0.016635 | 0.019093 | 0.019345 | 0.019068 | 0.018499 | 0.018896 | 0.018988 | 0.018582 | 0.02703
NY_Z_J | 5.6183 | 6.1814 | 6.3368 | 6.9535 | 7.0417 | 7.2866 | 7.7531 | 7.9972 | 3.4983 | 3.5714 | 3.5268 | 3.2935 | 2.7517 | 2.9466 | 3.2031 | 3.3572 | 3.1783 | 3.4914 | 3.3968 | 3.5535 | 3.4317 | 3.7766 | 4.1531 | 4.1372 | NY_Z_J | 0.027539 | 0.02899 | 0.029131 | 0.026203 | 0.028547 | 0.028709 | 0.027703 | 0.025827 | 0.047286 | 0.048932 | 0.048917 | 0.040196 | 0.047845 | 0.045212 | 0.039778 | 0.035647 | 0.090108 | 0.086912 | 0.090746 | 0.08805 | 0.087541 | 0.083933 | 0.080229 | 0.075732
NY_Z_K | 5.6183 | 6.1814 | 6.3368 | 6.9535 | 7.0417 | 7.2866 | 7.7531 | 7.9972 | 3.4983 | 3.5714 | 3.5268 | 3.2935 | 2.7517 | 2.9466 | 3.2031 | 3.3572 | 3.1783 | 3.4914 | 3.3968 | 3.5535 | 3.4317 | 3.7766 | 4.1531 | 4.1372 | NY_Z_K | 0.0072046 | 0.0075934 | 0.0054478 | 0.0039662 | 0.0048639 | 0.0049563 | 0.0031645 | 0.003417 | 0.011679 | 0.010383 | 0.008883 | 0.0079854 | 0.0097528 | 0.0095495 | 0.0072365 | 0.0050042 | 0.030031 | 0.029901 | 0.027607 | 0.026732 | 0.024829 | 0.022457 | 0.019085 | 0.017299
PJM_AP | 2.7683 | 2.8214 | 2.8168 | 3.0435 | 3.2717 | 3.6966 | 4.0831 | 4.0672 | 2.4183 | 2.5014 | 2.4768 | 2.2835 | 1.8217 | 2.0466 | 2.1931 | 2.4172 | 2.5783 | 2.8614 | 2.8368 | 2.9635 | 2.8817 | 3.2766 | 3.6931 | 3.7572 | PJM_AP | 0.054177 | 0.05806 | 0.05808 | 0.06251 | 0.15047 | 0.18471 | 0.21011 | 0.21806 | 0.044327 | 0.044327 | 0.051447 | 0.073715 | 0.19329 | 0.24095 | 0.26968 | 0.25352 | 0.078689 | 0.078687 | 0.074098 | 0.080578 | 0.2196 | 0.27541 | 0.30837 | 0.3183
PJM_ATSI | 3.0983 | 3.1914 | 3.1868 | 3.3035 | 3.5117 | 3.9166 | 4.2531 | 4.2272 | 2.8383 | 2.9514 | 2.9468 | 2.7435 | 2.2417 | 2.4266 | 2.6331 | 2.8072 | 2.9483 | 3.1914 | 3.1368 | 3.3135 | 3.1917 | 3.5666 | 3.8731 | 3.8472 | PJM_ATSI | 0.040238 | 0.043318 | 0.049977 | 0.086117 | 0.083976 | 0.093102 | 0.1075 | 0.1212 | 0.050506 | 0.050647 | 0.05525 | 0.1072 | 0.11596 | 0.1288 | 0.15353 | 0.16134 | 0.075501 | 0.075724 | 0.082879 | 0.14986 | 0.15379 | 0.16896 | 0.20105 | 0.22606
PJM_COMD | 3.5483 | 3.6714 | 3.7868 | 3.7735 | 3.9217 | 4.3266 | 4.7431 | 4.8172 | 3.2983 | 3.4614 | 3.5768 | 3.2735 | 2.7117 | 2.9166 | 3.2131 | 3.5072 | 3.3983 | 3.6214 | 3.5668 | 3.7635 | 3.6117 | 4.0166 | 4.2731 | 4.2772 | PJM_COMD | 0.028079 | 0.027279 | 0.026623 | 0.030954 | 0.030381 | 0.026018 | 0.021704 | 0.020864 | 0.026157 | 0.026434 | 0.024064 | 0.030431 | 0.043305 | 0.039554 | 0.027515 | 0.01133 | 0.049673 | 0.049706 | 0.055439 | 0.053428 | 0.056707 | 0.041762 | 0.03325 | 0.039743
PJM_Dom | 3.5683 | 3.6914 | 3.8368 | 3.8235 | 3.9917 | 4.4266 | 4.8531 | 4.9672 | 2.9883 | 3.0714 | 3.0568 | 2.6335 | 2.1217 | 2.3666 | 2.5031 | 2.7572 | 3.2683 | 3.5114 | 3.4268 | 3.3035 | 3.2317 | 3.7066 | 4.1131 | 4.5672 | PJM_Dom | 0.086007 | 0.090835 | 0.087681 | 0.09632 | 0.084907 | 0.073118 | 0.060684 | 0.048066 | 0.11492 | 0.11703 | 0.1196 | 0.12887 | 0.16668 | 0.149 | 0.12871 | 0.10277 | 0.15695 | 0.15822 | 0.17399 | 0.17752 | 0.17568 | 0.15674 | 0.1225 | 0.069995
PJM_EMAC | 3.8083 | 3.9414 | 4.0668 | 4.0535 | 4.2217 | 4.6466 | 5.0731 | 5.1872 | 3.0083 | 3.1214 | 3.0568 | 2.7935 | 2.2917 | 2.5266 | 2.6631 | 2.9272 | 3.1783 | 3.4914 | 3.4168 | 3.4635 | 3.3717 | 3.7866 | 4.1831 | 4.3472 | PJM_EMAC | 0.12119 | 0.14024 | 0.1386 | 0.14327 | 0.13593 | 0.11979 | 0.10209 | 0.067421 | 0.16317 | 0.18622 | 0.1873 | 0.1923 | 0.2131 | 0.20004 | 0.19258 | 0.16071 | 0.25462 | 0.26884 | 0.27439 | 0.28195 | 0.27887 | 0.25369 | 0.21837 | 0.1821
PJM_PENE | 2.5883 | 2.6014 | 2.4768 | 2.8535 | 3.0917 | 3.4766 | 3.8631 | 3.7772 | 2.3083 | 2.3714 | 2.3368 | 2.2635 | 1.8217 | 2.0166 | 2.2031 | 2.3672 | 2.4083 | 2.6614 | 2.6568 | 2.8735 | 2.7917 | 3.1266 | 3.5631 | 3.4972 | PJM_PENE | 0.034326 | 0.036477 | 0.038018 | 0.035419 | 0.030236 | 0.021775 | 0.02071 | 0.058491 | 0.0334 | 0.03778 | 0.041752 | 0.038445 | 0.049921 | 0.047434 | 0.030434 | 0.079741 | 0.05827 | 0.056909 | 0.060368 | 0.044968 | 0.044324 | 0.044165 | 0.039179 | 0.10977
PJM_SMAC | 3.6283 | 3.7514 | 3.8968 | 3.8835 | 4.0717 | 4.4966 | 4.9231 | 5.0272 | 2.8183 | 2.9214 | 2.8268 | 2.6335 | 2.1417 | 2.3766 | 2.5031 | 2.7672 | 2.9183 | 3.2514 | 3.1768 | 3.3135 | 3.2017 | 3.6066 | 3.9831 | 3.9672 | PJM_SMAC | 0.018972 | 0.019383 | 0.019315 | 0.019692 | 0.018262 | 0.017785 | 0.012818 | 0.0096279 | 0.025567 | 0.02665 | 0.027254 | 0.028299 | 0.028862 | 0.023571 | 0.023491 | 0.017402 | 0.044027 | 0.042782 | 0.043554 | 0.044228 | 0.044002 | 0.037173 | 0.03297 | 0.036482
PJM_West | 3.2583 | 3.3714 | 3.4768 | 3.4935 | 3.6817 | 4.0866 | 4.4731 | 4.5072 | 2.9883 | 3.1214 | 3.1768 | 2.8535 | 2.3217 | 2.5266 | 2.7331 | 2.9872 | 3.1883 | 3.4114 | 3.3468 | 3.4635 | 3.4017 | 3.8266 | 4.1431 | 4.2572 | PJM_West | 0.072753 | 0.072798 | 0.073198 | 0.080419 | 0.092209 | 0.1041 | 0.12067 | 0.15035 | 0.093697 | 0.094482 | 0.094597 | 0.094784 | 0.12889 | 0.14577 | 0.16401 | 0.20599 | 0.14236 | 0.14683 | 0.14715 | 0.14348 | 0.16887 | 0.17101 | 0.19854 | 0.24932
PJM_WMAC | 2.6383 | 2.6614 | 2.6068 | 2.9135 | 3.1517 | 3.5566 | 3.9531 | 3.9072 | 2.2583 | 2.3214 | 2.2768 | 2.1935 | 1.7417 | 1.9566 | 2.1131 | 2.3272 | 2.3783 | 2.6614 | 2.6468 | 2.8635 | 2.7817 | 3.1266 | 3.5631 | 3.5072 | PJM_WMAC | 0.15366 | 0.16501 | 0.17561 | 0.16284 | 0.14473 | 0.15026 | 0.17493 | 0.20355 | 0.16492 | 0.16514 | 0.16912 | 0.16515 | 0.19752 | 0.20386 | 0.22084 | 0.2397 | 0.21695 | 0.21348 | 0.21412 | 0.21222 | 0.21201 | 0.22102 | 0.26075 | 0.30289
S_C_KY | 3.5683 | 3.7014 | 3.8568 | 3.8335 | 3.9817 | 4.3866 | 4.8031 | 4.8572 | 3.3083 | 3.4314 | 3.5068 | 3.0935 | 2.5517 | 2.7466 | 2.8431 | 3.2172 | 3.5283 | 3.7514 | 3.6668 | 3.7635 | 3.8417 | 4.2866 | 4.6531 | 4.8272 | S_C_KY | 0.011709 | 0.025144 | 0.027573 | 0.039585 | 0.046269 | 0.050516 | 0.051644 | 0.05456 | 0.010981 | 0.029582 | 0.032591 | 0.049928 | 0.059997 | 0.067264 | 0.072145 | 0.075686 | 0.023496 | 0.048641 | 0.057683 | 0.073972 | 0.085144 | 0.09262 | 0.098461 | 0.1015
S_C_TVA | 3.4583 | 3.5814 | 3.7368 | 3.7635 | 3.9317 | 4.3166 | 4.7231 | 4.7872 | 3.1783 | 3.3314 | 3.4468 | 3.1435 | 2.5917 | 2.7766 | 2.8431 | 3.2672 | 3.4383 | 3.6714 | 3.6268 | 3.9235 | 4.2217 | 4.6466 | 4.9931 | 4.9772 | S_C_TVA | 0.11813 | 0.11896 | 0.11889 | 0.12235 | 0.13567 | 0.13841 | 0.15053 | 0.157 | 0.15806 | 0.15625 | 0.15754 | 0.15927 | 0.18054 | 0.18664 | 0.19289 | 0.1992 | 0.21977 | 0.21526 | 0.21661 | 0.21572 | 0.21684 | 0.22598 | 0.24559 | 0.26691
S_D_AECI | 3.4383 | 3.5714 | 3.7168 | 3.7135 | 3.8817 | 4.2766 | 4.6631 | 4.7372 | 3.1983 | 3.3714 | 3.4968 | 3.2135 | 2.6617 | 2.8466 | 3.0531 | 3.3872 | 3.3683 | 3.5914 | 3.5368 | 3.7535 | 3.6017 | 4.0066 | 4.2831 | 4.2772 | S_D_AECI | 0.01482 | 0.016821 | 0.01645 | 0.017613 | 0.016447 | 0.014115 | 0.015089 | 0.0099223 | 0.019247 | 0.018567 | 0.0078947 | 0.026488 | 0.029932 | 0.029932 | 0.026877 | 0.020912 | 0.028689 | 0.026831 | 0.02864 | 0.030701 | 0.038043 | 0.031257 | 0.025635 | 0.025196
S_SOU | 3.4683 | 3.5914 | 3.7468 | 3.8035 | 3.9817 | 4.3666 | 4.7631 | 4.8172 | 3.1983 | 3.3814 | 3.5068 | 3.2635 | 2.7017 | 2.8666 | 2.9731 | 3.3872 | 3.5083 | 3.7614 | 3.7268 | 4.1535 | 4.6717 | 5.0966 | 5.5131 | 5.3172 | S_SOU | 0.21186 | 0.20372 | 0.20501 | 0.20945 | 0.21416 | 0.2153 | 0.22038 | 0.24001 | 0.28439 | 0.27841 | 0.27255 | 0.29225 | 0.33114 | 0.35187 | 0.37489 | 0.37914 | 0.4154 | 0.38916 | 0.39109 | 0.38674 | 0.36704 | 0.39149 | 0.42165 | 0.47236
S_VACA | 3.7483 | 3.8614 | 4.0168 | 4.0735 | 4.2417 | 4.6466 | 5.0431 | 5.1372 | 3.3583 | 3.5014 | 3.6168 | 3.3335 | 2.7817 | 2.9666 | 2.9831 | 3.4372 | 3.6883 | 3.9314 | 3.8868 | 4.1635 | 4.5317 | 4.9766 | 5.3231 | 5.4172 | S_VACA | 0.12542 | 0.12457 | 0.1234 | 0.16065 | 0.18347 | 0.18715 | 0.20256 | 0.22388 | 0.13859 | 0.13511 | 0.13506 | 0.18149 | 0.22871 | 0.24299 | 0.26167 | 0.27225 | 0.23408 | 0.22131 | 0.25698 | 0.28629 | 0.31281 | 0.3353 | 0.36209 | 0.40234
SPP_KIAM | 3.2783 | 3.4314 | 3.5868 | 3.5835 | 3.7517 | 4.1466 | 4.5431 | 4.5872 | 3.0583 | 3.2414 | 3.3668 | 3.0835 | 2.5317 | 2.7166 | 2.8531 | 3.2372 | 3.2583 | 3.5014 | 3.4568 | 3.7235 | 3.7617 | 4.1366 | 4.4631 | 4.3772 | SPP_KIAM | 0.013207 | 0.013207 | 0.013207 | 0.014804 | 0.013207 | 0.013207 | 0.013207 | 0.011244 | 0.017901 | 0.017901 | 0.017901 | 0.020639 | 0.020701 | 0.020701 | 0.020064 | 0.017901 | 0.028574 | 0.028574 | 0.028574 | 0.028574 | 0.028574 | 0.028574 | 0.028574 | 0.028574
SPP_N | 3.3983 | 3.5414 | 3.6968 | 3.6835 | 3.8517 | 4.2466 | 4.6331 | 4.7072 | 3.1783 | 3.3514 | 3.4768 | 3.1935 | 2.6417 | 2.8366 | 3.0831 | 3.3672 | 3.3483 | 3.5814 | 3.5368 | 3.7435 | 3.6217 | 4.0066 | 4.2831 | 4.2472 | SPP_N | 0.013083 | 0.014582 | 0.014836 | 0.014999 | 0.016324 | 0.012034 | 0.0086955 | 0.0057632 | 0.012387 | 0.01506 | 0.013086 | 0.019089 | 0.028368 | 0.023323 | 0.019591 | 0.0082881 | 0.034684 | 0.037758 | 0.040518 | 0.036451 | 0.052189 | 0.051724 | 0.055177 | 0.053367
SPP_NEBR | 3.6983 | 3.8514 | 4.0068 | 3.9935 | 4.1617 | 4.5566 | 4.9531 | 5.0172 | 3.4683 | 3.6614 | 3.7768 | 3.4835 | 2.9317 | 3.1266 | 3.4131 | 3.6672 | 3.6283 | 3.8714 | 3.8168 | 4.0135 | 3.8917 | 4.2666 | 4.5231 | 4.5072 | SPP_NEBR | 0.00017753 | 0.00029377 | 0.00074719 | 0.00074314 | 0.00072657 | 0.00083763 | 0.0010618 | 0.00030423 | 0 | 0 | 0 | 9.8276e-05 | 0.00015844 | 0.00022015 | 0.00015844 | 0.00015122 | 0.0049622 | 0.005228 | 0.0052881 | 0.0056569 | 0.005233 | 0.0062512 | 0.012617 | 0.0083556
SPP_SPS | 3.3683 | 3.5314 | 3.6968 | 3.6735 | 3.8617 | 4.2466 | 4.6431 | 4.6872 | 3.1283 | 3.3214 | 3.4568 | 3.1535 | 2.6217 | 2.7966 | 3.0831 | 3.3172 | 3.3283 | 3.5914 | 3.5668 | 3.8135 | 3.9917 | 4.3666 | 5.2331 | 4.6472 | SPP_SPS | 0.013769 | 0.013056 | 0.012224 | 0.011221 | 0.010706 | 0.0071433 | 0.0023303 | 0.0018827 | 0.012916 | 0.010819 | 0.0087048 | 0.013936 | 0.018561 | 0.015231 | 0.011802 | 0.0058479 | 0.03264 | 0.031495 | 0.030136 | 0.028516 | 0.026781 | 0.029046 | 0.020057 | 0.022284
SPP_WAUE | 3.3183 | 3.4514 | 3.5868 | 3.5635 | 3.7317 | 4.1266 | 6.2331 | 4.6072 | 3.0583 | 3.2414 | 3.3668 | 3.0435 | 2.5017 | 2.6966 | 2.9831 | 3.3072 | 3.1483 | 3.3914 | 3.3468 | 3.5135 | 3.3717 | 3.7766 | 3.9931 | 4.0172 | SPP_WAUE | 0.0030348 | 0.002864 | 0.002864 | 0.002864 | 0.002864 | 0.002864 | 8.8068e-05 | 0.00084428 | 0 | 0 | 0.002004 | 0.0039889 | 0.0051573 | 0.0045371 | 0.0039173 | 0.00039102 | 0.0069496 | 0.0069324 | 0.0071003 | 0.00732 | 0.0091557 | 0.0091557 | 0.0074884 | 0.0069756
SPP_WEST | 3.2783 | 3.4314 | 3.5868 | 3.5835 | 3.7517 | 4.1466 | 4.5431 | 4.5872 | 3.0583 | 3.2414 | 3.3668 | 3.0835 | 2.5317 | 2.7166 | 2.8531 | 3.2372 | 3.2583 | 3.5014 | 3.4568 | 3.7235 | 3.7617 | 4.1366 | 4.4631 | 4.3772 | SPP_WEST | 0.073008 | 0.07469 | 0.074191 | 0.081118 | 0.093407 | 0.11919 | 0.12829 | 0.11527 | 0.087999 | 0.08502 | 0.084219 | 0.096593 | 0.15408 | 0.19089 | 0.20249 | 0.17319 | 0.16321 | 0.16349 | 0.17787 | 0.17259 | 0.21428 | 0.26407 | 0.29276 | 0.28785
WEC_BANC | 3.8483 | 3.9714 | 4.1668 | 3.8535 | 4.0217 | 4.4366 | 4.9031 | 4.7972 | 3.4583 | 3.6614 | 3.7868 | 3.3535 | 2.7417 | 2.9366 | 3.2131 | 3.3772 | 3.6383 | 3.9314 | 3.9068 | 3.7435 | 3.5417 | 3.9366 | 4.0431 | 3.9672 | WEC_BANC | 0.016333 | 0.016921 | 0.018127 | 0.015204 | 0.015986 | 0.015912 | 0.016519 | 0.017482 | 0.020435 | 0.020473 | 0.020746 | 0.015801 | 0.017539 | 0.020065 | 0.021589 | 0.023883 | 0.028291 | 0.028359 | 0.029583 | 0.023068 | 0.024023 | 0.023804 | 0.026143 | 0.027139
WEC_CALN | 3.7383 | 3.8714 | 4.0668 | 3.8835 | 4.0617 | 4.4066 | 4.8731 | 4.7972 | 3.2983 | 3.5014 | 3.6468 | 3.2735 | 2.7117 | 2.8866 | 3.2131 | 3.3572 | 3.4983 | 3.8014 | 3.8168 | 3.8635 | 4.0817 | 4.3066 | 5.0031 | 4.4372 | WEC_CALN | 0.11649 | 0.12119 | 0.12319 | 0.085477 | 0.082032 | 0.084654 | 0.084535 | 0.083048 | 0.13027 | 0.14405 | 0.15374 | 0.086706 | 0.082195 | 0.084135 | 0.087947 | 0.083179 | 0.16589 | 0.17894 | 0.18707 | 0.12282 | 0.12446 | 0.12967 | 0.13515 | 0.11632
WEC_LADW | 3.8183 | 3.9314 | 4.1268 | 3.8835 | 4.0517 | 4.4366 | 4.8831 | 4.8272 | 3.3483 | 3.5514 | 3.6868 | 3.3035 | 2.7417 | 2.9166 | 3.2831 | 3.4072 | 3.5383 | 3.8414 | 3.8468 | 3.8935 | 4.0717 | 4.4666 | 5.4031 | 4.6772 | WEC_LADW | 0.028911 | 0.030911 | 0.030911 | 0.018883 | 0.018721 | 0.018741 | 0.019073 | 0.016428 | 0.031081 | 0.036012 | 0.04055 | 0.020141 | 0.019987 | 0.02063 | 0.020431 | 0.016235 | 0.044562 | 0.050549 | 0.055629 | 0.029549 | 0.035777 | 0.029159 | 0.026856 | 0.023869
WEC_SDGE | 3.7883 | 3.8914 | 4.0868 | 3.9235 | 4.1017 | 4.4466 | 4.8931 | 4.8672 | 3.2383 | 3.4514 | 3.6068 | 3.2535 | 2.7417 | 2.9066 | 3.3631 | 3.4372 | 3.4483 | 3.7614 | 3.7868 | 4.0535 | 4.6017 | 5.0066 | 6.7831 | 5.3972 | WEC_SDGE | 0.015817 | 0.018012 | 0.017556 | 0.0062303 | 0.0057386 | 0.0070221 | 0.0065916 | 0.004258 | 0.019822 | 0.024014 | 0.024805 | 0.0091926 | 0.0069204 | 0.0083172 | 0.0066114 | 0.0068072 | 0.028911 | 0.030921 | 0.03174 | 0.010466 | 0.0033921 | 0.0030384 | 0.0019831 | 0.0020768
WECC_AZ | 3.4483 | 3.5914 | 3.7968 | 3.7235 | 3.9117 | 4.2566 | 4.6831 | 4.6672 | 3.0583 | 3.2714 | 3.4168 | 3.0735 | 2.5617 | 2.7266 | 3.1231 | 3.2472 | 3.2683 | 3.5814 | 3.6168 | 3.8835 | 4.4517 | 4.8566 | 6.6331 | 5.2372 | WECC_AZ | 0.03968 | 0.036221 | 0.044831 | 0.053649 | 0.059791 | 0.07078 | 0.066366 | 0.073263 | 0.075427 | 0.06373 | 0.070499 | 0.094438 | 0.11204 | 0.11887 | 0.10542 | 0.10993 | 0.12745 | 0.12529 | 0.14114 | 0.1542 | 0.15065 | 0.16769 | 0.13108 | 0.16794
WECC_CO | 3.3383 | 3.4914 | 3.6668 | 3.6335 | 3.8017 | 4.1966 | 4.5731 | 4.5872 | 3.0383 | 3.2514 | 3.3868 | 3.0535 | 2.5217 | 2.6966 | 2.9231 | 3.1572 | 3.1783 | 3.4514 | 3.3968 | 3.6235 | 3.7017 | 4.1066 | 4.7231 | 4.2572 | WECC_CO | 0.019852 | 0.026702 | 0.033682 | 0.03803 | 0.039547 | 0.045555 | 0.055329 | 0.062648 | 0.012878 | 0.014994 | 0.017432 | 0.027567 | 0.040486 | 0.04444 | 0.045171 | 0.050011 | 0.031163 | 0.034209 | 0.037843 | 0.049957 | 0.048962 | 0.058485 | 0.070617 | 0.084039
WECC_ID | 3.2483 | 3.4014 | 3.5568 | 3.5235 | 3.6717 | 4.0766 | 4.4531 | 4.4672 | 2.9483 | 3.1714 | 3.3068 | 2.9435 | 2.4017 | 2.5966 | 2.8131 | 3.0272 | 3.0883 | 3.3614 | 3.3268 | 3.4035 | 3.2317 | 3.6566 | 3.7431 | 3.7072 | WECC_ID | 0.0036991 | 0.0036991 | 0.0036991 | 0.011943 | 0.016075 | 0.024135 | 0.031209 | 0.041605 | 0.0050143 | 0.0050143 | 0.0050143 | 0.0050143 | 0.0076296 | 0.018555 | 0.028022 | 0.042236 | 0.0069216 | 0.0069216 | 0.0069216 | 0.0069216 | 0.010552 | 0.025612 | 0.038679 | 0.051811
WECC_IID | 3.7783 | 3.8914 | 4.0768 | 3.9135 | 4.0917 | 4.4366 | 4.8731 | 4.8572 | 3.2383 | 3.4414 | 3.5968 | 3.2435 | 2.7317 | 2.8966 | 3.3531 | 3.4272 | 3.4383 | 3.7514 | 3.7868 | 4.0435 | 4.5917 | 4.9966 | 6.7631 | 5.3872 | WECC_IID | 0 | 0.00043736 | 0.00044103 | 0 | 0 | 0 | 0 | 0 | 0.00034815 | 0.00082969 | 0.0013378 | 0.00034247 | 0.00055433 | 0.00069143 | 0.00082793 | 0 | 0.00069654 | 0.00069654 | 0.00069654 | 0 | 0 | 0 | 0 | 0
WECC_MT | 3.5083 | 3.6814 | 3.8368 | 3.8235 | 4.0017 | 4.3966 | 4.7931 | 4.8572 | 3.2783 | 3.4914 | 3.6368 | 3.3135 | 2.8017 | 3.0066 | 3.2631 | 3.6272 | 3.3783 | 3.6514 | 3.6268 | 3.7835 | 3.6417 | 4.0566 | 4.2431 | 4.2872 | WECC_MT | - | - | - | - | - | - | - | - | - | - | - | - | - | - | - | - | - | - | - | - | - | - | - | -
WECC_NM | 3.1883 | 3.3414 | 3.5168 | 3.5135 | 3.7217 | 4.0766 | 4.4831 | 4.5072 | 2.9083 | 3.1114 | 3.2468 | 2.9235 | 2.4317 | 2.5866 | 2.9531 | 3.0872 | 3.1183 | 3.4114 | 3.4068 | 3.7135 | 4.2717 | 4.6766 | 6.4131 | 5.0672 | WECC_NM | 0.011927 | 0.011026 | 0.0084624 | 0.0079161 | 0.0075733 | 0.0076102 | 0.0078652 | 0.010192 | 0.017279 | 0.015452 | 0.010743 | 0.010077 | 0.01132 | 0.011931 | 0.010277 | 0.013942 | 0.026458 | 0.023747 | 0.020246 | 0.021784 | 0.018926 | 0.021183 | 0.017112 | 0.025688
WECC_NNV | 3.4783 | 3.6314 | 3.8168 | 3.7535 | 3.9317 | 4.2766 | 4.7131 | 4.6672 | 3.1283 | 3.3414 | 3.4968 | 3.1435 | 2.6017 | 2.7766 | 3.0131 | 3.2072 | 3.3083 | 3.6114 | 3.6168 | 3.6835 | 3.7517 | 3.9066 | 4.0431 | 3.9072 | WECC_NNV | 0.0077052 | 0.0086717 | 0.0086608 | 0.010217 | 0.0087682 | 0.011961 | 0.011347 | 0.013117 | 0.0048566 | 0.010992 | 0.003773 | 0.011723 | 0.011919 | 0.011857 | 0.012439 | 0.01122 | 0.0034968 | 0.002218 | 0.0021046 | 0.0024213 | 0.0032481 | 0.004629 | 0.0058355 | 0.0076221
WECC_PNW | 3.3583 | 3.5014 | 3.6668 | 3.5235 | 3.6817 | 4.0966 | 4.5131 | 5.2372 | 3.0083 | 3.2214 | 3.3368 | 2.9535 | 2.4017 | 2.5966 | 2.8231 | 3.1072 | 3.1383 | 3.4114 | 3.3768 | 3.3635 | 3.2017 | 3.6266 | 3.7131 | 3.6972 | WECC_PNW | 0.073954 | 0.073954 | 0.073954 | 0.074353 | 0.073857 | 0.073857 | 0.073857 | 0.073857 | 0.077563 | 0.085862 | 0.085862 | 0.085862 | 0.085862 | 0.085862 | 0.085862 | 0.085862 | 0.045605 | 0.056289 | 0.054642 | 0.066628 | 0.058672 | 0.056922 | 0.060596 | 0.050132
WECC_SCE | 3.6883 | 3.8114 | 4.0168 | 3.8935 | 4.0817 | 4.3966 | 4.8631 | 4.8072 | 3.2183 | 3.4314 | 3.5868 | 3.2235 | 2.7017 | 2.8666 | 3.2131 | 3.3472 | 3.4283 | 3.7314 | 3.7668 | 3.9135 | 4.3517 | 4.4966 | 5.4831 | 4.6772 | WECC_SCE | 0.047203 | 0.060159 | 0.067457 | 0.026877 | 0.025267 | 0.02703 | 0.032266 | 0.044963 | 0.062491 | 0.066777 | 0.067196 | 0.036427 | 0.036368 | 0.038472 | 0.04639 | 0.063954 | 0.087271 | 0.093582 | 0.091609 | 0.042919 | 0.034102 | 0.047877 | 0.049618 | 0.083483
WECC_SNV | 3.5283 | 3.6814 | 3.8968 | 3.8135 | 4.0017 | 4.3066 | 4.7831 | 4.6972 | 3.1383 | 3.3514 | 3.5068 | 3.1435 | 2.6217 | 2.7766 | 3.0231 | 3.2072 | 3.3383 | 3.6614 | 3.6968 | 3.7335 | 4.0617 | 3.9466 | 4.1431 | 3.9172 | WECC_SNV | 0.041033 | 0.037425 | 0.037978 | 0.039952 | 0.041537 | 0.043832 | 0.045555 | 0.048182 | 0.049534 | 0.043334 | 0.045085 | 0.047673 | 0.052339 | 0.055248 | 0.058205 | 0.057532 | 0.073484 | 0.071401 | 0.07393 | 0.081536 | 0.088352 | 0.093034 | 0.12988 | 0.12276
WECC_UT | 3.2383 | 3.4014 | 3.5668 | 3.5335 | 3.7017 | 4.0866 | 4.4631 | 4.4672 | 2.9483 | 3.1614 | 3.2968 | 2.9535 | 2.4217 | 2.5966 | 2.8631 | 3.0372 | 3.0983 | 3.4014 | 3.3768 | 3.5335 | 3.6017 | 4.0066 | 4.6131 | 4.1472 | WECC_UT | 0.020887 | 0.021376 | 0.021555 | 0.022348 | 0.022577 | 0.022742 | 0.02301 | 0.02301 | 0.019711 | 0.018578 | 0.018634 | 0.021118 | 0.031134 | 0.031134 | 0.028637 | 0.028637 | 0.010144 | 0.010185 | 0.0093694 | 0.010807 | 0.011735 | 0.013561 | 0.0099642 | 0.016668
WECC_WY | 3.2783 | 3.4214 | 3.5768 | 3.5435 | 3.7017 | 4.0966 | 4.4631 | 4.4972 | 2.9983 | 3.2014 | 3.3368 | 3.0035 | 2.4617 | 2.6466 | 2.9231 | 3.1372 | 3.1283 | 3.4014 | 3.3668 | 3.4935 | 3.3317 | 3.7366 | 3.8631 | 3.8572 | WECC_WY | 0 | 0 | 0 | 0.0013332 | 0.0013332 | 0.0013332 | 0.0013332 | 0.0013332 | 0 | 0 | 0 | 1.065e-05 | 5.2465e-05 | 5.2465e-05 | 5.2465e-05 | 5.2465e-05 | 0.00012433 | 0.00012433 | 0.00012433 | 0.00019627 | 0.00012433 | 0.00035035 | 0.00012433 | 0.00012433