## Summary
EPA IPM Summary Run Results
EPA Platform v6 Projections for
Continental U.S.
Illustrative ACE Scenario
All costs and prices are in 2016-year dollars | Values in red are rounded to zero, not equal to zero
NATIONWIDE EMISSIONS | 2021 | 2023 | 2025 | 2030 | 2035 | 2040 | 2045 | 2050
SO2 (million tons) | 0.86397 | 0.8902 | 0.90847 | 0.87989 | 0.81057 | 0.80785 | 0.81931 | 0.76217
NOx (million tons) | 0.81186 | 0.83556 | 0.83711 | 0.803 | 0.74682 | 0.73865 | 0.71731 | 0.66422
CO2 (million metric tons) | 1541.4548 | 1591.667 | 1598.5496 | 1570.8247 | 1550.7297 | 1599.4574 | 1595.8664 | 1585.439
Hg (tons) | 4.4214 | 4.5835 | 4.6556 | 4.4254 | 4.0001 | 4.0692 | 4.0328 | 3.7364
HCL (Mtons) | 4.4255 | 4.6698 | 4.663 | 4.4502 | 3.8769 | 3.9375 | 3.9389 | 3.5806
TOTAL COSTS | 2021 | 2023 | 2025 | 2030 | 2035 | 2040 | 2045 | 2050
Total Costs (billion $) | 131.8457 | 137.5029 | 142.0242 | 152.6338 | 159.9514 | 173.6295 | 178.0623 | 183.1012
PRICES | 2021 | 2023 | 2025 | 2030 | 2035 | 2040 | 2045 | 2050
National Wholesale Electricity Price (mills/kWh) | 32.485 | 37.5139 | 38.0199 | 41.6811 | 41.8355 | 43.37 | 44.9597 | 43.9147
Natural Gas Prices (2016 $/MMBtu)
Henry Hub | 3.2709 | 3.492 | 3.5568 | 3.6435 | 3.6812 | 4.008 | 4.3431 | 4.4093
Delivered | 3.3292 | 3.5428 | 3.5706 | 3.5972 | 3.4858 | 3.813 | 4.2072 | 4.2224
Minemouth Coal Prices (2016 $/MMBtu)
Appalachia | 1.9232 | 2.0146 | 2.0875 | 2.2727 | 2.5655 | 2.7931 | 3.1805 | 3.7649
Interior | 1.4333 | 1.4442 | 1.4829 | 1.5521 | 1.6274 | 1.744 | 1.8817 | 1.9086
Waste Coal | 1.8611 | 1.8559 | 1.8681 | 1.9081 | 1.9481 | 1.9846 | 2.002 | 2.002
West | 0.83535 | 0.84244 | 0.86539 | 0.90317 | 0.96653 | 1.0335 | 1.0985 | 1.1725
National | 1.2228 | 1.2263 | 1.2495 | 1.311 | 1.3803 | 1.4924 | 1.5938 | 1.6675
TOTAL CAPACITY (Cumulative GW) | 2021 | 2023 | 2025 | 2030 | 2035 | 2040 | 2045 | 2050
Hydro | 108.2091 | 110.0881 | 110.211 | 110.7583 | 110.9643 | 111.1418 | 111.2714 | 111.2714
Non-Hydro Renewables | 182.0646 | 193.6072 | 212.0538 | 266.3264 | 270.9998 | 272.2962 | 304.558 | 322.7768
Biomass | 0.5268 | 0.5268 | 0.4193 | 0.4193 | 0.4193 | 0.4193 | 0.4193 | 0.4193
Geothermal | 2.7726 | 2.8651 | 3.0132 | 3.0132 | 3.0132 | 3.0132 | 3.0132 | 3.0132
Landfill Gas | 1.9433 | 1.9433 | 1.9433 | 1.9433 | 1.9433 | 1.9433 | 1.9433 | 1.9433
Solar | 52.1837 | 63.6338 | 82.0398 | 111.4207 | 114.9398 | 115.4754 | 128.176 | 136.7269
Wind | 124.6382 | 124.6382 | 124.6382 | 149.5299 | 150.6842 | 151.4449 | 171.0061 | 180.6741
Coal | 174.3212 | 170.1965 | 169.7495 | 167.8661 | 163.397 | 160.8556 | 157.6067 | 144.8655
Coal without CCS | 173.7262 | 169.6015 | 169.1545 | 167.2711 | 162.802 | 160.2606 | 157.0117 | 144.8655
IGCC without CCS | 0.595 | 0.595 | 0.595 | 0.595 | 0.595 | 0.595 | 0.595 | 0
Coal with CCS | 0 | 0 | 0 | 0 | 0 | 0 | 0 | 0
Energy Storage | 3.2156 | 3.2156 | 4.6946 | 6.0946 | 6.0946 | 6.0946 | 6.0946 | 6.4013
Nuclear | 88.3992 | 82.4497 | 81.3297 | 76.6734 | 75.5324 | 75.5324 | 75.5324 | 73.4083
Natural Gas | 407.8721 | 415.6428 | 416.357 | 427.2005 | 464.7934 | 509.8019 | 552.982 | 621.64
CC without CCS | 262.656 | 264.4426 | 265.1063 | 275.028 | 299.7233 | 327.5116 | 356.4743 | 399.7774
CC with CCS | 0 | 0 | 0 | 0 | 0 | 0 | 0 | 0
CT | 145.2161 | 151.2002 | 151.2508 | 152.1724 | 165.0701 | 182.2902 | 196.5077 | 221.8626
Oil/Gas Steam | 71.712 | 71.9 | 72.0937 | 72.0765 | 72.04 | 71.552 | 70.4808 | 67.3433
Other | 6.4271 | 6.4271 | 6.4271 | 6.4271 | 6.4271 | 6.4271 | 6.4271 | 6.4271
Grand Total | 1042.221 | 1053.527 | 1072.9164 | 1133.4229 | 1170.2486 | 1213.7016 | 1284.9531 | 1354.1337
NEW CAPACITY (Cumulative GW) | 2021 | 2023 | 2025 | 2030 | 2035 | 2040 | 2045 | 2050
Hydro | 6.5832 | 8.463 | 8.5859 | 9.1332 | 9.3392 | 9.5167 | 9.6463 | 9.6463
Non-Hydro Renewables | 60.2104 | 71.753 | 90.3071 | 144.5797 | 149.2531 | 150.5495 | 182.8113 | 201.0301
Biomass | 0 | 0 | 0 | 0 | 0 | 0 | 0 | 0
Geothermal | 0.38408 | 0.47664 | 0.62475 | 0.62475 | 0.62475 | 0.62475 | 0.62475 | 0.62475
Landfill Gas | 0.0303 | 0.0303 | 0.0303 | 0.0303 | 0.0303 | 0.0303 | 0.0303 | 0.0303
Solar | 25.855 | 37.3051 | 55.7111 | 85.092 | 88.6111 | 89.1467 | 101.8473 | 110.3982
Wind | 33.941 | 33.941 | 33.941 | 58.8327 | 59.987 | 60.7477 | 80.3089 | 89.9769
Coal | 0 | 0 | 0 | 0 | 0 | 0 | 0 | 0
Coal without CCS | 0 | 0 | 0 | 0 | 0 | 0 | 0 | 0
IGCC without CCS | 0 | 0 | 0 | 0 | 0 | 0 | 0 | 0
Coal with CCS | 0 | 0 | 0 | 0 | 0 | 0 | 0 | 0
Energy Storage | 2.5342 | 2.5342 | 4.0132 | 5.4132 | 5.4132 | 5.4132 | 5.4132 | 5.7199
Nuclear | 0 | 0 | 0 | 0 | 0 | 0 | 0 | 0
Natural Gas | 2.3936 | 10.1772 | 10.9315 | 22.0805 | 59.6734 | 104.6819 | 147.862 | 216.52
CC without CCS | 1.0543 | 2.8409 | 3.5045 | 13.4263 | 38.1215 | 65.9099 | 94.8726 | 138.1757
CC with CCS | 0 | 0 | 0 | 0 | 0 | 0 | 0 | 0
CT | 1.3393 | 7.3364 | 7.427 | 8.6542 | 21.5519 | 38.772 | 52.9894 | 78.3443
Other | 0.0014 | 0.0014 | 0.0014 | 0.0014 | 0.0014 | 0.0014 | 0.0014 | 0.0014
Grand Total | 71.7228 | 92.9288 | 113.8391 | 181.208 | 223.6803 | 270.1627 | 345.7342 | 432.9177
RETIREMENTS (GW) | 2021 | 2023 | 2025 | 2030 | 2035 | 2040 | 2045 | 2050
CC Retirements | 2.9038 | 2.9038 | 2.9038 | 2.9038 | 2.9038 | 2.9038 | 2.9038 | 2.9038
Coal Retirements | 50.3956 | 51.3856 | 51.4126 | 53.0415 | 57.5106 | 60.0516 | 63.3004 | 75.4467
CT Retirements | 1.5718 | 1.5718 | 1.6118 | 1.9173 | 1.9173 | 1.9173 | 1.9173 | 1.9173
Nuclear Retirements | 3.861 | 11.1095 | 12.2295 | 16.8858 | 18.0268 | 18.0268 | 18.0268 | 20.1509
O/G Retirements | 5.5833 | 5.5833 | 5.5681 | 5.5852 | 5.6217 | 6.1097 | 7.1809 | 10.3184
IGCC Retirements | 0.9132 | 0.9132 | 0.9132 | 0.9132 | 0.9132 | 0.9132 | 0.9132 | 1.5082
Biomass Retirements | 3.3607 | 3.3607 | 3.4682 | 3.4682 | 3.4682 | 3.4682 | 3.4682 | 3.4682
Fuel Cell Retirements | 0 | 0 | 0 | 0 | 0 | 0 | 0 | 0
Fossil_Other Retirements | 0 | 0 | 0 | 0 | 0 | 0 | 0 | 0
Geothermal Retirements | 0.0076 | 0.0076 | 0.0076 | 0.0076 | 0.0076 | 0.0076 | 0.0076 | 0.0076
Hydro Retirements | 0 | 0 | 0 | 0 | 0 | 0 | 0 | 0
Landfill Gas Retirements | 0 | 0 | 0 | 0 | 0 | 0 | 0 | 0
Non Fossil_Other Retirements | 0 | 0 | 0 | 0 | 0 | 0 | 0 | 0
Energy Storage Retirements | 0 | 0 | 0 | 0 | 0 | 0 | 0 | 0
Grand Total | 68.597 | 76.8355 | 78.1148 | 84.7226 | 90.3692 | 93.3982 | 97.7182 | 115.7211
GENERATION MIX (thousand GWh) | 2021 | 2023 | 2025 | 2030 | 2035 | 2040 | 2045 | 2050
Hydro | 310.1322 | 321.1315 | 323.4103 | 326.7128 | 328.2595 | 329.7059 | 330.3537 | 329.8501
Non-Hydro Renewables | 532.4174 | 552.9251 | 584.5536 | 729.2954 | 741.002 | 745.5618 | 857.633 | 917.406
Biomass | 2.0557 | 2.1453 | 2.2441 | 2.0926 | 2.0406 | 2.3375 | 2.3105 | 2.3991
Biomass Co-firing | 0.0061517 | 0.13231 | 0.073409 | 0 | 0 | 0 | 0 | 0
Geothermal | 19.2925 | 20.0223 | 21.1899 | 21.1899 | 21.1899 | 21.1899 | 21.1899 | 21.1899
Landfill Gas | 11.426 | 11.4258 | 11.426 | 9.8822 | 10.2644 | 10.3959 | 10.6233 | 10.4511
Solar | 101.1074 | 120.6697 | 151.0906 | 203.1182 | 209.6656 | 210.4873 | 232.8526 | 248.0545
Wind | 398.5296 | 398.5296 | 398.5296 | 493.0125 | 497.8415 | 501.1512 | 590.6566 | 635.3114
Coal | 867.2239 | 911.6257 | 921.4619 | 884.247 | 784.8916 | 796.6332 | 797.0913 | 727.2077
Coal without CCS (Biomass Co-firing is included) | 862.9344 | 907.3362 | 917.1724 | 879.9575 | 780.6022 | 792.3732 | 793.1367 | 727.2077
IGCC without CCS | 4.2895 | 4.2895 | 4.2895 | 4.2895 | 4.2895 | 4.26 | 3.9546 | 0
Coal with CCS | 0 | 0 | 0 | 0 | 0 | 0 | 0 | 0
Energy Storage | 3.3418 | 3.8441 | 4.3988 | 5.7465 | 5.8013 | 6.0282 | 6.0829 | 6.162
Nuclear | 694.3149 | 651.5337 | 642.6527 | 604.7942 | 597.3378 | 597.3378 | 597.3378 | 580.2205
Natural Gas | 1576.1023 | 1594.5982 | 1610.7005 | 1654.9597 | 1865.1418 | 2020.6133 | 2073.9336 | 2297.351
CC without CCS | 1550.0834 | 1564.4852 | 1574.3783 | 1616.4194 | 1810.1242 | 1963.7502 | 2025.5283 | 2244.8136
CC with CCS | 0 | 0 | 0 | 0 | 0 | 0 | 0 | 0
CT | 26.0189 | 30.113 | 36.3222 | 38.5403 | 55.0177 | 56.8631 | 48.4053 | 52.5375
Oil/Gas Steam | 62.8498 | 60.3299 | 59.9282 | 56.0915 | 60.9662 | 44.3005 | 29.4919 | 15.7881
Other | 31.9628 | 31.9607 | 31.9607 | 31.3634 | 31.3712 | 31.3862 | 31.5314 | 31.4361
Grand Total | 4078.339 | 4127.8166 | 4178.9935 | 4293.2105 | 4414.7714 | 4571.5669 | 4723.4556 | 4905.4215
FUEL SUPPLY AND CONSUMPTION | 2021 | 2023 | 2025 | 2030 | 2035 | 2040 | 2045 | 2050
Coal Use by Region (million tons) | 525.2621 | 555.2443 | 555.6488 | 541.7818 | 495.4914 | 510.3118 | 509.6514 | 470.6252
Power Sector | 469.5321 | 497.7443 | 497.4988 | 479.0218 | 430.1114 | 437.1918 | 439.6014 | 404.9752
Appalachia | 76.3868 | 70.6593 | 63.7031 | 54.0611 | 34.0342 | 35.8361 | 32.4303 | 20.4787
Interior | 109.5751 | 115.4983 | 119.0238 | 116.7674 | 108.1022 | 106.344 | 108.2546 | 98.2969
Waste Coal | 0.16164 | 0.18032 | 0.17274 | 0.17084 | 0.16868 | 0.16868 | 0.16868 | 0.16868
West | 283.4085 | 311.4065 | 314.5991 | 308.0225 | 287.8063 | 294.8431 | 298.7479 | 286.0309
Non-Power Sector | 55.73 | 57.5 | 58.15 | 62.76 | 65.38 | 73.12 | 70.05 | 65.65
Appalachia | 21.19 | 22.33 | 23.02 | 24.6 | 25.7 | 29.01 | 23.89 | 23.73
Interior | 7.66 | 7.46 | 7.16 | 9.57 | 10.61 | 11.93 | 13.11 | 8.69
West | 26.88 | 27.71 | 27.97 | 28.59 | 29.07 | 32.18 | 33.05 | 33.23
Power Sector Coal Use by Rank (million tons) | 469.3704 | 497.564 | 497.326 | 478.851 | 429.9427 | 437.0231 | 439.4327 | 404.8065
Bituminous | 159.805 | 158.0708 | 154.6541 | 149.8921 | 125.0869 | 125.5316 | 122.62 | 101.5914
Subbituminous | 254.4543 | 282.9693 | 286.6708 | 276.8542 | 258.68 | 265.1151 | 270.3096 | 260.1188
Lignite | 55.1111 | 56.5239 | 56.0012 | 52.1047 | 46.1757 | 46.3764 | 46.5032 | 43.0963
Natural Gas Use (Trillion cubic feet) | 11.6385 | 11.7433 | 11.8751 | 12.0784 | 13.4594 | 14.1307 | 14.0652 | 15.1459
Note on A9: ICFI: All tons are SHORT tons, unless otherwise noted as metric Mtons : thousand tons

## Retrofit Summary
EPA IPM Summary Run Results
EPA Platform v6 Projections for
Continental U.S.
Illustrative ACE Scenario
All costs and prices are in 2016-year dollars | Values in red are rounded to zero, not equal to zero
TOTAL CONTROLS (Cumulative GW) | 2021 | 2023 | 2025 | 2030 | 2035 | 2040 | 2045 | 2050
FGD | 146.3333 | 142.9376 | 142.5525 | 141.4444 | 137.0587 | 135.6875 | 132.6187 | 121.9317
Existing Scrubber | 145.6861 | 142.2903 | 141.9053 | 140.7972 | 136.4115 | 135.0403 | 131.9715 | 121.2845
Existing Wet Scrubber | 114.0641 | 110.6683 | 110.2833 | 109.1752 | 104.7895 | 103.7923 | 101.368 | 92.2493
Existing Dry Scrubber | 31.622 | 31.622 | 31.622 | 31.622 | 31.622 | 31.248 | 30.6035 | 29.0352
Retrofit Scrubber | 0.64721 | 0.64721 | 0.64721 | 0.64721 | 0.64721 | 0.64721 | 0.64721 | 0.64721
Retrofit Wet Scrubber | 0 | 0 | 0 | 0 | 0 | 0 | 0 | 0
Retrofit Dry Scrubber | 0.64721 | 0.64721 | 0.64721 | 0.64721 | 0.64721 | 0.64721 | 0.64721 | 0.64721
New Scrubber | 0 | 0 | 0 | 0 | 0 | 0 | 0 | 0
New Wet Scrubber | 0 | 0 | 0 | 0 | 0 | 0 | 0 | 0
New Dry Scrubber | 0 | 0 | 0 | 0 | 0 | 0 | 0 | 0
SCR | 106.0674 | 104.2178 | 104.2263 | 104.2414 | 100.3804 | 99.6864 | 98.4626 | 90.232
Existing SCR | 104.4974 | 102.0094 | 102.0094 | 102.0094 | 98.1484 | 97.4544 | 96.2306 | 88
Retrofit SCR | 1.57 | 2.2084 | 2.2169 | 2.232 | 2.232 | 2.232 | 2.232 | 2.232
New SCR | 0 | 0 | 0 | 0 | 0 | 0 | 0 | 0
SNCR | 21.0589 | 20.8076 | 20.8076 | 21.6232 | 21.2874 | 21.5618 | 19.5368 | 15.9668
Existing SNCR | 19.2519 | 18.8406 | 18.8406 | 18.8406 | 18.5048 | 17.9636 | 15.9386 | 12.3686
Retrofit SNCR | 1.807 | 1.967 | 1.967 | 2.7826 | 2.7826 | 3.5982 | 3.5982 | 3.5982
New SNCR | 0 | 0 | 0 | 0 | 0 | 0 | 0 | 0
ACI | 108.5184 | 107.3755 | 106.9554 | 105.7521 | 104.1526 | 102.8464 | 102.7878 | 96.3258
Existing ACI | 108.5184 | 107.3755 | 106.9554 | 105.7521 | 104.1526 | 102.8464 | 102.7878 | 96.3258
Retrofit ACI | 0 | 0 | 0 | 0 | 0 | 0 | 0 | 0
New ACI | 0 | 0 | 0 | 0 | 0 | 0 | 0 | 0
CCS | 0 | 0 | 0 | 0 | 0 | 0 | 0 | 0
Hardwired CCS | 0 | 0 | 0 | 0 | 0 | 0 | 0 | 0
Retrofit CCS | 0 | 0 | 0 | 0 | 0 | 0 | 0 | 0
New CCS | 0 | 0 | 0 | 0 | 0 | 0 | 0 | 0
DSI | 16.2425 | 15.9265 | 15.9265 | 15.2125 | 13.6131 | 13.0522 | 12.8722 | 11.1057
Existing DSI | 16.2425 | 15.9265 | 15.9265 | 15.2125 | 13.6131 | 13.0522 | 12.8722 | 11.1057
Retrofit DSI | 0 | 0 | 0 | 0 | 0 | 0 | 0 | 0
C2G | 1.509 | 1.862 | 2.282 | 2.282 | 2.282 | 2.282 | 2.247 | 2.025
HRI | 0 | 0 | 0 | 0 | 0 | 0 | 0 | 0
RETROFITS (Cumulative GW) | 2021 | 2023 | 2025 | 2030 | 2035 | 2040 | 2045 | 2050
FGD | 0.64721 | 0.64721 | 0.64721 | 0.64721 | 0.64721 | 0.64721 | 0.64721 | 0.64721
SCR | 1.57 | 2.2084 | 2.2169 | 2.232 | 2.232 | 2.232 | 2.232 | 2.232
SNCR | 1.807 | 1.967 | 1.967 | 2.7826 | 2.7826 | 3.5982 | 3.5982 | 3.5982
ACI | 0 | 0 | 0 | 0 | 0 | 0 | 0 | 0
CCS | 0 | 0 | 0 | 0 | 0 | 0 | 0 | 0
DSI | 0 | 0 | 0 | 0 | 0 | 0 | 0 | 0
C2G | 1.509 | 1.862 | 2.282 | 2.282 | 2.282 | 2.282 | 2.247 | 2.025
HRI | 0 | 0 | 0 | 0 | 0 | 0 | 0 | 0
TOTAL CONTROLS IN NEEDS (GW)
FGD | 2021: 191.4124
SCR | 2021: 135.012
SNCR | 2021: 28.6449
ACI | 2021: 141.2113
DSI | 2021: 47.0447
Note on A9: ICFI: All tons are SHORT tons, unless otherwise noted as metric Mtons : thousand tons

## All Constraints
Constraint Name | Constraint # | Constraint ID | Constraint Type | Neutralized | LimitType | Constraint Time Frame | Data Field | Unit of Measure | 2021-2021(RY 2021) | 2022-2023(RY 2023) | 2024-2027(RY 2025) | 2028-2032(RY 2030) | 2033-2037(RY 2035) | 2038-2042(RY 2040) | 2043-2047(RY 2045) | 2048-2054(RY 2050)
#1 - SO2 Title IV Annual Constraint v5.14 | 1 | 6321 | Rate Constraint in MTons | FALSE | L | Annual | Seasons Included | Seasons | Winter, WintShld, Summer | Winter, WintShld, Summer | Winter, WintShld, Summer | Winter, WintShld, Summer | Winter, WintShld, Summer | Winter, WintShld, Summer | Winter, WintShld, Summer | Winter, WintShld, Summer
#1 - SO2 Title IV Annual Constraint v5.14 | 1 | 6321 | Rate Constraint in MTons | FALSE | L | Annual | Standard SO2 | Thousand Tons | 7973.0011 | 7973.0011 | 7973.0011 | 7973.0011 | 7973.0011 | 7973.0011 | 7973.0011 | 7973.0011
#1 - SO2 Title IV Annual Constraint v5.14 | 1 | 6321 | Rate Constraint in MTons | FALSE | L | Annual | Emissions at Affected Plants SO2 | Thousand Tons | 837.6921 | 859.9621 | 876.2882 | 853.221 | 791.246 | 789.09 | 800.5839 | 743.4448
#1 - SO2 Title IV Annual Constraint v5.14 | 1 | 6321 | Rate Constraint in MTons | FALSE | L | Annual | Allowances Purchased SO2 | Thousand Tons | 0 | 0 | 0 | 0 | 0 | 0 | 0 | 0
#1 - SO2 Title IV Annual Constraint v5.14 | 1 | 6321 | Rate Constraint in MTons | FALSE | L | Annual | Allowances Sold SO2 | Thousand Tons | 0 | 0 | 0 | 0 | 0 | 0 | 0 | 0
#1 - SO2 Title IV Annual Constraint v5.14 | 1 | 6321 | Rate Constraint in MTons | FALSE | L | Annual | Allowances Banked | Thousand Tons | 0 | 0 | 0 | 0 | 0 | 0 | 0 | 0
#1 - SO2 Title IV Annual Constraint v5.14 | 1 | 6321 | Rate Constraint in MTons | FALSE | L | Annual | Allowances Withdrawn (1:1) | Thousand Tons | 0 | 0 | 0 | 0 | 0 | 0 | 0 | 0
#1 - SO2 Title IV Annual Constraint v5.14 | 1 | 6321 | Rate Constraint in MTons | FALSE | L | Annual | Allowances Withdrawn (n:1) | Thousand Tons | 0 | 0 | 0 | 0 | 0 | 0 | 0 | 0
#1 - SO2 Title IV Annual Constraint v5.14 | 1 | 6321 | Rate Constraint in MTons | FALSE | L | Annual | Net Emissions Allowance Position | Thousand Tons | 837.6921 | 859.9621 | 876.2882 | 853.221 | 791.246 | 789.09 | 800.5839 | 743.4448
#1 - SO2 Title IV Annual Constraint v5.14 | 1 | 6321 | Rate Constraint in MTons | FALSE | L | Annual | Fuel Consumed | TBtu | 20899.0669 | 21456.352 | 21572.3927 | 21411.079 | 21824.259 | 22649.3752 | 22606.1844 | 22999.5579
#1 - SO2 Title IV Annual Constraint v5.14 | 1 | 6321 | Rate Constraint in MTons | FALSE | L | Annual | Rate | lb/MMBtu | 0.080166 | 0.080159 | 0.081242 | 0.079699 | 0.072511 | 0.069679 | 0.070829 | 0.064649
#1 - SO2 Title IV Annual Constraint v5.14 | 1 | 6321 | Rate Constraint in MTons | FALSE | L | Annual | Generation | TWh | 2494.9368 | 2554.0507 | 2578.7 | 2583.6257 | 2699.0293 | 2850.4059 | 2891.2501 | 3031.7784
#1 - SO2 Title IV Annual Constraint v5.14 | 1 | 6321 | Rate Constraint in MTons | FALSE | L | Annual | Qualifying Generation | TWh | 2494.9368 | 2554.0507 | 2578.7 | 2583.6257 | 2699.0293 | 2850.4059 | 2891.2501 | 3031.7784
#1 - SO2 Title IV Annual Constraint v5.14 | 1 | 6321 | Rate Constraint in MTons | FALSE | L | Annual | Rate | lb/MWh | 0.67151 | 0.67341 | 0.67964 | 0.66048 | 0.58632 | 0.55367 | 0.5538 | 0.49043
#1 - SO2 Title IV Annual Constraint v5.14 | 1 | 6321 | Rate Constraint in MTons | FALSE | L | Annual | Constraint Shadow Price | US2016$/Ton | 0 | 0 | 0 | 0 | 0 | 0 | 0 | 0
#4 - NOx SIPCall Constraint v5.16 | 2 | 6732 | Rate Constraint in MTons | FALSE | L | Annual | Seasons Included | Seasons | Summer | Summer | Summer | Summer | Summer | Summer | Summer | Summer
#4 - NOx SIPCall Constraint v5.16 | 2 | 6732 | Rate Constraint in MTons | FALSE | L | Annual | Standard NOX | Thousand Tons | 72.845 | 72.845 | 72.845 | 72.845 | 72.845 | 72.845 | 72.845 | 72.845
#4 - NOx SIPCall Constraint v5.16 | 2 | 6732 | Rate Constraint in MTons | FALSE | L | Annual | Emissions at Affected Plants NOX | Thousand Tons | 22.3938 | 23.8199 | 21.5056 | 18.9786 | 15.7554 | 15.9834 | 16.0815 | 16.0116
#4 - NOx SIPCall Constraint v5.16 | 2 | 6732 | Rate Constraint in MTons | FALSE | L | Annual | Allowances Purchased NOX | Thousand Tons | 0 | 0 | 0 | 0 | 0 | 0 | 0 | 0
#4 - NOx SIPCall Constraint v5.16 | 2 | 6732 | Rate Constraint in MTons | FALSE | L | Annual | Allowances Sold NOX | Thousand Tons | 0 | 0 | 0 | 0 | 0 | 0 | 0 | 0
#4 - NOx SIPCall Constraint v5.16 | 2 | 6732 | Rate Constraint in MTons | FALSE | L | Annual | Allowances Banked | Thousand Tons | 0 | 0 | 0 | 0 | 0 | 0 | 0 | 0
#4 - NOx SIPCall Constraint v5.16 | 2 | 6732 | Rate Constraint in MTons | FALSE | L | Annual | Allowances Withdrawn (1:1) | Thousand Tons | 0 | 0 | 0 | 0 | 0 | 0 | 0 | 0
#4 - NOx SIPCall Constraint v5.16 | 2 | 6732 | Rate Constraint in MTons | FALSE | L | Annual | Allowances Withdrawn (n:1) | Thousand Tons | 0 | 0 | 0 | 0 | 0 | 0 | 0 | 0
#4 - NOx SIPCall Constraint v5.16 | 2 | 6732 | Rate Constraint in MTons | FALSE | L | Annual | Net Emissions Allowance Position | Thousand Tons | 22.3938 | 23.8199 | 21.5056 | 18.9786 | 15.7554 | 15.9834 | 16.0815 | 16.0116
#4 - NOx SIPCall Constraint v5.16 | 2 | 6732 | Rate Constraint in MTons | FALSE | L | Annual | Fuel Consumed | TBtu | 673.9396 | 684.3269 | 679.816 | 668.1655 | 674.1016 | 700.862 | 712.113 | 746.3045
#4 - NOx SIPCall Constraint v5.16 | 2 | 6732 | Rate Constraint in MTons | FALSE | L | Annual | Rate | lb/MMBtu | 0.066456 | 0.069616 | 0.063269 | 0.056808 | 0.046745 | 0.045611 | 0.045165 | 0.042909
#4 - NOx SIPCall Constraint v5.16 | 2 | 6732 | Rate Constraint in MTons | FALSE | L | Annual | Generation | TWh | 83.7399 | 84.5986 | 84.1832 | 85.7824 | 94.8246 | 103.0393 | 110.942 | 123.6448
#4 - NOx SIPCall Constraint v5.16 | 2 | 6732 | Rate Constraint in MTons | FALSE | L | Annual | Qualifying Generation | TWh | 83.5677 | 84.4263 | 83.964 | 85.5457 | 89.0669 | 93.8518 | 96.3504 | 102.2892
#4 - NOx SIPCall Constraint v5.16 | 2 | 6732 | Rate Constraint in MTons | FALSE | L | Annual | Rate | lb/MWh | 0.53594 | 0.56428 | 0.51226 | 0.44371 | 0.35379 | 0.34061 | 0.33381 | 0.31307
#4 - NOx SIPCall Constraint v5.16 | 2 | 6732 | Rate Constraint in MTons | FALSE | L | Annual | Constraint Shadow Price | US2016$/Ton | 0 | 0 | 0 | 0 | 0 | 0 | 0 | 0
#6 - WRAP SO2 Policy Case Constraint | 3 | 1265 | Rate Constraint in MTons | FALSE | L | Annual | Seasons Included | Seasons | Winter, WintShld, Summer | Winter, WintShld, Summer | Winter, WintShld, Summer | Winter, WintShld, Summer | Winter, WintShld, Summer | Winter, WintShld, Summer | Winter, WintShld, Summer | Winter, WintShld, Summer
#6 - WRAP SO2 Policy Case Constraint | 3 | 1265 | Rate Constraint in MTons | FALSE | L | Annual | Standard SO2 | Thousand Tons | 89.572 | 89.572 | 89.572 | 89.572 | 89.572 | 89.572 | 89.572 | 89.572
#6 - WRAP SO2 Policy Case Constraint | 3 | 1265 | Rate Constraint in MTons | FALSE | L | Annual | Emissions at Affected Plants SO2 | Thousand Tons | 32.9338 | 33.4918 | 33.4842 | 33.2555 | 35.8551 | 37.0743 | 38.6453 | 33.2457
#6 - WRAP SO2 Policy Case Constraint | 3 | 1265 | Rate Constraint in MTons | FALSE | L | Annual | Allowances Purchased SO2 | Thousand Tons | 0 | 0 | 0 | 0 | 0 | 0 | 0 | 0
#6 - WRAP SO2 Policy Case Constraint | 3 | 1265 | Rate Constraint in MTons | FALSE | L | Annual | Allowances Sold SO2 | Thousand Tons | 0 | 0 | 0 | 0 | 0 | 0 | 0 | 0
#6 - WRAP SO2 Policy Case Constraint | 3 | 1265 | Rate Constraint in MTons | FALSE | L | Annual | Allowances Banked | Thousand Tons | 0 | 0 | 0 | 0 | 0 | 0 | 0 | 0
#6 - WRAP SO2 Policy Case Constraint | 3 | 1265 | Rate Constraint in MTons | FALSE | L | Annual | Allowances Withdrawn (1:1) | Thousand Tons | 0 | 0 | 0 | 0 | 0 | 0 | 0 | 0
#6 - WRAP SO2 Policy Case Constraint | 3 | 1265 | Rate Constraint in MTons | FALSE | L | Annual | Allowances Withdrawn (n:1) | Thousand Tons | 0 | 0 | 0 | 0 | 0 | 0 | 0 | 0
#6 - WRAP SO2 Policy Case Constraint | 3 | 1265 | Rate Constraint in MTons | FALSE | L | Annual | Net Emissions Allowance Position | Thousand Tons | 32.9338 | 33.4918 | 33.4842 | 33.2555 | 35.8551 | 37.0743 | 38.6453 | 33.2457
#6 - WRAP SO2 Policy Case Constraint | 3 | 1265 | Rate Constraint in MTons | FALSE | L | Annual | Fuel Consumed | TBtu | 755.202 | 767.0787 | 764.3366 | 752.6068 | 726.7498 | 741.0726 | 730.365 | 731.0321
#6 - WRAP SO2 Policy Case Constraint | 3 | 1265 | Rate Constraint in MTons | FALSE | L | Annual | Rate | lb/MMBtu | 0.087218 | 0.087323 | 0.087616 | 0.088374 | 0.098672 | 0.10006 | 0.10582 | 0.090956
#6 - WRAP SO2 Policy Case Constraint | 3 | 1265 | Rate Constraint in MTons | FALSE | L | Annual | Generation | TWh | 77.4231 | 78.5281 | 78.8336 | 78.0345 | 75.9676 | 78.1811 | 76.4167 | 77.5864
#6 - WRAP SO2 Policy Case Constraint | 3 | 1265 | Rate Constraint in MTons | FALSE | L | Annual | Qualifying Generation | TWh | 77.4231 | 78.5281 | 78.8336 | 78.0345 | 75.9656 | 77.4652 | 75.7313 | 76.5578
#6 - WRAP SO2 Policy Case Constraint | 3 | 1265 | Rate Constraint in MTons | FALSE | L | Annual | Rate | lb/MWh | 0.85075 | 0.85299 | 0.84949 | 0.85233 | 0.94398 | 0.95719 | 1.0206 | 0.86851
#6 - WRAP SO2 Policy Case Constraint | 3 | 1265 | Rate Constraint in MTons | FALSE | L | Annual | Constraint Shadow Price | US2016$/Ton | 0 | 0 | 0 | 0 | 0 | 0 | 0 | 0
#CAN - #1 National - SO2 Cap Annual v3.1 | 4 | 1731 | Rate Constraint in MTons | FALSE | L | Annual | Seasons Included | Seasons | Winter, WintShld, Summer | Winter, WintShld, Summer | Winter, WintShld, Summer | Winter, WintShld, Summer | Winter, WintShld, Summer | Winter, WintShld, Summer | Winter, WintShld, Summer | Winter, WintShld, Summer
#CAN - #1 National - SO2 Cap Annual v3.1 | 4 | 1731 | Rate Constraint in MTons | FALSE | L | Annual | Standard SO2 | Thousand Tons | 948.21 | 948.21 | 948.21 | 948.21 | 948.21 | 948.21 | 948.21 | 948.21
#CAN - #1 National - SO2 Cap Annual v3.1 | 4 | 1731 | Rate Constraint in MTons | FALSE | L | Annual | Emissions at Affected Plants SO2 | Thousand Tons | 155.2841 | 145.7898 | 148.0836 | 47.5735 | 20.4083 | 11.2432 | 11.2369 | 0.057197
#CAN - #1 National - SO2 Cap Annual v3.1 | 4 | 1731 | Rate Constraint in MTons | FALSE | L | Annual | Allowances Purchased SO2 | Thousand Tons | 0 | 0 | 0 | 0 | 0 | 0 | 0 | 0
#CAN - #1 National - SO2 Cap Annual v3.1 | 4 | 1731 | Rate Constraint in MTons | FALSE | L | Annual | Allowances Sold SO2 | Thousand Tons | 0 | 0 | 0 | 0 | 0 | 0 | 0 | 0
#CAN - #1 National - SO2 Cap Annual v3.1 | 4 | 1731 | Rate Constraint in MTons | FALSE | L | Annual | Allowances Banked | Thousand Tons | 0 | 0 | 0 | 0 | 0 | 0 | 0 | 0
#CAN - #1 National - SO2 Cap Annual v3.1 | 4 | 1731 | Rate Constraint in MTons | FALSE | L | Annual | Allowances Withdrawn (1:1) | Thousand Tons | 0 | 0 | 0 | 0 | 0 | 0 | 0 | 0
#CAN - #1 National - SO2 Cap Annual v3.1 | 4 | 1731 | Rate Constraint in MTons | FALSE | L | Annual | Allowances Withdrawn (n:1) | Thousand Tons | 0 | 0 | 0 | 0 | 0 | 0 | 0 | 0
#CAN - #1 National - SO2 Cap Annual v3.1 | 4 | 1731 | Rate Constraint in MTons | FALSE | L | Annual | Net Emissions Allowance Position | Thousand Tons | 155.2841 | 145.7898 | 148.0836 | 47.5735 | 20.4083 | 11.2432 | 11.2369 | 0.057197
#CAN - #1 National - SO2 Cap Annual v3.1 | 4 | 1731 | Rate Constraint in MTons | FALSE | L | Annual | Fuel Consumed | TBtu | 762.1397 | 843.0825 | 893.1082 | 741.2068 | 788.646 | 786.8443 | 795.3917 | 773.2889
#CAN - #1 National - SO2 Cap Annual v3.1 | 4 | 1731 | Rate Constraint in MTons | FALSE | L | Annual | Rate | lb/MMBtu | 0.4075 | 0.34585 | 0.33161 | 0.12837 | 0.051755 | 0.028578 | 0.028255 | 0.00014793
#CAN - #1 National - SO2 Cap Annual v3.1 | 4 | 1731 | Rate Constraint in MTons | FALSE | L | Annual | Generation | TWh | 90.8532 | 103.1133 | 110.0558 | 98.0732 | 105.4789 | 107.9356 | 110.3207 | 112.0375
#CAN - #1 National - SO2 Cap Annual v3.1 | 4 | 1731 | Rate Constraint in MTons | FALSE | L | Annual | Qualifying Generation | TWh | 90.8532 | 103.1133 | 110.0558 | 98.0732 | 105.4789 | 107.9356 | 110.3207 | 112.0375
#CAN - #1 National - SO2 Cap Annual v3.1 | 4 | 1731 | Rate Constraint in MTons | FALSE | L | Annual | Rate | lb/MWh | 3.4184 | 2.8278 | 2.6911 | 0.97016 | 0.38696 | 0.20833 | 0.20371 | 0.001021
#CAN - #1 National - SO2 Cap Annual v3.1 | 4 | 1731 | Rate Constraint in MTons | FALSE | L | Annual | Constraint Shadow Price | US2016$/Ton | 0 | 0 | 0 | 0 | 0 | 0 | 0 | 0
#CAN - AB - MER Cap Annual v4.12 | 5 | 2323 | Rate Constraint in MTons | FALSE | L | Annual | Seasons Included | Seasons | Winter, WintShld, Summer | Winter, WintShld, Summer | Winter, WintShld, Summer | Winter, WintShld, Summer | Winter, WintShld, Summer | Winter, WintShld, Summer | Winter, WintShld, Summer | Winter, WintShld, Summer
#CAN - AB - MER Cap Annual v4.12 | 5 | 2323 | Rate Constraint in MTons | FALSE | L | Annual | Standard MER | lbs | 1300.7273 | 1300.7273 | 1300.7273 | 1300.7273 | 1300.7273 | 1300.7273 | 1300.7273 | 1300.7273
#CAN - AB - MER Cap Annual v4.12 | 5 | 2323 | Rate Constraint in MTons | FALSE | L | Annual | Emissions at Affected Plants MER | lbs | 1300.7272 | 1300.7273 | 1300.7273 | 310.0998 | 310.0998 | 155.0499 | 155.0499 | 0
#CAN - AB - MER Cap Annual v4.12 | 5 | 2323 | Rate Constraint in MTons | FALSE | L | Annual | Allowances Purchased MER | lbs | 0 | 0 | 0 | 0 | 0 | 0 | 0 | 0
#CAN - AB - MER Cap Annual v4.12 | 5 | 2323 | Rate Constraint in MTons | FALSE | L | Annual | Allowances Sold MER | lbs | 0 | 0 | 0 | 0 | 0 | 0 | 0 | 0
#CAN - AB - MER Cap Annual v4.12 | 5 | 2323 | Rate Constraint in MTons | FALSE | L | Annual | Allowances Banked | lbs | 0 | 0 | 0 | 0 | 0 | 0 | 0 | 0
#CAN - AB - MER Cap Annual v4.12 | 5 | 2323 | Rate Constraint in MTons | FALSE | L | Annual | Allowances Withdrawn (1:1) | lbs | 0 | 0 | 0 | 0 | 0 | 0 | 0 | 0
#CAN - AB - MER Cap Annual v4.12 | 5 | 2323 | Rate Constraint in MTons | FALSE | L | Annual | Allowances Withdrawn (n:1) | lbs | 0 | 0 | 0 | 0 | 0 | 0 | 0 | 0
#CAN - AB - MER Cap Annual v4.12 | 5 | 2323 | Rate Constraint in MTons | FALSE | L | Annual | Net Emissions Allowance Position | lbs | 1300.7272 | 1300.7273 | 1300.7273 | 310.0998 | 310.0998 | 155.0499 | 155.0499 | 0
#CAN - AB - MER Cap Annual v4.12 | 5 | 2323 | Rate Constraint in MTons | FALSE | L | Annual | Fuel Consumed | TBtu | 307.0561 | 307.0563 | 307.0563 | 64.6709 | 64.6709 | 32.3355 | 32.3355 | 0
#CAN - AB - MER Cap Annual v4.12 | 5 | 2323 | Rate Constraint in MTons | FALSE | L | Annual | Rate | lb/MMBtu | 4.2361e-06 | 4.2361e-06 | 4.2361e-06 | 4.795e-06 | 4.795e-06 | 4.795e-06 | 4.795e-06 | 0
#CAN - AB - MER Cap Annual v4.12 | 5 | 2323 | Rate Constraint in MTons | FALSE | L | Annual | Generation | TWh | 29.4453 | 29.4454 | 29.4454 | 6.2017 | 6.2017 | 3.1008 | 3.1008 | 0
#CAN - AB - MER Cap Annual v4.12 | 5 | 2323 | Rate Constraint in MTons | FALSE | L | Annual | Qualifying Generation | TWh | 29.4453 | 29.4454 | 29.4454 | 6.2017 | 6.2017 | 3.1008 | 3.1008 | 0
#CAN - AB - MER Cap Annual v4.12 | 5 | 2323 | Rate Constraint in MTons | FALSE | L | Annual | Rate | lb/MWh | 4.4174e-05 | 4.4174e-05 | 4.4174e-05 | 5.0003e-05 | 5.0003e-05 | 5.0003e-05 | 5.0003e-05 | 0
#CAN - AB - MER Cap Annual v4.12 | 5 | 2323 | Rate Constraint in MTons | FALSE | L | Annual | Constraint Shadow Price | US2016$/Lb | 0 | 20147.3829 | 12882.5955 | 0 | 0 | 0 | 0 | 0
#CAN - BC - CO2 Constraint- v.6.17 | 6 | 6961 | Rate Constraint in MTons | FALSE | L | Annual | Seasons Included | Seasons | Winter, WintShld, Summer | Winter, WintShld, Summer | Winter, WintShld, Summer | Winter, WintShld, Summer | Winter, WintShld, Summer | Winter, WintShld, Summer | Winter, WintShld, Summer | Winter, WintShld, Summer
#CAN - BC - CO2 Constraint- v.6.17 | 6 | 6961 | Rate Constraint in MTons | FALSE | L | Annual | Standard CO2 | Thousand Tons | 0 | 0 | 0 | 0 | 0 | 0 | 0 | 0
#CAN - BC - CO2 Constraint- v.6.17 | 6 | 6961 | Rate Constraint in MTons | FALSE | L | Annual | Emissions at Affected Plants CO2 | Thousand Tons | 0 | 0 | 54.6912 | 198.0086 | 198.0086 | 198.0086 | 198.0086 | 198.0086
#CAN - BC - CO2 Constraint- v.6.17 | 6 | 6961 | Rate Constraint in MTons | FALSE | L | Annual | Allowances Purchased CO2 | Thousand Tons | 0 | 0 | -54.6912 | -198.0086 | -198.0086 | -198.0086 | -198.0086 | -198.0086
#CAN - BC - CO2 Constraint- v.6.17 | 6 | 6961 | Rate Constraint in MTons | FALSE | L | Annual | Allowances Sold CO2 | Thousand Tons | 0 | 0 | 0 | 0 | 0 | 0 | 0 | 0
#CAN - BC - CO2 Constraint- v.6.17 | 6 | 6961 | Rate Constraint in MTons | FALSE | L | Annual | Allowances Banked | Thousand Tons | 0 | 0 | 0 | 0 | 0 | 0 | 0 | 0
#CAN - BC - CO2 Constraint- v.6.17 | 6 | 6961 | Rate Constraint in MTons | FALSE | L | Annual | Allowances Withdrawn (1:1) | Thousand Tons | 0 | 0 | 0 | 0 | 0 | 0 | 0 | 0
#CAN - BC - CO2 Constraint- v.6.17 | 6 | 6961 | Rate Constraint in MTons | FALSE | L | Annual | Allowances Withdrawn (n:1) | Thousand Tons | 0 | 0 | 0 | 0 | 0 | 0 | 0 | 0
#CAN - BC - CO2 Constraint- v.6.17 | 6 | 6961 | Rate Constraint in MTons | FALSE | L | Annual | Net Emissions Allowance Position | Thousand Tons | 0 | 0 | 0 | 1.0911e-06 | 1.0911e-06 | 1.0911e-06 | 1.0911e-06 | 1.0911e-06
#CAN - BC - CO2 Constraint- v.6.17 | 6 | 6961 | Rate Constraint in MTons | FALSE | L | Annual | Fuel Consumed | TBtu | 0 | 0 | 0.93425 | 3.3824 | 3.3824 | 3.3824 | 3.3824 | 3.3824
#CAN - BC - CO2 Constraint- v.6.17 | 6 | 6961 | Rate Constraint in MTons | FALSE | L | Annual | Rate | lb/MMBtu | 0 | 0 | 117.08 | 117.08 | 117.08 | 117.08 | 117.08 | 117.08
#CAN - BC - CO2 Constraint- v.6.17 | 6 | 6961 | Rate Constraint in MTons | FALSE | L | Annual | Generation | TWh | 0 | 0 | 0.14948 | 0.54119 | 0.54119 | 0.54119 | 0.54119 | 0.54119
#CAN - BC - CO2 Constraint- v.6.17 | 6 | 6961 | Rate Constraint in MTons | FALSE | L | Annual | Qualifying Generation | TWh | 0 | 0 | 0.14948 | 0.54119 | 0.54119 | 0.54119 | 0.54119 | 0.54119
#CAN - BC - CO2 Constraint- v.6.17 | 6 | 6961 | Rate Constraint in MTons | FALSE | L | Annual | Rate | lb/MWh | 0 | 0 | 731.75 | 731.75 | 731.75 | 731.75 | 731.75 | 731.75
#CAN - BC - CO2 Constraint- v.6.17 | 6 | 6961 | Rate Constraint in MTons | FALSE | L | Annual | Constraint Shadow Price | US2016$/Ton | 20.669 | 20.6687 | 20.6684 | 20.6685 | 20.6685 | 20.6687 | 20.6687 | 20.6688
#CAN - MB - Acid Rain - SO2 Cap Annual v3.1 | 7 | 1732 | Rate Constraint in MTons | FALSE | L | Annual | Seasons Included | Seasons | Winter, WintShld, Summer | Winter, WintShld, Summer | Winter, WintShld, Summer | Winter, WintShld, Summer | Winter, WintShld, Summer | Winter, WintShld, Summer | Winter, WintShld, Summer | Winter, WintShld, Summer
#CAN - MB - Acid Rain - SO2 Cap Annual v3.1 | 7 | 1732 | Rate Constraint in MTons | FALSE | L | Annual | Standard SO2 | Thousand Tons | 4.41 | 4.41 | 4.41 | 4.41 | 4.41 | 4.41 | 4.41 | 4.41
#CAN - MB - Acid Rain - SO2 Cap Annual v3.1 | 7 | 1732 | Rate Constraint in MTons | FALSE | L | Annual | Emissions at Affected Plants SO2 | Thousand Tons | 0 | 0 | 0 | 0 | 0 | 0 | 0 | 0
#CAN - MB - Acid Rain - SO2 Cap Annual v3.1 | 7 | 1732 | Rate Constraint in MTons | FALSE | L | Annual | Allowances Purchased SO2 | Thousand Tons | 0 | 0 | 0 | 0 | 0 | 0 | 0 | 0
#CAN - MB - Acid Rain - SO2 Cap Annual v3.1 | 7 | 1732 | Rate Constraint in MTons | FALSE | L | Annual | Allowances Sold SO2 | Thousand Tons | 0 | 0 | 0 | 0 | 0 | 0 | 0 | 0
#CAN - MB - Acid Rain - SO2 Cap Annual v3.1 | 7 | 1732 | Rate Constraint in MTons | FALSE | L | Annual | Allowances Banked | Thousand Tons | 0 | 0 | 0 | 0 | 0 | 0 | 0 | 0
#CAN - MB - Acid Rain - SO2 Cap Annual v3.1 | 7 | 1732 | Rate Constraint in MTons | FALSE | L | Annual | Allowances Withdrawn (1:1) | Thousand Tons | 0 | 0 | 0 | 0 | 0 | 0 | 0 | 0
#CAN - MB - Acid Rain - SO2 Cap Annual v3.1 | 7 | 1732 | Rate Constraint in MTons | FALSE | L | Annual | Allowances Withdrawn (n:1) | Thousand Tons | 0 | 0 | 0 | 0 | 0 | 0 | 0 | 0
#CAN - MB - Acid Rain - SO2 Cap Annual v3.1 | 7 | 1732 | Rate Constraint in MTons | FALSE | L | Annual | Net Emissions Allowance Position | Thousand Tons | 0 | 0 | 0 | 0 | 0 | 0 | 0 | 0
#CAN - MB - Acid Rain - SO2 Cap Annual v3.1 | 7 | 1732 | Rate Constraint in MTons | FALSE | L | Annual | Fuel Consumed | TBtu | 0 | 0 | 0 | 0.0059076 | 0.12576 | 0.085857 | 0.09416 | 0.070363
#CAN - MB - Acid Rain - SO2 Cap Annual v3.1 | 7 | 1732 | Rate Constraint in MTons | FALSE | L | Annual | Rate | lb/MMBtu | 0 | 0 | 0 | 0 | 0 | 0 | 0 | 0
#CAN - MB - Acid Rain - SO2 Cap Annual v3.1 | 7 | 1732 | Rate Constraint in MTons | FALSE | L | Annual | Generation | TWh | 0 | 0 | 0 | 0.00052423 | 0.01116 | 0.0076188 | 0.0083556 | 0.0061817
#CAN - MB - Acid Rain - SO2 Cap Annual v3.1 | 7 | 1732 | Rate Constraint in MTons | FALSE | L | Annual | Qualifying Generation | TWh | 0 | 0 | 0 | 0.00052423 | 0.01116 | 0.0076188 | 0.0083556 | 0.0061817
#CAN - MB - Acid Rain - SO2 Cap Annual v3.1 | 7 | 1732 | Rate Constraint in MTons | FALSE | L | Annual | Rate | lb/MWh | 0 | 0 | 0 | 0 | 0 | 0 | 0 | 0
#CAN - MB - Acid Rain - SO2 Cap Annual v3.1 | 7 | 1732 | Rate Constraint in MTons | FALSE | L | Annual | Constraint Shadow Price | US2016$/Ton | 0 | 0 | 0 | 0 | 0 | 0 | 0 | 0
#CAN - MB - CO2 Constraint- v.6.17 | 8 | 6962 | Rate Constraint in MTons | FALSE | L | Annual | Seasons Included | Seasons | Winter, WintShld, Summer | Winter, WintShld, Summer | Winter, WintShld, Summer | Winter, WintShld, Summer | Winter, WintShld, Summer | Winter, WintShld, Summer | Winter, WintShld, Summer | Winter, WintShld, Summer
#CAN - MB - CO2 Constraint- v.6.17 | 8 | 6962 | Rate Constraint in MTons | FALSE | L | Annual | Standard CO2 | Thousand Tons | 0 | 0 | 0 | 0 | 0 | 0 | 0 | 0
#CAN - MB - CO2 Constraint- v.6.17 | 8 | 6962 | Rate Constraint in MTons | FALSE | L | Annual | Emissions at Affected Plants CO2 | Thousand Tons | 0 | 0 | 0 | 0 | 0 | 0 | 0 | 0
#CAN - MB - CO2 Constraint- v.6.17 | 8 | 6962 | Rate Constraint in MTons | FALSE | L | Annual | Allowances Purchased CO2 | Thousand Tons | 0 | 0 | 0 | 0 | 0 | 0 | 0 | 0
#CAN - MB - CO2 Constraint- v.6.17 | 8 | 6962 | Rate Constraint in MTons | FALSE | L | Annual | Allowances Sold CO2 | Thousand Tons | 0 | 0 | 0 | 0 | 0 | 0 | 0 | 0
#CAN - MB - CO2 Constraint- v.6.17 | 8 | 6962 | Rate Constraint in MTons | FALSE | L | Annual | Allowances Banked | Thousand Tons | 0 | 0 | 0 | 0 | 0 | 0 | 0 | 0
#CAN - MB - CO2 Constraint- v.6.17 | 8 | 6962 | Rate Constraint in MTons | FALSE | L | Annual | Allowances Withdrawn (1:1) | Thousand Tons | 0 | 0 | 0 | 0 | 0 | 0 | 0 | 0
#CAN - MB - CO2 Constraint- v.6.17 | 8 | 6962 | Rate Constraint in MTons | FALSE | L | Annual | Allowances Withdrawn (n:1) | Thousand Tons | 0 | 0 | 0 | 0 | 0 | 0 | 0 | 0
#CAN - MB - CO2 Constraint- v.6.17 | 8 | 6962 | Rate Constraint in MTons | FALSE | L | Annual | Net Emissions Allowance Position | Thousand Tons | 0 | 0 | 0 | 0 | 0 | 0 | 0 | 0
#CAN - MB - CO2 Constraint- v.6.17 | 8 | 6962 | Rate Constraint in MTons | FALSE | L | Annual | Fuel Consumed | TBtu | 0 | 0 | 0 | 0 | 0 | 0 | 0 | 0
#CAN - MB - CO2 Constraint- v.6.17 | 8 | 6962 | Rate Constraint in MTons | FALSE | L | Annual | Rate | lb/MMBtu | 0 | 0 | 0 | 0 | 0 | 0 | 0 | 0
#CAN - MB - CO2 Constraint- v.6.17 | 8 | 6962 | Rate Constraint in MTons | FALSE | L | Annual | Generation | TWh | 0 | 0 | 0 | 0 | 0 | 0 | 0 | 0
#CAN - MB - CO2 Constraint- v.6.17 | 8 | 6962 | Rate Constraint in MTons | FALSE | L | Annual | Qualifying Generation | TWh | 0 | 0 | 0 | 0 | 0 | 0 | 0 | 0
#CAN - MB - CO2 Constraint- v.6.17 | 8 | 6962 | Rate Constraint in MTons | FALSE | L | Annual | Rate | lb/MWh | 0 | 0 | 0 | 0 | 0 | 0 | 0 | 0
#CAN - MB - CO2 Constraint- v.6.17 | 8 | 6962 | Rate Constraint in MTons | FALSE | L | Annual | Constraint Shadow Price | US2016$/Ton | 9.787 | 9.7863 | 9.7859 | 9.786 | 9.7859 | 9.786 | 9.7865 | 9.7861
#CAN - MB - MER Cap Annual v4.12 | 9 | 2321 | Rate Constraint in MTons | FALSE | L | Annual | Seasons Included | Seasons | Winter, WintShld, Summer | Winter, WintShld, Summer | Winter, WintShld, Summer | Winter, WintShld, Summer | Winter, WintShld, Summer | Winter, WintShld, Summer | Winter, WintShld, Summer | Winter, WintShld, Summer
#CAN - MB - MER Cap Annual v4.12 | 9 | 2321 | Rate Constraint in MTons | FALSE | L | Annual | Standard MER | lbs | 44.0925 | 44.0925 | 44.0925 | 44.0925 | 44.0925 | 44.0925 | 44.0925 | 44.0925
#CAN - MB - MER Cap Annual v4.12 | 9 | 2321 | Rate Constraint in MTons | FALSE | L | Annual | Emissions at Affected Plants MER | lbs | 0 | 0 | 0 | 0 | 0 | 0 | 0 | 0
#CAN - MB - MER Cap Annual v4.12 | 9 | 2321 | Rate Constraint in MTons | FALSE | L | Annual | Allowances Purchased MER | lbs | 0 | 0 | 0 | 0 | 0 | 0 | 0 | 0
#CAN - MB - MER Cap Annual v4.12 | 9 | 2321 | Rate Constraint in MTons | FALSE | L | Annual | Allowances Sold MER | lbs | 0 | 0 | 0 | 0 | 0 | 0 | 0 | 0
#CAN - MB - MER Cap Annual v4.12 | 9 | 2321 | Rate Constraint in MTons | FALSE | L | Annual | Allowances Banked | lbs | 0 | 0 | 0 | 0 | 0 | 0 | 0 | 0
#CAN - MB - MER Cap Annual v4.12 | 9 | 2321 | Rate Constraint in MTons | FALSE | L | Annual | Allowances Withdrawn (1:1) | lbs | 0 | 0 | 0 | 0 | 0 | 0 | 0 | 0
#CAN - MB - MER Cap Annual v4.12 | 9 | 2321 | Rate Constraint in MTons | FALSE | L | Annual | Allowances Withdrawn (n:1) | lbs | 0 | 0 | 0 | 0 | 0 | 0 | 0 | 0
#CAN - MB - MER Cap Annual v4.12 | 9 | 2321 | Rate Constraint in MTons | FALSE | L | Annual | Net Emissions Allowance Position | lbs | 0 | 0 | 0 | 0 | 0 | 0 | 0 | 0
#CAN - MB - MER Cap Annual v4.12 | 9 | 2321 | Rate Constraint in MTons | FALSE | L | Annual | Fuel Consumed | TBtu | 0 | 0 | 0 | 0 | 0 | 0 | 0 | 0
#CAN - MB - MER Cap Annual v4.12 | 9 | 2321 | Rate Constraint in MTons | FALSE | L | Annual | Rate | lb/MMBtu | 0 | 0 | 0 | 0 | 0 | 0 | 0 | 0
#CAN - MB - MER Cap Annual v4.12 | 9 | 2321 | Rate Constraint in MTons | FALSE | L | Annual | Generation | TWh | 0 | 0 | 0 | 0 | 0 | 0 | 0 | 0
#CAN - MB - MER Cap Annual v4.12 | 9 | 2321 | Rate Constraint in MTons | FALSE | L | Annual | Qualifying Generation | TWh | 0 | 0 | 0 | 0 | 0 | 0 | 0 | 0
#CAN - MB - MER Cap Annual v4.12 | 9 | 2321 | Rate Constraint in MTons | FALSE | L | Annual | Rate | lb/MWh | 0 | 0 | 0 | 0 | 0 | 0 | 0 | 0
#CAN - MB - MER Cap Annual v4.12 | 9 | 2321 | Rate Constraint in MTons | FALSE | L | Annual | Constraint Shadow Price | US2016$/Lb | 0 | 0 | 0 | 0 | 0 | 0 | 0 | 0
#CAN - NB - Acid Rain - SO2 Cap Annual v3.1 | 10 | 1733 | Rate Constraint in MTons | FALSE | L | Annual | Seasons Included | Seasons | Winter, WintShld, Summer | Winter, WintShld, Summer | Winter, WintShld, Summer | Winter, WintShld, Summer | Winter, WintShld, Summer | Winter, WintShld, Summer | Winter, WintShld, Summer | Winter, WintShld, Summer
#CAN - NB - Acid Rain - SO2 Cap Annual v3.1 | 10 | 1733 | Rate Constraint in MTons | FALSE | L | Annual | Standard SO2 | Thousand Tons | 135.58 | 135.58 | 135.58 | 135.58 | 135.58 | 135.58 | 135.58 | 135.58
#CAN - NB - Acid Rain - SO2 Cap Annual v3.1 | 10 | 1733 | Rate Constraint in MTons | FALSE | L | Annual | Emissions at Affected Plants SO2 | Thousand Tons | 0 | 0 | 0 | 0 | 0 | 0 | 0 | 0
#CAN - NB - Acid Rain - SO2 Cap Annual v3.1 | 10 | 1733 | Rate Constraint in MTons | FALSE | L | Annual | Allowances Purchased SO2 | Thousand Tons | 0 | 0 | 0 | 0 | 0 | 0 | 0 | 0
#CAN - NB - Acid Rain - SO2 Cap Annual v3.1 | 10 | 1733 | Rate Constraint in MTons | FALSE | L | Annual | Allowances Sold SO2 | Thousand Tons | 0 | 0 | 0 | 0 | 0 | 0 | 0 | 0
#CAN - NB - Acid Rain - SO2 Cap Annual v3.1 | 10 | 1733 | Rate Constraint in MTons | FALSE | L | Annual | Allowances Banked | Thousand Tons | 0 | 0 | 0 | 0 | 0 | 0 | 0 | 0
#CAN - NB - Acid Rain - SO2 Cap Annual v3.1 | 10 | 1733 | Rate Constraint in MTons | FALSE | L | Annual | Allowances Withdrawn (1:1) | Thousand Tons | 0 | 0 | 0 | 0 | 0 | 0 | 0 | 0
#CAN - NB - Acid Rain - SO2 Cap Annual v3.1 | 10 | 1733 | Rate Constraint in MTons | FALSE | L | Annual | Allowances Withdrawn (n:1) | Thousand Tons | 0 | 0 | 0 | 0 | 0 | 0 | 0 | 0
#CAN - NB - Acid Rain - SO2 Cap Annual v3.1 | 10 | 1733 | Rate Constraint in MTons | FALSE | L | Annual | Net Emissions Allowance Position | Thousand Tons | 0 | 0 | 0 | 0 | 0 | 0 | 0 | 0
#CAN - NB - Acid Rain - SO2 Cap Annual v3.1 | 10 | 1733 | Rate Constraint in MTons | FALSE | L | Annual | Fuel Consumed | TBtu | 6.4779 | 7.2416 | 7.0249 | 0 | 4.3921 | 5.0121 | 4.9966 | 5.0001
#CAN - NB - Acid Rain - SO2 Cap Annual v3.1 | 10 | 1733 | Rate Constraint in MTons | FALSE | L | Annual | Rate | lb/MMBtu | 0 | 0 | 0 | 0 | 0 | 0 | 0 | 0
#CAN - NB - Acid Rain - SO2 Cap Annual v3.1 | 10 | 1733 | Rate Constraint in MTons | FALSE | L | Annual | Generation | TWh | 0.85144 | 0.95288 | 0.92502 | 0 | 0.57772 | 0.65985 | 0.65804 | 0.65877
#CAN - NB - Acid Rain - SO2 Cap Annual v3.1 | 10 | 1733 | Rate Constraint in MTons | FALSE | L | Annual | Qualifying Generation | TWh | 0.85144 | 0.95288 | 0.92502 | 0 | 0.57772 | 0.65985 | 0.65804 | 0.65877
#CAN - NB - Acid Rain - SO2 Cap Annual v3.1 | 10 | 1733 | Rate Constraint in MTons | FALSE | L | Annual | Rate | lb/MWh | 0 | 0 | 0 | 0 | 0 | 0 | 0 | 0
#CAN - NB - Acid Rain - SO2 Cap Annual v3.1 | 10 | 1733 | Rate Constraint in MTons | FALSE | L | Annual | Constraint Shadow Price | US2016$/Ton | 0 | 0 | 0 | 0 | 0 | 0 | 0 | 0
#CAN - NB - MER Cap Annual v4.12 | 11 | 2319 | Rate Constraint in MTons | FALSE | L | Annual | Seasons Included | Seasons | Winter, WintShld, Summer | Winter, WintShld, Summer | Winter, WintShld, Summer | Winter, WintShld, Summer | Winter, WintShld, Summer | Winter, WintShld, Summer | Winter, WintShld, Summer | Winter, WintShld, Summer
#CAN - NB - MER Cap Annual v4.12 | 11 | 2319 | Rate Constraint in MTons | FALSE | L | Annual | Standard MER | lbs | 55.1156 | 55.1156 | 55.1156 | 55.1156 | 55.1156 | 55.1156 | 55.1156 | 55.1156
#CAN - NB - MER Cap Annual v4.12 | 11 | 2319 | Rate Constraint in MTons | FALSE | L | Annual | Emissions at Affected Plants MER | lbs | 0 | 0 | 0 | 0 | 0 | 0 | 0 | 0
#CAN - NB - MER Cap Annual v4.12 | 11 | 2319 | Rate Constraint in MTons | FALSE | L | Annual | Allowances Purchased MER | lbs | 0 | 0 | 0 | 0 | 0 | 0 | 0 | 0
#CAN - NB - MER Cap Annual v4.12 | 11 | 2319 | Rate Constraint in MTons | FALSE | L | Annual | Allowances Sold MER | lbs | 0 | 0 | 0 | 0 | 0 | 0 | 0 | 0
#CAN - NB - MER Cap Annual v4.12 | 11 | 2319 | Rate Constraint in MTons | FALSE | L | Annual | Allowances Banked | lbs | 0 | 0 | 0 | 0 | 0 | 0 | 0 | 0
#CAN - NB - MER Cap Annual v4.12 | 11 | 2319 | Rate Constraint in MTons | FALSE | L | Annual | Allowances Withdrawn (1:1) | lbs | 0 | 0 | 0 | 0 | 0 | 0 | 0 | 0
#CAN - NB - MER Cap Annual v4.12 | 11 | 2319 | Rate Constraint in MTons | FALSE | L | Annual | Allowances Withdrawn (n:1) | lbs | 0 | 0 | 0 | 0 | 0 | 0 | 0 | 0
#CAN - NB - MER Cap Annual v4.12 | 11 | 2319 | Rate Constraint in MTons | FALSE | L | Annual | Net Emissions Allowance Position | lbs | 0 | 0 | 0 | 0 | 0 | 0 | 0 | 0
#CAN - NB - MER Cap Annual v4.12 | 11 | 2319 | Rate Constraint in MTons | FALSE | L | Annual | Fuel Consumed | TBtu | 0 | 0 | 0 | 0 | 0 | 0 | 0 | 0
#CAN - NB - MER Cap Annual v4.12 | 11 | 2319 | Rate Constraint in MTons | FALSE | L | Annual | Rate | lb/MMBtu | 0 | 0 | 0 | 0 | 0 | 0 | 0 | 0
#CAN - NB - MER Cap Annual v4.12 | 11 | 2319 | Rate Constraint in MTons | FALSE | L | Annual | Generation | TWh | 0 | 0 | 0 | 0 | 0 | 0 | 0 | 0
#CAN - NB - MER Cap Annual v4.12 | 11 | 2319 | Rate Constraint in MTons | FALSE | L | Annual | Qualifying Generation | TWh | 0 | 0 | 0 | 0 | 0 | 0 | 0 | 0
#CAN - NB - MER Cap Annual v4.12 | 11 | 2319 | Rate Constraint in MTons | FALSE | L | Annual | Rate | lb/MWh | 0 | 0 | 0 | 0 | 0 | 0 | 0 | 0
#CAN - NB - MER Cap Annual v4.12 | 11 | 2319 | Rate Constraint in MTons | FALSE | L | Annual | Constraint Shadow Price | US2016$/Lb | 0 | 0 | 0 | 0 | 0 | 0 | 0 | 0
#CAN - NL&NF - SO2 Cap Annual v3.1 | 12 | 1734 | Rate Constraint in MTons | FALSE | L | Annual | Seasons Included | Seasons | Winter, WintShld, Summer | Winter, WintShld, Summer | Winter, WintShld, Summer | Winter, WintShld, Summer | Winter, WintShld, Summer | Winter, WintShld, Summer | Winter, WintShld, Summer | Winter, WintShld, Summer
#CAN - NL&NF - SO2 Cap Annual v3.1 | 12 | 1734 | Rate Constraint in MTons | FALSE | L | Annual | Standard SO2 | Thousand Tons | 16.53 | 16.53 | 16.53 | 16.53 | 16.53 | 16.53 | 16.53 | 16.53
#CAN - NL&NF - SO2 Cap Annual v3.1 | 12 | 1734 | Rate Constraint in MTons | FALSE | L | Annual | Emissions at Affected Plants SO2 | Thousand Tons | 0 | 0 | 0 | 0 | 0 | 0 | 0 | 0
#CAN - NL&NF - SO2 Cap Annual v3.1 | 12 | 1734 | Rate Constraint in MTons | FALSE | L | Annual | Allowances Purchased SO2 | Thousand Tons | 0 | 0 | 0 | 0 | 0 | 0 | 0 | 0
#CAN - NL&NF - SO2 Cap Annual v3.1 | 12 | 1734 | Rate Constraint in MTons | FALSE | L | Annual | Allowances Sold SO2 | Thousand Tons | 0 | 0 | 0 | 0 | 0 | 0 | 0 | 0
#CAN - NL&NF - SO2 Cap Annual v3.1 | 12 | 1734 | Rate Constraint in MTons | FALSE | L | Annual | Allowances Banked | Thousand Tons | 0 | 0 | 0 | 0 | 0 | 0 | 0 | 0
#CAN - NL&NF - SO2 Cap Annual v3.1 | 12 | 1734 | Rate Constraint in MTons | FALSE | L | Annual | Allowances Withdrawn (1:1) | Thousand Tons | 0 | 0 | 0 | 0 | 0 | 0 | 0 | 0
#CAN - NL&NF - SO2 Cap Annual v3.1 | 12 | 1734 | Rate Constraint in MTons | FALSE | L | Annual | Allowances Withdrawn (n:1) | Thousand Tons | 0 | 0 | 0 | 0 | 0 | 0 | 0 | 0
#CAN - NL&NF - SO2 Cap Annual v3.1 | 12 | 1734 | Rate Constraint in MTons | FALSE | L | Annual | Net Emissions Allowance Position | Thousand Tons | 0 | 0 | 0 | 0 | 0 | 0 | 0 | 0
#CAN - NL&NF - SO2 Cap Annual v3.1 | 12 | 1734 | Rate Constraint in MTons | FALSE | L | Annual | Fuel Consumed | TBtu | 0 | 0 | 0 | 0 | 0 | 5.0495 | 5.0495 | 5.0495
#CAN - NL&NF - SO2 Cap Annual v3.1 | 12 | 1734 | Rate Constraint in MTons | FALSE | L | Annual | Rate | lb/MMBtu | 0 | 0 | 0 | 0 | 0 | 0 | 0 | 0
#CAN - NL&NF - SO2 Cap Annual v3.1 | 12 | 1734 | Rate Constraint in MTons | FALSE | L | Annual | Generation | TWh | 0 | 0 | 0 | 0 | 0 | 0.59059 | 0.59059 | 0.59059
#CAN - NL&NF - SO2 Cap Annual v3.1 | 12 | 1734 | Rate Constraint in MTons | FALSE | L | Annual | Qualifying Generation | TWh | 0 | 0 | 0 | 0 | 0 | 0.59059 | 0.59059 | 0.59059
#CAN - NL&NF - SO2 Cap Annual v3.1 | 12 | 1734 | Rate Constraint in MTons | FALSE | L | Annual | Rate | lb/MWh | 0 | 0 | 0 | 0 | 0 | 0 | 0 | 0
#CAN - NL&NF - SO2 Cap Annual v3.1 | 12 | 1734 | Rate Constraint in MTons | FALSE | L | Annual | Constraint Shadow Price | US2016$/Ton | 0 | 0 | 0 | 0 | 0 | 0 | 0 | 0
#CAN - NS - MER Cap Annual v4.12 | 13 | 2320 | Rate Constraint in MTons | FALSE | L | Annual | Seasons Included | Seasons | Winter, WintShld, Summer | Winter, WintShld, Summer | Winter, WintShld, Summer | Winter, WintShld, Summer | Winter, WintShld, Summer | Winter, WintShld, Summer | Winter, WintShld, Summer | Winter, WintShld, Summer
#CAN - NS - MER Cap Annual v4.12 | 13 | 2320 | Rate Constraint in MTons | FALSE | L | Annual | Standard MER | lbs | 77.1618 | 77.1618 | 77.1618 | 77.1618 | 77.1618 | 77.1618 | 77.1618 | 77.1618
#CAN - NS - MER Cap Annual v4.12 | 13 | 2320 | Rate Constraint in MTons | FALSE | L | Annual | Emissions at Affected Plants MER | lbs | 0 | 0 | 0 | 0 | 0 | 0 | 0 | 0
#CAN - NS - MER Cap Annual v4.12 | 13 | 2320 | Rate Constraint in MTons | FALSE | L | Annual | Allowances Purchased MER | lbs | 0 | 0 | 0 | 0 | 0 | 0 | 0 | 0
#CAN - NS - MER Cap Annual v4.12 | 13 | 2320 | Rate Constraint in MTons | FALSE | L | Annual | Allowances Sold MER | lbs | 0 | 0 | 0 | 0 | 0 | 0 | 0 | 0
#CAN - NS - MER Cap Annual v4.12 | 13 | 2320 | Rate Constraint in MTons | FALSE | L | Annual | Allowances Banked | lbs | 0 | 0 | 0 | 0 | 0 | 0 | 0 | 0
#CAN - NS - MER Cap Annual v4.12 | 13 | 2320 | Rate Constraint in MTons | FALSE | L | Annual | Allowances Withdrawn (1:1) | lbs | 0 | 0 | 0 | 0 | 0 | 0 | 0 | 0
#CAN - NS - MER Cap Annual v4.12 | 13 | 2320 | Rate Constraint in MTons | FALSE | L | Annual | Allowances Withdrawn (n:1) | lbs | 0 | 0 | 0 | 0 | 0 | 0 | 0 | 0
#CAN - NS - MER Cap Annual v4.12 | 13 | 2320 | Rate Constraint in MTons | FALSE | L | Annual | Net Emissions Allowance Position | lbs | 0 | 0 | 0 | 0 | 0 | 0 | 0 | 0
#CAN - NS - MER Cap Annual v4.12 | 13 | 2320 | Rate Constraint in MTons | FALSE | L | Annual | Fuel Consumed | TBtu | 0 | 0 | 0 | 0 | 0 | 0 | 0 | 0
#CAN - NS - MER Cap Annual v4.12 | 13 | 2320 | Rate Constraint in MTons | FALSE | L | Annual | Rate | lb/MMBtu | 0 | 0 | 0 | 0 | 0 | 0 | 0 | 0
#CAN - NS - MER Cap Annual v4.12 | 13 | 2320 | Rate Constraint in MTons | FALSE | L | Annual | Generation | TWh | 0 | 0 | 0 | 0 | 0 | 0 | 0 | 0
#CAN - NS - MER Cap Annual v4.12 | 13 | 2320 | Rate Constraint in MTons | FALSE | L | Annual | Qualifying Generation | TWh | 0 | 0 | 0 | 0 | 0 | 0 | 0 | 0
#CAN - NS - MER Cap Annual v4.12 | 13 | 2320 | Rate Constraint in MTons | FALSE | L | Annual | Rate | lb/MWh | 0 | 0 | 0 | 0 | 0 | 0 | 0 | 0
#CAN - NS - MER Cap Annual v4.12 | 13 | 2320 | Rate Constraint in MTons | FALSE | L | Annual | Constraint Shadow Price | US2016$/Lb | 0 | 0 | 0 | 0 | 0 | 0 | 0 | 0
#CAN - NS - NS Power - NOX Cap Annual v3.1 | 14 | 2311 | Rate Constraint in MTons | FALSE | L | Annual | Seasons Included | Seasons | Winter, WintShld, Summer | Winter, WintShld, Summer | Winter, WintShld, Summer | Winter, WintShld, Summer | Winter, WintShld, Summer | Winter, WintShld, Summer | Winter, WintShld, Summer | Winter, WintShld, Summer
#CAN - NS - NS Power - NOX Cap Annual v3.1 | 14 | 2311 | Rate Constraint in MTons | FALSE | L | Annual | Standard NOX | Thousand Tons | 16.485 | 16.485 | 16.485 | 16.485 | 16.485 | 16.485 | 16.485 | 16.485
#CAN - NS - NS Power - NOX Cap Annual v3.1 | 14 | 2311 | Rate Constraint in MTons | FALSE | L | Annual | Emissions at Affected Plants NOX | Thousand Tons | 1.2694 | 1.2433 | 1.2338 | 0.57886 | 0.61327 | 0.5111 | 0.30285 | 0.28512
#CAN - NS - NS Power - NOX Cap Annual v3.1 | 14 | 2311 | Rate Constraint in MTons | FALSE | L | Annual | Allowances Purchased NOX | Thousand Tons | 0 | 0 | 0 | 0 | 0 | 0 | 0 | 0
#CAN - NS - NS Power - NOX Cap Annual v3.1 | 14 | 2311 | Rate Constraint in MTons | FALSE | L | Annual | Allowances Sold NOX | Thousand Tons | 0 | 0 | 0 | 0 | 0 | 0 | 0 | 0
#CAN - NS - NS Power - NOX Cap Annual v3.1 | 14 | 2311 | Rate Constraint in MTons | FALSE | L | Annual | Allowances Banked | Thousand Tons | 0 | 0 | 0 | 0 | 0 | 0 | 0 | 0
#CAN - NS - NS Power - NOX Cap Annual v3.1 | 14 | 2311 | Rate Constraint in MTons | FALSE | L | Annual | Allowances Withdrawn (1:1) | Thousand Tons | 0 | 0 | 0 | 0 | 0 | 0 | 0 | 0
#CAN - NS - NS Power - NOX Cap Annual v3.1 | 14 | 2311 | Rate Constraint in MTons | FALSE | L | Annual | Allowances Withdrawn (n:1) | Thousand Tons | 0 | 0 | 0 | 0 | 0 | 0 | 0 | 0
#CAN - NS - NS Power - NOX Cap Annual v3.1 | 14 | 2311 | Rate Constraint in MTons | FALSE | L | Annual | Net Emissions Allowance Position | Thousand Tons | 1.2694 | 1.2433 | 1.2338 | 0.57886 | 0.61327 | 0.5111 | 0.30285 | 0.28512
#CAN - NS - NS Power - NOX Cap Annual v3.1 | 14 | 2311 | Rate Constraint in MTons | FALSE | L | Annual | Fuel Consumed | TBtu | 39.4195 | 39.264 | 39.3928 | 38.3247 | 40.6812 | 40.6828 | 41.141 | 41.2758
#CAN - NS - NS Power - NOX Cap Annual v3.1 | 14 | 2311 | Rate Constraint in MTons | FALSE | L | Annual | Rate | lb/MMBtu | 0.064404 | 0.06333 | 0.062642 | 0.030208 | 0.03015 | 0.025126 | 0.014723 | 0.013815
#CAN - NS - NS Power - NOX Cap Annual v3.1 | 14 | 2311 | Rate Constraint in MTons | FALSE | L | Annual | Generation | TWh | 5.442 | 5.434 | 5.4556 | 5.8218 | 6.1641 | 6.247 | 6.5118 | 6.5523
#CAN - NS - NS Power - NOX Cap Annual v3.1 | 14 | 2311 | Rate Constraint in MTons | FALSE | L | Annual | Qualifying Generation | TWh | 5.442 | 5.434 | 5.4556 | 5.8218 | 6.1641 | 6.247 | 6.5118 | 6.5523
#CAN - NS - NS Power - NOX Cap Annual v3.1 | 14 | 2311 | Rate Constraint in MTons | FALSE | L | Annual | Rate | lb/MWh | 0.46651 | 0.4576 | 0.45231 | 0.19886 | 0.19898 | 0.16363 | 0.093017 | 0.08703
#CAN - NS - NS Power - NOX Cap Annual v3.1 | 14 | 2311 | Rate Constraint in MTons | FALSE | L | Annual | Constraint Shadow Price | US2016$/Ton | 0 | 0 | 0 | 0 | 0 | 0 | 0 | 0
#CAN - NS - NS Power - SO2 Cap Annual v3.1 | 15 | 1737 | Rate Constraint in MTons | FALSE | L | Annual | Seasons Included | Seasons | Winter, WintShld, Summer | Winter, WintShld, Summer | Winter, WintShld, Summer | Winter, WintShld, Summer | Winter, WintShld, Summer | Winter, WintShld, Summer | Winter, WintShld, Summer | Winter, WintShld, Summer
#CAN - NS - NS Power - SO2 Cap Annual v3.1 | 15 | 1737 | Rate Constraint in MTons | FALSE | L | Annual | Standard SO2 | Thousand Tons | 39.9587 | 39.9587 | 39.9587 | 39.9587 | 39.9587 | 39.9587 | 39.9587 | 39.9587
#CAN - NS - NS Power - SO2 Cap Annual v3.1 | 15 | 1737 | Rate Constraint in MTons | FALSE | L | Annual | Emissions at Affected Plants SO2 | Thousand Tons | 0.046904 | 0.045346 | 0.039974 | 0.0086589 | 0.0089741 | 0.0074294 | 0.0011513 | 0
#CAN - NS - NS Power - SO2 Cap Annual v3.1 | 15 | 1737 | Rate Constraint in MTons | FALSE | L | Annual | Allowances Purchased SO2 | Thousand Tons | 0 | 0 | 0 | 0 | 0 | 0 | 0 | 0
#CAN - NS - NS Power - SO2 Cap Annual v3.1 | 15 | 1737 | Rate Constraint in MTons | FALSE | L | Annual | Allowances Sold SO2 | Thousand Tons | 0 | 0 | 0 | 0 | 0 | 0 | 0 | 0
#CAN - NS - NS Power - SO2 Cap Annual v3.1 | 15 | 1737 | Rate Constraint in MTons | FALSE | L | Annual | Allowances Banked | Thousand Tons | 0 | 0 | 0 | 0 | 0 | 0 | 0 | 0
#CAN - NS - NS Power - SO2 Cap Annual v3.1 | 15 | 1737 | Rate Constraint in MTons | FALSE | L | Annual | Allowances Withdrawn (1:1) | Thousand Tons | 0 | 0 | 0 | 0 | 0 | 0 | 0 | 0
#CAN - NS - NS Power - SO2 Cap Annual v3.1 | 15 | 1737 | Rate Constraint in MTons | FALSE | L | Annual | Allowances Withdrawn (n:1) | Thousand Tons | 0 | 0 | 0 | 0 | 0 | 0 | 0 | 0
#CAN - NS - NS Power - SO2 Cap Annual v3.1 | 15 | 1737 | Rate Constraint in MTons | FALSE | L | Annual | Net Emissions Allowance Position | Thousand Tons | 0.046904 | 0.045346 | 0.039974 | 0.0086589 | 0.0089741 | 0.0074294 | 0.0011513 | 0
#CAN - NS - NS Power - SO2 Cap Annual v3.1 | 15 | 1737 | Rate Constraint in MTons | FALSE | L | Annual | Fuel Consumed | TBtu | 39.4195 | 39.264 | 39.3928 | 38.3247 | 40.6812 | 40.6828 | 41.141 | 41.2758
#CAN - NS - NS Power - SO2 Cap Annual v3.1 | 15 | 1737 | Rate Constraint in MTons | FALSE | L | Annual | Rate | lb/MMBtu | 0.0023797 | 0.0023098 | 0.0020295 | 0.00045187 | 0.00044119 | 0.00036523 | 5.5968e-05 | 0
#CAN - NS - NS Power - SO2 Cap Annual v3.1 | 15 | 1737 | Rate Constraint in MTons | FALSE | L | Annual | Generation | TWh | 5.442 | 5.434 | 5.4556 | 5.8218 | 6.1641 | 6.247 | 6.5118 | 6.5523
#CAN - NS - NS Power - SO2 Cap Annual v3.1 | 15 | 1737 | Rate Constraint in MTons | FALSE | L | Annual | Qualifying Generation | TWh | 5.442 | 5.434 | 5.4556 | 5.8218 | 6.1641 | 6.247 | 6.5118 | 6.5523
#CAN - NS - NS Power - SO2 Cap Annual v3.1 | 15 | 1737 | Rate Constraint in MTons | FALSE | L | Annual | Rate | lb/MWh | 0.017238 | 0.01669 | 0.014654 | 0.0029746 | 0.0029117 | 0.0023785 | 0.0003536 | 0
#CAN - NS - NS Power - SO2 Cap Annual v3.1 | 15 | 1737 | Rate Constraint in MTons | FALSE | L | Annual | Constraint Shadow Price | US2016$/Ton | 0 | 0 | 0 | 0 | 0 | 0 | 0 | 0
#CAN - NS - SO2 Cap Annual v3.1 | 16 | 1735 | Rate Constraint in MTons | FALSE | L | Annual | Seasons Included | Seasons | Winter, WintShld, Summer | Winter, WintShld, Summer | Winter, WintShld, Summer | Winter, WintShld, Summer | Winter, WintShld, Summer | Winter, WintShld, Summer | Winter, WintShld, Summer | Winter, WintShld, Summer
#CAN - NS - SO2 Cap Annual v3.1 | 16 | 1735 | Rate Constraint in MTons | FALSE | L | Annual | Standard SO2 | Thousand Tons | 131.2522 | 131.2522 | 131.2522 | 131.2522 | 131.2522 | 131.2522 | 131.2522 | 131.2522
#CAN - NS - SO2 Cap Annual v3.1 | 16 | 1735 | Rate Constraint in MTons | FALSE | L | Annual | Emissions at Affected Plants SO2 | Thousand Tons | 0.046904 | 0.045346 | 0.039974 | 0.0086589 | 0.0089741 | 0.0074294 | 0.0011513 | 0
#CAN - NS - SO2 Cap Annual v3.1 | 16 | 1735 | Rate Constraint in MTons | FALSE | L | Annual | Allowances Purchased SO2 | Thousand Tons | 0 | 0 | 0 | 0 | 0 | 0 | 0 | 0
#CAN - NS - SO2 Cap Annual v3.1 | 16 | 1735 | Rate Constraint in MTons | FALSE | L | Annual | Allowances Sold SO2 | Thousand Tons | 0 | 0 | 0 | 0 | 0 | 0 | 0 | 0
#CAN - NS - SO2 Cap Annual v3.1 | 16 | 1735 | Rate Constraint in MTons | FALSE | L | Annual | Allowances Banked | Thousand Tons | 0 | 0 | 0 | 0 | 0 | 0 | 0 | 0
#CAN - NS - SO2 Cap Annual v3.1 | 16 | 1735 | Rate Constraint in MTons | FALSE | L | Annual | Allowances Withdrawn (1:1) | Thousand Tons | 0 | 0 | 0 | 0 | 0 | 0 | 0 | 0
#CAN - NS - SO2 Cap Annual v3.1 | 16 | 1735 | Rate Constraint in MTons | FALSE | L | Annual | Allowances Withdrawn (n:1) | Thousand Tons | 0 | 0 | 0 | 0 | 0 | 0 | 0 | 0
#CAN - NS - SO2 Cap Annual v3.1 | 16 | 1735 | Rate Constraint in MTons | FALSE | L | Annual | Net Emissions Allowance Position | Thousand Tons | 0.046904 | 0.045346 | 0.039974 | 0.0086589 | 0.0089741 | 0.0074294 | 0.0011513 | 0
#CAN - NS - SO2 Cap Annual v3.1 | 16 | 1735 | Rate Constraint in MTons | FALSE | L | Annual | Fuel Consumed | TBtu | 39.4195 | 39.264 | 39.3928 | 38.3247 | 40.6812 | 40.6828 | 41.141 | 41.2758
#CAN - NS - SO2 Cap Annual v3.1 | 16 | 1735 | Rate Constraint in MTons | FALSE | L | Annual | Rate | lb/MMBtu | 0.0023797 | 0.0023098 | 0.0020295 | 0.00045187 | 0.00044119 | 0.00036523 | 5.5968e-05 | 0
#CAN - NS - SO2 Cap Annual v3.1 | 16 | 1735 | Rate Constraint in MTons | FALSE | L | Annual | Generation | TWh | 5.442 | 5.434 | 5.4556 | 5.8218 | 6.1641 | 6.247 | 6.5118 | 6.5523
#CAN - NS - SO2 Cap Annual v3.1 | 16 | 1735 | Rate Constraint in MTons | FALSE | L | Annual | Qualifying Generation | TWh | 5.442 | 5.434 | 5.4556 | 5.8218 | 6.1641 | 6.247 | 6.5118 | 6.5523
#CAN - NS - SO2 Cap Annual v3.1 | 16 | 1735 | Rate Constraint in MTons | FALSE | L | Annual | Rate | lb/MWh | 0.017238 | 0.01669 | 0.014654 | 0.0029746 | 0.0029117 | 0.0023785 | 0.0003536 | 0
#CAN - NS - SO2 Cap Annual v3.1 | 16 | 1735 | Rate Constraint in MTons | FALSE | L | Annual | Constraint Shadow Price | US2016$/Ton | 0 | 0 | 0 | 0 | 0 | 0 | 0 | 0
#CAN - ON - CO2 Constraint- v.6.17 | 17 | 6963 | Rate Constraint in MTons | FALSE | L | Annual | Seasons Included | Seasons | Winter, WintShld, Summer | Winter, WintShld, Summer | Winter, WintShld, Summer | Winter, WintShld, Summer | Winter, WintShld, Summer | Winter, WintShld, Summer | Winter, WintShld, Summer | Winter, WintShld, Summer
#CAN - ON - CO2 Constraint- v.6.17 | 17 | 6963 | Rate Constraint in MTons | FALSE | L | Annual | Standard CO2 | Thousand Tons | 0 | 0 | 0 | 0 | 0 | 0 | 0 | 0
#CAN - ON - CO2 Constraint- v.6.17 | 17 | 6963 | Rate Constraint in MTons | FALSE | L | Annual | Emissions at Affected Plants CO2 | Thousand Tons | 1454.348 | 3479.2635 | 4311.3019 | 88.7122 | 1325.6726 | 1358.7295 | 1442.932 | 1451.7451
#CAN - ON - CO2 Constraint- v.6.17 | 17 | 6963 | Rate Constraint in MTons | FALSE | L | Annual | Allowances Purchased CO2 | Thousand Tons | -1454.3479 | -3479.2635 | -4311.3019 | -88.7122 | -1325.6726 | -1358.7295 | -1442.932 | -1451.7451
#CAN - ON - CO2 Constraint- v.6.17 | 17 | 6963 | Rate Constraint in MTons | FALSE | L | Annual | Allowances Sold CO2 | Thousand Tons | 0 | 0 | 0 | 0 | 0 | 0 | 0 | 0
#CAN - ON - CO2 Constraint- v.6.17 | 17 | 6963 | Rate Constraint in MTons | FALSE | L | Annual | Allowances Banked | Thousand Tons | 0 | 0 | 0 | 0 | 0 | 0 | 0 | 0
#CAN - ON - CO2 Constraint- v.6.17 | 17 | 6963 | Rate Constraint in MTons | FALSE | L | Annual | Allowances Withdrawn (1:1) | Thousand Tons | 0 | 0 | 0 | 0 | 0 | 0 | 0 | 0
#CAN - ON - CO2 Constraint- v.6.17 | 17 | 6963 | Rate Constraint in MTons | FALSE | L | Annual | Allowances Withdrawn (n:1) | Thousand Tons | 0 | 0 | 0 | 0 | 0 | 0 | 0 | 0
#CAN - ON - CO2 Constraint- v.6.17 | 17 | 6963 | Rate Constraint in MTons | FALSE | L | Annual | Net Emissions Allowance Position | Thousand Tons | 2.1736e-06 | -1.2898e-06 | -2.463e-08 | -1.4944e-08 | 1.2925e-07 | 7.31e-09 | 9.766e-08 | 2.06e-08
#CAN - ON - CO2 Constraint- v.6.17 | 17 | 6963 | Rate Constraint in MTons | FALSE | L | Annual | Fuel Consumed | TBtu | 23.8899 | 58.2289 | 72.4066 | 1.5154 | 22.6456 | 23.2103 | 24.6487 | 24.7992
#CAN - ON - CO2 Constraint- v.6.17 | 17 | 6963 | Rate Constraint in MTons | FALSE | L | Annual | Rate | lb/MMBtu | 121.7542 | 119.503 | 119.0859 | 117.08 | 117.08 | 117.08 | 117.08 | 117.08
#CAN - ON - CO2 Constraint- v.6.17 | 17 | 6963 | Rate Constraint in MTons | FALSE | L | Annual | Generation | TWh | 3.7334 | 8.5142 | 10.5538 | 0.2398 | 3.6161 | 3.6995 | 3.909 | 3.9263
#CAN - ON - CO2 Constraint- v.6.17 | 17 | 6963 | Rate Constraint in MTons | FALSE | L | Annual | Qualifying Generation | TWh | 3.7334 | 8.5142 | 10.5538 | 0.2398 | 3.6161 | 3.6995 | 3.909 | 3.9263
#CAN - ON - CO2 Constraint- v.6.17 | 17 | 6963 | Rate Constraint in MTons | FALSE | L | Annual | Rate | lb/MWh | 779.1005 | 817.2816 | 817.0117 | 739.8836 | 733.2097 | 734.557 | 738.2609 | 739.5057
#CAN - ON - CO2 Constraint- v.6.17 | 17 | 6963 | Rate Constraint in MTons | FALSE | L | Annual | Constraint Shadow Price | US2016$/Ton | 13.321 | 13.32 | 13.3202 | 67.6707 | 67.6705 | 67.6706 | 67.6708 | 67.6709
#CAN - ON - NOX Cap Annual v3.1 | 18 | 1738 | Rate Constraint in MTons | FALSE | L | Annual | Seasons Included | Seasons | Winter, WintShld, Summer | Winter, WintShld, Summer | Winter, WintShld, Summer | Winter, WintShld, Summer | Winter, WintShld, Summer | Winter, WintShld, Summer | Winter, WintShld, Summer | Winter, WintShld, Summer
#CAN - ON - NOX Cap Annual v3.1 | 18 | 1738 | Rate Constraint in MTons | FALSE | L | Annual | Standard NOX | Thousand Tons | 47.2891 | 47.2891 | 47.2891 | 47.2891 | 47.2891 | 47.2891 | 47.2891 | 47.2891
#CAN - ON - NOX Cap Annual v3.1 | 18 | 1738 | Rate Constraint in MTons | FALSE | L | Annual | Emissions at Affected Plants NOX | Thousand Tons | 0.19105 | 1.1064 | 1.4189 | 0.011081 | 0.13198 | 0.14228 | 0.1714 | 0.17926
#CAN - ON - NOX Cap Annual v3.1 | 18 | 1738 | Rate Constraint in MTons | FALSE | L | Annual | Allowances Purchased NOX | Thousand Tons | 0 | 0 | 0 | 0 | 0 | 0 | 0 | 0
#CAN - ON - NOX Cap Annual v3.1 | 18 | 1738 | Rate Constraint in MTons | FALSE | L | Annual | Allowances Sold NOX | Thousand Tons | 0 | 0 | 0 | 0 | 0 | 0 | 0 | 0
#CAN - ON - NOX Cap Annual v3.1 | 18 | 1738 | Rate Constraint in MTons | FALSE | L | Annual | Allowances Banked | Thousand Tons | 0 | 0 | 0 | 0 | 0 | 0 | 0 | 0
#CAN - ON - NOX Cap Annual v3.1 | 18 | 1738 | Rate Constraint in MTons | FALSE | L | Annual | Allowances Withdrawn (1:1) | Thousand Tons | 0 | 0 | 0 | 0 | 0 | 0 | 0 | 0
#CAN - ON - NOX Cap Annual v3.1 | 18 | 1738 | Rate Constraint in MTons | FALSE | L | Annual | Allowances Withdrawn (n:1) | Thousand Tons | 0 | 0 | 0 | 0 | 0 | 0 | 0 | 0
#CAN - ON - NOX Cap Annual v3.1 | 18 | 1738 | Rate Constraint in MTons | FALSE | L | Annual | Net Emissions Allowance Position | Thousand Tons | 0.19105 | 1.1064 | 1.4189 | 0.011081 | 0.13198 | 0.14228 | 0.1714 | 0.17926
#CAN - ON - NOX Cap Annual v3.1 | 18 | 1738 | Rate Constraint in MTons | FALSE | L | Annual | Fuel Consumed | TBtu | 23.8899 | 58.2289 | 72.4066 | 1.5154 | 22.6456 | 23.2103 | 24.6487 | 24.7992
#CAN - ON - NOX Cap Annual v3.1 | 18 | 1738 | Rate Constraint in MTons | FALSE | L | Annual | Rate | lb/MMBtu | 0.015994 | 0.038002 | 0.039194 | 0.014624 | 0.011656 | 0.01226 | 0.013907 | 0.014457
#CAN - ON - NOX Cap Annual v3.1 | 18 | 1738 | Rate Constraint in MTons | FALSE | L | Annual | Generation | TWh | 3.7334 | 8.5142 | 10.5538 | 0.2398 | 3.6161 | 3.6995 | 3.909 | 3.9263
#CAN - ON - NOX Cap Annual v3.1 | 18 | 1738 | Rate Constraint in MTons | FALSE | L | Annual | Qualifying Generation | TWh | 3.7334 | 8.5142 | 10.5538 | 0.2398 | 3.6161 | 3.6995 | 3.909 | 3.9263
#CAN - ON - NOX Cap Annual v3.1 | 18 | 1738 | Rate Constraint in MTons | FALSE | L | Annual | Rate | lb/MWh | 0.10235 | 0.2599 | 0.2689 | 0.092415 | 0.072997 | 0.076917 | 0.087694 | 0.091316
#CAN - ON - NOX Cap Annual v3.1 | 18 | 1738 | Rate Constraint in MTons | FALSE | L | Annual | Constraint Shadow Price | US2016$/Ton | 0 | 0 | 0 | 0 | 0 | 0 | 0 | 0
#CAN - ON - O3 Annex - NOX Cap Annual v3.1 | 19 | 1739 | Rate Constraint in MTons | FALSE | L | Annual | Seasons Included | Seasons | Winter, WintShld, Summer | Winter, WintShld, Summer | Winter, WintShld, Summer | Winter, WintShld, Summer | Winter, WintShld, Summer | Winter, WintShld, Summer | Winter, WintShld, Summer | Winter, WintShld, Summer
#CAN - ON - O3 Annex - NOX Cap Annual v3.1 | 19 | 1739 | Rate Constraint in MTons | FALSE | L | Annual | Standard NOX | Thousand Tons | 42.9901 | 42.9901 | 42.9901 | 42.9901 | 42.9901 | 42.9901 | 42.9901 | 42.9901
#CAN - ON - O3 Annex - NOX Cap Annual v3.1 | 19 | 1739 | Rate Constraint in MTons | FALSE | L | Annual | Emissions at Affected Plants NOX | Thousand Tons | 0.19105 | 1.1064 | 1.4189 | 0.011081 | 0.13198 | 0.14228 | 0.1714 | 0.17926
#CAN - ON - O3 Annex - NOX Cap Annual v3.1 | 19 | 1739 | Rate Constraint in MTons | FALSE | L | Annual | Allowances Purchased NOX | Thousand Tons | 0 | 0 | 0 | 0 | 0 | 0 | 0 | 0
#CAN - ON - O3 Annex - NOX Cap Annual v3.1 | 19 | 1739 | Rate Constraint in MTons | FALSE | L | Annual | Allowances Sold NOX | Thousand Tons | 0 | 0 | 0 | 0 | 0 | 0 | 0 | 0
#CAN - ON - O3 Annex - NOX Cap Annual v3.1 | 19 | 1739 | Rate Constraint in MTons | FALSE | L | Annual | Allowances Banked | Thousand Tons | 0 | 0 | 0 | 0 | 0 | 0 | 0 | 0
#CAN - ON - O3 Annex - NOX Cap Annual v3.1 | 19 | 1739 | Rate Constraint in MTons | FALSE | L | Annual | Allowances Withdrawn (1:1) | Thousand Tons | 0 | 0 | 0 | 0 | 0 | 0 | 0 | 0
#CAN - ON - O3 Annex - NOX Cap Annual v3.1 | 19 | 1739 | Rate Constraint in MTons | FALSE | L | Annual | Allowances Withdrawn (n:1) | Thousand Tons | 0 | 0 | 0 | 0 | 0 | 0 | 0 | 0
#CAN - ON - O3 Annex - NOX Cap Annual v3.1 | 19 | 1739 | Rate Constraint in MTons | FALSE | L | Annual | Net Emissions Allowance Position | Thousand Tons | 0.19105 | 1.1064 | 1.4189 | 0.011081 | 0.13198 | 0.14228 | 0.1714 | 0.17926
#CAN - ON - O3 Annex - NOX Cap Annual v3.1 | 19 | 1739 | Rate Constraint in MTons | FALSE | L | Annual | Fuel Consumed | TBtu | 23.8899 | 58.2289 | 72.4066 | 1.5154 | 22.6456 | 23.2103 | 24.6487 | 24.7992
#CAN - ON - O3 Annex - NOX Cap Annual v3.1 | 19 | 1739 | Rate Constraint in MTons | FALSE | L | Annual | Rate | lb/MMBtu | 0.015994 | 0.038002 | 0.039194 | 0.014624 | 0.011656 | 0.01226 | 0.013907 | 0.014457
#CAN - ON - O3 Annex - NOX Cap Annual v3.1 | 19 | 1739 | Rate Constraint in MTons | FALSE | L | Annual | Generation | TWh | 3.7334 | 8.5142 | 10.5538 | 0.2398 | 3.6161 | 3.6995 | 3.909 | 3.9263
#CAN - ON - O3 Annex - NOX Cap Annual v3.1 | 19 | 1739 | Rate Constraint in MTons | FALSE | L | Annual | Qualifying Generation | TWh | 3.7334 | 8.5142 | 10.5538 | 0.2398 | 3.6161 | 3.6995 | 3.909 | 3.9263
#CAN - ON - O3 Annex - NOX Cap Annual v3.1 | 19 | 1739 | Rate Constraint in MTons | FALSE | L | Annual | Rate | lb/MWh | 0.10235 | 0.2599 | 0.2689 | 0.092415 | 0.072997 | 0.076917 | 0.087694 | 0.091316
#CAN - ON - O3 Annex - NOX Cap Annual v3.1 | 19 | 1739 | Rate Constraint in MTons | FALSE | L | Annual | Constraint Shadow Price | US2016$/Ton | 0 | 0 | 0 | 0 | 0 | 0 | 0 | 0
#CAN - ON - SO2 Cap Annual v3.1 | 20 | 1740 | Rate Constraint in MTons | FALSE | L | Annual | Seasons Included | Seasons | Winter, WintShld, Summer | Winter, WintShld, Summer | Winter, WintShld, Summer | Winter, WintShld, Summer | Winter, WintShld, Summer | Winter, WintShld, Summer | Winter, WintShld, Summer | Winter, WintShld, Summer
#CAN - ON - SO2 Cap Annual v3.1 | 20 | 1740 | Rate Constraint in MTons | FALSE | L | Annual | Standard SO2 | Thousand Tons | 144.4026 | 144.4026 | 144.4026 | 144.4026 | 144.4026 | 144.4026 | 144.4026 | 144.4026
#CAN - ON - SO2 Cap Annual v3.1 | 20 | 1740 | Rate Constraint in MTons | FALSE | L | Annual | Emissions at Affected Plants SO2 | Thousand Tons | 0.021893 | 0.027662 | 0.028475 | 0 | 0 | 0 | 0 | 0
#CAN - ON - SO2 Cap Annual v3.1 | 20 | 1740 | Rate Constraint in MTons | FALSE | L | Annual | Allowances Purchased SO2 | Thousand Tons | 0 | 0 | 0 | 0 | 0 | 0 | 0 | 0
#CAN - ON - SO2 Cap Annual v3.1 | 20 | 1740 | Rate Constraint in MTons | FALSE | L | Annual | Allowances Sold SO2 | Thousand Tons | 0 | 0 | 0 | 0 | 0 | 0 | 0 | 0
#CAN - ON - SO2 Cap Annual v3.1 | 20 | 1740 | Rate Constraint in MTons | FALSE | L | Annual | Allowances Banked | Thousand Tons | 0 | 0 | 0 | 0 | 0 | 0 | 0 | 0
#CAN - ON - SO2 Cap Annual v3.1 | 20 | 1740 | Rate Constraint in MTons | FALSE | L | Annual | Allowances Withdrawn (1:1) | Thousand Tons | 0 | 0 | 0 | 0 | 0 | 0 | 0 | 0
#CAN - ON - SO2 Cap Annual v3.1 | 20 | 1740 | Rate Constraint in MTons | FALSE | L | Annual | Allowances Withdrawn (n:1) | Thousand Tons | 0 | 0 | 0 | 0 | 0 | 0 | 0 | 0
#CAN - ON - SO2 Cap Annual v3.1 | 20 | 1740 | Rate Constraint in MTons | FALSE | L | Annual | Net Emissions Allowance Position | Thousand Tons | 0.021893 | 0.027662 | 0.028475 | 0 | 0 | 0 | 0 | 0
#CAN - ON - SO2 Cap Annual v3.1 | 20 | 1740 | Rate Constraint in MTons | FALSE | L | Annual | Fuel Consumed | TBtu | 23.8899 | 58.2289 | 72.4066 | 1.5154 | 22.6456 | 23.2103 | 24.6487 | 24.7992
#CAN - ON - SO2 Cap Annual v3.1 | 20 | 1740 | Rate Constraint in MTons | FALSE | L | Annual | Rate | lb/MMBtu | 0.0018328 | 0.0009501 | 0.00078654 | 0 | 0 | 0 | 0 | 0
#CAN - ON - SO2 Cap Annual v3.1 | 20 | 1740 | Rate Constraint in MTons | FALSE | L | Annual | Generation | TWh | 3.7334 | 8.5142 | 10.5538 | 0.2398 | 3.6161 | 3.6995 | 3.909 | 3.9263
#CAN - ON - SO2 Cap Annual v3.1 | 20 | 1740 | Rate Constraint in MTons | FALSE | L | Annual | Qualifying Generation | TWh | 3.7334 | 8.5142 | 10.5538 | 0.2398 | 3.6161 | 3.6995 | 3.909 | 3.9263
#CAN - ON - SO2 Cap Annual v3.1 | 20 | 1740 | Rate Constraint in MTons | FALSE | L | Annual | Rate | lb/MWh | 0.011728 | 0.0064977 | 0.0053962 | 0 | 0 | 0 | 0 | 0
#CAN - ON - SO2 Cap Annual v3.1 | 20 | 1740 | Rate Constraint in MTons | FALSE | L | Annual | Constraint Shadow Price | US2016$/Ton | 0 | 0 | 0 | 0 | 0 | 0 | 0 | 0
#CAN - PE - Acid Rain - SO2 Cap Annual v3.1 | 21 | 1741 | Rate Constraint in MTons | FALSE | L | Annual | Seasons Included | Seasons | Winter, WintShld, Summer | Winter, WintShld, Summer | Winter, WintShld, Summer | Winter, WintShld, Summer | Winter, WintShld, Summer | Winter, WintShld, Summer | Winter, WintShld, Summer | Winter, WintShld, Summer
#CAN - PE - Acid Rain - SO2 Cap Annual v3.1 | 21 | 1741 | Rate Constraint in MTons | FALSE | L | Annual | Standard SO2 | Thousand Tons | 3.31 | 3.31 | 3.31 | 3.31 | 3.31 | 3.31 | 3.31 | 3.31
#CAN - PE - Acid Rain - SO2 Cap Annual v3.1 | 21 | 1741 | Rate Constraint in MTons | FALSE | L | Annual | Emissions at Affected Plants SO2 | Thousand Tons | 0.0032019 | 0.0087192 | 0.0030314 | 0 | 0 | 0 | 0 | 0
#CAN - PE - Acid Rain - SO2 Cap Annual v3.1 | 21 | 1741 | Rate Constraint in MTons | FALSE | L | Annual | Allowances Purchased SO2 | Thousand Tons | 0 | 0 | 0 | 0 | 0 | 0 | 0 | 0
#CAN - PE - Acid Rain - SO2 Cap Annual v3.1 | 21 | 1741 | Rate Constraint in MTons | FALSE | L | Annual | Allowances Sold SO2 | Thousand Tons | 0 | 0 | 0 | 0 | 0 | 0 | 0 | 0
#CAN - PE - Acid Rain - SO2 Cap Annual v3.1 | 21 | 1741 | Rate Constraint in MTons | FALSE | L | Annual | Allowances Banked | Thousand Tons | 0 | 0 | 0 | 0 | 0 | 0 | 0 | 0
#CAN - PE - Acid Rain - SO2 Cap Annual v3.1 | 21 | 1741 | Rate Constraint in MTons | FALSE | L | Annual | Allowances Withdrawn (1:1) | Thousand Tons | 0 | 0 | 0 | 0 | 0 | 0 | 0 | 0
#CAN - PE - Acid Rain - SO2 Cap Annual v3.1 | 21 | 1741 | Rate Constraint in MTons | FALSE | L | Annual | Allowances Withdrawn (n:1) | Thousand Tons | 0 | 0 | 0 | 0 | 0 | 0 | 0 | 0
#CAN - PE - Acid Rain - SO2 Cap Annual v3.1 | 21 | 1741 | Rate Constraint in MTons | FALSE | L | Annual | Net Emissions Allowance Position | Thousand Tons | 0.0032019 | 0.0087192 | 0.0030314 | 0 | 0 | 0 | 0 | 0
#CAN - PE - Acid Rain - SO2 Cap Annual v3.1 | 21 | 1741 | Rate Constraint in MTons | FALSE | L | Annual | Fuel Consumed | TBtu | 3.9439 | 4.2948 | 4.3819 | 5.27 | 5.8668 | 6.9417 | 7.2564 | 9.8757
#CAN - PE - Acid Rain - SO2 Cap Annual v3.1 | 21 | 1741 | Rate Constraint in MTons | FALSE | L | Annual | Rate | lb/MMBtu | 0.0016237 | 0.0040604 | 0.0013836 | 0 | 0 | 0 | 0 | 0
#CAN - PE - Acid Rain - SO2 Cap Annual v3.1 | 21 | 1741 | Rate Constraint in MTons | FALSE | L | Annual | Generation | TWh | 0.56735 | 0.6173 | 0.62875 | 0.73463 | 0.80168 | 0.98242 | 1.0372 | 1.4862
#CAN - PE - Acid Rain - SO2 Cap Annual v3.1 | 21 | 1741 | Rate Constraint in MTons | FALSE | L | Annual | Qualifying Generation | TWh | 0.56735 | 0.6173 | 0.62875 | 0.73463 | 0.80168 | 0.98242 | 1.0372 | 1.4862
#CAN - PE - Acid Rain - SO2 Cap Annual v3.1 | 21 | 1741 | Rate Constraint in MTons | FALSE | L | Annual | Rate | lb/MWh | 0.011287 | 0.02825 | 0.0096427 | 0 | 0 | 0 | 0 | 0
#CAN - PE - Acid Rain - SO2 Cap Annual v3.1 | 21 | 1741 | Rate Constraint in MTons | FALSE | L | Annual | Constraint Shadow Price | US2016$/Ton | 0 | 0 | 0 | 0 | 0 | 0 | 0 | 0
#CAN - PQ - Acid Rain - SO2 Cap Annual v3.1 | 22 | 1742 | Rate Constraint in MTons | FALSE | L | Annual | Seasons Included | Seasons | Winter, WintShld, Summer | Winter, WintShld, Summer | Winter, WintShld, Summer | Winter, WintShld, Summer | Winter, WintShld, Summer | Winter, WintShld, Summer | Winter, WintShld, Summer | Winter, WintShld, Summer
#CAN - PQ - Acid Rain - SO2 Cap Annual v3.1 | 22 | 1742 | Rate Constraint in MTons | FALSE | L | Annual | Standard SO2 | Thousand Tons | 6.61 | 6.61 | 6.61 | 6.61 | 6.61 | 6.61 | 6.61 | 6.61
#CAN - PQ - Acid Rain - SO2 Cap Annual v3.1 | 22 | 1742 | Rate Constraint in MTons | FALSE | L | Annual | Emissions at Affected Plants SO2 | Thousand Tons | 0 | 0 | 0 | 0 | 0 | 0 | 0 | 0
#CAN - PQ - Acid Rain - SO2 Cap Annual v3.1 | 22 | 1742 | Rate Constraint in MTons | FALSE | L | Annual | Allowances Purchased SO2 | Thousand Tons | 0 | 0 | 0 | 0 | 0 | 0 | 0 | 0
#CAN - PQ - Acid Rain - SO2 Cap Annual v3.1 | 22 | 1742 | Rate Constraint in MTons | FALSE | L | Annual | Allowances Sold SO2 | Thousand Tons | 0 | 0 | 0 | 0 | 0 | 0 | 0 | 0
#CAN - PQ - Acid Rain - SO2 Cap Annual v3.1 | 22 | 1742 | Rate Constraint in MTons | FALSE | L | Annual | Allowances Banked | Thousand Tons | 0 | 0 | 0 | 0 | 0 | 0 | 0 | 0
#CAN - PQ - Acid Rain - SO2 Cap Annual v3.1 | 22 | 1742 | Rate Constraint in MTons | FALSE | L | Annual | Allowances Withdrawn (1:1) | Thousand Tons | 0 | 0 | 0 | 0 | 0 | 0 | 0 | 0
#CAN - PQ - Acid Rain - SO2 Cap Annual v3.1 | 22 | 1742 | Rate Constraint in MTons | FALSE | L | Annual | Allowances Withdrawn (n:1) | Thousand Tons | 0 | 0 | 0 | 0 | 0 | 0 | 0 | 0
#CAN - PQ - Acid Rain - SO2 Cap Annual v3.1 | 22 | 1742 | Rate Constraint in MTons | FALSE | L | Annual | Net Emissions Allowance Position | Thousand Tons | 0 | 0 | 0 | 0 | 0 | 0 | 0 | 0
#CAN - PQ - Acid Rain - SO2 Cap Annual v3.1 | 22 | 1742 | Rate Constraint in MTons | FALSE | L | Annual | Fuel Consumed | TBtu | 0 | 0 | 0 | 0 | 0 | 0 | 0 | 0
#CAN - PQ - Acid Rain - SO2 Cap Annual v3.1 | 22 | 1742 | Rate Constraint in MTons | FALSE | L | Annual | Rate | lb/MMBtu | 0 | 0 | 0 | 0 | 0 | 0 | 0 | 0
#CAN - PQ - Acid Rain - SO2 Cap Annual v3.1 | 22 | 1742 | Rate Constraint in MTons | FALSE | L | Annual | Generation | TWh | 0 | 0 | 0 | 0 | 0 | 0 | 0 | 0
#CAN - PQ - Acid Rain - SO2 Cap Annual v3.1 | 22 | 1742 | Rate Constraint in MTons | FALSE | L | Annual | Qualifying Generation | TWh | 0 | 0 | 0 | 0 | 0 | 0 | 0 | 0
#CAN - PQ - Acid Rain - SO2 Cap Annual v3.1 | 22 | 1742 | Rate Constraint in MTons | FALSE | L | Annual | Rate | lb/MWh | 0 | 0 | 0 | 0 | 0 | 0 | 0 | 0
#CAN - PQ - Acid Rain - SO2 Cap Annual v3.1 | 22 | 1742 | Rate Constraint in MTons | FALSE | L | Annual | Constraint Shadow Price | US2016$/Ton | 0 | 0 | 0 | 0 | 0 | 0 | 0 | 0
#CAN - PQ - CO2 Constraint- v.6.17 | 23 | 6964 | Rate Constraint in MTons | FALSE | L | Annual | Seasons Included | Seasons | Winter, WintShld, Summer | Winter, WintShld, Summer | Winter, WintShld, Summer | Winter, WintShld, Summer | Winter, WintShld, Summer | Winter, WintShld, Summer | Winter, WintShld, Summer | Winter, WintShld, Summer
#CAN - PQ - CO2 Constraint- v.6.17 | 23 | 6964 | Rate Constraint in MTons | FALSE | L | Annual | Standard CO2 | Thousand Tons | 0 | 0 | 0 | 0 | 0 | 0 | 0 | 0
#CAN - PQ - CO2 Constraint- v.6.17 | 23 | 6964 | Rate Constraint in MTons | FALSE | L | Annual | Emissions at Affected Plants CO2 | Thousand Tons | 0 | 0 | 0 | 0 | 0 | 0 | 0 | 0
#CAN - PQ - CO2 Constraint- v.6.17 | 23 | 6964 | Rate Constraint in MTons | FALSE | L | Annual | Allowances Purchased CO2 | Thousand Tons | 0 | 0 | 0 | 0 | 0 | 0 | 0 | 0
#CAN - PQ - CO2 Constraint- v.6.17 | 23 | 6964 | Rate Constraint in MTons | FALSE | L | Annual | Allowances Sold CO2 | Thousand Tons | 0 | 0 | 0 | 0 | 0 | 0 | 0 | 0
#CAN - PQ - CO2 Constraint- v.6.17 | 23 | 6964 | Rate Constraint in MTons | FALSE | L | Annual | Allowances Banked | Thousand Tons | 0 | 0 | 0 | 0 | 0 | 0 | 0 | 0
#CAN - PQ - CO2 Constraint- v.6.17 | 23 | 6964 | Rate Constraint in MTons | FALSE | L | Annual | Allowances Withdrawn (1:1) | Thousand Tons | 0 | 0 | 0 | 0 | 0 | 0 | 0 | 0
#CAN - PQ - CO2 Constraint- v.6.17 | 23 | 6964 | Rate Constraint in MTons | FALSE | L | Annual | Allowances Withdrawn (n:1) | Thousand Tons | 0 | 0 | 0 | 0 | 0 | 0 | 0 | 0
#CAN - PQ - CO2 Constraint- v.6.17 | 23 | 6964 | Rate Constraint in MTons | FALSE | L | Annual | Net Emissions Allowance Position | Thousand Tons | 0 | 0 | 0 | 0 | 0 | 0 | 0 | 0
#CAN - PQ - CO2 Constraint- v.6.17 | 23 | 6964 | Rate Constraint in MTons | FALSE | L | Annual | Fuel Consumed | TBtu | 0 | 0 | 0 | 0 | 0 | 0 | 0 | 0
#CAN - PQ - CO2 Constraint- v.6.17 | 23 | 6964 | Rate Constraint in MTons | FALSE | L | Annual | Rate | lb/MMBtu | 0 | 0 | 0 | 0 | 0 | 0 | 0 | 0
#CAN - PQ - CO2 Constraint- v.6.17 | 23 | 6964 | Rate Constraint in MTons | FALSE | L | Annual | Generation | TWh | 0 | 0 | 0 | 0 | 0 | 0 | 0 | 0
#CAN - PQ - CO2 Constraint- v.6.17 | 23 | 6964 | Rate Constraint in MTons | FALSE | L | Annual | Qualifying Generation | TWh | 0 | 0 | 0 | 0 | 0 | 0 | 0 | 0
#CAN - PQ - CO2 Constraint- v.6.17 | 23 | 6964 | Rate Constraint in MTons | FALSE | L | Annual | Rate | lb/MWh | 0 | 0 | 0 | 0 | 0 | 0 | 0 | 0
#CAN - PQ - CO2 Constraint- v.6.17 | 23 | 6964 | Rate Constraint in MTons | FALSE | L | Annual | Constraint Shadow Price | US2016$/Ton | 13.321 | 13.32 | 13.3202 | 67.6707 | 67.6705 | 67.6706 | 67.6708 | 67.6709
#CAN - PQ - O3 Annex - NOX Cap Annual v3.1 | 24 | 1743 | Rate Constraint in MTons | FALSE | L | Annual | Seasons Included | Seasons | Winter, WintShld, Summer | Winter, WintShld, Summer | Winter, WintShld, Summer | Winter, WintShld, Summer | Winter, WintShld, Summer | Winter, WintShld, Summer | Winter, WintShld, Summer | Winter, WintShld, Summer
#CAN - PQ - O3 Annex - NOX Cap Annual v3.1 | 24 | 1743 | Rate Constraint in MTons | FALSE | L | Annual | Standard NOX | Thousand Tons | 5.5115 | 5.5115 | 5.5115 | 5.5115 | 5.5115 | 5.5115 | 5.5115 | 5.5115
#CAN - PQ - O3 Annex - NOX Cap Annual v3.1 | 24 | 1743 | Rate Constraint in MTons | FALSE | L | Annual | Emissions at Affected Plants NOX | Thousand Tons | 0 | 0 | 0 | 0 | 0 | 0 | 0 | 0
#CAN - PQ - O3 Annex - NOX Cap Annual v3.1 | 24 | 1743 | Rate Constraint in MTons | FALSE | L | Annual | Allowances Purchased NOX | Thousand Tons | 0 | 0 | 0 | 0 | 0 | 0 | 0 | 0
#CAN - PQ - O3 Annex - NOX Cap Annual v3.1 | 24 | 1743 | Rate Constraint in MTons | FALSE | L | Annual | Allowances Sold NOX | Thousand Tons | 0 | 0 | 0 | 0 | 0 | 0 | 0 | 0
#CAN - PQ - O3 Annex - NOX Cap Annual v3.1 | 24 | 1743 | Rate Constraint in MTons | FALSE | L | Annual | Allowances Banked | Thousand Tons | 0 | 0 | 0 | 0 | 0 | 0 | 0 | 0
#CAN - PQ - O3 Annex - NOX Cap Annual v3.1 | 24 | 1743 | Rate Constraint in MTons | FALSE | L | Annual | Allowances Withdrawn (1:1) | Thousand Tons | 0 | 0 | 0 | 0 | 0 | 0 | 0 | 0
#CAN - PQ - O3 Annex - NOX Cap Annual v3.1 | 24 | 1743 | Rate Constraint in MTons | FALSE | L | Annual | Allowances Withdrawn (n:1) | Thousand Tons | 0 | 0 | 0 | 0 | 0 | 0 | 0 | 0
#CAN - PQ - O3 Annex - NOX Cap Annual v3.1 | 24 | 1743 | Rate Constraint in MTons | FALSE | L | Annual | Net Emissions Allowance Position | Thousand Tons | 0 | 0 | 0 | 0 | 0 | 0 | 0 | 0
#CAN - PQ - O3 Annex - NOX Cap Annual v3.1 | 24 | 1743 | Rate Constraint in MTons | FALSE | L | Annual | Fuel Consumed | TBtu | 0 | 0 | 0 | 0 | 0 | 0 | 0 | 0
#CAN - PQ - O3 Annex - NOX Cap Annual v3.1 | 24 | 1743 | Rate Constraint in MTons | FALSE | L | Annual | Rate | lb/MMBtu | 0 | 0 | 0 | 0 | 0 | 0 | 0 | 0
#CAN - PQ - O3 Annex - NOX Cap Annual v3.1 | 24 | 1743 | Rate Constraint in MTons | FALSE | L | Annual | Generation | TWh | 0 | 0 | 0 | 0 | 0 | 0 | 0 | 0
#CAN - PQ - O3 Annex - NOX Cap Annual v3.1 | 24 | 1743 | Rate Constraint in MTons | FALSE | L | Annual | Qualifying Generation | TWh | 0 | 0 | 0 | 0 | 0 | 0 | 0 | 0
#CAN - PQ - O3 Annex - NOX Cap Annual v3.1 | 24 | 1743 | Rate Constraint in MTons | FALSE | L | Annual | Rate | lb/MWh | 0 | 0 | 0 | 0 | 0 | 0 | 0 | 0
#CAN - PQ - O3 Annex - NOX Cap Annual v3.1 | 24 | 1743 | Rate Constraint in MTons | FALSE | L | Annual | Constraint Shadow Price | US2016$/Ton | 0 | 0 | 0 | 0 | 0 | 0 | 0 | 0
#CAN - SK - MER Cap Annual v4.12 | 25 | 2322 | Rate Constraint in MTons | FALSE | L | Annual | Seasons Included | Seasons | Winter, WintShld, Summer | Winter, WintShld, Summer | Winter, WintShld, Summer | Winter, WintShld, Summer | Winter, WintShld, Summer | Winter, WintShld, Summer | Winter, WintShld, Summer | Winter, WintShld, Summer
#CAN - SK - MER Cap Annual v4.12 | 25 | 2322 | Rate Constraint in MTons | FALSE | L | Annual | Standard MER | lbs | 947.9877 | 947.9877 | 947.9877 | 947.9877 | 947.9877 | 947.9877 | 947.9877 | 947.9877
#CAN - SK - MER Cap Annual v4.12 | 25 | 2322 | Rate Constraint in MTons | FALSE | L | Annual | Emissions at Affected Plants MER | lbs | 331.2401 | 271.013 | 263.0984 | 51.9919 | 27.4001 | 27.1798 | 27.1798 | 0.29022
#CAN - SK - MER Cap Annual v4.12 | 25 | 2322 | Rate Constraint in MTons | FALSE | L | Annual | Allowances Purchased MER | lbs | 0 | 0 | 0 | 0 | 0 | 0 | 0 | 0
#CAN - SK - MER Cap Annual v4.12 | 25 | 2322 | Rate Constraint in MTons | FALSE | L | Annual | Allowances Sold MER | lbs | 0 | 0 | 0 | 0 | 0 | 0 | 0 | 0
#CAN - SK - MER Cap Annual v4.12 | 25 | 2322 | Rate Constraint in MTons | FALSE | L | Annual | Allowances Banked | lbs | 0 | 0 | 0 | 0 | 0 | 0 | 0 | 0
#CAN - SK - MER Cap Annual v4.12 | 25 | 2322 | Rate Constraint in MTons | FALSE | L | Annual | Allowances Withdrawn (1:1) | lbs | 0 | 0 | 0 | 0 | 0 | 0 | 0 | 0
#CAN - SK - MER Cap Annual v4.12 | 25 | 2322 | Rate Constraint in MTons | FALSE | L | Annual | Allowances Withdrawn (n:1) | lbs | 0 | 0 | 0 | 0 | 0 | 0 | 0 | 0
#CAN - SK - MER Cap Annual v4.12 | 25 | 2322 | Rate Constraint in MTons | FALSE | L | Annual | Net Emissions Allowance Position | lbs | 331.2401 | 271.013 | 263.0984 | 51.9919 | 27.4001 | 27.1798 | 27.1798 | 0.29022
#CAN - SK - MER Cap Annual v4.12 | 25 | 2322 | Rate Constraint in MTons | FALSE | L | Annual | Fuel Consumed | TBtu | 96.8063 | 86.1606 | 86.1606 | 42.8889 | 21.8039 | 21.6869 | 21.6869 | 0.15424
#CAN - SK - MER Cap Annual v4.12 | 25 | 2322 | Rate Constraint in MTons | FALSE | L | Annual | Rate | lb/MMBtu | 3.4217e-06 | 3.1454e-06 | 3.0536e-06 | 1.2122e-06 | 1.2567e-06 | 1.2533e-06 | 1.2533e-06 | 1.8816e-06
#CAN - SK - MER Cap Annual v4.12 | 25 | 2322 | Rate Constraint in MTons | FALSE | L | Annual | Generation | TWh | 9.2833 | 8.2624 | 8.2624 | 4.1129 | 2.0892 | 2.0784 | 2.0784 | 0.014193
#CAN - SK - MER Cap Annual v4.12 | 25 | 2322 | Rate Constraint in MTons | FALSE | L | Annual | Qualifying Generation | TWh | 9.2833 | 8.2624 | 8.2624 | 4.1129 | 2.0892 | 2.0784 | 2.0784 | 0.014193
#CAN - SK - MER Cap Annual v4.12 | 25 | 2322 | Rate Constraint in MTons | FALSE | L | Annual | Rate | lb/MWh | 3.5681e-05 | 3.2801e-05 | 3.1843e-05 | 1.2641e-05 | 1.3115e-05 | 1.3077e-05 | 1.3077e-05 | 2.0447e-05
#CAN - SK - MER Cap Annual v4.12 | 25 | 2322 | Rate Constraint in MTons | FALSE | L | Annual | Constraint Shadow Price | US2016$/Lb | 0 | 0 | 0 | 0 | 0 | 0 | 0 | 0
#CAN Aconi 1 - SO2 Rate Annual v3.1, Unit 3699 and retrofits | 26 | 1744 | Rate Constraint in lbs/MMBtu | FALSE | L | Annual | Seasons Included | Seasons | Winter, WintShld, Summer | Winter, WintShld, Summer | Winter, WintShld, Summer | Winter, WintShld, Summer | Winter, WintShld, Summer | Winter, WintShld, Summer | Winter, WintShld, Summer | Winter, WintShld, Summer
#CAN Aconi 1 - SO2 Rate Annual v3.1, Unit 3699 and retrofits | 26 | 1744 | Rate Constraint in lbs/MMBtu | FALSE | L | Annual | Standard SO2 | lb/MMBtu | 0.58146 | 0.58146 | 0.58146 | 0.58146 | 0.58146 | 0.58146 | 0.58146 | 0.58146
#CAN Aconi 1 - SO2 Rate Annual v3.1, Unit 3699 and retrofits | 26 | 1744 | Rate Constraint in lbs/MMBtu | FALSE | L | Annual | Emissions at Affected Plants SO2 | Thousand Tons | 0 | 0 | 0 | 0 | 0 | 0 | 0 | 0
#CAN Aconi 1 - SO2 Rate Annual v3.1, Unit 3699 and retrofits | 26 | 1744 | Rate Constraint in lbs/MMBtu | FALSE | L | Annual | Allowances Purchased SO2 | Thousand Tons | 0 | 0 | 0 | 0 | 0 | 0 | 0 | 0
#CAN Aconi 1 - SO2 Rate Annual v3.1, Unit 3699 and retrofits | 26 | 1744 | Rate Constraint in lbs/MMBtu | FALSE | L | Annual | Allowances Sold SO2 | Thousand Tons | 0 | 0 | 0 | 0 | 0 | 0 | 0 | 0
#CAN Aconi 1 - SO2 Rate Annual v3.1, Unit 3699 and retrofits | 26 | 1744 | Rate Constraint in lbs/MMBtu | FALSE | L | Annual | Allowances Banked | Thousand Tons | 0 | 0 | 0 | 0 | 0 | 0 | 0 | 0
#CAN Aconi 1 - SO2 Rate Annual v3.1, Unit 3699 and retrofits | 26 | 1744 | Rate Constraint in lbs/MMBtu | FALSE | L | Annual | Allowances Withdrawn (1:1) | Thousand Tons | 0 | 0 | 0 | 0 | 0 | 0 | 0 | 0
#CAN Aconi 1 - SO2 Rate Annual v3.1, Unit 3699 and retrofits | 26 | 1744 | Rate Constraint in lbs/MMBtu | FALSE | L | Annual | Allowances Withdrawn (n:1) | Thousand Tons | 0 | 0 | 0 | 0 | 0 | 0 | 0 | 0
#CAN Aconi 1 - SO2 Rate Annual v3.1, Unit 3699 and retrofits | 26 | 1744 | Rate Constraint in lbs/MMBtu | FALSE | L | Annual | Net Emissions Allowance Position | Thousand Tons | 0 | 0 | 0 | 0 | 0 | 0 | 0 | 0
#CAN Aconi 1 - SO2 Rate Annual v3.1, Unit 3699 and retrofits | 26 | 1744 | Rate Constraint in lbs/MMBtu | FALSE | L | Annual | Fuel Consumed | TBtu | 0 | 0 | 0 | 0 | 0 | 0 | 0 | 0
#CAN Aconi 1 - SO2 Rate Annual v3.1, Unit 3699 and retrofits | 26 | 1744 | Rate Constraint in lbs/MMBtu | FALSE | L | Annual | Rate | lb/MMBtu | 0 | 0 | 0 | 0 | 0 | 0 | 0 | 0
#CAN Aconi 1 - SO2 Rate Annual v3.1, Unit 3699 and retrofits | 26 | 1744 | Rate Constraint in lbs/MMBtu | FALSE | L | Annual | Generation | TWh | 0 | 0 | 0 | 0 | 0 | 0 | 0 | 0
#CAN Aconi 1 - SO2 Rate Annual v3.1, Unit 3699 and retrofits | 26 | 1744 | Rate Constraint in lbs/MMBtu | FALSE | L | Annual | Qualifying Generation | TWh | 0 | 0 | 0 | 0 | 0 | 0 | 0 | 0
#CAN Aconi 1 - SO2 Rate Annual v3.1, Unit 3699 and retrofits | 26 | 1744 | Rate Constraint in lbs/MMBtu | FALSE | L | Annual | Rate | lb/MWh | 0 | 0 | 0 | 0 | 0 | 0 | 0 | 0
#CAN Aconi 1 - SO2 Rate Annual v3.1, Unit 3699 and retrofits | 26 | 1744 | Rate Constraint in lbs/MMBtu | FALSE | L | Annual | Constraint Shadow Price | US2016$/Ton | 0 | 0 | 0 | 0 | 0 | 0 | 0 | 0
#CAN Lingan 1-4 - SO2 Rate Annual v3.1, Unit 3599 and retrofits | 27 | 1748 | Rate Constraint in lbs/MMBtu | FALSE | L | Annual | Seasons Included | Seasons | Winter, WintShld, Summer | Winter, WintShld, Summer | Winter, WintShld, Summer | Winter, WintShld, Summer | Winter, WintShld, Summer | Winter, WintShld, Summer | Winter, WintShld, Summer | Winter, WintShld, Summer
#CAN Lingan 1-4 - SO2 Rate Annual v3.1, Unit 3599 and retrofits | 27 | 1748 | Rate Constraint in lbs/MMBtu | FALSE | L | Annual | Standard SO2 | lb/MMBtu | 3.7214 | 3.7214 | 3.7214 | 3.7214 | 3.7214 | 3.7214 | 3.7214 | 3.7214
#CAN Lingan 1-4 - SO2 Rate Annual v3.1, Unit 3599 and retrofits | 27 | 1748 | Rate Constraint in lbs/MMBtu | FALSE | L | Annual | Emissions at Affected Plants SO2 | Thousand Tons | 0 | 0 | 0 | 0 | 0 | 0 | 0 | 0
#CAN Lingan 1-4 - SO2 Rate Annual v3.1, Unit 3599 and retrofits | 27 | 1748 | Rate Constraint in lbs/MMBtu | FALSE | L | Annual | Allowances Purchased SO2 | Thousand Tons | 0 | 0 | 0 | 0 | 0 | 0 | 0 | 0
#CAN Lingan 1-4 - SO2 Rate Annual v3.1, Unit 3599 and retrofits | 27 | 1748 | Rate Constraint in lbs/MMBtu | FALSE | L | Annual | Allowances Sold SO2 | Thousand Tons | 0 | 0 | 0 | 0 | 0 | 0 | 0 | 0
#CAN Lingan 1-4 - SO2 Rate Annual v3.1, Unit 3599 and retrofits | 27 | 1748 | Rate Constraint in lbs/MMBtu | FALSE | L | Annual | Allowances Banked | Thousand Tons | 0 | 0 | 0 | 0 | 0 | 0 | 0 | 0
#CAN Lingan 1-4 - SO2 Rate Annual v3.1, Unit 3599 and retrofits | 27 | 1748 | Rate Constraint in lbs/MMBtu | FALSE | L | Annual | Allowances Withdrawn (1:1) | Thousand Tons | 0 | 0 | 0 | 0 | 0 | 0 | 0 | 0
#CAN Lingan 1-4 - SO2 Rate Annual v3.1, Unit 3599 and retrofits | 27 | 1748 | Rate Constraint in lbs/MMBtu | FALSE | L | Annual | Allowances Withdrawn (n:1) | Thousand Tons | 0 | 0 | 0 | 0 | 0 | 0 | 0 | 0
#CAN Lingan 1-4 - SO2 Rate Annual v3.1, Unit 3599 and retrofits | 27 | 1748 | Rate Constraint in lbs/MMBtu | FALSE | L | Annual | Net Emissions Allowance Position | Thousand Tons | 0 | 0 | 0 | 0 | 0 | 0 | 0 | 0
#CAN Lingan 1-4 - SO2 Rate Annual v3.1, Unit 3599 and retrofits | 27 | 1748 | Rate Constraint in lbs/MMBtu | FALSE | L | Annual | Fuel Consumed | TBtu | 0 | 0 | 0 | 0 | 0 | 0 | 0 | 0
#CAN Lingan 1-4 - SO2 Rate Annual v3.1, Unit 3599 and retrofits | 27 | 1748 | Rate Constraint in lbs/MMBtu | FALSE | L | Annual | Rate | lb/MMBtu | 0 | 0 | 0 | 0 | 0 | 0 | 0 | 0
#CAN Lingan 1-4 - SO2 Rate Annual v3.1, Unit 3599 and retrofits | 27 | 1748 | Rate Constraint in lbs/MMBtu | FALSE | L | Annual | Generation | TWh | 0 | 0 | 0 | 0 | 0 | 0 | 0 | 0
#CAN Lingan 1-4 - SO2 Rate Annual v3.1, Unit 3599 and retrofits | 27 | 1748 | Rate Constraint in lbs/MMBtu | FALSE | L | Annual | Qualifying Generation | TWh | 0 | 0 | 0 | 0 | 0 | 0 | 0 | 0
#CAN Lingan 1-4 - SO2 Rate Annual v3.1, Unit 3599 and retrofits | 27 | 1748 | Rate Constraint in lbs/MMBtu | FALSE | L | Annual | Rate | lb/MWh | 0 | 0 | 0 | 0 | 0 | 0 | 0 | 0
#CAN Lingan 1-4 - SO2 Rate Annual v3.1, Unit 3599 and retrofits | 27 | 1748 | Rate Constraint in lbs/MMBtu | FALSE | L | Annual | Constraint Shadow Price | US2016$/Ton | 0 | 0 | 0 | 0 | 0 | 0 | 0 | 0
#CAN Lingan 1-4 - SO2 Rate Annual v3.1, Unit 3600 and retrofits | 28 | 1748 | Rate Constraint in lbs/MMBtu | FALSE | L | Annual | Seasons Included | Seasons | Winter, WintShld, Summer | Winter, WintShld, Summer | Winter, WintShld, Summer | Winter, WintShld, Summer | Winter, WintShld, Summer | Winter, WintShld, Summer | Winter, WintShld, Summer | Winter, WintShld, Summer
#CAN Lingan 1-4 - SO2 Rate Annual v3.1, Unit 3600 and retrofits | 28 | 1748 | Rate Constraint in lbs/MMBtu | FALSE | L | Annual | Standard SO2 | lb/MMBtu | 3.7214 | 3.7214 | 3.7214 | 3.7214 | 3.7214 | 3.7214 | 3.7214 | 3.7214
#CAN Lingan 1-4 - SO2 Rate Annual v3.1, Unit 3600 and retrofits | 28 | 1748 | Rate Constraint in lbs/MMBtu | FALSE | L | Annual | Emissions at Affected Plants SO2 | Thousand Tons | 0 | 0 | 0 | 0 | 0 | 0 | 0 | 0
#CAN Lingan 1-4 - SO2 Rate Annual v3.1, Unit 3600 and retrofits | 28 | 1748 | Rate Constraint in lbs/MMBtu | FALSE | L | Annual | Allowances Purchased SO2 | Thousand Tons | 0 | 0 | 0 | 0 | 0 | 0 | 0 | 0
#CAN Lingan 1-4 - SO2 Rate Annual v3.1, Unit 3600 and retrofits | 28 | 1748 | Rate Constraint in lbs/MMBtu | FALSE | L | Annual | Allowances Sold SO2 | Thousand Tons | 0 | 0 | 0 | 0 | 0 | 0 | 0 | 0
#CAN Lingan 1-4 - SO2 Rate Annual v3.1, Unit 3600 and retrofits | 28 | 1748 | Rate Constraint in lbs/MMBtu | FALSE | L | Annual | Allowances Banked | Thousand Tons | 0 | 0 | 0 | 0 | 0 | 0 | 0 | 0
#CAN Lingan 1-4 - SO2 Rate Annual v3.1, Unit 3600 and retrofits | 28 | 1748 | Rate Constraint in lbs/MMBtu | FALSE | L | Annual | Allowances Withdrawn (1:1) | Thousand Tons | 0 | 0 | 0 | 0 | 0 | 0 | 0 | 0
#CAN Lingan 1-4 - SO2 Rate Annual v3.1, Unit 3600 and retrofits | 28 | 1748 | Rate Constraint in lbs/MMBtu | FALSE | L | Annual | Allowances Withdrawn (n:1) | Thousand Tons | 0 | 0 | 0 | 0 | 0 | 0 | 0 | 0
#CAN Lingan 1-4 - SO2 Rate Annual v3.1, Unit 3600 and retrofits | 28 | 1748 | Rate Constraint in lbs/MMBtu | FALSE | L | Annual | Net Emissions Allowance Position | Thousand Tons | 0 | 0 | 0 | 0 | 0 | 0 | 0 | 0
#CAN Lingan 1-4 - SO2 Rate Annual v3.1, Unit 3600 and retrofits | 28 | 1748 | Rate Constraint in lbs/MMBtu | FALSE | L | Annual | Fuel Consumed | TBtu | 0 | 0 | 0 | 0 | 0 | 0 | 0 | 0
#CAN Lingan 1-4 - SO2 Rate Annual v3.1, Unit 3600 and retrofits | 28 | 1748 | Rate Constraint in lbs/MMBtu | FALSE | L | Annual | Rate | lb/MMBtu | 0 | 0 | 0 | 0 | 0 | 0 | 0 | 0
#CAN Lingan 1-4 - SO2 Rate Annual v3.1, Unit 3600 and retrofits | 28 | 1748 | Rate Constraint in lbs/MMBtu | FALSE | L | Annual | Generation | TWh | 0 | 0 | 0 | 0 | 0 | 0 | 0 | 0
#CAN Lingan 1-4 - SO2 Rate Annual v3.1, Unit 3600 and retrofits | 28 | 1748 | Rate Constraint in lbs/MMBtu | FALSE | L | Annual | Qualifying Generation | TWh | 0 | 0 | 0 | 0 | 0 | 0 | 0 | 0
#CAN Lingan 1-4 - SO2 Rate Annual v3.1, Unit 3600 and retrofits | 28 | 1748 | Rate Constraint in lbs/MMBtu | FALSE | L | Annual | Rate | lb/MWh | 0 | 0 | 0 | 0 | 0 | 0 | 0 | 0
#CAN Lingan 1-4 - SO2 Rate Annual v3.1, Unit 3600 and retrofits | 28 | 1748 | Rate Constraint in lbs/MMBtu | FALSE | L | Annual | Constraint Shadow Price | US2016$/Ton | 0 | 0 | 0 | 0 | 0 | 0 | 0 | 0
#CAN Lingan 1-4 - SO2 Rate Annual v3.1, Unit 3601 and retrofits | 29 | 1748 | Rate Constraint in lbs/MMBtu | FALSE | L | Annual | Seasons Included | Seasons | Winter, WintShld, Summer | Winter, WintShld, Summer | Winter, WintShld, Summer | Winter, WintShld, Summer | Winter, WintShld, Summer | Winter, WintShld, Summer | Winter, WintShld, Summer | Winter, WintShld, Summer
#CAN Lingan 1-4 - SO2 Rate Annual v3.1, Unit 3601 and retrofits | 29 | 1748 | Rate Constraint in lbs/MMBtu | FALSE | L | Annual | Standard SO2 | lb/MMBtu | 3.7214 | 3.7214 | 3.7214 | 3.7214 | 3.7214 | 3.7214 | 3.7214 | 3.7214
#CAN Lingan 1-4 - SO2 Rate Annual v3.1, Unit 3601 and retrofits | 29 | 1748 | Rate Constraint in lbs/MMBtu | FALSE | L | Annual | Emissions at Affected Plants SO2 | Thousand Tons | 0 | 0 | 0 | 0 | 0 | 0 | 0 | 0
#CAN Lingan 1-4 - SO2 Rate Annual v3.1, Unit 3601 and retrofits | 29 | 1748 | Rate Constraint in lbs/MMBtu | FALSE | L | Annual | Allowances Purchased SO2 | Thousand Tons | 0 | 0 | 0 | 0 | 0 | 0 | 0 | 0
#CAN Lingan 1-4 - SO2 Rate Annual v3.1, Unit 3601 and retrofits | 29 | 1748 | Rate Constraint in lbs/MMBtu | FALSE | L | Annual | Allowances Sold SO2 | Thousand Tons | 0 | 0 | 0 | 0 | 0 | 0 | 0 | 0
#CAN Lingan 1-4 - SO2 Rate Annual v3.1, Unit 3601 and retrofits | 29 | 1748 | Rate Constraint in lbs/MMBtu | FALSE | L | Annual | Allowances Banked | Thousand Tons | 0 | 0 | 0 | 0 | 0 | 0 | 0 | 0
#CAN Lingan 1-4 - SO2 Rate Annual v3.1, Unit 3601 and retrofits | 29 | 1748 | Rate Constraint in lbs/MMBtu | FALSE | L | Annual | Allowances Withdrawn (1:1) | Thousand Tons | 0 | 0 | 0 | 0 | 0 | 0 | 0 | 0
#CAN Lingan 1-4 - SO2 Rate Annual v3.1, Unit 3601 and retrofits | 29 | 1748 | Rate Constraint in lbs/MMBtu | FALSE | L | Annual | Allowances Withdrawn (n:1) | Thousand Tons | 0 | 0 | 0 | 0 | 0 | 0 | 0 | 0
#CAN Lingan 1-4 - SO2 Rate Annual v3.1, Unit 3601 and retrofits | 29 | 1748 | Rate Constraint in lbs/MMBtu | FALSE | L | Annual | Net Emissions Allowance Position | Thousand Tons | 0 | 0 | 0 | 0 | 0 | 0 | 0 | 0
#CAN Lingan 1-4 - SO2 Rate Annual v3.1, Unit 3601 and retrofits | 29 | 1748 | Rate Constraint in lbs/MMBtu | FALSE | L | Annual | Fuel Consumed | TBtu | 0 | 0 | 0 | 0 | 0 | 0 | 0 | 0
#CAN Lingan 1-4 - SO2 Rate Annual v3.1, Unit 3601 and retrofits | 29 | 1748 | Rate Constraint in lbs/MMBtu | FALSE | L | Annual | Rate | lb/MMBtu | 0 | 0 | 0 | 0 | 0 | 0 | 0 | 0
#CAN Lingan 1-4 - SO2 Rate Annual v3.1, Unit 3601 and retrofits | 29 | 1748 | Rate Constraint in lbs/MMBtu | FALSE | L | Annual | Generation | TWh | 0 | 0 | 0 | 0 | 0 | 0 | 0 | 0
#CAN Lingan 1-4 - SO2 Rate Annual v3.1, Unit 3601 and retrofits | 29 | 1748 | Rate Constraint in lbs/MMBtu | FALSE | L | Annual | Qualifying Generation | TWh | 0 | 0 | 0 | 0 | 0 | 0 | 0 | 0
#CAN Lingan 1-4 - SO2 Rate Annual v3.1, Unit 3601 and retrofits | 29 | 1748 | Rate Constraint in lbs/MMBtu | FALSE | L | Annual | Rate | lb/MWh | 0 | 0 | 0 | 0 | 0 | 0 | 0 | 0
#CAN Lingan 1-4 - SO2 Rate Annual v3.1, Unit 3601 and retrofits | 29 | 1748 | Rate Constraint in lbs/MMBtu | FALSE | L | Annual | Constraint Shadow Price | US2016$/Ton | 0 | 0 | 0 | 0 | 0 | 0 | 0 | 0
#CAN Lingan 1-4 - SO2 Rate Annual v3.1, Unit 3602 and retrofits | 30 | 1748 | Rate Constraint in lbs/MMBtu | FALSE | L | Annual | Seasons Included | Seasons | Winter, WintShld, Summer | Winter, WintShld, Summer | Winter, WintShld, Summer | Winter, WintShld, Summer | Winter, WintShld, Summer | Winter, WintShld, Summer | Winter, WintShld, Summer | Winter, WintShld, Summer
#CAN Lingan 1-4 - SO2 Rate Annual v3.1, Unit 3602 and retrofits | 30 | 1748 | Rate Constraint in lbs/MMBtu | FALSE | L | Annual | Standard SO2 | lb/MMBtu | 3.7214 | 3.7214 | 3.7214 | 3.7214 | 3.7214 | 3.7214 | 3.7214 | 3.7214
#CAN Lingan 1-4 - SO2 Rate Annual v3.1, Unit 3602 and retrofits | 30 | 1748 | Rate Constraint in lbs/MMBtu | FALSE | L | Annual | Emissions at Affected Plants SO2 | Thousand Tons | 0 | 0 | 0 | 0 | 0 | 0 | 0 | 0
#CAN Lingan 1-4 - SO2 Rate Annual v3.1, Unit 3602 and retrofits | 30 | 1748 | Rate Constraint in lbs/MMBtu | FALSE | L | Annual | Allowances Purchased SO2 | Thousand Tons | 0 | 0 | 0 | 0 | 0 | 0 | 0 | 0
#CAN Lingan 1-4 - SO2 Rate Annual v3.1, Unit 3602 and retrofits | 30 | 1748 | Rate Constraint in lbs/MMBtu | FALSE | L | Annual | Allowances Sold SO2 | Thousand Tons | 0 | 0 | 0 | 0 | 0 | 0 | 0 | 0
#CAN Lingan 1-4 - SO2 Rate Annual v3.1, Unit 3602 and retrofits | 30 | 1748 | Rate Constraint in lbs/MMBtu | FALSE | L | Annual | Allowances Banked | Thousand Tons | 0 | 0 | 0 | 0 | 0 | 0 | 0 | 0
#CAN Lingan 1-4 - SO2 Rate Annual v3.1, Unit 3602 and retrofits | 30 | 1748 | Rate Constraint in lbs/MMBtu | FALSE | L | Annual | Allowances Withdrawn (1:1) | Thousand Tons | 0 | 0 | 0 | 0 | 0 | 0 | 0 | 0
#CAN Lingan 1-4 - SO2 Rate Annual v3.1, Unit 3602 and retrofits | 30 | 1748 | Rate Constraint in lbs/MMBtu | FALSE | L | Annual | Allowances Withdrawn (n:1) | Thousand Tons | 0 | 0 | 0 | 0 | 0 | 0 | 0 | 0
#CAN Lingan 1-4 - SO2 Rate Annual v3.1, Unit 3602 and retrofits | 30 | 1748 | Rate Constraint in lbs/MMBtu | FALSE | L | Annual | Net Emissions Allowance Position | Thousand Tons | 0 | 0 | 0 | 0 | 0 | 0 | 0 | 0
#CAN Lingan 1-4 - SO2 Rate Annual v3.1, Unit 3602 and retrofits | 30 | 1748 | Rate Constraint in lbs/MMBtu | FALSE | L | Annual | Fuel Consumed | TBtu | 0 | 0 | 0 | 0 | 0 | 0 | 0 | 0
#CAN Lingan 1-4 - SO2 Rate Annual v3.1, Unit 3602 and retrofits | 30 | 1748 | Rate Constraint in lbs/MMBtu | FALSE | L | Annual | Rate | lb/MMBtu | 0 | 0 | 0 | 0 | 0 | 0 | 0 | 0
#CAN Lingan 1-4 - SO2 Rate Annual v3.1, Unit 3602 and retrofits | 30 | 1748 | Rate Constraint in lbs/MMBtu | FALSE | L | Annual | Generation | TWh | 0 | 0 | 0 | 0 | 0 | 0 | 0 | 0
#CAN Lingan 1-4 - SO2 Rate Annual v3.1, Unit 3602 and retrofits | 30 | 1748 | Rate Constraint in lbs/MMBtu | FALSE | L | Annual | Qualifying Generation | TWh | 0 | 0 | 0 | 0 | 0 | 0 | 0 | 0
#CAN Lingan 1-4 - SO2 Rate Annual v3.1, Unit 3602 and retrofits | 30 | 1748 | Rate Constraint in lbs/MMBtu | FALSE | L | Annual | Rate | lb/MWh | 0 | 0 | 0 | 0 | 0 | 0 | 0 | 0
#CAN Lingan 1-4 - SO2 Rate Annual v3.1, Unit 3602 and retrofits | 30 | 1748 | Rate Constraint in lbs/MMBtu | FALSE | L | Annual | Constraint Shadow Price | US2016$/Ton | 0 | 0 | 0 | 0 | 0 | 0 | 0 | 0
#CAN -National CO2 Rate Limit- 2021- v6.17 | 31 | 5804 | Rate Constraint in lbs/MWh | FALSE | L | Annual | Seasons Included | Seasons | Winter, WintShld, Summer | Winter, WintShld, Summer | Winter, WintShld, Summer | Winter, WintShld, Summer | Winter, WintShld, Summer | Winter, WintShld, Summer | Winter, WintShld, Summer | Winter, WintShld, Summer
#CAN -National CO2 Rate Limit- 2021- v6.17 | 31 | 5804 | Rate Constraint in lbs/MWh | FALSE | L | Annual | Standard CO2 | lb/MWh | 925.94 | 925.94 | 925.94 | 925.94 | 925.94 | 925.94 | 925.94 | 925.94
#CAN -National CO2 Rate Limit- 2021- v6.17 | 31 | 5804 | Rate Constraint in lbs/MWh | FALSE | L | Annual | Emissions at Affected Plants CO2 | Thousand Tons | 0 | 0 | 0 | 0 | 18.5782 | 13.592 | 13.592 | 6.5712
#CAN -National CO2 Rate Limit- 2021- v6.17 | 31 | 5804 | Rate Constraint in lbs/MWh | FALSE | L | Annual | Allowances Purchased CO2 | Thousand Tons | 0 | 0 | 0 | 0 | 0 | 0 | 0 | 0
#CAN -National CO2 Rate Limit- 2021- v6.17 | 31 | 5804 | Rate Constraint in lbs/MWh | FALSE | L | Annual | Allowances Sold CO2 | Thousand Tons | 0 | 0 | 0 | 0 | 0 | 0 | 0 | 0
#CAN -National CO2 Rate Limit- 2021- v6.17 | 31 | 5804 | Rate Constraint in lbs/MWh | FALSE | L | Annual | Allowances Banked | Thousand Tons | 0 | 0 | 0 | 0 | 0 | 0 | 0 | 0
#CAN -National CO2 Rate Limit- 2021- v6.17 | 31 | 5804 | Rate Constraint in lbs/MWh | FALSE | L | Annual | Allowances Withdrawn (1:1) | Thousand Tons | 0 | 0 | 0 | 0 | 0 | 0 | 0 | 0
#CAN -National CO2 Rate Limit- 2021- v6.17 | 31 | 5804 | Rate Constraint in lbs/MWh | FALSE | L | Annual | Allowances Withdrawn (n:1) | Thousand Tons | 0 | 0 | 0 | 0 | 0 | 0 | 0 | 0
#CAN -National CO2 Rate Limit- 2021- v6.17 | 31 | 5804 | Rate Constraint in lbs/MWh | FALSE | L | Annual | Net Emissions Allowance Position | Thousand Tons | 0 | 0 | 0 | 0 | 18.5782 | 13.592 | 13.592 | 6.5712
#CAN -National CO2 Rate Limit- 2021- v6.17 | 31 | 5804 | Rate Constraint in lbs/MWh | FALSE | L | Annual | Fuel Consumed | TBtu | 0 | 0 | 0 | 0 | 0.43608 | 0.31904 | 0.31904 | 0.15424
#CAN -National CO2 Rate Limit- 2021- v6.17 | 31 | 5804 | Rate Constraint in lbs/MWh | FALSE | L | Annual | Rate | lb/MMBtu | 0 | 0 | 0 | 0 | 85.2049 | 85.2049 | 85.2049 | 85.2049
#CAN -National CO2 Rate Limit- 2021- v6.17 | 31 | 5804 | Rate Constraint in lbs/MWh | FALSE | L | Annual | Generation | TWh | 0 | 0 | 0 | 0 | 0.040128 | 0.029358 | 0.029358 | 0.014193
#CAN -National CO2 Rate Limit- 2021- v6.17 | 31 | 5804 | Rate Constraint in lbs/MWh | FALSE | L | Annual | Qualifying Generation | TWh | 0 | 0 | 0 | 0 | 0.040128 | 0.029358 | 0.029358 | 0.014193
#CAN -National CO2 Rate Limit- 2021- v6.17 | 31 | 5804 | Rate Constraint in lbs/MWh | FALSE | L | Annual | Constraint Shadow Price | US2016$/Ton | 137.675 | 145.6421 | 125.7516 | 97.9416 | 107.3394 | 103.965 | 110.7626 | 112.7715
#CAN -National CO2 Rate Limit- 2023- v6.17 | 32 | 6998 | Rate Constraint in lbs/MWh | FALSE | L | Annual | Seasons Included | Seasons |  | Winter, WintShld, Summer | Winter, WintShld, Summer | Winter, WintShld, Summer | Winter, WintShld, Summer | Winter, WintShld, Summer | Winter, WintShld, Summer | Winter, WintShld, Summer
#CAN -National CO2 Rate Limit- 2023- v6.17 | 32 | 6998 | Rate Constraint in lbs/MWh | FALSE | L | Annual | Standard CO2 | lb/MWh | 0 | 925.94 | 925.94 | 925.94 | 925.94 | 925.94 | 925.94 | 925.94
#CAN -National CO2 Rate Limit- 2023- v6.17 | 32 | 6998 | Rate Constraint in lbs/MWh | FALSE | L | Annual | Emissions at Affected Plants CO2 | Thousand Tons | 0 | 0 | 0 | 0 | 0 | 0 | 0 | 0
#CAN -National CO2 Rate Limit- 2023- v6.17 | 32 | 6998 | Rate Constraint in lbs/MWh | FALSE | L | Annual | Allowances Purchased CO2 | Thousand Tons | 0 | 0 | 0 | 0 | 0 | 0 | 0 | 0
#CAN -National CO2 Rate Limit- 2023- v6.17 | 32 | 6998 | Rate Constraint in lbs/MWh | FALSE | L | Annual | Allowances Sold CO2 | Thousand Tons | 0 | 0 | 0 | 0 | 0 | 0 | 0 | 0
#CAN -National CO2 Rate Limit- 2023- v6.17 | 32 | 6998 | Rate Constraint in lbs/MWh | FALSE | L | Annual | Allowances Banked | Thousand Tons | 0 | 0 | 0 | 0 | 0 | 0 | 0 | 0
#CAN -National CO2 Rate Limit- 2023- v6.17 | 32 | 6998 | Rate Constraint in lbs/MWh | FALSE | L | Annual | Allowances Withdrawn (1:1) | Thousand Tons | 0 | 0 | 0 | 0 | 0 | 0 | 0 | 0
#CAN -National CO2 Rate Limit- 2023- v6.17 | 32 | 6998 | Rate Constraint in lbs/MWh | FALSE | L | Annual | Allowances Withdrawn (n:1) | Thousand Tons | 0 | 0 | 0 | 0 | 0 | 0 | 0 | 0
#CAN -National CO2 Rate Limit- 2023- v6.17 | 32 | 6998 | Rate Constraint in lbs/MWh | FALSE | L | Annual | Net Emissions Allowance Position | Thousand Tons | 0 | 0 | 0 | 0 | 0 | 0 | 0 | 0
#CAN -National CO2 Rate Limit- 2023- v6.17 | 32 | 6998 | Rate Constraint in lbs/MWh | FALSE | L | Annual | Fuel Consumed | TBtu | 0 | 0 | 0 | 0 | 0 | 0 | 0 | 0
#CAN -National CO2 Rate Limit- 2023- v6.17 | 32 | 6998 | Rate Constraint in lbs/MWh | FALSE | L | Annual | Rate | lb/MMBtu | 0 | 0 | 0 | 0 | 0 | 0 | 0 | 0
#CAN -National CO2 Rate Limit- 2023- v6.17 | 32 | 6998 | Rate Constraint in lbs/MWh | FALSE | L | Annual | Generation | TWh | 0 | 0 | 0 | 0 | 0 | 0 | 0 | 0
#CAN -National CO2 Rate Limit- 2023- v6.17 | 32 | 6998 | Rate Constraint in lbs/MWh | FALSE | L | Annual | Qualifying Generation | TWh | 0 | 0 | 0 | 0 | 0 | 0 | 0 | 0
#CAN -National CO2 Rate Limit- 2023- v6.17 | 32 | 6998 | Rate Constraint in lbs/MWh | FALSE | L | Annual | Constraint Shadow Price | US2016$/Ton | 0 | 97.7083 | 97.3973 | 174.4882 | 2396.1904 | 197.4312 | 278.2623 | 247.1597
#CAN -National CO2 Rate Limit- 2030- v6.17 | 33 | 6999 | Rate Constraint in lbs/MWh | FALSE | L | Annual | Seasons Included | Seasons |  |  |  | Winter, WintShld, Summer | Winter, WintShld, Summer | Winter, WintShld, Summer | Winter, WintShld, Summer | Winter, WintShld, Summer
#CAN -National CO2 Rate Limit- 2030- v6.17 | 33 | 6999 | Rate Constraint in lbs/MWh | FALSE | L | Annual | Standard CO2 | lb/MWh | 0 | 0 | 0 | 925.94 | 925.94 | 925.94 | 925.94 | 925.94
#CAN -National CO2 Rate Limit- 2030- v6.17 | 33 | 6999 | Rate Constraint in lbs/MWh | FALSE | L | Annual | Emissions at Affected Plants CO2 | Thousand Tons | 0 | 0 | 0 | 0 | 0 | 0 | 0 | 0
#CAN -National CO2 Rate Limit- 2030- v6.17 | 33 | 6999 | Rate Constraint in lbs/MWh | FALSE | L | Annual | Allowances Purchased CO2 | Thousand Tons | 0 | 0 | 0 | 0 | 0 | 0 | 0 | 0
#CAN -National CO2 Rate Limit- 2030- v6.17 | 33 | 6999 | Rate Constraint in lbs/MWh | FALSE | L | Annual | Allowances Sold CO2 | Thousand Tons | 0 | 0 | 0 | 0 | 0 | 0 | 0 | 0
#CAN -National CO2 Rate Limit- 2030- v6.17 | 33 | 6999 | Rate Constraint in lbs/MWh | FALSE | L | Annual | Allowances Banked | Thousand Tons | 0 | 0 | 0 | 0 | 0 | 0 | 0 | 0
#CAN -National CO2 Rate Limit- 2030- v6.17 | 33 | 6999 | Rate Constraint in lbs/MWh | FALSE | L | Annual | Allowances Withdrawn (1:1) | Thousand Tons | 0 | 0 | 0 | 0 | 0 | 0 | 0 | 0
#CAN -National CO2 Rate Limit- 2030- v6.17 | 33 | 6999 | Rate Constraint in lbs/MWh | FALSE | L | Annual | Allowances Withdrawn (n:1) | Thousand Tons | 0 | 0 | 0 | 0 | 0 | 0 | 0 | 0
#CAN -National CO2 Rate Limit- 2030- v6.17 | 33 | 6999 | Rate Constraint in lbs/MWh | FALSE | L | Annual | Net Emissions Allowance Position | Thousand Tons | 0 | 0 | 0 | 0 | 0 | 0 | 0 | 0
#CAN -National CO2 Rate Limit- 2030- v6.17 | 33 | 6999 | Rate Constraint in lbs/MWh | FALSE | L | Annual | Fuel Consumed | TBtu | 0 | 0 | 0 | 0 | 0 | 0 | 0 | 0
#CAN -National CO2 Rate Limit- 2030- v6.17 | 33 | 6999 | Rate Constraint in lbs/MWh | FALSE | L | Annual | Rate | lb/MMBtu | 0 | 0 | 0 | 0 | 0 | 0 | 0 | 0
#CAN -National CO2 Rate Limit- 2030- v6.17 | 33 | 6999 | Rate Constraint in lbs/MWh | FALSE | L | Annual | Generation | TWh | 0 | 0 | 0 | 0 | 0 | 0 | 0 | 0
#CAN -National CO2 Rate Limit- 2030- v6.17 | 33 | 6999 | Rate Constraint in lbs/MWh | FALSE | L | Annual | Qualifying Generation | TWh | 0 | 0 | 0 | 0 | 0 | 0 | 0 | 0
#CAN -National CO2 Rate Limit- 2030- v6.17 | 33 | 6999 | Rate Constraint in lbs/MWh | FALSE | L | Annual | Constraint Shadow Price | US2016$/Ton | 0 | 0 | 0 | 533.0588 | 2396.1904 | 718.6347 | 386.3088 | 247.1597
#CAN -National CO2 Rate Limit- 2035- v6.17 | 34 | 7000 | Rate Constraint in lbs/MWh | FALSE | L | Annual | Seasons Included | Seasons |  |  |  |  | Winter, WintShld, Summer | Winter, WintShld, Summer | Winter, WintShld, Summer | Winter, WintShld, Summer
#CAN -National CO2 Rate Limit- 2035- v6.17 | 34 | 7000 | Rate Constraint in lbs/MWh | FALSE | L | Annual | Standard CO2 | lb/MWh | 0 | 0 | 0 | 0 | 925.94 | 925.94 | 925.94 | 925.94
#CAN -National CO2 Rate Limit- 2035- v6.17 | 34 | 7000 | Rate Constraint in lbs/MWh | FALSE | L | Annual | Emissions at Affected Plants CO2 | Thousand Tons | 0 | 0 | 0 | 0 | 0 | 0 | 0 | 0
#CAN -National CO2 Rate Limit- 2035- v6.17 | 34 | 7000 | Rate Constraint in lbs/MWh | FALSE | L | Annual | Allowances Purchased CO2 | Thousand Tons | 0 | 0 | 0 | 0 | 0 | 0 | 0 | 0
#CAN -National CO2 Rate Limit- 2035- v6.17 | 34 | 7000 | Rate Constraint in lbs/MWh | FALSE | L | Annual | Allowances Sold CO2 | Thousand Tons | 0 | 0 | 0 | 0 | 0 | 0 | 0 | 0
#CAN -National CO2 Rate Limit- 2035- v6.17 | 34 | 7000 | Rate Constraint in lbs/MWh | FALSE | L | Annual | Allowances Banked | Thousand Tons | 0 | 0 | 0 | 0 | 0 | 0 | 0 | 0
#CAN -National CO2 Rate Limit- 2035- v6.17 | 34 | 7000 | Rate Constraint in lbs/MWh | FALSE | L | Annual | Allowances Withdrawn (1:1) | Thousand Tons | 0 | 0 | 0 | 0 | 0 | 0 | 0 | 0
#CAN -National CO2 Rate Limit- 2035- v6.17 | 34 | 7000 | Rate Constraint in lbs/MWh | FALSE | L | Annual | Allowances Withdrawn (n:1) | Thousand Tons | 0 | 0 | 0 | 0 | 0 | 0 | 0 | 0
#CAN -National CO2 Rate Limit- 2035- v6.17 | 34 | 7000 | Rate Constraint in lbs/MWh | FALSE | L | Annual | Net Emissions Allowance Position | Thousand Tons | 0 | 0 | 0 | 0 | 0 | 0 | 0 | 0
#CAN -National CO2 Rate Limit- 2035- v6.17 | 34 | 7000 | Rate Constraint in lbs/MWh | FALSE | L | Annual | Fuel Consumed | TBtu | 0 | 0 | 0 | 0 | 0 | 0 | 0 | 0
#CAN -National CO2 Rate Limit- 2035- v6.17 | 34 | 7000 | Rate Constraint in lbs/MWh | FALSE | L | Annual | Rate | lb/MMBtu | 0 | 0 | 0 | 0 | 0 | 0 | 0 | 0
#CAN -National CO2 Rate Limit- 2035- v6.17 | 34 | 7000 | Rate Constraint in lbs/MWh | FALSE | L | Annual | Generation | TWh | 0 | 0 | 0 | 0 | 0 | 0 | 0 | 0
#CAN -National CO2 Rate Limit- 2035- v6.17 | 34 | 7000 | Rate Constraint in lbs/MWh | FALSE | L | Annual | Qualifying Generation | TWh | 0 | 0 | 0 | 0 | 0 | 0 | 0 | 0
#CAN -National CO2 Rate Limit- 2035- v6.17 | 34 | 7000 | Rate Constraint in lbs/MWh | FALSE | L | Annual | Constraint Shadow Price | US2016$/Ton | 0 | 0 | 0 | 0 | 2396.1904 | 718.6347 | 386.3088 | 247.1597
#CAN -National CO2 Rate Limit- 2040- v6.17 | 35 | 7001 | Rate Constraint in lbs/MWh | FALSE | L | Annual | Seasons Included | Seasons | [5 empty] | Winter, WintShld, Summer | Winter, WintShld, Summer | Winter, WintShld, Summer
#CAN -National CO2 Rate Limit- 2040- v6.17 | 35 | 7001 | Rate Constraint in lbs/MWh | FALSE | L | Annual | Standard CO2 | lb/MWh | 0 | 0 | 0 | 0 | 0 | 925.94 | 925.94 | 925.94
#CAN -National CO2 Rate Limit- 2040- v6.17 | 35 | 7001 | Rate Constraint in lbs/MWh | FALSE | L | Annual | Emissions at Affected Plants CO2 | Thousand Tons | 0 | 0 | 0 | 0 | 0 | 0 | 0 | 0
#CAN -National CO2 Rate Limit- 2040- v6.17 | 35 | 7001 | Rate Constraint in lbs/MWh | FALSE | L | Annual | Allowances Purchased CO2 | Thousand Tons | 0 | 0 | 0 | 0 | 0 | 0 | 0 | 0
#CAN -National CO2 Rate Limit- 2040- v6.17 | 35 | 7001 | Rate Constraint in lbs/MWh | FALSE | L | Annual | Allowances Sold CO2 | Thousand Tons | 0 | 0 | 0 | 0 | 0 | 0 | 0 | 0
#CAN -National CO2 Rate Limit- 2040- v6.17 | 35 | 7001 | Rate Constraint in lbs/MWh | FALSE | L | Annual | Allowances Banked | Thousand Tons | 0 | 0 | 0 | 0 | 0 | 0 | 0 | 0
#CAN -National CO2 Rate Limit- 2040- v6.17 | 35 | 7001 | Rate Constraint in lbs/MWh | FALSE | L | Annual | Allowances Withdrawn (1:1) | Thousand Tons | 0 | 0 | 0 | 0 | 0 | 0 | 0 | 0
#CAN -National CO2 Rate Limit- 2040- v6.17 | 35 | 7001 | Rate Constraint in lbs/MWh | FALSE | L | Annual | Allowances Withdrawn (n:1) | Thousand Tons | 0 | 0 | 0 | 0 | 0 | 0 | 0 | 0
#CAN -National CO2 Rate Limit- 2040- v6.17 | 35 | 7001 | Rate Constraint in lbs/MWh | FALSE | L | Annual | Net Emissions Allowance Position | Thousand Tons | 0 | 0 | 0 | 0 | 0 | 0 | 0 | 0
#CAN -National CO2 Rate Limit- 2040- v6.17 | 35 | 7001 | Rate Constraint in lbs/MWh | FALSE | L | Annual | Fuel Consumed | TBtu | 0 | 0 | 0 | 0 | 0 | 0 | 0 | 0
#CAN -National CO2 Rate Limit- 2040- v6.17 | 35 | 7001 | Rate Constraint in lbs/MWh | FALSE | L | Annual | Rate | lb/MMBtu | 0 | 0 | 0 | 0 | 0 | 0 | 0 | 0
#CAN -National CO2 Rate Limit- 2040- v6.17 | 35 | 7001 | Rate Constraint in lbs/MWh | FALSE | L | Annual | Generation | TWh | 0 | 0 | 0 | 0 | 0 | 0 | 0 | 0
#CAN -National CO2 Rate Limit- 2040- v6.17 | 35 | 7001 | Rate Constraint in lbs/MWh | FALSE | L | Annual | Qualifying Generation | TWh | 0 | 0 | 0 | 0 | 0 | 0 | 0 | 0
#CAN -National CO2 Rate Limit- 2040- v6.17 | 35 | 7001 | Rate Constraint in lbs/MWh | FALSE | L | Annual | Constraint Shadow Price | US2016$/Ton | 0 | 0 | 0 | 0 | 0 | 203.05 | 333.9407 | 253.5228
#CAN -National CO2 Rate Limit- 2045- v6.17 | 36 | 7002 | Rate Constraint in lbs/MWh | FALSE | L | Annual | Seasons Included | Seasons | [6 empty] | Winter, WintShld, Summer | Winter, WintShld, Summer
#CAN -National CO2 Rate Limit- 2045- v6.17 | 36 | 7002 | Rate Constraint in lbs/MWh | FALSE | L | Annual | Standard CO2 | lb/MWh | 0 | 0 | 0 | 0 | 0 | 0 | 925.94 | 925.94
#CAN -National CO2 Rate Limit- 2045- v6.17 | 36 | 7002 | Rate Constraint in lbs/MWh | FALSE | L | Annual | Emissions at Affected Plants CO2 | Thousand Tons | 0 | 0 | 0 | 0 | 0 | 0 | 0 | 0
#CAN -National CO2 Rate Limit- 2045- v6.17 | 36 | 7002 | Rate Constraint in lbs/MWh | FALSE | L | Annual | Allowances Purchased CO2 | Thousand Tons | 0 | 0 | 0 | 0 | 0 | 0 | 0 | 0
#CAN -National CO2 Rate Limit- 2045- v6.17 | 36 | 7002 | Rate Constraint in lbs/MWh | FALSE | L | Annual | Allowances Sold CO2 | Thousand Tons | 0 | 0 | 0 | 0 | 0 | 0 | 0 | 0
#CAN -National CO2 Rate Limit- 2045- v6.17 | 36 | 7002 | Rate Constraint in lbs/MWh | FALSE | L | Annual | Allowances Banked | Thousand Tons | 0 | 0 | 0 | 0 | 0 | 0 | 0 | 0
#CAN -National CO2 Rate Limit- 2045- v6.17 | 36 | 7002 | Rate Constraint in lbs/MWh | FALSE | L | Annual | Allowances Withdrawn (1:1) | Thousand Tons | 0 | 0 | 0 | 0 | 0 | 0 | 0 | 0
#CAN -National CO2 Rate Limit- 2045- v6.17 | 36 | 7002 | Rate Constraint in lbs/MWh | FALSE | L | Annual | Allowances Withdrawn (n:1) | Thousand Tons | 0 | 0 | 0 | 0 | 0 | 0 | 0 | 0
#CAN -National CO2 Rate Limit- 2045- v6.17 | 36 | 7002 | Rate Constraint in lbs/MWh | FALSE | L | Annual | Net Emissions Allowance Position | Thousand Tons | 0 | 0 | 0 | 0 | 0 | 0 | 0 | 0
#CAN -National CO2 Rate Limit- 2045- v6.17 | 36 | 7002 | Rate Constraint in lbs/MWh | FALSE | L | Annual | Fuel Consumed | TBtu | 0 | 0 | 0 | 0 | 0 | 0 | 0 | 0
#CAN -National CO2 Rate Limit- 2045- v6.17 | 36 | 7002 | Rate Constraint in lbs/MWh | FALSE | L | Annual | Rate | lb/MMBtu | 0 | 0 | 0 | 0 | 0 | 0 | 0 | 0
#CAN -National CO2 Rate Limit- 2045- v6.17 | 36 | 7002 | Rate Constraint in lbs/MWh | FALSE | L | Annual | Generation | TWh | 0 | 0 | 0 | 0 | 0 | 0 | 0 | 0
#CAN -National CO2 Rate Limit- 2045- v6.17 | 36 | 7002 | Rate Constraint in lbs/MWh | FALSE | L | Annual | Qualifying Generation | TWh | 0 | 0 | 0 | 0 | 0 | 0 | 0 | 0
#CAN -National CO2 Rate Limit- 2045- v6.17 | 36 | 7002 | Rate Constraint in lbs/MWh | FALSE | L | Annual | Constraint Shadow Price | US2016$/Ton | 0 | 0 | 0 | 0 | 0 | 0 | 0 | 253.5228
#CAN -National CO2 Rate Limit- New Units- v5.12 | 37 | 5899 | Rate Constraint in lbs/MWh | FALSE | L | Annual | Seasons Included | Seasons | Winter, WintShld, Summer | Winter, WintShld, Summer | Winter, WintShld, Summer | Winter, WintShld, Summer | Winter, WintShld, Summer | Winter, WintShld, Summer | Winter, WintShld, Summer | Winter, WintShld, Summer
#CAN -National CO2 Rate Limit- New Units- v5.12 | 37 | 5899 | Rate Constraint in lbs/MWh | FALSE | L | Annual | Standard CO2 | lb/MWh | 925.94 | 925.94 | 925.94 | 925.94 | 925.94 | 925.94 | 925.94 | 925.94
#CAN -National CO2 Rate Limit- New Units- v5.12 | 37 | 5899 | Rate Constraint in lbs/MWh | FALSE | L | Annual | Emissions at Affected Plants CO2 | Thousand Tons | 0 | 0 | 0 | 0 | 0 | 0 | 0 | 0
#CAN -National CO2 Rate Limit- New Units- v5.12 | 37 | 5899 | Rate Constraint in lbs/MWh | FALSE | L | Annual | Allowances Purchased CO2 | Thousand Tons | 0 | 0 | 0 | 0 | 0 | 0 | 0 | 0
#CAN -National CO2 Rate Limit- New Units- v5.12 | 37 | 5899 | Rate Constraint in lbs/MWh | FALSE | L | Annual | Allowances Sold CO2 | Thousand Tons | 0 | 0 | 0 | 0 | 0 | 0 | 0 | 0
#CAN -National CO2 Rate Limit- New Units- v5.12 | 37 | 5899 | Rate Constraint in lbs/MWh | FALSE | L | Annual | Allowances Banked | Thousand Tons | 0 | 0 | 0 | 0 | 0 | 0 | 0 | 0
#CAN -National CO2 Rate Limit- New Units- v5.12 | 37 | 5899 | Rate Constraint in lbs/MWh | FALSE | L | Annual | Allowances Withdrawn (1:1) | Thousand Tons | 0 | 0 | 0 | 0 | 0 | 0 | 0 | 0
#CAN -National CO2 Rate Limit- New Units- v5.12 | 37 | 5899 | Rate Constraint in lbs/MWh | FALSE | L | Annual | Allowances Withdrawn (n:1) | Thousand Tons | 0 | 0 | 0 | 0 | 0 | 0 | 0 | 0
#CAN -National CO2 Rate Limit- New Units- v5.12 | 37 | 5899 | Rate Constraint in lbs/MWh | FALSE | L | Annual | Net Emissions Allowance Position | Thousand Tons | 0 | 0 | 0 | 0 | 0 | 0 | 0 | 0
#CAN -National CO2 Rate Limit- New Units- v5.12 | 37 | 5899 | Rate Constraint in lbs/MWh | FALSE | L | Annual | Fuel Consumed | TBtu | 0 | 0 | 0 | 0 | 0 | 0 | 0 | 0
#CAN -National CO2 Rate Limit- New Units- v5.12 | 37 | 5899 | Rate Constraint in lbs/MWh | FALSE | L | Annual | Rate | lb/MMBtu | 0 | 0 | 0 | 0 | 0 | 0 | 0 | 0
#CAN -National CO2 Rate Limit- New Units- v5.12 | 37 | 5899 | Rate Constraint in lbs/MWh | FALSE | L | Annual | Generation | TWh | 0 | 0 | 0 | 0 | 0 | 0 | 0 | 0
#CAN -National CO2 Rate Limit- New Units- v5.12 | 37 | 5899 | Rate Constraint in lbs/MWh | FALSE | L | Annual | Qualifying Generation | TWh | 0 | 0 | 0 | 0 | 0 | 0 | 0 | 0
#CAN -National CO2 Rate Limit- New Units- v5.12 | 37 | 5899 | Rate Constraint in lbs/MWh | FALSE | L | Annual | Constraint Shadow Price | US2016$/Ton | 0 | 0 | 405.3617 | 448.2053 | 497.9085 | 553.4945 | 407.1055 | 259.7941
#CAN -National NOx Rate Limit v4.12 | 38 | 2313 | Rate Constraint in lbs/MWh | FALSE | L | Annual | Seasons Included | Seasons | Winter, WintShld, Summer | Winter, WintShld, Summer | Winter, WintShld, Summer | Winter, WintShld, Summer | Winter, WintShld, Summer | Winter, WintShld, Summer | Winter, WintShld, Summer | Winter, WintShld, Summer
#CAN -National NOx Rate Limit v4.12 | 38 | 2313 | Rate Constraint in lbs/MWh | FALSE | L | Annual | Standard NOX | lb/MWh | 1.5212 | 1.5212 | 1.5212 | 1.5212 | 1.5212 | 1.5212 | 1.5212 | 1.5212
#CAN -National NOx Rate Limit v4.12 | 38 | 2313 | Rate Constraint in lbs/MWh | FALSE | L | Annual | Emissions at Affected Plants NOX | Thousand Tons | 6.9068 | 8.0776 | 8.7363 | 5.9106 | 6.6218 | 6.6408 | 6.4505 | 6.1423
#CAN -National NOx Rate Limit v4.12 | 38 | 2313 | Rate Constraint in lbs/MWh | FALSE | L | Annual | Allowances Purchased NOX | Thousand Tons | 0 | 0 | 0 | 0 | 0 | 0 | 0 | 0
#CAN -National NOx Rate Limit v4.12 | 38 | 2313 | Rate Constraint in lbs/MWh | FALSE | L | Annual | Allowances Sold NOX | Thousand Tons | 0 | 0 | 0 | 0 | 0 | 0 | 0 | 0
#CAN -National NOx Rate Limit v4.12 | 38 | 2313 | Rate Constraint in lbs/MWh | FALSE | L | Annual | Allowances Banked | Thousand Tons | 0 | 0 | 0 | 0 | 0 | 0 | 0 | 0
#CAN -National NOx Rate Limit v4.12 | 38 | 2313 | Rate Constraint in lbs/MWh | FALSE | L | Annual | Allowances Withdrawn (1:1) | Thousand Tons | 0 | 0 | 0 | 0 | 0 | 0 | 0 | 0
#CAN -National NOx Rate Limit v4.12 | 38 | 2313 | Rate Constraint in lbs/MWh | FALSE | L | Annual | Allowances Withdrawn (n:1) | Thousand Tons | 0 | 0 | 0 | 0 | 0 | 0 | 0 | 0
#CAN -National NOx Rate Limit v4.12 | 38 | 2313 | Rate Constraint in lbs/MWh | FALSE | L | Annual | Net Emissions Allowance Position | Thousand Tons | 6.9068 | 8.0776 | 8.7363 | 5.9106 | 6.6218 | 6.6408 | 6.4505 | 6.1423
#CAN -National NOx Rate Limit v4.12 | 38 | 2313 | Rate Constraint in lbs/MWh | FALSE | L | Annual | Fuel Consumed | TBtu | 316.4329 | 393.6295 | 425.8652 | 475.8624 | 526.5987 | 562.1131 | 580.1185 | 627.53
#CAN -National NOx Rate Limit v4.12 | 38 | 2313 | Rate Constraint in lbs/MWh | FALSE | L | Annual | Rate | lb/MMBtu | 0.043654 | 0.041042 | 0.041028 | 0.024842 | 0.025149 | 0.023628 | 0.022238 | 0.019576
#CAN -National NOx Rate Limit v4.12 | 38 | 2313 | Rate Constraint in lbs/MWh | FALSE | L | Annual | Generation | TWh | 47.2986 | 58.907 | 63.5633 | 68.8892 | 76.3513 | 82.404 | 85.6431 | 94.1311
#CAN -National NOx Rate Limit v4.12 | 38 | 2313 | Rate Constraint in lbs/MWh | FALSE | L | Annual | Qualifying Generation | TWh | 47.2986 | 58.907 | 63.5633 | 68.8892 | 76.3513 | 82.404 | 85.6431 | 94.1311
#CAN -National NOx Rate Limit v4.12 | 38 | 2313 | Rate Constraint in lbs/MWh | FALSE | L | Annual | Constraint Shadow Price | US2016$/Ton | 0 | 0 | 0 | 0 | 0 | 0 | 0 | 0
#CAN -National SO2 Rate Limit v4.12 | 39 | 2314 | Rate Constraint in lbs/MWh | FALSE | L | Annual | Seasons Included | Seasons | Winter, WintShld, Summer | Winter, WintShld, Summer | Winter, WintShld, Summer | Winter, WintShld, Summer | Winter, WintShld, Summer | Winter, WintShld, Summer | Winter, WintShld, Summer | Winter, WintShld, Summer
#CAN -National SO2 Rate Limit v4.12 | 39 | 2314 | Rate Constraint in lbs/MWh | FALSE | L | Annual | Standard SO2 | lb/MWh | 9.3476 | 9.3476 | 9.3476 | 9.3476 | 9.3476 | 9.3476 | 9.3476 | 9.3476
#CAN -National SO2 Rate Limit v4.12 | 39 | 2314 | Rate Constraint in lbs/MWh | FALSE | L | Annual | Emissions at Affected Plants SO2 | Thousand Tons | 1.6448 | 1.6506 | 1.6514 | 0 | 0 | 0 | 0 | 0
#CAN -National SO2 Rate Limit v4.12 | 39 | 2314 | Rate Constraint in lbs/MWh | FALSE | L | Annual | Allowances Purchased SO2 | Thousand Tons | 0 | 0 | 0 | 0 | 0 | 0 | 0 | 0
#CAN -National SO2 Rate Limit v4.12 | 39 | 2314 | Rate Constraint in lbs/MWh | FALSE | L | Annual | Allowances Sold SO2 | Thousand Tons | 0 | 0 | 0 | 0 | 0 | 0 | 0 | 0
#CAN -National SO2 Rate Limit v4.12 | 39 | 2314 | Rate Constraint in lbs/MWh | FALSE | L | Annual | Allowances Banked | Thousand Tons | 0 | 0 | 0 | 0 | 0 | 0 | 0 | 0
#CAN -National SO2 Rate Limit v4.12 | 39 | 2314 | Rate Constraint in lbs/MWh | FALSE | L | Annual | Allowances Withdrawn (1:1) | Thousand Tons | 0 | 0 | 0 | 0 | 0 | 0 | 0 | 0
#CAN -National SO2 Rate Limit v4.12 | 39 | 2314 | Rate Constraint in lbs/MWh | FALSE | L | Annual | Allowances Withdrawn (n:1) | Thousand Tons | 0 | 0 | 0 | 0 | 0 | 0 | 0 | 0
#CAN -National SO2 Rate Limit v4.12 | 39 | 2314 | Rate Constraint in lbs/MWh | FALSE | L | Annual | Net Emissions Allowance Position | Thousand Tons | 1.6448 | 1.6506 | 1.6514 | 0 | 0 | 0 | 0 | 0
#CAN -National SO2 Rate Limit v4.12 | 39 | 2314 | Rate Constraint in lbs/MWh | FALSE | L | Annual | Fuel Consumed | TBtu | 316.4329 | 393.6295 | 425.8652 | 475.8624 | 526.5987 | 562.1131 | 580.1185 | 627.53
#CAN -National SO2 Rate Limit v4.12 | 39 | 2314 | Rate Constraint in lbs/MWh | FALSE | L | Annual | Rate | lb/MMBtu | 0.010396 | 0.0083864 | 0.0077554 | 0 | 0 | 0 | 0 | 0
#CAN -National SO2 Rate Limit v4.12 | 39 | 2314 | Rate Constraint in lbs/MWh | FALSE | L | Annual | Generation | TWh | 47.2986 | 58.907 | 63.5633 | 68.8892 | 76.3513 | 82.404 | 85.6431 | 94.1311
#CAN -National SO2 Rate Limit v4.12 | 39 | 2314 | Rate Constraint in lbs/MWh | FALSE | L | Annual | Qualifying Generation | TWh | 47.2986 | 58.907 | 63.5633 | 68.8892 | 76.3513 | 82.404 | 85.6431 | 94.1311
#CAN -National SO2 Rate Limit v4.12 | 39 | 2314 | Rate Constraint in lbs/MWh | FALSE | L | Annual | Constraint Shadow Price | US2016$/Ton | 0 | 0 | 0 | 0 | 0 | 0 | 0 | 0
#CAN RPS v6.17- CNAB | 40 | 7051 | Generation Constraint in GWh | FALSE | G | Annual | Seasons Included | Seasons | Winter, WintShld, Summer | Winter, WintShld, Summer | Winter, WintShld, Summer | Winter, WintShld, Summer | Winter, WintShld, Summer | Winter, WintShld, Summer | Winter, WintShld, Summer | Winter, WintShld, Summer
#CAN RPS v6.17- CNAB | 40 | 7051 | Generation Constraint in GWh | FALSE | G | Annual | Standard GWh | GWh | 0 | 0 | 0 | 31985.2496 | 32522.667 | 33043.2023 | 33572.0689 | 34109.4001
#CAN RPS v6.17- CNAB | 40 | 7051 | Generation Constraint in GWh | FALSE | G | Annual | Emissions at Affected Plants | GWh | 31623.9902 | 31623.8644 | 31623.9453 | 31985.2496 | 32522.667 | 33043.2023 | 33572.0689 | 34109.4001
#CAN RPS v6.17- CNAB | 40 | 7051 | Generation Constraint in GWh | FALSE | G | Annual | Allowances Purchased | GWh | 0 | 0 | 0 | 0 | 0 | 0 | 0 | 0
#CAN RPS v6.17- CNAB | 40 | 7051 | Generation Constraint in GWh | FALSE | G | Annual | Allowances Sold | GWh | 0 | 0 | 0 | 0 | 0 | 0 | 0 | 0
#CAN RPS v6.17- CNAB | 40 | 7051 | Generation Constraint in GWh | FALSE | G | Annual | Allowances Banked | GWh | 0 | 0 | 0 | 0 | 0 | 0 | 0 | 0
#CAN RPS v6.17- CNAB | 40 | 7051 | Generation Constraint in GWh | FALSE | G | Annual | Allowances Withdrawn (1:1) | GWh | 0 | 0 | 0 | 0 | 0 | 0 | 0 | 0
#CAN RPS v6.17- CNAB | 40 | 7051 | Generation Constraint in GWh | FALSE | G | Annual | Allowances Withdrawn (n:1) | GWh | 0 | 0 | 0 | 0 | 0 | 0 | 0 | 0
#CAN RPS v6.17- CNAB | 40 | 7051 | Generation Constraint in GWh | FALSE | G | Annual | Net Emissions Allowance Position | GWh | 31623.9902 | 31623.8644 | 31623.9453 | 31985.2496 | 32522.667 | 33043.2023 | 33572.0689 | 34109.4001
#CAN RPS v6.17- CNAB | 40 | 7051 | Generation Constraint in GWh | FALSE | G | Annual | Fuel Consumed | TBtu | 62.2454 | 62.2454 | 62.2454 | 62.2454 | 62.2454 | 62.2454 | 62.2454 | 62.2454
#CAN RPS v6.17- CNAB | 40 | 7051 | Generation Constraint in GWh | FALSE | G | Annual | Heat Rate | MMBtu/MWh | 1.9683 | 1.9683 | 1.9683 | 1.9461 | 1.9139 | 1.8838 | 1.8541 | 1.8249
#CAN RPS v6.17- CNAB | 40 | 7051 | Generation Constraint in GWh | FALSE | G | Annual | Generation | TWh | 31.624 | 31.6239 | 31.6239 | 31.9852 | 32.5227 | 33.0432 | 33.5721 | 34.1094
#CAN RPS v6.17- CNAB | 40 | 7051 | Generation Constraint in GWh | FALSE | G | Annual | Qualifying Generation | TWh | 31.624 | 31.6239 | 31.6239 | 31.9852 | 32.5227 | 33.0432 | 33.5721 | 34.1094
#CAN RPS v6.17- CNAB | 40 | 7051 | Generation Constraint in GWh | FALSE | G | Annual | Rate | lb/MWh | 0 | 0 | 0 | 0 | 0 | 0 | 0 | 0
#CAN RPS v6.17- CNAB | 40 | 7051 | Generation Constraint in GWh | FALSE | G | Annual | Constraint Shadow Price | US2016$/MWh | 0 | 0 | 0 | 2.3538 | 15.677 | 12.7173 | 8.8259 | 6.6569
#CAN RPS v6.17- CNBC | 41 | 7050 | Generation Constraint in GWh | FALSE | G | Annual | Seasons Included | Seasons | Winter, WintShld, Summer | Winter, WintShld, Summer | Winter, WintShld, Summer | Winter, WintShld, Summer | Winter, WintShld, Summer | Winter, WintShld, Summer | Winter, WintShld, Summer | Winter, WintShld, Summer
#CAN RPS v6.17- CNBC | 41 | 7050 | Generation Constraint in GWh | FALSE | G | Annual | Standard GWh | GWh | 60104.04 | 62112.84 | 64227.66 | 66536.7434 | 67811.3341 | 68545.0009 | 69286.6055 | 70036.2336
#CAN RPS v6.17- CNBC | 41 | 7050 | Generation Constraint in GWh | FALSE | G | Annual | Emissions at Affected Plants | GWh | 65636.3021 | 65575.2485 | 65982.4728 | 67486.977 | 67834.873 | 68545.0009 | 69286.6055 | 70036.2336
#CAN RPS v6.17- CNBC | 41 | 7050 | Generation Constraint in GWh | FALSE | G | Annual | Allowances Purchased | GWh | 0 | 0 | 0 | 0 | 0 | 0 | 0 | 0
#CAN RPS v6.17- CNBC | 41 | 7050 | Generation Constraint in GWh | FALSE | G | Annual | Allowances Sold | GWh | 0 | 0 | 0 | 0 | 0 | 0 | 0 | 0
#CAN RPS v6.17- CNBC | 41 | 7050 | Generation Constraint in GWh | FALSE | G | Annual | Allowances Banked | GWh | 0 | 0 | 0 | 0 | 0 | 0 | 0 | 0
#CAN RPS v6.17- CNBC | 41 | 7050 | Generation Constraint in GWh | FALSE | G | Annual | Allowances Withdrawn (1:1) | GWh | 0 | 0 | 0 | 0 | 0 | 0 | 0 | 0
#CAN RPS v6.17- CNBC | 41 | 7050 | Generation Constraint in GWh | FALSE | G | Annual | Allowances Withdrawn (n:1) | GWh | 0 | 0 | 0 | 0 | 0 | 0 | 0 | 0
#CAN RPS v6.17- CNBC | 41 | 7050 | Generation Constraint in GWh | FALSE | G | Annual | Net Emissions Allowance Position | GWh | 65636.3021 | 65575.2485 | 65982.4728 | 67486.977 | 67834.873 | 68545.0009 | 69286.6055 | 70036.2336
#CAN RPS v6.17- CNBC | 41 | 7050 | Generation Constraint in GWh | FALSE | G | Annual | Fuel Consumed | TBtu | 53.7374 | 53.7374 | 53.7374 | 53.7374 | 53.7374 | 53.7374 | 53.7374 | 53.7374
#CAN RPS v6.17- CNBC | 41 | 7050 | Generation Constraint in GWh | FALSE | G | Annual | Heat Rate | MMBtu/MWh | 0.81872 | 0.81948 | 0.81442 | 0.79626 | 0.79218 | 0.78397 | 0.77558 | 0.76728
#CAN RPS v6.17- CNBC | 41 | 7050 | Generation Constraint in GWh | FALSE | G | Annual | Generation | TWh | 65.6363 | 65.5752 | 65.9825 | 67.487 | 67.8349 | 68.545 | 69.2866 | 70.0362
#CAN RPS v6.17- CNBC | 41 | 7050 | Generation Constraint in GWh | FALSE | G | Annual | Qualifying Generation | TWh | 65.6363 | 65.5752 | 65.9825 | 67.487 | 67.8349 | 68.545 | 69.2866 | 70.0362
#CAN RPS v6.17- CNBC | 41 | 7050 | Generation Constraint in GWh | FALSE | G | Annual | Rate | lb/MWh | 0 | 0 | 0 | 0 | 0 | 0 | 0 | 0
#CAN RPS v6.17- CNBC | 41 | 7050 | Generation Constraint in GWh | FALSE | G | Annual | Constraint Shadow Price | US2016$/MWh | 0 | 0 | 0 | 0 | 0 | 9.2999 | 4.9605 | 1.5254
#CAN RPS v6.17- CNNB | 42 | 7053 | Generation Constraint in GWh | FALSE | G | Annual | Seasons Included | Seasons | Winter, WintShld, Summer | Winter, WintShld, Summer | Winter, WintShld, Summer | Winter, WintShld, Summer | Winter, WintShld, Summer | Winter, WintShld, Summer | Winter, WintShld, Summer | Winter, WintShld, Summer
#CAN RPS v6.17- CNNB | 42 | 7053 | Generation Constraint in GWh | FALSE | G | Annual | Standard GWh | GWh | 5650.2302 | 5637.5049 | 5602.5138 | 4934.3714 | 4811.6258 | 4492.4873 | 4492.4873 | 4492.4873
#CAN RPS v6.17- CNNB | 42 | 7053 | Generation Constraint in GWh | FALSE | G | Annual | Emissions at Affected Plants | GWh | 5650.2302 | 5637.5049 | 5602.5138 | 4934.3714 | 4811.6258 | 4492.4873 | 4492.4874 | 4492.4873
#CAN RPS v6.17- CNNB | 42 | 7053 | Generation Constraint in GWh | FALSE | G | Annual | Allowances Purchased | GWh | 0 | 0 | 0 | 0 | 0 | 0 | 0 | 0
#CAN RPS v6.17- CNNB | 42 | 7053 | Generation Constraint in GWh | FALSE | G | Annual | Allowances Sold | GWh | 0 | 0 | 0 | 0 | 0 | 0 | 0 | 0
#CAN RPS v6.17- CNNB | 42 | 7053 | Generation Constraint in GWh | FALSE | G | Annual | Allowances Banked | GWh | 0 | 0 | 0 | 0 | 0 | 0 | 0 | 0
#CAN RPS v6.17- CNNB | 42 | 7053 | Generation Constraint in GWh | FALSE | G | Annual | Allowances Withdrawn (1:1) | GWh | 0 | 0 | 0 | 0 | 0 | 0 | 0 | 0
#CAN RPS v6.17- CNNB | 42 | 7053 | Generation Constraint in GWh | FALSE | G | Annual | Allowances Withdrawn (n:1) | GWh | 0 | 0 | 0 | 0 | 0 | 0 | 0 | 0
#CAN RPS v6.17- CNNB | 42 | 7053 | Generation Constraint in GWh | FALSE | G | Annual | Net Emissions Allowance Position | GWh | 5650.2302 | 5637.5049 | 5602.5138 | 4934.3714 | 4811.6258 | 4492.4873 | 4492.4874 | 4492.4873
#CAN RPS v6.17- CNNB | 42 | 7053 | Generation Constraint in GWh | FALSE | G | Annual | Fuel Consumed | TBtu | 30.1034 | 29.8817 | 29.2731 | 17.6494 | 15.5137 | 9.962 | 9.962 | 9.962
#CAN RPS v6.17- CNNB | 42 | 7053 | Generation Constraint in GWh | FALSE | G | Annual | Heat Rate | MMBtu/MWh | 5.3278 | 5.2886 | 5.1809 | 3.1237 | 2.7457 | 1.7631 | 1.7631 | 1.7631
#CAN RPS v6.17- CNNB | 42 | 7053 | Generation Constraint in GWh | FALSE | G | Annual | Generation | TWh | 5.6502 | 5.6503 | 5.6502 | 5.6502 | 5.6503 | 5.6502 | 5.6502 | 5.6502
#CAN RPS v6.17- CNNB | 42 | 7053 | Generation Constraint in GWh | FALSE | G | Annual | Qualifying Generation | TWh | 5.6502 | 5.6375 | 5.6025 | 4.9344 | 4.8116 | 4.4925 | 4.4925 | 4.4925
#CAN RPS v6.17- CNNB | 42 | 7053 | Generation Constraint in GWh | FALSE | G | Annual | Rate | lb/MWh | 0 | 0 | 0 | 0 | 0 | 0 | 0 | 0
#CAN RPS v6.17- CNNB | 42 | 7053 | Generation Constraint in GWh | FALSE | G | Annual | Constraint Shadow Price | US2016$/MWh | 971.542 | 10.0007 | 10.0004 | 8.4 | 10.0005 | 10.0004 | 6.987 | 3.4483
#CAN RPS v6.17- CNNS | 43 | 7054 | Generation Constraint in GWh | FALSE | G | Annual | Seasons Included | Seasons | Winter, WintShld, Summer | Winter, WintShld, Summer | Winter, WintShld, Summer | Winter, WintShld, Summer | Winter, WintShld, Summer | Winter, WintShld, Summer | Winter, WintShld, Summer | Winter, WintShld, Summer
#CAN RPS v6.17- CNNS | 43 | 7054 | Generation Constraint in GWh | FALSE | G | Annual | Standard GWh | GWh | 4390.9689 | 4402.9464 | 4420.6518 | 4599.8491 | 4633.4415 | 4628.8081 | 4628.8081 | 4628.8081
#CAN RPS v6.17- CNNS | 43 | 7054 | Generation Constraint in GWh | FALSE | G | Annual | Emissions at Affected Plants | GWh | 4390.9689 | 4402.9464 | 4420.6518 | 4599.8491 | 4633.4415 | 4628.8081 | 4628.8081 | 4628.8081
#CAN RPS v6.17- CNNS | 43 | 7054 | Generation Constraint in GWh | FALSE | G | Annual | Allowances Purchased | GWh | 0 | 0 | 0 | 0 | 0 | 0 | 0 | 0
#CAN RPS v6.17- CNNS | 43 | 7054 | Generation Constraint in GWh | FALSE | G | Annual | Allowances Sold | GWh | 0 | 0 | 0 | 0 | 0 | 0 | 0 | 0
#CAN RPS v6.17- CNNS | 43 | 7054 | Generation Constraint in GWh | FALSE | G | Annual | Allowances Banked | GWh | 0 | 0 | 0 | 0 | 0 | 0 | 0 | 0
#CAN RPS v6.17- CNNS | 43 | 7054 | Generation Constraint in GWh | FALSE | G | Annual | Allowances Withdrawn (1:1) | GWh | 0 | 0 | 0 | 0 | 0 | 0 | 0 | 0
#CAN RPS v6.17- CNNS | 43 | 7054 | Generation Constraint in GWh | FALSE | G | Annual | Allowances Withdrawn (n:1) | GWh | 0 | 0 | 0 | 0 | 0 | 0 | 0 | 0
#CAN RPS v6.17- CNNS | 43 | 7054 | Generation Constraint in GWh | FALSE | G | Annual | Net Emissions Allowance Position | GWh | 4390.9689 | 4402.9464 | 4420.6518 | 4599.8491 | 4633.4415 | 4628.8081 | 4628.8081 | 4628.8081
#CAN RPS v6.17- CNNS | 43 | 7054 | Generation Constraint in GWh | FALSE | G | Annual | Fuel Consumed | TBtu | 3.1756 | 2.9357 | 3.2436 | 6.1516 | 6.736 | 6.6554 | 6.6554 | 6.3335
#CAN RPS v6.17- CNNS | 43 | 7054 | Generation Constraint in GWh | FALSE | G | Annual | Heat Rate | MMBtu/MWh | 0.7232 | 0.66676 | 0.73373 | 1.3374 | 1.4538 | 1.4378 | 1.4378 | 1.3683
#CAN RPS v6.17- CNNS | 43 | 7054 | Generation Constraint in GWh | FALSE | G | Annual | Generation | TWh | 4.391 | 4.4029 | 4.4207 | 4.5998 | 4.6334 | 4.6288 | 4.6288 | 4.6288
#CAN RPS v6.17- CNNS | 43 | 7054 | Generation Constraint in GWh | FALSE | G | Annual | Qualifying Generation | TWh | 4.391 | 4.4029 | 4.4207 | 4.5998 | 4.6334 | 4.6288 | 4.6288 | 4.6288
#CAN RPS v6.17- CNNS | 43 | 7054 | Generation Constraint in GWh | FALSE | G | Annual | Rate | lb/MWh | 0 | 0 | 0 | 0 | 0 | 0 | 0 | 0
#CAN RPS v6.17- CNNS | 43 | 7054 | Generation Constraint in GWh | FALSE | G | Annual | Constraint Shadow Price | US2016$/MWh | 33.121 | 24.5914 | 30.3688 | 46.9572 | 49.846 | 46.9913 | 45.6468 | 44.3582
#CAN RPS v6.17- CNPE | 44 | 7055 | Generation Constraint in GWh | FALSE | G | Annual | Seasons Included | Seasons | Winter, WintShld, Summer | Winter, WintShld, Summer | Winter, WintShld, Summer | Winter, WintShld, Summer | Winter, WintShld, Summer | Winter, WintShld, Summer | Winter, WintShld, Summer | Winter, WintShld, Summer
#CAN RPS v6.17- CNPE | 44 | 7055 | Generation Constraint in GWh | FALSE | G | Annual | Standard GWh | GWh | 652.8307 | 664.1316 | 676.3458 | 708.9166 | 735.8484 | 754.9614 | 774.5708 | 794.6895
#CAN RPS v6.17- CNPE | 44 | 7055 | Generation Constraint in GWh | FALSE | G | Annual | Emissions at Affected Plants | GWh | 652.8307 | 664.1316 | 676.3458 | 708.9166 | 735.8484 | 754.9614 | 774.5708 | 794.6895
#CAN RPS v6.17- CNPE | 44 | 7055 | Generation Constraint in GWh | FALSE | G | Annual | Allowances Purchased | GWh | 0 | 0 | 0 | 0 | 0 | 0 | 0 | 0
#CAN RPS v6.17- CNPE | 44 | 7055 | Generation Constraint in GWh | FALSE | G | Annual | Allowances Sold | GWh | 0 | 0 | 0 | 0 | 0 | 0 | 0 | 0
#CAN RPS v6.17- CNPE | 44 | 7055 | Generation Constraint in GWh | FALSE | G | Annual | Allowances Banked | GWh | 0 | 0 | 0 | 0 | 0 | 0 | 0 | 0
#CAN RPS v6.17- CNPE | 44 | 7055 | Generation Constraint in GWh | FALSE | G | Annual | Allowances Withdrawn (1:1) | GWh | 0 | 0 | 0 | 0 | 0 | 0 | 0 | 0
#CAN RPS v6.17- CNPE | 44 | 7055 | Generation Constraint in GWh | FALSE | G | Annual | Allowances Withdrawn (n:1) | GWh | 0 | 0 | 0 | 0 | 0 | 0 | 0 | 0
#CAN RPS v6.17- CNPE | 44 | 7055 | Generation Constraint in GWh | FALSE | G | Annual | Net Emissions Allowance Position | GWh | 652.8307 | 664.1316 | 676.3458 | 708.9166 | 735.8484 | 754.9614 | 774.5708 | 794.6895
#CAN RPS v6.17- CNPE | 44 | 7055 | Generation Constraint in GWh | FALSE | G | Annual | Fuel Consumed | TBtu | 0 | 0 | 0 | 0 | 0 | 0 | 0.091494 | 0.26563
#CAN RPS v6.17- CNPE | 44 | 7055 | Generation Constraint in GWh | FALSE | G | Annual | Heat Rate | MMBtu/MWh | 0 | 0 | 0 | 0 | 0 | 0 | 0.11758 | 0.33426
#CAN RPS v6.17- CNPE | 44 | 7055 | Generation Constraint in GWh | FALSE | G | Annual | Generation | TWh | 0.7817 | 0.78171 | 0.78171 | 0.77813 | 0.77848 | 0.7833 | 0.77813 | 0.79469
#CAN RPS v6.17- CNPE | 44 | 7055 | Generation Constraint in GWh | FALSE | G | Annual | Qualifying Generation | TWh | 0.65283 | 0.66413 | 0.67635 | 0.70892 | 0.73585 | 0.75496 | 0.77457 | 0.79469
#CAN RPS v6.17- CNPE | 44 | 7055 | Generation Constraint in GWh | FALSE | G | Annual | Rate | lb/MWh | 0 | 0 | 0 | 0 | 0 | 0 | 0 | 0
#CAN RPS v6.17- CNPE | 44 | 7055 | Generation Constraint in GWh | FALSE | G | Annual | Constraint Shadow Price | US2016$/MWh | 9.463 | 10.0007 | 10.0004 | 8.4 | 10.0005 | 10.0004 | 6.987 | 117.8648
#CAN RPS v6.17- CNSK | 45 | 7052 | Generation Constraint in GWh | FALSE | G | Annual | Seasons Included | Seasons | Winter, WintShld, Summer | Winter, WintShld, Summer | Winter, WintShld, Summer | Winter, WintShld, Summer | Winter, WintShld, Summer | Winter, WintShld, Summer | Winter, WintShld, Summer | Winter, WintShld, Summer
#CAN RPS v6.17- CNSK | 45 | 7052 | Generation Constraint in GWh | FALSE | G | Annual | Standard GWh | GWh | 0 | 0 | 0 | 14197.8897 | 14620.2526 | 15037.9741 | 15467.6305 | 15909.5628
#CAN RPS v6.17- CNSK | 45 | 7052 | Generation Constraint in GWh | FALSE | G | Annual | Emissions at Affected Plants | GWh | 5169.6774 | 5169.7174 | 5169.7266 | 14197.8897 | 14620.2526 | 15037.9741 | 15467.6305 | 15909.5628
#CAN RPS v6.17- CNSK | 45 | 7052 | Generation Constraint in GWh | FALSE | G | Annual | Allowances Purchased | GWh | 0 | 0 | 0 | 0 | 0 | 0 | 0 | 0
#CAN RPS v6.17- CNSK | 45 | 7052 | Generation Constraint in GWh | FALSE | G | Annual | Allowances Sold | GWh | 0 | 0 | 0 | 0 | 0 | 0 | 0 | 0
#CAN RPS v6.17- CNSK | 45 | 7052 | Generation Constraint in GWh | FALSE | G | Annual | Allowances Banked | GWh | 0 | 0 | 0 | 0 | 0 | 0 | 0 | 0
#CAN RPS v6.17- CNSK | 45 | 7052 | Generation Constraint in GWh | FALSE | G | Annual | Allowances Withdrawn (1:1) | GWh | 0 | 0 | 0 | 0 | 0 | 0 | 0 | 0
#CAN RPS v6.17- CNSK | 45 | 7052 | Generation Constraint in GWh | FALSE | G | Annual | Allowances Withdrawn (n:1) | GWh | 0 | 0 | 0 | 0 | 0 | 0 | 0 | 0
#CAN RPS v6.17- CNSK | 45 | 7052 | Generation Constraint in GWh | FALSE | G | Annual | Net Emissions Allowance Position | GWh | 5169.6774 | 5169.7174 | 5169.7266 | 14197.8897 | 14620.2526 | 15037.9741 | 15467.6305 | 15909.5628
#CAN RPS v6.17- CNSK | 45 | 7052 | Generation Constraint in GWh | FALSE | G | Annual | Fuel Consumed | TBtu | 8.9858 | 8.9858 | 8.9858 | 8.9858 | 8.9858 | 8.9858 | 8.9858 | 8.9858
#CAN RPS v6.17- CNSK | 45 | 7052 | Generation Constraint in GWh | FALSE | G | Annual | Heat Rate | MMBtu/MWh | 1.7382 | 1.7382 | 1.7382 | 0.6329 | 0.61462 | 0.59754 | 0.58094 | 0.56481
#CAN RPS v6.17- CNSK | 45 | 7052 | Generation Constraint in GWh | FALSE | G | Annual | Generation | TWh | 5.1697 | 5.1697 | 5.1697 | 14.1979 | 14.6203 | 15.038 | 15.4676 | 15.9096
#CAN RPS v6.17- CNSK | 45 | 7052 | Generation Constraint in GWh | FALSE | G | Annual | Qualifying Generation | TWh | 5.1697 | 5.1697 | 5.1697 | 14.1979 | 14.6203 | 15.038 | 15.4676 | 15.9096
#CAN RPS v6.17- CNSK | 45 | 7052 | Generation Constraint in GWh | FALSE | G | Annual | Rate | lb/MWh | 0 | 0 | 0 | 0 | 0 | 0 | 0 | 0
#CAN RPS v6.17- CNSK | 45 | 7052 | Generation Constraint in GWh | FALSE | G | Annual | Constraint Shadow Price | US2016$/MWh | 0 | 0 | 0 | 9.3182 | 18.8886 | 20.4538 | 17.4105 | 13.8308
#CAN Trenton 1-2 - SO2 Rate Annual v3.1, Unit 3603 and retrofits | 46 | 1751 | Rate Constraint in lbs/MMBtu | FALSE | L | Annual | Seasons Included | Seasons | Winter, WintShld, Summer | Winter, WintShld, Summer | Winter, WintShld, Summer | Winter, WintShld, Summer | Winter, WintShld, Summer | Winter, WintShld, Summer | Winter, WintShld, Summer | Winter, WintShld, Summer
#CAN Trenton 1-2 - SO2 Rate Annual v3.1, Unit 3603 and retrofits | 46 | 1751 | Rate Constraint in lbs/MMBtu | FALSE | L | Annual | Standard SO2 | lb/MMBtu | 3.2097 | 3.2097 | 3.2097 | 3.2097 | 3.2097 | 3.2097 | 3.2097 | 3.2097
#CAN Trenton 1-2 - SO2 Rate Annual v3.1, Unit 3603 and retrofits | 46 | 1751 | Rate Constraint in lbs/MMBtu | FALSE | L | Annual | Emissions at Affected Plants SO2 | Thousand Tons | 0 | 0 | 0 | 0 | 0 | 0 | 0 | 0
#CAN Trenton 1-2 - SO2 Rate Annual v3.1, Unit 3603 and retrofits | 46 | 1751 | Rate Constraint in lbs/MMBtu | FALSE | L | Annual | Allowances Purchased SO2 | Thousand Tons | 0 | 0 | 0 | 0 | 0 | 0 | 0 | 0
#CAN Trenton 1-2 - SO2 Rate Annual v3.1, Unit 3603 and retrofits | 46 | 1751 | Rate Constraint in lbs/MMBtu | FALSE | L | Annual | Allowances Sold SO2 | Thousand Tons | 0 | 0 | 0 | 0 | 0 | 0 | 0 | 0
#CAN Trenton 1-2 - SO2 Rate Annual v3.1, Unit 3603 and retrofits | 46 | 1751 | Rate Constraint in lbs/MMBtu | FALSE | L | Annual | Allowances Banked | Thousand Tons | 0 | 0 | 0 | 0 | 0 | 0 | 0 | 0
#CAN Trenton 1-2 - SO2 Rate Annual v3.1, Unit 3603 and retrofits | 46 | 1751 | Rate Constraint in lbs/MMBtu | FALSE | L | Annual | Allowances Withdrawn (1:1) | Thousand Tons | 0 | 0 | 0 | 0 | 0 | 0 | 0 | 0
#CAN Trenton 1-2 - SO2 Rate Annual v3.1, Unit 3603 and retrofits | 46 | 1751 | Rate Constraint in lbs/MMBtu | FALSE | L | Annual | Allowances Withdrawn (n:1) | Thousand Tons | 0 | 0 | 0 | 0 | 0 | 0 | 0 | 0
#CAN Trenton 1-2 - SO2 Rate Annual v3.1, Unit 3603 and retrofits | 46 | 1751 | Rate Constraint in lbs/MMBtu | FALSE | L | Annual | Net Emissions Allowance Position | Thousand Tons | 0 | 0 | 0 | 0 | 0 | 0 | 0 | 0
#CAN Trenton 1-2 - SO2 Rate Annual v3.1, Unit 3603 and retrofits | 46 | 1751 | Rate Constraint in lbs/MMBtu | FALSE | L | Annual | Fuel Consumed | TBtu | 0 | 0 | 0 | 0 | 0 | 0 | 0 | 0
#CAN Trenton 1-2 - SO2 Rate Annual v3.1, Unit 3603 and retrofits | 46 | 1751 | Rate Constraint in lbs/MMBtu | FALSE | L | Annual | Rate | lb/MMBtu | 0 | 0 | 0 | 0 | 0 | 0 | 0 | 0
#CAN Trenton 1-2 - SO2 Rate Annual v3.1, Unit 3603 and retrofits | 46 | 1751 | Rate Constraint in lbs/MMBtu | FALSE | L | Annual | Generation | TWh | 0 | 0 | 0 | 0 | 0 | 0 | 0 | 0
#CAN Trenton 1-2 - SO2 Rate Annual v3.1, Unit 3603 and retrofits | 46 | 1751 | Rate Constraint in lbs/MMBtu | FALSE | L | Annual | Qualifying Generation | TWh | 0 | 0 | 0 | 0 | 0 | 0 | 0 | 0
#CAN Trenton 1-2 - SO2 Rate Annual v3.1, Unit 3603 and retrofits | 46 | 1751 | Rate Constraint in lbs/MMBtu | FALSE | L | Annual | Rate | lb/MWh | 0 | 0 | 0 | 0 | 0 | 0 | 0 | 0
#CAN Trenton 1-2 - SO2 Rate Annual v3.1, Unit 3603 and retrofits | 46 | 1751 | Rate Constraint in lbs/MMBtu | FALSE | L | Annual | Constraint Shadow Price | US2016$/Ton | 0 | 0 | 0 | 0 | 0 | 0 | 0 | 0
#CAN Trenton 1-2 - SO2 Rate Annual v3.1, Unit 3604 and retrofits | 47 | 1751 | Rate Constraint in lbs/MMBtu | FALSE | L | Annual | Seasons Included | Seasons | Winter, WintShld, Summer | Winter, WintShld, Summer | Winter, WintShld, Summer | Winter, WintShld, Summer | Winter, WintShld, Summer | Winter, WintShld, Summer | Winter, WintShld, Summer | Winter, WintShld, Summer
#CAN Trenton 1-2 - SO2 Rate Annual v3.1, Unit 3604 and retrofits | 47 | 1751 | Rate Constraint in lbs/MMBtu | FALSE | L | Annual | Standard SO2 | lb/MMBtu | 3.2097 | 3.2097 | 3.2097 | 3.2097 | 3.2097 | 3.2097 | 3.2097 | 3.2097
#CAN Trenton 1-2 - SO2 Rate Annual v3.1, Unit 3604 and retrofits | 47 | 1751 | Rate Constraint in lbs/MMBtu | FALSE | L | Annual | Emissions at Affected Plants SO2 | Thousand Tons | 0 | 0 | 0 | 0 | 0 | 0 | 0 | 0
#CAN Trenton 1-2 - SO2 Rate Annual v3.1, Unit 3604 and retrofits | 47 | 1751 | Rate Constraint in lbs/MMBtu | FALSE | L | Annual | Allowances Purchased SO2 | Thousand Tons | 0 | 0 | 0 | 0 | 0 | 0 | 0 | 0
#CAN Trenton 1-2 - SO2 Rate Annual v3.1, Unit 3604 and retrofits | 47 | 1751 | Rate Constraint in lbs/MMBtu | FALSE | L | Annual | Allowances Sold SO2 | Thousand Tons | 0 | 0 | 0 | 0 | 0 | 0 | 0 | 0
#CAN Trenton 1-2 - SO2 Rate Annual v3.1, Unit 3604 and retrofits | 47 | 1751 | Rate Constraint in lbs/MMBtu | FALSE | L | Annual | Allowances Banked | Thousand Tons | 0 | 0 | 0 | 0 | 0 | 0 | 0 | 0
#CAN Trenton 1-2 - SO2 Rate Annual v3.1, Unit 3604 and retrofits | 47 | 1751 | Rate Constraint in lbs/MMBtu | FALSE | L | Annual | Allowances Withdrawn (1:1) | Thousand Tons | 0 | 0 | 0 | 0 | 0 | 0 | 0 | 0
#CAN Trenton 1-2 - SO2 Rate Annual v3.1, Unit 3604 and retrofits | 47 | 1751 | Rate Constraint in lbs/MMBtu | FALSE | L | Annual | Allowances Withdrawn (n:1) | Thousand Tons | 0 | 0 | 0 | 0 | 0 | 0 | 0 | 0
#CAN Trenton 1-2 - SO2 Rate Annual v3.1, Unit 3604 and retrofits | 47 | 1751 | Rate Constraint in lbs/MMBtu | FALSE | L | Annual | Net Emissions Allowance Position | Thousand Tons | 0 | 0 | 0 | 0 | 0 | 0 | 0 | 0
#CAN Trenton 1-2 - SO2 Rate Annual v3.1, Unit 3604 and retrofits | 47 | 1751 | Rate Constraint in lbs/MMBtu | FALSE | L | Annual | Fuel Consumed | TBtu | 0 | 0 | 0 | 0 | 0 | 0 | 0 | 0
#CAN Trenton 1-2 - SO2 Rate Annual v3.1, Unit 3604 and retrofits | 47 | 1751 | Rate Constraint in lbs/MMBtu | FALSE | L | Annual | Rate | lb/MMBtu | 0 | 0 | 0 | 0 | 0 | 0 | 0 | 0
#CAN Trenton 1-2 - SO2 Rate Annual v3.1, Unit 3604 and retrofits | 47 | 1751 | Rate Constraint in lbs/MMBtu | FALSE | L | Annual | Generation | TWh | 0 | 0 | 0 | 0 | 0 | 0 | 0 | 0
#CAN Trenton 1-2 - SO2 Rate Annual v3.1, Unit 3604 and retrofits | 47 | 1751 | Rate Constraint in lbs/MMBtu | FALSE | L | Annual | Qualifying Generation | TWh | 0 | 0 | 0 | 0 | 0 | 0 | 0 | 0
#CAN Trenton 1-2 - SO2 Rate Annual v3.1, Unit 3604 and retrofits | 47 | 1751 | Rate Constraint in lbs/MMBtu | FALSE | L | Annual | Rate | lb/MWh | 0 | 0 | 0 | 0 | 0 | 0 | 0 | 0
#CAN Trenton 1-2 - SO2 Rate Annual v3.1, Unit 3604 and retrofits | 47 | 1751 | Rate Constraint in lbs/MMBtu | FALSE | L | Annual | Constraint Shadow Price | US2016$/Ton | 0 | 0 | 0 | 0 | 0 | 0 | 0 | 0
#MATS - HCL Rate in 2015 | 48 | 2407 | MACT Fuel Choice Floor in lbs/MMBtu | FALSE | L | Annual | Seasons Included | Seasons | Winter, WintShld, Summer | Winter, WintShld, Summer | Winter, WintShld, Summer | Winter, WintShld, Summer | Winter, WintShld, Summer | Winter, WintShld, Summer | Winter, WintShld, Summer | Winter, WintShld, Summer
#MATS - HCL Rate in 2015 | 48 | 2407 | MACT Fuel Choice Floor in lbs/MMBtu | FALSE | L | Annual | Emission Floor | lb/MMBtu | 0.002 | 0.002 | 0.002 | 0.002 | 0.002 | 0.002 | 0.002 | 0.002
#MATS - HCL Rate in 2015 | 48 | 2407 | MACT Fuel Choice Floor in lbs/MMBtu | FALSE | L | Annual | Emissions at Affected Plants HCL | Thousand Tons | 4.1776 | 4.3856 | 4.3755 | 4.2061 | 3.7126 | 3.7778 | 3.7838 | 3.4456
#MATS - HCL Rate in 2015 | 48 | 2407 | MACT Fuel Choice Floor in lbs/MMBtu | FALSE | L | Annual | Allowances Purchased HCL | Thousand Tons | 0 | 0 | 0 | 0 | 0 | 0 | 0 | 0
#MATS - HCL Rate in 2015 | 48 | 2407 | MACT Fuel Choice Floor in lbs/MMBtu | FALSE | L | Annual | Allowances Sold HCL | Thousand Tons | 0 | 0 | 0 | 0 | 0 | 0 | 0 | 0
#MATS - HCL Rate in 2015 | 48 | 2407 | MACT Fuel Choice Floor in lbs/MMBtu | FALSE | L | Annual | Allowances Banked | Thousand Tons | 0 | 0 | 0 | 0 | 0 | 0 | 0 | 0
#MATS - HCL Rate in 2015 | 48 | 2407 | MACT Fuel Choice Floor in lbs/MMBtu | FALSE | L | Annual | Allowances Withdrawn (1:1) | Thousand Tons | 0 | 0 | 0 | 0 | 0 | 0 | 0 | 0
#MATS - HCL Rate in 2015 | 48 | 2407 | MACT Fuel Choice Floor in lbs/MMBtu | FALSE | L | Annual | Allowances Withdrawn (n:1) | Thousand Tons | 0 | 0 | 0 | 0 | 0 | 0 | 0 | 0
#MATS - HCL Rate in 2015 | 48 | 2407 | MACT Fuel Choice Floor in lbs/MMBtu | FALSE | L | Annual | Net Emissions Allowance Position | Thousand Tons | 4.1776 | 4.3856 | 4.3755 | 4.2061 | 3.7126 | 3.7778 | 3.7838 | 3.4456
#MATS - HCL Rate in 2015 | 48 | 2407 | MACT Fuel Choice Floor in lbs/MMBtu | FALSE | L | Annual | Fuel Consumed | TBtu | 9021.3351 | 9474.4827 | 9464.8112 | 9086.0053 | 8085.1003 | 8169.6684 | 8166.4463 | 7446.0157
#MATS - HCL Rate in 2015 | 48 | 2407 | MACT Fuel Choice Floor in lbs/MMBtu | FALSE | L | Annual | Rate | lb/MMBtu | 0.00092617 | 0.00092578 | 0.00092459 | 0.00092584 | 0.00091838 | 0.00092485 | 0.00092667 | 0.00092549
#MATS - HCL Rate in 2015 | 48 | 2407 | MACT Fuel Choice Floor in lbs/MMBtu | FALSE | L | Annual | Generation | TWh | 870.2363 | 913.8657 | 923.7747 | 886.6421 | 787.8092 | 795.4661 | 794.9376 | 724.9061
#MATS - HCL Rate in 2015 | 48 | 2407 | MACT Fuel Choice Floor in lbs/MMBtu | FALSE | L | Annual | Qualifying Generation | TWh | 870.2363 | 913.8657 | 923.7747 | 886.6421 | 787.8092 | 795.4661 | 794.9376 | 724.9061
#MATS - HCL Rate in 2015 | 48 | 2407 | MACT Fuel Choice Floor in lbs/MMBtu | FALSE | L | Annual | Constraint Shadow Price | US2016$/Ton | 0 | 0 | 0 | 0 | 0 | 0 | 0 | 0
#MATS - HCL Rate in 2015 (IGCC) | 49 | 2409 | MACT Fuel Choice Floor in lbs/MMBtu | FALSE | L | Annual | Seasons Included | Seasons | Winter, WintShld, Summer | Winter, WintShld, Summer | Winter, WintShld, Summer | Winter, WintShld, Summer | Winter, WintShld, Summer | Winter, WintShld, Summer | Winter, WintShld, Summer | Winter, WintShld, Summer
#MATS - HCL Rate in 2015 (IGCC) | 49 | 2409 | MACT Fuel Choice Floor in lbs/MMBtu | FALSE | L | Annual | Emission Floor | lb/MMBtu | 0.005 | 0.005 | 0.005 | 0.005 | 0.005 | 0.005 | 0.005 | 0.005
#MATS - HCL Rate in 2015 (IGCC) | 49 | 2409 | MACT Fuel Choice Floor in lbs/MMBtu | FALSE | L | Annual | Emissions at Affected Plants HCL | Thousand Tons | 0.0096157 | 0.0096157 | 0.0096157 | 0.0096157 | 0.0096157 | 0.0095497 | 0.0088651 | 0
#MATS - HCL Rate in 2015 (IGCC) | 49 | 2409 | MACT Fuel Choice Floor in lbs/MMBtu | FALSE | L | Annual | Allowances Purchased HCL | Thousand Tons | 0 | 0 | 0 | 0 | 0 | 0 | 0 | 0
#MATS - HCL Rate in 2015 (IGCC) | 49 | 2409 | MACT Fuel Choice Floor in lbs/MMBtu | FALSE | L | Annual | Allowances Sold HCL | Thousand Tons | 0 | 0 | 0 | 0 | 0 | 0 | 0 | 0
#MATS - HCL Rate in 2015 (IGCC) | 49 | 2409 | MACT Fuel Choice Floor in lbs/MMBtu | FALSE | L | Annual | Allowances Banked | Thousand Tons | 0 | 0 | 0 | 0 | 0 | 0 | 0 | 0
#MATS - HCL Rate in 2015 (IGCC) | 49 | 2409 | MACT Fuel Choice Floor in lbs/MMBtu | FALSE | L | Annual | Allowances Withdrawn (1:1) | Thousand Tons | 0 | 0 | 0 | 0 | 0 | 0 | 0 | 0
#MATS - HCL Rate in 2015 (IGCC) | 49 | 2409 | MACT Fuel Choice Floor in lbs/MMBtu | FALSE | L | Annual | Allowances Withdrawn (n:1) | Thousand Tons | 0 | 0 | 0 | 0 | 0 | 0 | 0 | 0
#MATS - HCL Rate in 2015 (IGCC) | 49 | 2409 | MACT Fuel Choice Floor in lbs/MMBtu | FALSE | L | Annual | Net Emissions Allowance Position | Thousand Tons | 0.0096157 | 0.0096157 | 0.0096157 | 0.0096157 | 0.0096157 | 0.0095497 | 0.0088651 | 0
#MATS - HCL Rate in 2015 (IGCC) | 49 | 2409 | MACT Fuel Choice Floor in lbs/MMBtu | FALSE | L | Annual | Fuel Consumed | TBtu | 49.0885 | 49.0885 | 49.0885 | 49.0885 | 49.0885 | 48.7518 | 45.2568 | 0
#MATS - HCL Rate in 2015 (IGCC) | 49 | 2409 | MACT Fuel Choice Floor in lbs/MMBtu | FALSE | L | Annual | Rate | lb/MMBtu | 0.00039177 | 0.00039177 | 0.00039177 | 0.00039177 | 0.00039177 | 0.00039177 | 0.00039177 | 0
#MATS - HCL Rate in 2015 (IGCC) | 49 | 2409 | MACT Fuel Choice Floor in lbs/MMBtu | FALSE | L | Annual | Generation | TWh | 4.2895 | 4.2895 | 4.2895 | 4.2895 | 4.2895 | 4.26 | 3.9546 | 0
#MATS - HCL Rate in 2015 (IGCC) | 49 | 2409 | MACT Fuel Choice Floor in lbs/MMBtu | FALSE | L | Annual | Qualifying Generation | TWh | 4.2895 | 4.2895 | 4.2895 | 4.2895 | 4.2895 | 4.26 | 3.9546 | 0
#MATS - HCL Rate in 2015 (IGCC) | 49 | 2409 | MACT Fuel Choice Floor in lbs/MMBtu | FALSE | L | Annual | Constraint Shadow Price | US2016$/Ton | 0 | 0 | 0 | 0 | 0 | 0 | 0 | 0
#MATS - HCL Rate in 2015 (PK) | 50 | 2408 | MACT Fuel Choice Floor in lbs/MMBtu | FALSE | L | Annual | Seasons Included | Seasons | Winter, WintShld, Summer | Winter, WintShld, Summer | Winter, WintShld, Summer | Winter, WintShld, Summer | Winter, WintShld, Summer | Winter, WintShld, Summer | Winter, WintShld, Summer | Winter, WintShld, Summer
#MATS - HCL Rate in 2015 (PK) | 50 | 2408 | MACT Fuel Choice Floor in lbs/MMBtu | FALSE | L | Annual | Emission Floor | lb/MMBtu | 0.0005 | 0.0005 | 0.0005 | 0.0005 | 0.0005 | 0.0005 | 0.0005 | 0.0005
#MATS - HCL Rate in 2015 (PK) | 50 | 2408 | MACT Fuel Choice Floor in lbs/MMBtu | FALSE | L | Annual | Emissions at Affected Plants HCL | Thousand Tons | 0.058119 | 0.072305 | 0.079733 | 0.088799 | 0.084174 | 0.069346 | 0.070097 | 0.06055
#MATS - HCL Rate in 2015 (PK) | 50 | 2408 | MACT Fuel Choice Floor in lbs/MMBtu | FALSE | L | Annual | Allowances Purchased HCL | Thousand Tons | 0 | 0 | 0 | 0 | 0 | 0 | 0 | 0
#MATS - HCL Rate in 2015 (PK) | 50 | 2408 | MACT Fuel Choice Floor in lbs/MMBtu | FALSE | L | Annual | Allowances Sold HCL | Thousand Tons | 0 | 0 | 0 | 0 | 0 | 0 | 0 | 0
#MATS - HCL Rate in 2015 (PK) | 50 | 2408 | MACT Fuel Choice Floor in lbs/MMBtu | FALSE | L | Annual | Allowances Banked | Thousand Tons | 0 | 0 | 0 | 0 | 0 | 0 | 0 | 0
#MATS - HCL Rate in 2015 (PK) | 50 | 2408 | MACT Fuel Choice Floor in lbs/MMBtu | FALSE | L | Annual | Allowances Withdrawn (1:1) | Thousand Tons | 0 | 0 | 0 | 0 | 0 | 0 | 0 | 0
#MATS - HCL Rate in 2015 (PK) | 50 | 2408 | MACT Fuel Choice Floor in lbs/MMBtu | FALSE | L | Annual | Allowances Withdrawn (n:1) | Thousand Tons | 0 | 0 | 0 | 0 | 0 | 0 | 0 | 0
#MATS - HCL Rate in 2015 (PK) | 50 | 2408 | MACT Fuel Choice Floor in lbs/MMBtu | FALSE | L | Annual | Net Emissions Allowance Position | Thousand Tons | 0.058119 | 0.072305 | 0.079733 | 0.088799 | 0.084174 | 0.069346 | 0.070097 | 0.06055
#MATS - HCL Rate in 2015 (PK) | 50 | 2408 | MACT Fuel Choice Floor in lbs/MMBtu | FALSE | L | Annual | Fuel Consumed | TBtu | 131.9025 | 157.4049 | 168.5387 | 186.8457 | 177.6954 | 159.699 | 162.6335 | 143.3553
#MATS - HCL Rate in 2015 (PK) | 50 | 2408 | MACT Fuel Choice Floor in lbs/MMBtu | FALSE | L | Annual | Rate | lb/MMBtu | 0.00088125 | 0.00091871 | 0.00094616 | 0.00095051 | 0.00094739 | 0.00086846 | 0.00086202 | 0.00084476
#MATS - HCL Rate in 2015 (PK) | 50 | 2408 | MACT Fuel Choice Floor in lbs/MMBtu | FALSE | L | Annual | Generation | TWh | 12.1369 | 14.4255 | 15.6857 | 17.4385 | 16.5745 | 14.8569 | 15.1141 | 13.2965
#MATS - HCL Rate in 2015 (PK) | 50 | 2408 | MACT Fuel Choice Floor in lbs/MMBtu | FALSE | L | Annual | Qualifying Generation | TWh | 12.1369 | 14.4255 | 15.6857 | 17.4385 | 16.5745 | 14.8569 | 15.1141 | 13.2965
#MATS - HCL Rate in 2015 (PK) | 50 | 2408 | MACT Fuel Choice Floor in lbs/MMBtu | FALSE | L | Annual | Constraint Shadow Price | US2016$/Ton | 0 | 0 | 0 | 0 | 0 | 0 | 0 | 0
#MATS - MER Rate in 2015 (Bit and Subbit) | 51 | 2403 | MACT Fuel Choice Floor in lbs/MMBtu | FALSE | L | Annual | Seasons Included | Seasons | Winter, WintShld, Summer | Winter, WintShld, Summer | Winter, WintShld, Summer | Winter, WintShld, Summer | Winter, WintShld, Summer | Winter, WintShld, Summer | Winter, WintShld, Summer | Winter, WintShld, Summer
#MATS - MER Rate in 2015 (Bit and Subbit) | 51 | 2403 | MACT Fuel Choice Floor in lbs/MMBtu | FALSE | L | Annual | Emission Floor | lbs/MMBtu | 1.2e-06 | 1.2e-06 | 1.2e-06 | 1.2e-06 | 1.2e-06 | 1.2e-06 | 1.2e-06 | 1.2e-06
#MATS - MER Rate in 2015 (Bit and Subbit) | 51 | 2403 | MACT Fuel Choice Floor in lbs/MMBtu | FALSE | L | Annual | Emissions at Affected Plants MER | lbs | 5267.126 | 5449.3471 | 5459.4825 | 5122.8177 | 4456.5874 | 4560.0858 | 4579.127 | 4089.8589
#MATS - MER Rate in 2015 (Bit and Subbit) | 51 | 2403 | MACT Fuel Choice Floor in lbs/MMBtu | FALSE | L | Annual | Allowances Purchased MER | lbs | 0 | 0 | 0 | 0 | 0 | 0 | 0 | 0
#MATS - MER Rate in 2015 (Bit and Subbit) | 51 | 2403 | MACT Fuel Choice Floor in lbs/MMBtu | FALSE | L | Annual | Allowances Sold MER | lbs | 0 | 0 | 0 | 0 | 0 | 0 | 0 | 0
#MATS - MER Rate in 2015 (Bit and Subbit) | 51 | 2403 | MACT Fuel Choice Floor in lbs/MMBtu | FALSE | L | Annual | Allowances Banked | lbs | 0 | 0 | 0 | 0 | 0 | 0 | 0 | 0
#MATS - MER Rate in 2015 (Bit and Subbit) | 51 | 2403 | MACT Fuel Choice Floor in lbs/MMBtu | FALSE | L | Annual | Allowances Withdrawn (1:1) | lbs | 0 | 0 | 0 | 0 | 0 | 0 | 0 | 0
#MATS - MER Rate in 2015 (Bit and Subbit) | 51 | 2403 | MACT Fuel Choice Floor in lbs/MMBtu | FALSE | L | Annual | Allowances Withdrawn (n:1) | lbs | 0 | 0 | 0 | 0 | 0 | 0 | 0 | 0
#MATS - MER Rate in 2015 (Bit and Subbit) | 51 | 2403 | MACT Fuel Choice Floor in lbs/MMBtu | FALSE | L | Annual | Net Emissions Allowance Position | lbs | 5267.126 | 5449.3471 | 5459.4825 | 5122.8177 | 4456.5874 | 4560.0858 | 4579.127 | 4089.8589
#MATS - MER Rate in 2015 (Bit and Subbit) | 51 | 2403 | MACT Fuel Choice Floor in lbs/MMBtu | FALSE | L | Annual | Fuel Consumed | TBtu | 8273.4547 | 8687.3401 | 8685.7739 | 8349.9042 | 7424.0937 | 7504.5328 | 7498.8377 | 6807.8778
#MATS - MER Rate in 2015 (Bit and Subbit) | 51 | 2403 | MACT Fuel Choice Floor in lbs/MMBtu | FALSE | L | Annual | Rate | lb/MMBtu | 6.3663e-07 | 6.2727e-07 | 6.2855e-07 | 6.1352e-07 | 6.0029e-07 | 6.0764e-07 | 6.1064e-07 | 6.0075e-07
#MATS - MER Rate in 2015 (Bit and Subbit) | 51 | 2403 | MACT Fuel Choice Floor in lbs/MMBtu | FALSE | L | Annual | Generation | TWh | 801.476 | 841.5751 | 850.664 | 817.7111 | 725.9401 | 733.2157 | 732.4554 | 665.185
#MATS - MER Rate in 2015 (Bit and Subbit) | 51 | 2403 | MACT Fuel Choice Floor in lbs/MMBtu | FALSE | L | Annual | Qualifying Generation | TWh | 801.476 | 841.5751 | 850.664 | 817.7111 | 725.9401 | 733.2157 | 732.4554 | 665.185
#MATS - MER Rate in 2015 (Bit and Subbit) | 51 | 2403 | MACT Fuel Choice Floor in lbs/MMBtu | FALSE | L | Annual | Constraint Shadow Price | US2016$/Lb | 0 | 0 | 0 | 0 | 0 | 0 | 0 | 0
#MATS - MER Rate in 2015 (IGCC) | 52 | 2406 | MACT Fuel Choice Floor in lbs/MMBtu | FALSE | L | Annual | Seasons Included | Seasons | Winter, WintShld, Summer | Winter, WintShld, Summer | Winter, WintShld, Summer | Winter, WintShld, Summer | Winter, WintShld, Summer | Winter, WintShld, Summer | Winter, WintShld, Summer | Winter, WintShld, Summer
#MATS - MER Rate in 2015 (IGCC) | 52 | 2406 | MACT Fuel Choice Floor in lbs/MMBtu | FALSE | L | Annual | Emission Floor | lbs/MMBtu | 3e-06 | 3e-06 | 3e-06 | 3e-06 | 3e-06 | 3e-06 | 3e-06 | 3e-06
#MATS - MER Rate in 2015 (IGCC) | 52 | 2406 | MACT Fuel Choice Floor in lbs/MMBtu | FALSE | L | Annual | Emissions at Affected Plants MER | lbs | 39.4149 | 39.4149 | 39.4149 | 39.4149 | 39.4149 | 39.1445 | 36.3382 | 0
#MATS - MER Rate in 2015 (IGCC) | 52 | 2406 | MACT Fuel Choice Floor in lbs/MMBtu | FALSE | L | Annual | Allowances Purchased MER | lbs | 0 | 0 | 0 | 0 | 0 | 0 | 0 | 0
#MATS - MER Rate in 2015 (IGCC) | 52 | 2406 | MACT Fuel Choice Floor in lbs/MMBtu | FALSE | L | Annual | Allowances Sold MER | lbs | 0 | 0 | 0 | 0 | 0 | 0 | 0 | 0
#MATS - MER Rate in 2015 (IGCC) | 52 | 2406 | MACT Fuel Choice Floor in lbs/MMBtu | FALSE | L | Annual | Allowances Banked | lbs | 0 | 0 | 0 | 0 | 0 | 0 | 0 | 0
#MATS - MER Rate in 2015 (IGCC) | 52 | 2406 | MACT Fuel Choice Floor in lbs/MMBtu | FALSE | L | Annual | Allowances Withdrawn (1:1) | lbs | 0 | 0 | 0 | 0 | 0 | 0 | 0 | 0
#MATS - MER Rate in 2015 (IGCC) | 52 | 2406 | MACT Fuel Choice Floor in lbs/MMBtu | FALSE | L | Annual | Allowances Withdrawn (n:1) | lbs | 0 | 0 | 0 | 0 | 0 | 0 | 0 | 0
#MATS - MER Rate in 2015 (IGCC) | 52 | 2406 | MACT Fuel Choice Floor in lbs/MMBtu | FALSE | L | Annual | Net Emissions Allowance Position | lbs | 39.4149 | 39.4149 | 39.4149 | 39.4149 | 39.4149 | 39.1445 | 36.3382 | 0
#MATS - MER Rate in 2015 (IGCC) | 52 | 2406 | MACT Fuel Choice Floor in lbs/MMBtu | FALSE | L | Annual | Fuel Consumed | TBtu | 49.0885 | 49.0885 | 49.0885 | 49.0885 | 49.0885 | 48.7518 | 45.2568 | 0
#MATS - MER Rate in 2015 (IGCC) | 52 | 2406 | MACT Fuel Choice Floor in lbs/MMBtu | FALSE | L | Annual | Rate | lb/MMBtu | 8.0293e-07 | 8.0293e-07 | 8.0293e-07 | 8.0293e-07 | 8.0293e-07 | 8.0293e-07 | 8.0293e-07 | 0
#MATS - MER Rate in 2015 (IGCC) | 52 | 2406 | MACT Fuel Choice Floor in lbs/MMBtu | FALSE | L | Annual | Generation | TWh | 4.2895 | 4.2895 | 4.2895 | 4.2895 | 4.2895 | 4.26 | 3.9546 | 0
#MATS - MER Rate in 2015 (IGCC) | 52 | 2406 | MACT Fuel Choice Floor in lbs/MMBtu | FALSE | L | Annual | Qualifying Generation | TWh | 4.2895 | 4.2895 | 4.2895 | 4.2895 | 4.2895 | 4.26 | 3.9546 | 0
#MATS - MER Rate in 2015 (IGCC) | 52 | 2406 | MACT Fuel Choice Floor in lbs/MMBtu | FALSE | L | Annual | Constraint Shadow Price | US2016$/Lb | 0 | 0 | 0 | 0 | 0 | 0 | 0 | 0
#MATS - MER Rate in 2015 (Lig) | 53 | 2404 | MACT Fuel Choice Floor in lbs/MMBtu | FALSE | L | Annual | Seasons Included | Seasons | Winter, WintShld, Summer | Winter, WintShld, Summer | Winter, WintShld, Summer | Winter, WintShld, Summer | Winter, WintShld, Summer | Winter, WintShld, Summer | Winter, WintShld, Summer | Winter, WintShld, Summer
#MATS - MER Rate in 2015 (Lig) | 53 | 2404 | MACT Fuel Choice Floor in lbs/MMBtu | FALSE | L | Annual | Emission Floor | lbs/MMBtu | 4e-06 | 4e-06 | 4e-06 | 4e-06 | 4e-06 | 4e-06 | 4e-06 | 4e-06
#MATS - MER Rate in 2015 (Lig) | 53 | 2404 | MACT Fuel Choice Floor in lbs/MMBtu | FALSE | L | Annual | Emissions at Affected Plants MER | lbs | 989.9394 | 1030.1373 | 1023.9287 | 960.0086 | 814.9125 | 848.2794 | 761.2354 | 708.0862
#MATS - MER Rate in 2015 (Lig) | 53 | 2404 | MACT Fuel Choice Floor in lbs/MMBtu | FALSE | L | Annual | Allowances Purchased MER | lbs | 0 | 0 | 0 | 0 | 0 | 0 | 0 | 0
#MATS - MER Rate in 2015 (Lig) | 53 | 2404 | MACT Fuel Choice Floor in lbs/MMBtu | FALSE | L | Annual | Allowances Sold MER | lbs | 0 | 0 | 0 | 0 | 0 | 0 | 0 | 0
#MATS - MER Rate in 2015 (Lig) | 53 | 2404 | MACT Fuel Choice Floor in lbs/MMBtu | FALSE | L | Annual | Allowances Banked | lbs | 0 | 0 | 0 | 0 | 0 | 0 | 0 | 0
#MATS - MER Rate in 2015 (Lig) | 53 | 2404 | MACT Fuel Choice Floor in lbs/MMBtu | FALSE | L | Annual | Allowances Withdrawn (1:1) | lbs | 0 | 0 | 0 | 0 | 0 | 0 | 0 | 0
#MATS - MER Rate in 2015 (Lig) | 53 | 2404 | MACT Fuel Choice Floor in lbs/MMBtu | FALSE | L | Annual | Allowances Withdrawn (n:1) | lbs | 0 | 0 | 0 | 0 | 0 | 0 | 0 | 0
#MATS - MER Rate in 2015 (Lig) | 53 | 2404 | MACT Fuel Choice Floor in lbs/MMBtu | FALSE | L | Annual | Net Emissions Allowance Position | lbs | 989.9394 | 1030.1373 | 1023.9287 | 960.0086 | 814.9125 | 848.2794 | 761.2354 | 708.0862
#MATS - MER Rate in 2015 (Lig) | 53 | 2404 | MACT Fuel Choice Floor in lbs/MMBtu | FALSE | L | Annual | Fuel Consumed | TBtu | 747.8803 | 787.1426 | 779.0373 | 736.1011 | 661.0067 | 665.1356 | 667.6086 | 638.1378
#MATS - MER Rate in 2015 (Lig) | 53 | 2404 | MACT Fuel Choice Floor in lbs/MMBtu | FALSE | L | Annual | Rate | lb/MMBtu | 1.3237e-06 | 1.3087e-06 | 1.3144e-06 | 1.3042e-06 | 1.2328e-06 | 1.2753e-06 | 1.1402e-06 | 1.1096e-06
#MATS - MER Rate in 2015 (Lig) | 53 | 2404 | MACT Fuel Choice Floor in lbs/MMBtu | FALSE | L | Annual | Generation | TWh | 68.7603 | 72.2906 | 73.1107 | 68.931 | 61.8691 | 62.2504 | 62.4822 | 59.7211
#MATS - MER Rate in 2015 (Lig) | 53 | 2404 | MACT Fuel Choice Floor in lbs/MMBtu | FALSE | L | Annual | Qualifying Generation | TWh | 68.7603 | 72.2906 | 73.1107 | 68.931 | 61.8691 | 62.2504 | 62.4822 | 59.7211
#MATS - MER Rate in 2015 (Lig) | 53 | 2404 | MACT Fuel Choice Floor in lbs/MMBtu | FALSE | L | Annual | Constraint Shadow Price | US2016$/Lb | 0 | 0 | 0 | 0 | 0 | 0 | 0 | 0
#MATS - MER Rate in 2015 (PK) | 54 | 2405 | MACT Fuel Choice Floor in lbs/MMBtu | FALSE | L | Annual | Seasons Included | Seasons | Winter, WintShld, Summer | Winter, WintShld, Summer | Winter, WintShld, Summer | Winter, WintShld, Summer | Winter, WintShld, Summer | Winter, WintShld, Summer | Winter, WintShld, Summer | Winter, WintShld, Summer
#MATS - MER Rate in 2015 (PK) | 54 | 2405 | MACT Fuel Choice Floor in lbs/MMBtu | FALSE | L | Annual | Emission Floor | lbs/MMBtu | 2e-07 | 2e-07 | 2e-07 | 2e-07 | 2e-07 | 2e-07 | 2e-07 | 2e-07
#MATS - MER Rate in 2015 (PK) | 54 | 2405 | MACT Fuel Choice Floor in lbs/MMBtu | FALSE | L | Annual | Emissions at Affected Plants MER | lbs | 75.9225 | 84.7772 | 92.4508 | 99.7521 | 94.4764 | 89.5735 | 91.225 | 83.4036
#MATS - MER Rate in 2015 (PK) | 54 | 2405 | MACT Fuel Choice Floor in lbs/MMBtu | FALSE | L | Annual | Allowances Purchased MER | lbs | 0 | 0 | 0 | 0 | 0 | 0 | 0 | 0
#MATS - MER Rate in 2015 (PK) | 54 | 2405 | MACT Fuel Choice Floor in lbs/MMBtu | FALSE | L | Annual | Allowances Sold MER | lbs | 0 | 0 | 0 | 0 | 0 | 0 | 0 | 0
#MATS - MER Rate in 2015 (PK) | 54 | 2405 | MACT Fuel Choice Floor in lbs/MMBtu | FALSE | L | Annual | Allowances Banked | lbs | 0 | 0 | 0 | 0 | 0 | 0 | 0 | 0
#MATS - MER Rate in 2015 (PK) | 54 | 2405 | MACT Fuel Choice Floor in lbs/MMBtu | FALSE | L | Annual | Allowances Withdrawn (1:1) | lbs | 0 | 0 | 0 | 0 | 0 | 0 | 0 | 0
#MATS - MER Rate in 2015 (PK) | 54 | 2405 | MACT Fuel Choice Floor in lbs/MMBtu | FALSE | L | Annual | Allowances Withdrawn (n:1) | lbs | 0 | 0 | 0 | 0 | 0 | 0 | 0 | 0
#MATS - MER Rate in 2015 (PK) | 54 | 2405 | MACT Fuel Choice Floor in lbs/MMBtu | FALSE | L | Annual | Net Emissions Allowance Position | lbs | 75.9225 | 84.7772 | 92.4508 | 99.7521 | 94.4764 | 89.5735 | 91.225 | 83.4036
#MATS - MER Rate in 2015 (PK) | 54 | 2405 | MACT Fuel Choice Floor in lbs/MMBtu | FALSE | L | Annual | Fuel Consumed | TBtu | 131.9025 | 157.4049 | 168.5387 | 186.8457 | 177.6954 | 159.699 | 162.6335 | 143.3553
#MATS - MER Rate in 2015 (PK) | 54 | 2405 | MACT Fuel Choice Floor in lbs/MMBtu | FALSE | L | Annual | Rate | lb/MMBtu | 5.756e-07 | 5.3859e-07 | 5.4854e-07 | 5.3387e-07 | 5.3168e-07 | 5.6089e-07 | 5.6092e-07 | 5.818e-07
#MATS - MER Rate in 2015 (PK) | 54 | 2405 | MACT Fuel Choice Floor in lbs/MMBtu | FALSE | L | Annual | Generation | TWh | 12.1369 | 14.4255 | 15.6857 | 17.4385 | 16.5745 | 14.8569 | 15.1141 | 13.2965
#MATS - MER Rate in 2015 (PK) | 54 | 2405 | MACT Fuel Choice Floor in lbs/MMBtu | FALSE | L | Annual | Qualifying Generation | TWh | 12.1369 | 14.4255 | 15.6857 | 17.4385 | 16.5745 | 14.8569 | 15.1141 | 13.2965
#MATS - MER Rate in 2015 (PK) | 54 | 2405 | MACT Fuel Choice Floor in lbs/MMBtu | FALSE | L | Annual | Constraint Shadow Price | US2016$/Lb | 0 | 0 | 0 | 0 | 0 | 0 | 0 | 0
AES Somerset MER Rate Limit v3.1 | 58 | 2038 | Rate Constraint in lbs/MMBtu | FALSE | L | Annual | Seasons Included | Seasons | Winter, WintShld, Summer | Winter, WintShld, Summer | Winter, WintShld, Summer | Winter, WintShld, Summer | Winter, WintShld, Summer | Winter, WintShld, Summer | Winter, WintShld, Summer | Winter, WintShld, Summer
AES Somerset MER Rate Limit v3.1 | 58 | 2038 | Rate Constraint in lbs/MMBtu | FALSE | L | Annual | Standard MER | lb/MMBtu | 6e-07 | 6e-07 | 6e-07 | 6e-07 | 6e-07 | 6e-07 | 6e-07 | 6e-07
AES Somerset MER Rate Limit v3.1 | 58 | 2038 | Rate Constraint in lbs/MMBtu | FALSE | L | Annual | Emissions at Affected Plants MER | lbs | 0 | 0 | 0 | 0 | 0 | 0 | 0 | 0
AES Somerset MER Rate Limit v3.1 | 58 | 2038 | Rate Constraint in lbs/MMBtu | FALSE | L | Annual | Allowances Purchased MER | lbs | 0 | 0 | 0 | 0 | 0 | 0 | 0 | 0
AES Somerset MER Rate Limit v3.1 | 58 | 2038 | Rate Constraint in lbs/MMBtu | FALSE | L | Annual | Allowances Sold MER | lbs | 0 | 0 | 0 | 0 | 0 | 0 | 0 | 0
AES Somerset MER Rate Limit v3.1 | 58 | 2038 | Rate Constraint in lbs/MMBtu | FALSE | L | Annual | Allowances Banked | lbs | 0 | 0 | 0 | 0 | 0 | 0 | 0 | 0
AES Somerset MER Rate Limit v3.1 | 58 | 2038 | Rate Constraint in lbs/MMBtu | FALSE | L | Annual | Allowances Withdrawn (1:1) | lbs | 0 | 0 | 0 | 0 | 0 | 0 | 0 | 0
AES Somerset MER Rate Limit v3.1 | 58 | 2038 | Rate Constraint in lbs/MMBtu | FALSE | L | Annual | Allowances Withdrawn (n:1) | lbs | 0 | 0 | 0 | 0 | 0 | 0 | 0 | 0
AES Somerset MER Rate Limit v3.1 | 58 | 2038 | Rate Constraint in lbs/MMBtu | FALSE | L | Annual | Net Emissions Allowance Position | lbs | 0 | 0 | 0 | 0 | 0 | 0 | 0 | 0
AES Somerset MER Rate Limit v3.1 | 58 | 2038 | Rate Constraint in lbs/MMBtu | FALSE | L | Annual | Fuel Consumed | TBtu | 0 | 0 | 0 | 0 | 0 | 0 | 0 | 0
AES Somerset MER Rate Limit v3.1 | 58 | 2038 | Rate Constraint in lbs/MMBtu | FALSE | L | Annual | Rate | lb/MMBtu | 0 | 0 | 0 | 0 | 0 | 0 | 0 | 0
AES Somerset MER Rate Limit v3.1 | 58 | 2038 | Rate Constraint in lbs/MMBtu | FALSE | L | Annual | Generation | TWh | 0 | 0 | 0 | 0 | 0 | 0 | 0 | 0
AES Somerset MER Rate Limit v3.1 | 58 | 2038 | Rate Constraint in lbs/MMBtu | FALSE | L | Annual | Qualifying Generation | TWh | 0 | 0 | 0 | 0 | 0 | 0 | 0 | 0
AES Somerset MER Rate Limit v3.1 | 58 | 2038 | Rate Constraint in lbs/MMBtu | FALSE | L | Annual | Rate | lb/MWh | 0 | 0 | 0 | 0 | 0 | 0 | 0 | 0
AES Somerset MER Rate Limit v3.1 | 58 | 2038 | Rate Constraint in lbs/MMBtu | FALSE | L | Annual | Constraint Shadow Price | US2016$/Lb | 0 | 0 | 0 | 0 | 0 | 0 | 0 | 0
AZ Hg Rule - MER Removal Annual v3.1 | 59 | 1513 | MACT Fuel Choice Floor in lbs/MMBtu | FALSE | L | Annual | Seasons Included | Seasons | Winter, WintShld, Summer | Winter, WintShld, Summer | Winter, WintShld, Summer | Winter, WintShld, Summer | Winter, WintShld, Summer | Winter, WintShld, Summer | Winter, WintShld, Summer | Winter, WintShld, Summer
AZ Hg Rule - MER Removal Annual v3.1 | 59 | 1513 | MACT Fuel Choice Floor in lbs/MMBtu | FALSE | L | Annual | Emission Floor | lbs/MMBtu | 8.44e-07 | 8.44e-07 | 8.44e-07 | 8.44e-07 | 8.44e-07 | 8.44e-07 | 8.44e-07 | 8.44e-07
AZ Hg Rule - MER Removal Annual v3.1 | 59 | 1513 | MACT Fuel Choice Floor in lbs/MMBtu | FALSE | L | Annual | Emissions at Affected Plants MER | lbs | 120.3157 | 129.3209 | 107.858 | 100.2655 | 88.109 | 89.7493 | 89.7968 | 89.7556
AZ Hg Rule - MER Removal Annual v3.1 | 59 | 1513 | MACT Fuel Choice Floor in lbs/MMBtu | FALSE | L | Annual | Allowances Purchased MER | lbs | 0 | 0 | 0 | 0 | 0 | 0 | 0 | 0
AZ Hg Rule - MER Removal Annual v3.1 | 59 | 1513 | MACT Fuel Choice Floor in lbs/MMBtu | FALSE | L | Annual | Allowances Sold MER | lbs | 0 | 0 | 0 | 0 | 0 | 0 | 0 | 0
AZ Hg Rule - MER Removal Annual v3.1 | 59 | 1513 | MACT Fuel Choice Floor in lbs/MMBtu | FALSE | L | Annual | Allowances Banked | lbs | 0 | 0 | 0 | 0 | 0 | 0 | 0 | 0
AZ Hg Rule - MER Removal Annual v3.1 | 59 | 1513 | MACT Fuel Choice Floor in lbs/MMBtu | FALSE | L | Annual | Allowances Withdrawn (1:1) | lbs | 0 | 0 | 0 | 0 | 0 | 0 | 0 | 0
AZ Hg Rule - MER Removal Annual v3.1 | 59 | 1513 | MACT Fuel Choice Floor in lbs/MMBtu | FALSE | L | Annual | Allowances Withdrawn (n:1) | lbs | 0 | 0 | 0 | 0 | 0 | 0 | 0 | 0
AZ Hg Rule - MER Removal Annual v3.1 | 59 | 1513 | MACT Fuel Choice Floor in lbs/MMBtu | FALSE | L | Annual | Net Emissions Allowance Position | lbs | 120.3157 | 129.3209 | 107.858 | 100.2655 | 88.109 | 89.7493 | 89.7968 | 89.7556
AZ Hg Rule - MER Removal Annual v3.1 | 59 | 1513 | MACT Fuel Choice Floor in lbs/MMBtu | FALSE | L | Annual | Fuel Consumed | TBtu | 147.3876 | 160.4254 | 135.1947 | 124.3739 | 107.4632 | 110.0062 | 110.0798 | 110.0159
AZ Hg Rule - MER Removal Annual v3.1 | 59 | 1513 | MACT Fuel Choice Floor in lbs/MMBtu | FALSE | L | Annual | Rate | lb/MMBtu | 8.1632e-07 | 8.0611e-07 | 7.978e-07 | 8.0616e-07 | 8.199e-07 | 8.1586e-07 | 8.1574e-07 | 8.1584e-07
AZ Hg Rule - MER Removal Annual v3.1 | 59 | 1513 | MACT Fuel Choice Floor in lbs/MMBtu | FALSE | L | Annual | Generation | TWh | 14.0122 | 15.2324 | 13.1499 | 12.0999 | 10.4259 | 10.6541 | 10.6608 | 10.655
AZ Hg Rule - MER Removal Annual v3.1 | 59 | 1513 | MACT Fuel Choice Floor in lbs/MMBtu | FALSE | L | Annual | Qualifying Generation | TWh | 14.0122 | 15.2324 | 13.1499 | 12.0999 | 10.4259 | 10.6541 | 10.6608 | 10.655
AZ Hg Rule - MER Removal Annual v3.1 | 59 | 1513 | MACT Fuel Choice Floor in lbs/MMBtu | FALSE | L | Annual | Constraint Shadow Price | US2016$/Lb | 0 | 0 | 0 | 0 | 0 | 0 | 0 | 0
BART NOX Annual- Antelope Valley 1- v5.16 | 60 | 6656 | Rate Constraint in lbs/MMBtu | FALSE | L | Annual | Seasons Included | Seasons | Winter, WintShld, Summer | Winter, WintShld, Summer | Winter, WintShld, Summer | Winter, WintShld, Summer | Winter, WintShld, Summer | Winter, WintShld, Summer | Winter, WintShld, Summer | Winter, WintShld, Summer
BART NOX Annual- Antelope Valley 1- v5.16 | 60 | 6656 | Rate Constraint in lbs/MMBtu | FALSE | L | Annual | Standard NOX | lb/MMBtu | 0.17 | 0.17 | 0.17 | 0.17 | 0.17 | 0.17 | 0.17 | 0.17
BART NOX Annual- Antelope Valley 1- v5.16 | 60 | 6656 | Rate Constraint in lbs/MMBtu | FALSE | L | Annual | Emissions at Affected Plants NOX | Thousand Tons | 2.0453 | 2.0453 | 1.986 | 1.986 | 1.986 | 1.986 | 1.986 | 1.986
BART NOX Annual- Antelope Valley 1- v5.16 | 60 | 6656 | Rate Constraint in lbs/MMBtu | FALSE | L | Annual | Allowances Purchased NOX | Thousand Tons | 0 | 0 | 0 | 0 | 0 | 0 | 0 | 0
BART NOX Annual- Antelope Valley 1- v5.16 | 60 | 6656 | Rate Constraint in lbs/MMBtu | FALSE | L | Annual | Allowances Sold NOX | Thousand Tons | 0 | 0 | 0 | 0 | 0 | 0 | 0 | 0
BART NOX Annual- Antelope Valley 1- v5.16 | 60 | 6656 | Rate Constraint in lbs/MMBtu | FALSE | L | Annual | Allowances Banked | Thousand Tons | 0 | 0 | 0 | 0 | 0 | 0 | 0 | 0
BART NOX Annual- Antelope Valley 1- v5.16 | 60 | 6656 | Rate Constraint in lbs/MMBtu | FALSE | L | Annual | Allowances Withdrawn (1:1) | Thousand Tons | 0 | 0 | 0 | 0 | 0 | 0 | 0 | 0
BART NOX Annual- Antelope Valley 1- v5.16 | 60 | 6656 | Rate Constraint in lbs/MMBtu | FALSE | L | Annual | Allowances Withdrawn (n:1) | Thousand Tons | 0 | 0 | 0 | 0 | 0 | 0 | 0 | 0
BART NOX Annual- Antelope Valley 1- v5.16 | 60 | 6656 | Rate Constraint in lbs/MMBtu | FALSE | L | Annual | Net Emissions Allowance Position | Thousand Tons | 2.0453 | 2.0453 | 1.986 | 1.986 | 1.986 | 1.986 | 1.986 | 1.986
BART NOX Annual- Antelope Valley 1- v5.16 | 60 | 6656 | Rate Constraint in lbs/MMBtu | FALSE | L | Annual | Fuel Consumed | TBtu | 37.3032 | 37.3032 | 36.2214 | 36.2214 | 36.2214 | 36.2214 | 36.2214 | 36.2214
BART NOX Annual- Antelope Valley 1- v5.16 | 60 | 6656 | Rate Constraint in lbs/MMBtu | FALSE | L | Annual | Rate | lb/MMBtu | 0.10966 | 0.10966 | 0.10966 | 0.10966 | 0.10966 | 0.10966 | 0.10966 | 0.10966
BART NOX Annual- Antelope Valley 1- v5.16 | 60 | 6656 | Rate Constraint in lbs/MMBtu | FALSE | L | Annual | Generation | TWh | 3.305 | 3.305 | 3.305 | 3.305 | 3.305 | 3.305 | 3.305 | 3.305
BART NOX Annual- Antelope Valley 1- v5.16 | 60 | 6656 | Rate Constraint in lbs/MMBtu | FALSE | L | Annual | Qualifying Generation | TWh | 3.305 | 3.305 | 3.305 | 3.305 | 3.305 | 3.305 | 3.305 | 3.305
BART NOX Annual- Antelope Valley 1- v5.16 | 60 | 6656 | Rate Constraint in lbs/MMBtu | FALSE | L | Annual | Rate | lb/MWh | 1.2377 | 1.2377 | 1.2018 | 1.2018 | 1.2018 | 1.2018 | 1.2018 | 1.2018
BART NOX Annual- Antelope Valley 1- v5.16 | 60 | 6656 | Rate Constraint in lbs/MMBtu | FALSE | L | Annual | Constraint Shadow Price | US2016$/Ton | 0 | 0 | 0 | 0 | 0 | 0 | 0 | 0
BART NOX Annual- Antelope Valley 2- v5.16 | 61 | 6657 | Rate Constraint in lbs/MMBtu | FALSE | L | Annual | Seasons Included | Seasons | Winter, WintShld, Summer | Winter, WintShld, Summer | Winter, WintShld, Summer | Winter, WintShld, Summer | Winter, WintShld, Summer | Winter, WintShld, Summer | Winter, WintShld, Summer | Winter, WintShld, Summer
BART NOX Annual- Antelope Valley 2- v5.16 | 61 | 6657 | Rate Constraint in lbs/MMBtu | FALSE | L | Annual | Standard NOX | lb/MMBtu | 0.17 | 0.17 | 0.17 | 0.17 | 0.17 | 0.17 | 0.17 | 0.17
BART NOX Annual- Antelope Valley 2- v5.16 | 61 | 6657 | Rate Constraint in lbs/MMBtu | FALSE | L | Annual | Emissions at Affected Plants NOX | Thousand Tons | 2.0168 | 2.0168 | 1.9583 | 1.9583 | 1.9583 | 1.9583 | 1.9583 | 1.9583
BART NOX Annual- Antelope Valley 2- v5.16 | 61 | 6657 | Rate Constraint in lbs/MMBtu | FALSE | L | Annual | Allowances Purchased NOX | Thousand Tons | 0 | 0 | 0 | 0 | 0 | 0 | 0 | 0
BART NOX Annual- Antelope Valley 2- v5.16 | 61 | 6657 | Rate Constraint in lbs/MMBtu | FALSE | L | Annual | Allowances Sold NOX | Thousand Tons | 0 | 0 | 0 | 0 | 0 | 0 | 0 | 0
BART NOX Annual- Antelope Valley 2- v5.16 | 61 | 6657 | Rate Constraint in lbs/MMBtu | FALSE | L | Annual | Allowances Banked | Thousand Tons | 0 | 0 | 0 | 0 | 0 | 0 | 0 | 0
BART NOX Annual- Antelope Valley 2- v5.16 | 61 | 6657 | Rate Constraint in lbs/MMBtu | FALSE | L | Annual | Allowances Withdrawn (1:1) | Thousand Tons | 0 | 0 | 0 | 0 | 0 | 0 | 0 | 0
BART NOX Annual- Antelope Valley 2- v5.16 | 61 | 6657 | Rate Constraint in lbs/MMBtu | FALSE | L | Annual | Allowances Withdrawn (n:1) | Thousand Tons | 0 | 0 | 0 | 0 | 0 | 0 | 0 | 0
BART NOX Annual- Antelope Valley 2- v5.16 | 61 | 6657 | Rate Constraint in lbs/MMBtu | FALSE | L | Annual | Net Emissions Allowance Position | Thousand Tons | 2.0168 | 2.0168 | 1.9583 | 1.9583 | 1.9583 | 1.9583 | 1.9583 | 1.9583
BART NOX Annual- Antelope Valley 2- v5.16 | 61 | 6657 | Rate Constraint in lbs/MMBtu | FALSE | L | Annual | Fuel Consumed | TBtu | 37.0355 | 37.0355 | 35.9615 | 35.9615 | 35.9615 | 35.9615 | 35.9615 | 35.9615
BART NOX Annual- Antelope Valley 2- v5.16 | 61 | 6657 | Rate Constraint in lbs/MMBtu | FALSE | L | Annual | Rate | lb/MMBtu | 0.10891 | 0.10891 | 0.10891 | 0.10891 | 0.10891 | 0.10891 | 0.10891 | 0.10891
BART NOX Annual- Antelope Valley 2- v5.16 | 61 | 6657 | Rate Constraint in lbs/MMBtu | FALSE | L | Annual | Generation | TWh | 3.305 | 3.305 | 3.305 | 3.305 | 3.305 | 3.305 | 3.305 | 3.305
BART NOX Annual- Antelope Valley 2- v5.16 | 61 | 6657 | Rate Constraint in lbs/MMBtu | FALSE | L | Annual | Qualifying Generation | TWh | 3.305 | 3.305 | 3.305 | 3.305 | 3.305 | 3.305 | 3.305 | 3.305
BART NOX Annual- Antelope Valley 2- v5.16 | 61 | 6657 | Rate Constraint in lbs/MMBtu | FALSE | L | Annual | Rate | lb/MWh | 1.2204 | 1.2204 | 1.1851 | 1.1851 | 1.1851 | 1.1851 | 1.1851 | 1.1851
BART NOX Annual- Antelope Valley 2- v5.16 | 61 | 6657 | Rate Constraint in lbs/MMBtu | FALSE | L | Annual | Constraint Shadow Price | US2016$/Ton | 0 | 0 | 0 | 0 | 0 | 0 | 0 | 0
BART NOX Annual- Arthur Kill- v5.16 | 62 | 6661 | Rate Constraint in lbs/MMBtu | FALSE | L | Annual | Seasons Included | Seasons | Winter, WintShld, Summer | Winter, WintShld, Summer | Winter, WintShld, Summer | Winter, WintShld, Summer | Winter, WintShld, Summer | Winter, WintShld, Summer | Winter, WintShld, Summer | Winter, WintShld, Summer
BART NOX Annual- Arthur Kill- v5.16 | 62 | 6661 | Rate Constraint in lbs/MMBtu | FALSE | L | Annual | Standard NOX | lb/MMBtu | 0.15 | 0.15 | 0.15 | 0.15 | 0.15 | 0.15 | 0.15 | 0.15
BART NOX Annual- Arthur Kill- v5.16 | 62 | 6661 | Rate Constraint in lbs/MMBtu | FALSE | L | Annual | Emissions at Affected Plants NOX | Thousand Tons | 0.1445 | 0.1445 | 0.1445 | 0.098129 | 0.097841 | 0.098129 | 0.092241 | 0.093954
BART NOX Annual- Arthur Kill- v5.16 | 62 | 6661 | Rate Constraint in lbs/MMBtu | FALSE | L | Annual | Allowances Purchased NOX | Thousand Tons | 0 | 0 | 0 | 0 | 0 | 0 | 0 | 0
BART NOX Annual- Arthur Kill- v5.16 | 62 | 6661 | Rate Constraint in lbs/MMBtu | FALSE | L | Annual | Allowances Sold NOX | Thousand Tons | 0 | 0 | 0 | 0 | 0 | 0 | 0 | 0
BART NOX Annual- Arthur Kill- v5.16 | 62 | 6661 | Rate Constraint in lbs/MMBtu | FALSE | L | Annual | Allowances Banked | Thousand Tons | 0 | 0 | 0 | 0 | 0 | 0 | 0 | 0
BART NOX Annual- Arthur Kill- v5.16 | 62 | 6661 | Rate Constraint in lbs/MMBtu | FALSE | L | Annual | Allowances Withdrawn (1:1) | Thousand Tons | 0 | 0 | 0 | 0 | 0 | 0 | 0 | 0
BART NOX Annual- Arthur Kill- v5.16 | 62 | 6661 | Rate Constraint in lbs/MMBtu | FALSE | L | Annual | Allowances Withdrawn (n:1) | Thousand Tons | 0 | 0 | 0 | 0 | 0 | 0 | 0 | 0
BART NOX Annual- Arthur Kill- v5.16 | 62 | 6661 | Rate Constraint in lbs/MMBtu | FALSE | L | Annual | Net Emissions Allowance Position | Thousand Tons | 0.1445 | 0.1445 | 0.1445 | 0.098129 | 0.097841 | 0.098129 | 0.092241 | 0.093954
BART NOX Annual- Arthur Kill- v5.16 | 62 | 6661 | Rate Constraint in lbs/MMBtu | FALSE | L | Annual | Fuel Consumed | TBtu | 3.707 | 3.707 | 3.707 | 2.5174 | 2.51 | 2.5174 | 2.3664 | 2.4103
BART NOX Annual- Arthur Kill- v5.16 | 62 | 6661 | Rate Constraint in lbs/MMBtu | FALSE | L | Annual | Rate | lb/MMBtu | 0.07796 | 0.07796 | 0.07796 | 0.07796 | 0.07796 | 0.07796 | 0.07796 | 0.07796
BART NOX Annual- Arthur Kill- v5.16 | 62 | 6661 | Rate Constraint in lbs/MMBtu | FALSE | L | Annual | Generation | TWh | 0.33697 | 0.33697 | 0.33697 | 0.22883 | 0.22816 | 0.22883 | 0.2151 | 0.2191
BART NOX Annual- Arthur Kill- v5.16 | 62 | 6661 | Rate Constraint in lbs/MMBtu | FALSE | L | Annual | Qualifying Generation | TWh | 0.33697 | 0.33697 | 0.33697 | 0.22883 | 0.22816 | 0.22883 | 0.2151 | 0.2191
BART NOX Annual- Arthur Kill- v5.16 | 62 | 6661 | Rate Constraint in lbs/MMBtu | FALSE | L | Annual | Rate | lb/MWh | 0.85764 | 0.85764 | 0.85764 | 0.85764 | 0.85764 | 0.85764 | 0.85764 | 0.85764
BART NOX Annual- Arthur Kill- v5.16 | 62 | 6661 | Rate Constraint in lbs/MMBtu | FALSE | L | Annual | Constraint Shadow Price | US2016$/Ton | 0 | 0 | 0 | 0 | 0 | 0 | 0 | 0
BART NOX Annual- B L England 2- v5.16 | 63 | 6663 | Rate Constraint in lbs/MMBtu | FALSE | L | Annual | Seasons Included | Seasons | Winter, WintShld, Summer | Winter, WintShld, Summer | Winter, WintShld, Summer | Winter, WintShld, Summer | Winter, WintShld, Summer | Winter, WintShld, Summer | Winter, WintShld, Summer | Winter, WintShld, Summer
BART NOX Annual- B L England 2- v5.16 | 63 | 6663 | Rate Constraint in lbs/MMBtu | FALSE | L | Annual | Standard NOX | lb/MMBtu | 0.1 | 0.1 | 0.1 | 0.1 | 0.1 | 0.1 | 0.1 | 0.1
BART NOX Annual- B L England 2- v5.16 | 63 | 6663 | Rate Constraint in lbs/MMBtu | FALSE | L | Annual | Emissions at Affected Plants NOX | Thousand Tons | 0 | 0 | 0 | 0 | 0 | 0 | 0 | 0
BART NOX Annual- B L England 2- v5.16 | 63 | 6663 | Rate Constraint in lbs/MMBtu | FALSE | L | Annual | Allowances Purchased NOX | Thousand Tons | 0 | 0 | 0 | 0 | 0 | 0 | 0 | 0
BART NOX Annual- B L England 2- v5.16 | 63 | 6663 | Rate Constraint in lbs/MMBtu | FALSE | L | Annual | Allowances Sold NOX | Thousand Tons | 0 | 0 | 0 | 0 | 0 | 0 | 0 | 0
BART NOX Annual- B L England 2- v5.16 | 63 | 6663 | Rate Constraint in lbs/MMBtu | FALSE | L | Annual | Allowances Banked | Thousand Tons | 0 | 0 | 0 | 0 | 0 | 0 | 0 | 0
BART NOX Annual- B L England 2- v5.16 | 63 | 6663 | Rate Constraint in lbs/MMBtu | FALSE | L | Annual | Allowances Withdrawn (1:1) | Thousand Tons | 0 | 0 | 0 | 0 | 0 | 0 | 0 | 0
BART NOX Annual- B L England 2- v5.16 | 63 | 6663 | Rate Constraint in lbs/MMBtu | FALSE | L | Annual | Allowances Withdrawn (n:1) | Thousand Tons | 0 | 0 | 0 | 0 | 0 | 0 | 0 | 0
BART NOX Annual- B L England 2- v5.16 | 63 | 6663 | Rate Constraint in lbs/MMBtu | FALSE | L | Annual | Net Emissions Allowance Position | Thousand Tons | 0 | 0 | 0 | 0 | 0 | 0 | 0 | 0
BART NOX Annual- B L England 2- v5.16 | 63 | 6663 | Rate Constraint in lbs/MMBtu | FALSE | L | Annual | Fuel Consumed | TBtu | 0 | 0 | 0 | 0 | 0 | 0 | 0 | 0
BART NOX Annual- B L England 2- v5.16 | 63 | 6663 | Rate Constraint in lbs/MMBtu | FALSE | L | Annual | Rate | lb/MMBtu | 0 | 0 | 0 | 0 | 0 | 0 | 0 | 0
BART NOX Annual- B L England 2- v5.16 | 63 | 6663 | Rate Constraint in lbs/MMBtu | FALSE | L | Annual | Generation | TWh | 0 | 0 | 0 | 0 | 0 | 0 | 0 | 0
BART NOX Annual- B L England 2- v5.16 | 63 | 6663 | Rate Constraint in lbs/MMBtu | FALSE | L | Annual | Qualifying Generation | TWh | 0 | 0 | 0 | 0 | 0 | 0 | 0 | 0
BART NOX Annual- B L England 2- v5.16 | 63 | 6663 | Rate Constraint in lbs/MMBtu | FALSE | L | Annual | Rate | lb/MWh | 0 | 0 | 0 | 0 | 0 | 0 | 0 | 0
BART NOX Annual- B L England 2- v5.16 | 63 | 6663 | Rate Constraint in lbs/MMBtu | FALSE | L | Annual | Constraint Shadow Price | US2016$/Ton | 0 | 0 | 0 | 0 | 0 | 0 | 0 | 0
BART NOX Annual- Big Stone 1- v5.16 | 64 | 6689 | Rate Constraint in lbs/MMBtu | FALSE | L | Annual | Seasons Included | Seasons | Winter, WintShld, Summer | Winter, WintShld, Summer | Winter, WintShld, Summer | Winter, WintShld, Summer | Winter, WintShld, Summer | Winter, WintShld, Summer | Winter, WintShld, Summer | Winter, WintShld, Summer
BART NOX Annual- Big Stone 1- v5.16 | 64 | 6689 | Rate Constraint in lbs/MMBtu | FALSE | L | Annual | Standard NOX | lb/MMBtu | 0.1 | 0.1 | 0.1 | 0.1 | 0.1 | 0.1 | 0.1 | 0.1
BART NOX Annual- Big Stone 1- v5.16 | 64 | 6689 | Rate Constraint in lbs/MMBtu | FALSE | L | Annual | Emissions at Affected Plants NOX | Thousand Tons | 0.5275 | 0.61551 | 0.64162 | 0.71597 | 0.75077 | 0.93392 | 0.93392 | 0.8135
BART NOX Annual- Big Stone 1- v5.16 | 64 | 6689 | Rate Constraint in lbs/MMBtu | FALSE | L | Annual | Allowances Purchased NOX | Thousand Tons | 0 | 0 | 0 | 0 | 0 | 0 | 0 | 0
BART NOX Annual- Big Stone 1- v5.16 | 64 | 6689 | Rate Constraint in lbs/MMBtu | FALSE | L | Annual | Allowances Sold NOX | Thousand Tons | 0 | 0 | 0 | 0 | 0 | 0 | 0 | 0
BART NOX Annual- Big Stone 1- v5.16 | 64 | 6689 | Rate Constraint in lbs/MMBtu | FALSE | L | Annual | Allowances Banked | Thousand Tons | 0 | 0 | 0 | 0 | 0 | 0 | 0 | 0
BART NOX Annual- Big Stone 1- v5.16 | 64 | 6689 | Rate Constraint in lbs/MMBtu | FALSE | L | Annual | Allowances Withdrawn (1:1) | Thousand Tons | 0 | 0 | 0 | 0 | 0 | 0 | 0 | 0
BART NOX Annual- Big Stone 1- v5.16 | 64 | 6689 | Rate Constraint in lbs/MMBtu | FALSE | L | Annual | Allowances Withdrawn (n:1) | Thousand Tons | 0 | 0 | 0 | 0 | 0 | 0 | 0 | 0
BART NOX Annual- Big Stone 1- v5.16 | 64 | 6689 | Rate Constraint in lbs/MMBtu | FALSE | L | Annual | Net Emissions Allowance Position | Thousand Tons | 0.5275 | 0.61551 | 0.64162 | 0.71597 | 0.75077 | 0.93392 | 0.93392 | 0.8135
BART NOX Annual- Big Stone 1- v5.16 | 64 | 6689 | Rate Constraint in lbs/MMBtu | FALSE | L | Annual | Fuel Consumed | TBtu | 12.7063 | 14.8261 | 15.4552 | 17.246 | 18.0842 | 22.4959 | 22.4959 | 19.5953
BART NOX Annual- Big Stone 1- v5.16 | 64 | 6689 | Rate Constraint in lbs/MMBtu | FALSE | L | Annual | Rate | lb/MMBtu | 0.08303 | 0.08303 | 0.08303 | 0.08303 | 0.08303 | 0.08303 | 0.08303 | 0.08303
BART NOX Annual- Big Stone 1- v5.16 | 64 | 6689 | Rate Constraint in lbs/MMBtu | FALSE | L | Annual | Generation | TWh | 1.1628 | 1.3568 | 1.4418 | 1.6089 | 1.6871 | 2.0986 | 2.0986 | 1.828
BART NOX Annual- Big Stone 1- v5.16 | 64 | 6689 | Rate Constraint in lbs/MMBtu | FALSE | L | Annual | Qualifying Generation | TWh | 1.1628 | 1.3568 | 1.4418 | 1.6089 | 1.6871 | 2.0986 | 2.0986 | 1.828
BART NOX Annual- Big Stone 1- v5.16 | 64 | 6689 | Rate Constraint in lbs/MMBtu | FALSE | L | Annual | Rate | lb/MWh | 0.90727 | 0.90727 | 0.89003 | 0.89003 | 0.89003 | 0.89003 | 0.89003 | 0.89003
BART NOX Annual- Big Stone 1- v5.16 | 64 | 6689 | Rate Constraint in lbs/MMBtu | FALSE | L | Annual | Constraint Shadow Price | US2016$/Ton | 0 | 0 | 0 | 0 | 0 | 0 | 0 | 0
BART NOX Annual- Bowline Point 1- v6.17 | 65 | 6994 | Rate Constraint in lbs/MMBtu | FALSE | L | Annual | Seasons Included | Seasons | Winter, WintShld, Summer | Winter, WintShld, Summer | Winter, WintShld, Summer | Winter, WintShld, Summer | Winter, WintShld, Summer | Winter, WintShld, Summer | Winter, WintShld, Summer | Winter, WintShld, Summer
BART NOX Annual- Bowline Point 1- v6.17 | 65 | 6994 | Rate Constraint in lbs/MMBtu | FALSE | L | Annual | Standard NOX | lb/MMBtu | 0.15 | 0.15 | 0.15 | 0.15 | 0.15 | 0.15 | 0.15 | 0.15
BART NOX Annual- Bowline Point 1- v6.17 | 65 | 6994 | Rate Constraint in lbs/MMBtu | FALSE | L | Annual | Emissions at Affected Plants NOX | Thousand Tons | 0.040415 | 0.050694 | 0.061482 | 0.10353 | 0.12542 | 0.11671 | 0.068533 | 0.072107
BART NOX Annual- Bowline Point 1- v6.17 | 65 | 6994 | Rate Constraint in lbs/MMBtu | FALSE | L | Annual | Allowances Purchased NOX | Thousand Tons | 0 | 0 | 0 | 0 | 0 | 0 | 0 | 0
BART NOX Annual- Bowline Point 1- v6.17 | 65 | 6994 | Rate Constraint in lbs/MMBtu | FALSE | L | Annual | Allowances Sold NOX | Thousand Tons | 0 | 0 | 0 | 0 | 0 | 0 | 0 | 0
BART NOX Annual- Bowline Point 1- v6.17 | 65 | 6994 | Rate Constraint in lbs/MMBtu | FALSE | L | Annual | Allowances Banked | Thousand Tons | 0 | 0 | 0 | 0 | 0 | 0 | 0 | 0
BART NOX Annual- Bowline Point 1- v6.17 | 65 | 6994 | Rate Constraint in lbs/MMBtu | FALSE | L | Annual | Allowances Withdrawn (1:1) | Thousand Tons | 0 | 0 | 0 | 0 | 0 | 0 | 0 | 0
BART NOX Annual- Bowline Point 1- v6.17 | 65 | 6994 | Rate Constraint in lbs/MMBtu | FALSE | L | Annual | Allowances Withdrawn (n:1) | Thousand Tons | 0 | 0 | 0 | 0 | 0 | 0 | 0 | 0
BART NOX Annual- Bowline Point 1- v6.17 | 65 | 6994 | Rate Constraint in lbs/MMBtu | FALSE | L | Annual | Net Emissions Allowance Position | Thousand Tons | 0.040415 | 0.050694 | 0.061482 | 0.10353 | 0.12542 | 0.11671 | 0.068533 | 0.072107
BART NOX Annual- Bowline Point 1- v6.17 | 65 | 6994 | Rate Constraint in lbs/MMBtu | FALSE | L | Annual | Fuel Consumed | TBtu | 1.0104 | 1.2674 | 1.5371 | 2.5882 | 3.1354 | 2.9178 | 1.7133 | 1.8027
BART NOX Annual- Bowline Point 1- v6.17 | 65 | 6994 | Rate Constraint in lbs/MMBtu | FALSE | L | Annual | Rate | lb/MMBtu | 0.08 | 0.08 | 0.08 | 0.08 | 0.08 | 0.08 | 0.08 | 0.08
BART NOX Annual- Bowline Point 1- v6.17 | 65 | 6994 | Rate Constraint in lbs/MMBtu | FALSE | L | Annual | Generation | TWh | 0.092121 | 0.11555 | 0.14014 | 0.23598 | 0.28587 | 0.26603 | 0.15621 | 0.16436
BART NOX Annual- Bowline Point 1- v6.17 | 65 | 6994 | Rate Constraint in lbs/MMBtu | FALSE | L | Annual | Qualifying Generation | TWh | 0.092121 | 0.11555 | 0.14014 | 0.23598 | 0.28587 | 0.26603 | 0.15621 | 0.16436
BART NOX Annual- Bowline Point 1- v6.17 | 65 | 6994 | Rate Constraint in lbs/MMBtu | FALSE | L | Annual | Rate | lb/MWh | 0.87744 | 0.87744 | 0.87744 | 0.87744 | 0.87744 | 0.87744 | 0.87744 | 0.87744
BART NOX Annual- Bowline Point 1- v6.17 | 65 | 6994 | Rate Constraint in lbs/MMBtu | FALSE | L | Annual | Constraint Shadow Price | US2016$/Ton | 0 | 0 | 0 | 0 | 0 | 0 | 0 | 0
BART NOX Annual- Bowline Point 2- v6.17 | 66 | 6995 | Rate Constraint in lbs/MMBtu | FALSE | L | Annual | Seasons Included | Seasons | Winter, WintShld, Summer | Winter, WintShld, Summer | Winter, WintShld, Summer | Winter, WintShld, Summer | Winter, WintShld, Summer | Winter, WintShld, Summer | Winter, WintShld, Summer | Winter, WintShld, Summer
BART NOX Annual- Bowline Point 2- v6.17 | 66 | 6995 | Rate Constraint in lbs/MMBtu | FALSE | L | Annual | Standard NOX | lb/MMBtu | 0.15 | 0.15 | 0.15 | 0.15 | 0.15 | 0.15 | 0.15 | 0.15
BART NOX Annual- Bowline Point 2- v6.17 | 66 | 6995 | Rate Constraint in lbs/MMBtu | FALSE | L | Annual | Emissions at Affected Plants NOX | Thousand Tons | 0.041195 | 0.041195 | 0.038928 | 0.0081039 | 0.0081039 | 0.0081039 | 0.0081039 | 0.0081039
BART NOX Annual- Bowline Point 2- v6.17 | 66 | 6995 | Rate Constraint in lbs/MMBtu | FALSE | L | Annual | Allowances Purchased NOX | Thousand Tons | 0 | 0 | 0 | 0 | 0 | 0 | 0 | 0
BART NOX Annual- Bowline Point 2- v6.17 | 66 | 6995 | Rate Constraint in lbs/MMBtu | FALSE | L | Annual | Allowances Sold NOX | Thousand Tons | 0 | 0 | 0 | 0 | 0 | 0 | 0 | 0
BART NOX Annual- Bowline Point 2- v6.17 | 66 | 6995 | Rate Constraint in lbs/MMBtu | FALSE | L | Annual | Allowances Banked | Thousand Tons | 0 | 0 | 0 | 0 | 0 | 0 | 0 | 0
BART NOX Annual- Bowline Point 2- v6.17 | 66 | 6995 | Rate Constraint in lbs/MMBtu | FALSE | L | Annual | Allowances Withdrawn (1:1) | Thousand Tons | 0 | 0 | 0 | 0 | 0 | 0 | 0 | 0
BART NOX Annual- Bowline Point 2- v6.17 | 66 | 6995 | Rate Constraint in lbs/MMBtu | FALSE | L | Annual | Allowances Withdrawn (n:1) | Thousand Tons | 0 | 0 | 0 | 0 | 0 | 0 | 0 | 0
BART NOX Annual- Bowline Point 2- v6.17 | 66 | 6995 | Rate Constraint in lbs/MMBtu | FALSE | L | Annual | Net Emissions Allowance Position | Thousand Tons | 0.041195 | 0.041195 | 0.038928 | 0.0081039 | 0.0081039 | 0.0081039 | 0.0081039 | 0.0081039
BART NOX Annual- Bowline Point 2- v6.17 | 66 | 6995 | Rate Constraint in lbs/MMBtu | FALSE | L | Annual | Fuel Consumed | TBtu | 1.0299 | 1.0299 | 0.97321 | 0.2026 | 0.2026 | 0.2026 | 0.2026 | 0.2026
BART NOX Annual- Bowline Point 2- v6.17 | 66 | 6995 | Rate Constraint in lbs/MMBtu | FALSE | L | Annual | Rate | lb/MMBtu | 0.08 | 0.08 | 0.08 | 0.08 | 0.08 | 0.08 | 0.08 | 0.08
BART NOX Annual- Bowline Point 2- v6.17 | 66 | 6995 | Rate Constraint in lbs/MMBtu | FALSE | L | Annual | Generation | TWh | 0.08491 | 0.08491 | 0.080238 | 0.016704 | 0.016704 | 0.016704 | 0.016704 | 0.016704
BART NOX Annual- Bowline Point 2- v6.17 | 66 | 6995 | Rate Constraint in lbs/MMBtu | FALSE | L | Annual | Qualifying Generation | TWh | 0.08491 | 0.08491 | 0.080238 | 0.016704 | 0.016704 | 0.016704 | 0.016704 | 0.016704
BART NOX Annual- Bowline Point 2- v6.17 | 66 | 6995 | Rate Constraint in lbs/MMBtu | FALSE | L | Annual | Rate | lb/MWh | 0.97032 | 0.97032 | 0.97032 | 0.97032 | 0.97032 | 0.97032 | 0.97032 | 0.97032
BART NOX Annual- Bowline Point 2- v6.17 | 66 | 6995 | Rate Constraint in lbs/MMBtu | FALSE | L | Annual | Constraint Shadow Price | US2016$/Ton | 0 | 0 | 0 | 0 | 0 | 0 | 0 | 0
BART NOX Annual- Coronado U2B- v5.16 | 67 | 6658 | Rate Constraint in lbs/MMBtu | FALSE | L | Annual | Seasons Included | Seasons | Winter, WintShld, Summer | Winter, WintShld, Summer | Winter, WintShld, Summer | Winter, WintShld, Summer | Winter, WintShld, Summer | Winter, WintShld, Summer | Winter, WintShld, Summer | Winter, WintShld, Summer
BART NOX Annual- Coronado U2B- v5.16 | 67 | 6658 | Rate Constraint in lbs/MMBtu | FALSE | L | Annual | Standard NOX | lb/MMBtu | 0.08 | 0.08 | 0.08 | 0.08 | 0.08 | 0.08 | 0.08 | 0.08
BART NOX Annual- Coronado U2B- v5.16 | 67 | 6658 | Rate Constraint in lbs/MMBtu | FALSE | L | Annual | Emissions at Affected Plants NOX | Thousand Tons | 0.47783 | 0.57777 | 0.73565 | 0.5487 | 0.5487 | 0.5487 | 0.5487 | 0.5487
BART NOX Annual- Coronado U2B- v5.16 | 67 | 6658 | Rate Constraint in lbs/MMBtu | FALSE | L | Annual | Allowances Purchased NOX | Thousand Tons | 0 | 0 | 0 | 0 | 0 | 0 | 0 | 0
BART NOX Annual- Coronado U2B- v5.16 | 67 | 6658 | Rate Constraint in lbs/MMBtu | FALSE | L | Annual | Allowances Sold NOX | Thousand Tons | 0 | 0 | 0 | 0 | 0 | 0 | 0 | 0
BART NOX Annual- Coronado U2B- v5.16 | 67 | 6658 | Rate Constraint in lbs/MMBtu | FALSE | L | Annual | Allowances Banked | Thousand Tons | 0 | 0 | 0 | 0 | 0 | 0 | 0 | 0
BART NOX Annual- Coronado U2B- v5.16 | 67 | 6658 | Rate Constraint in lbs/MMBtu | FALSE | L | Annual | Allowances Withdrawn (1:1) | Thousand Tons | 0 | 0 | 0 | 0 | 0 | 0 | 0 | 0
BART NOX Annual- Coronado U2B- v5.16 | 67 | 6658 | Rate Constraint in lbs/MMBtu | FALSE | L | Annual | Allowances Withdrawn (n:1) | Thousand Tons | 0 | 0 | 0 | 0 | 0 | 0 | 0 | 0
BART NOX Annual- Coronado U2B- v5.16 | 67 | 6658 | Rate Constraint in lbs/MMBtu | FALSE | L | Annual | Net Emissions Allowance Position | Thousand Tons | 0.47783 | 0.57777 | 0.73565 | 0.5487 | 0.5487 | 0.5487 | 0.5487 | 0.5487
BART NOX Annual- Coronado U2B- v5.16 | 67 | 6658 | Rate Constraint in lbs/MMBtu | FALSE | L | Annual | Fuel Consumed | TBtu | 17.0199 | 20.5795 | 26.203 | 19.544 | 19.544 | 19.544 | 19.544 | 19.544
BART NOX Annual- Coronado U2B- v5.16 | 67 | 6658 | Rate Constraint in lbs/MMBtu | FALSE | L | Annual | Rate | lb/MMBtu | 0.05615 | 0.05615 | 0.05615 | 0.05615 | 0.05615 | 0.05615 | 0.05615 | 0.05615
BART NOX Annual- Coronado U2B- v5.16 | 67 | 6658 | Rate Constraint in lbs/MMBtu | FALSE | L | Annual | Generation | TWh | 1.5871 | 1.919 | 2.4907 | 1.8578 | 1.8578 | 1.8578 | 1.8578 | 1.8578
BART NOX Annual- Coronado U2B- v5.16 | 67 | 6658 | Rate Constraint in lbs/MMBtu | FALSE | L | Annual | Qualifying Generation | TWh | 1.5871 | 1.919 | 2.4907 | 1.8578 | 1.8578 | 1.8578 | 1.8578 | 1.8578
BART NOX Annual- Coronado U2B- v5.16 | 67 | 6658 | Rate Constraint in lbs/MMBtu | FALSE | L | Annual | Rate | lb/MWh | 0.60215 | 0.60215 | 0.59071 | 0.59071 | 0.59071 | 0.59071 | 0.59071 | 0.59071
BART NOX Annual- Coronado U2B- v5.16 | 67 | 6658 | Rate Constraint in lbs/MMBtu | FALSE | L | Annual | Constraint Shadow Price | US2016$/Ton | 0 | 0 | 0 | 0 | 0 | 0 | 0 | 0
BART NOX Annual- Danskammer 4- v6.17 | 68 | 7005 | Rate Constraint in lbs/MMBtu | FALSE | L | Annual | Seasons Included | Seasons | Winter, WintShld, Summer | Winter, WintShld, Summer | Winter, WintShld, Summer | Winter, WintShld, Summer | Winter, WintShld, Summer | Winter, WintShld, Summer | Winter, WintShld, Summer | Winter, WintShld, Summer
BART NOX Annual- Danskammer 4- v6.17 | 68 | 7005 | Rate Constraint in lbs/MMBtu | FALSE | L | Annual | Standard NOX | lb/MMBtu | 0.12 | 0.12 | 0.12 | 0.12 | 0.12 | 0.12 | 0.12 | 0.12
BART NOX Annual- Danskammer 4- v6.17 | 68 | 7005 | Rate Constraint in lbs/MMBtu | FALSE | L | Annual | Emissions at Affected Plants NOX | Thousand Tons | 0.015325 | 0.015401 | 0.023483 | 0.039369 | 0.046789 | 0.044022 | 0.023231 | 0.023407
BART NOX Annual- Danskammer 4- v6.17 | 68 | 7005 | Rate Constraint in lbs/MMBtu | FALSE | L | Annual | Allowances Purchased NOX | Thousand Tons | 0 | 0 | 0 | 0 | 0 | 0 | 0 | 0
BART NOX Annual- Danskammer 4- v6.17 | 68 | 7005 | Rate Constraint in lbs/MMBtu | FALSE | L | Annual | Allowances Sold NOX | Thousand Tons | 0 | 0 | 0 | 0 | 0 | 0 | 0 | 0
BART NOX Annual- Danskammer 4- v6.17 | 68 | 7005 | Rate Constraint in lbs/MMBtu | FALSE | L | Annual | Allowances Banked | Thousand Tons | 0 | 0 | 0 | 0 | 0 | 0 | 0 | 0
BART NOX Annual- Danskammer 4- v6.17 | 68 | 7005 | Rate Constraint in lbs/MMBtu | FALSE | L | Annual | Allowances Withdrawn (1:1) | Thousand Tons | 0 | 0 | 0 | 0 | 0 | 0 | 0 | 0
BART NOX Annual- Danskammer 4- v6.17 | 68 | 7005 | Rate Constraint in lbs/MMBtu | FALSE | L | Annual | Allowances Withdrawn (n:1) | Thousand Tons | 0 | 0 | 0 | 0 | 0 | 0 | 0 | 0
BART NOX Annual- Danskammer 4- v6.17 | 68 | 7005 | Rate Constraint in lbs/MMBtu | FALSE | L | Annual | Net Emissions Allowance Position | Thousand Tons | 0.015325 | 0.015401 | 0.023483 | 0.039369 | 0.046789 | 0.044022 | 0.023231 | 0.023407
BART NOX Annual- Danskammer 4- v6.17 | 68 | 7005 | Rate Constraint in lbs/MMBtu | FALSE | L | Annual | Fuel Consumed | TBtu | 0.3793 | 0.38117 | 0.58119 | 0.97436 | 1.158 | 1.0895 | 0.57496 | 0.57932
BART NOX Annual- Danskammer 4- v6.17 | 68 | 7005 | Rate Constraint in lbs/MMBtu | FALSE | L | Annual | Rate | lb/MMBtu | 0.08081 | 0.08081 | 0.08081 | 0.08081 | 0.08081 | 0.08081 | 0.08081 | 0.08081
BART NOX Annual- Danskammer 4- v6.17 | 68 | 7005 | Rate Constraint in lbs/MMBtu | FALSE | L | Annual | Generation | TWh | 0.034472 | 0.034642 | 0.052821 | 0.088554 | 0.10525 | 0.099021 | 0.052255 | 0.052651
BART NOX Annual- Danskammer 4- v6.17 | 68 | 7005 | Rate Constraint in lbs/MMBtu | FALSE | L | Annual | Qualifying Generation | TWh | 0.034472 | 0.034642 | 0.052821 | 0.088554 | 0.10525 | 0.099021 | 0.052255 | 0.052651
BART NOX Annual- Danskammer 4- v6.17 | 68 | 7005 | Rate Constraint in lbs/MMBtu | FALSE | L | Annual | Rate | lb/MWh | 0.88915 | 0.88915 | 0.88915 | 0.88915 | 0.88915 | 0.88915 | 0.88915 | 0.88915
BART NOX Annual- Danskammer 4- v6.17 | 68 | 7005 | Rate Constraint in lbs/MMBtu | FALSE | L | Annual | Constraint Shadow Price | US2016$/Ton | 0 | 0 | 0 | 0 | 0 | 0 | 0 | 0
BART NOX Annual- E F Barrett- v5.16 | 69 | 6665 | Rate Constraint in lbs/MMBtu | FALSE | L | Annual | Seasons Included | Seasons | Winter, WintShld, Summer | Winter, WintShld, Summer | Winter, WintShld, Summer | Winter, WintShld, Summer | Winter, WintShld, Summer | Winter, WintShld, Summer | Winter, WintShld, Summer | Winter, WintShld, Summer
BART NOX Annual- E F Barrett- v5.16 | 69 | 6665 | Rate Constraint in lbs/MMBtu | FALSE | L | Annual | Standard NOX | lb/MMBtu | 0.1 | 0.1 | 0.1 | 0.1 | 0.1 | 0.1 | 0.1 | 0.1
BART NOX Annual- E F Barrett- v5.16 | 69 | 6665 | Rate Constraint in lbs/MMBtu | FALSE | L | Annual | Emissions at Affected Plants NOX | Thousand Tons | 0.11347 | 0.11347 | 0.0086578 | 0.0086578 | 0.0086578 | 0.0086578 | 0.0086578 | 0.0086578
BART NOX Annual- E F Barrett- v5.16 | 69 | 6665 | Rate Constraint in lbs/MMBtu | FALSE | L | Annual | Allowances Purchased NOX | Thousand Tons | 0 | 0 | 0 | 0 | 0 | 0 | 0 | 0
BART NOX Annual- E F Barrett- v5.16 | 69 | 6665 | Rate Constraint in lbs/MMBtu | FALSE | L | Annual | Allowances Sold NOX | Thousand Tons | 0 | 0 | 0 | 0 | 0 | 0 | 0 | 0
BART NOX Annual- E F Barrett- v5.16 | 69 | 6665 | Rate Constraint in lbs/MMBtu | FALSE | L | Annual | Allowances Banked | Thousand Tons | 0 | 0 | 0 | 0 | 0 | 0 | 0 | 0
BART NOX Annual- E F Barrett- v5.16 | 69 | 6665 | Rate Constraint in lbs/MMBtu | FALSE | L | Annual | Allowances Withdrawn (1:1) | Thousand Tons | 0 | 0 | 0 | 0 | 0 | 0 | 0 | 0
BART NOX Annual- E F Barrett- v5.16 | 69 | 6665 | Rate Constraint in lbs/MMBtu | FALSE | L | Annual | Allowances Withdrawn (n:1) | Thousand Tons | 0 | 0 | 0 | 0 | 0 | 0 | 0 | 0
BART NOX Annual- E F Barrett- v5.16 | 69 | 6665 | Rate Constraint in lbs/MMBtu | FALSE | L | Annual | Net Emissions Allowance Position | Thousand Tons | 0.11347 | 0.11347 | 0.0086578 | 0.0086578 | 0.0086578 | 0.0086578 | 0.0086578 | 0.0086578
BART NOX Annual- E F Barrett- v5.16 | 69 | 6665 | Rate Constraint in lbs/MMBtu | FALSE | L | Annual | Fuel Consumed | TBtu | 4.4798 | 4.4798 | 0.3418 | 0.3418 | 0.3418 | 0.3418 | 0.3418 | 0.3418
BART NOX Annual- E F Barrett- v5.16 | 69 | 6665 | Rate Constraint in lbs/MMBtu | FALSE | L | Annual | Rate | lb/MMBtu | 0.05066 | 0.05066 | 0.05066 | 0.05066 | 0.05066 | 0.05066 | 0.05066 | 0.05066
BART NOX Annual- E F Barrett- v5.16 | 69 | 6665 | Rate Constraint in lbs/MMBtu | FALSE | L | Annual | Generation | TWh | 0.40359 | 0.40359 | 0.030793 | 0.030793 | 0.030793 | 0.030793 | 0.030793 | 0.030793
BART NOX Annual- E F Barrett- v5.16 | 69 | 6665 | Rate Constraint in lbs/MMBtu | FALSE | L | Annual | Qualifying Generation | TWh | 0.40359 | 0.40359 | 0.030793 | 0.030793 | 0.030793 | 0.030793 | 0.030793 | 0.030793
BART NOX Annual- E F Barrett- v5.16 | 69 | 6665 | Rate Constraint in lbs/MMBtu | FALSE | L | Annual | Rate | lb/MWh | 0.56233 | 0.56233 | 0.56233 | 0.56233 | 0.56233 | 0.56233 | 0.56233 | 0.56233
BART NOX Annual- E F Barrett- v5.16 | 69 | 6665 | Rate Constraint in lbs/MMBtu | FALSE | L | Annual | Constraint Shadow Price | US2016$/Ton | 0 | 0 | 0 | 0 | 0 | 0 | 0 | 0
BART NOX Annual- Hunter 1- v5.16 | 73 | 6691 | Rate Constraint in lbs/MMBtu | FALSE | L | Annual | Seasons Included | Seasons |  | Winter, WintShld, Summer | Winter, WintShld, Summer | Winter, WintShld, Summer | Winter, WintShld, Summer | Winter, WintShld, Summer | Winter, WintShld, Summer | Winter, WintShld, Summer
BART NOX Annual- Hunter 1- v5.16 | 73 | 6691 | Rate Constraint in lbs/MMBtu | FALSE | L | Annual | Standard NOX | lb/MMBtu | 0 | 0.07 | 0.07 | 0.07 | 0.07 | 0.07 | 0.07 | 0.07
BART NOX Annual- Hunter 1- v5.16 | 73 | 6691 | Rate Constraint in lbs/MMBtu | FALSE | L | Annual | Emissions at Affected Plants NOX | Thousand Tons | 0 | 0 | 0 | 0 | 0 | 0 | 0 | 0
BART NOX Annual- Hunter 1- v5.16 | 73 | 6691 | Rate Constraint in lbs/MMBtu | FALSE | L | Annual | Allowances Purchased NOX | Thousand Tons | 0 | 0 | 0 | 0 | 0 | 0 | 0 | 0
BART NOX Annual- Hunter 1- v5.16 | 73 | 6691 | Rate Constraint in lbs/MMBtu | FALSE | L | Annual | Allowances Sold NOX | Thousand Tons | 0 | 0 | 0 | 0 | 0 | 0 | 0 | 0
BART NOX Annual- Hunter 1- v5.16 | 73 | 6691 | Rate Constraint in lbs/MMBtu | FALSE | L | Annual | Allowances Banked | Thousand Tons | 0 | 0 | 0 | 0 | 0 | 0 | 0 | 0
BART NOX Annual- Hunter 1- v5.16 | 73 | 6691 | Rate Constraint in lbs/MMBtu | FALSE | L | Annual | Allowances Withdrawn (1:1) | Thousand Tons | 0 | 0 | 0 | 0 | 0 | 0 | 0 | 0
BART NOX Annual- Hunter 1- v5.16 | 73 | 6691 | Rate Constraint in lbs/MMBtu | FALSE | L | Annual | Allowances Withdrawn (n:1) | Thousand Tons | 0 | 0 | 0 | 0 | 0 | 0 | 0 | 0
BART NOX Annual- Hunter 1- v5.16 | 73 | 6691 | Rate Constraint in lbs/MMBtu | FALSE | L | Annual | Net Emissions Allowance Position | Thousand Tons | 0 | 0 | 0 | 0 | 0 | 0 | 0 | 0
BART NOX Annual- Hunter 1- v5.16 | 73 | 6691 | Rate Constraint in lbs/MMBtu | FALSE | L | Annual | Fuel Consumed | TBtu | 0 | 0 | 0 | 0 | 0 | 0 | 0 | 0
BART NOX Annual- Hunter 1- v5.16 | 73 | 6691 | Rate Constraint in lbs/MMBtu | FALSE | L | Annual | Rate | lb/MMBtu | 0 | 0 | 0 | 0 | 0 | 0 | 0 | 0
BART NOX Annual- Hunter 1- v5.16 | 73 | 6691 | Rate Constraint in lbs/MMBtu | FALSE | L | Annual | Generation | TWh | 0 | 0 | 0 | 0 | 0 | 0 | 0 | 0
BART NOX Annual- Hunter 1- v5.16 | 73 | 6691 | Rate Constraint in lbs/MMBtu | FALSE | L | Annual | Qualifying Generation | TWh | 0 | 0 | 0 | 0 | 0 | 0 | 0 | 0
BART NOX Annual- Hunter 1- v5.16 | 73 | 6691 | Rate Constraint in lbs/MMBtu | FALSE | L | Annual | Rate | lb/MWh | 0 | 0 | 0 | 0 | 0 | 0 | 0 | 0
BART NOX Annual- Hunter 1- v5.16 | 73 | 6691 | Rate Constraint in lbs/MMBtu | FALSE | L | Annual | Constraint Shadow Price | US2016$/Ton | 0 | 70209.0108 | 121124.9929 | 127292.7279 | 147671.1326 | 173130.5089 | 176910.4126 | 161514.7604
BART NOX Annual- Hunter 2- v5.16 | 74 | 6692 | Rate Constraint in lbs/MMBtu | FALSE | L | Annual | Seasons Included | Seasons |  | Winter, WintShld, Summer | Winter, WintShld, Summer | Winter, WintShld, Summer | Winter, WintShld, Summer | Winter, WintShld, Summer | Winter, WintShld, Summer | Winter, WintShld, Summer
BART NOX Annual- Hunter 2- v5.16 | 74 | 6692 | Rate Constraint in lbs/MMBtu | FALSE | L | Annual | Standard NOX | lb/MMBtu | 0 | 0.07 | 0.07 | 0.07 | 0.07 | 0.07 | 0.07 | 0.07
BART NOX Annual- Hunter 2- v5.16 | 74 | 6692 | Rate Constraint in lbs/MMBtu | FALSE | L | Annual | Emissions at Affected Plants NOX | Thousand Tons | 0 | 0 | 0 | 0 | 0 | 0 | 0 | 0
BART NOX Annual- Hunter 2- v5.16 | 74 | 6692 | Rate Constraint in lbs/MMBtu | FALSE | L | Annual | Allowances Purchased NOX | Thousand Tons | 0 | 0 | 0 | 0 | 0 | 0 | 0 | 0
BART NOX Annual- Hunter 2- v5.16 | 74 | 6692 | Rate Constraint in lbs/MMBtu | FALSE | L | Annual | Allowances Sold NOX | Thousand Tons | 0 | 0 | 0 | 0 | 0 | 0 | 0 | 0
BART NOX Annual- Hunter 2- v5.16 | 74 | 6692 | Rate Constraint in lbs/MMBtu | FALSE | L | Annual | Allowances Banked | Thousand Tons | 0 | 0 | 0 | 0 | 0 | 0 | 0 | 0
BART NOX Annual- Hunter 2- v5.16 | 74 | 6692 | Rate Constraint in lbs/MMBtu | FALSE | L | Annual | Allowances Withdrawn (1:1) | Thousand Tons | 0 | 0 | 0 | 0 | 0 | 0 | 0 | 0
BART NOX Annual- Hunter 2- v5.16 | 74 | 6692 | Rate Constraint in lbs/MMBtu | FALSE | L | Annual | Allowances Withdrawn (n:1) | Thousand Tons | 0 | 0 | 0 | 0 | 0 | 0 | 0 | 0
BART NOX Annual- Hunter 2- v5.16 | 74 | 6692 | Rate Constraint in lbs/MMBtu | FALSE | L | Annual | Net Emissions Allowance Position | Thousand Tons | 0 | 0 | 0 | 0 | 0 | 0 | 0 | 0
BART NOX Annual- Hunter 2- v5.16 | 74 | 6692 | Rate Constraint in lbs/MMBtu | FALSE | L | Annual | Fuel Consumed | TBtu | 0 | 0 | 0 | 0 | 0 | 0 | 0 | 0
BART NOX Annual- Hunter 2- v5.16 | 74 | 6692 | Rate Constraint in lbs/MMBtu | FALSE | L | Annual | Rate | lb/MMBtu | 0 | 0 | 0 | 0 | 0 | 0 | 0 | 0
BART NOX Annual- Hunter 2- v5.16 | 74 | 6692 | Rate Constraint in lbs/MMBtu | FALSE | L | Annual | Generation | TWh | 0 | 0 | 0 | 0 | 0 | 0 | 0 | 0
BART NOX Annual- Hunter 2- v5.16 | 74 | 6692 | Rate Constraint in lbs/MMBtu | FALSE | L | Annual | Qualifying Generation | TWh | 0 | 0 | 0 | 0 | 0 | 0 | 0 | 0
BART NOX Annual- Hunter 2- v5.16 | 74 | 6692 | Rate Constraint in lbs/MMBtu | FALSE | L | Annual | Rate | lb/MWh | 0 | 0 | 0 | 0 | 0 | 0 | 0 | 0
BART NOX Annual- Hunter 2- v5.16 | 74 | 6692 | Rate Constraint in lbs/MMBtu | FALSE | L | Annual | Constraint Shadow Price | US2016$/Ton | 0 | 70678.0711 | 95841.6053 | 99393.4654 | 96427.1971 | 103604.4454 | 211656.9091 | 183790.758
BART NOX Annual- Huntington 1- v5.16 | 75 | 6693 | Rate Constraint in lbs/MMBtu | FALSE | L | Annual | Seasons Included | Seasons |  | Winter, WintShld, Summer | Winter, WintShld, Summer | Winter, WintShld, Summer | Winter, WintShld, Summer | Winter, WintShld, Summer | Winter, WintShld, Summer | Winter, WintShld, Summer
BART NOX Annual- Huntington 1- v5.16 | 75 | 6693 | Rate Constraint in lbs/MMBtu | FALSE | L | Annual | Standard NOX | lb/MMBtu | 0 | 0.07 | 0.07 | 0.07 | 0.07 | 0.07 | 0.07 | 0.07
BART NOX Annual- Huntington 1- v5.16 | 75 | 6693 | Rate Constraint in lbs/MMBtu | FALSE | L | Annual | Emissions at Affected Plants NOX | Thousand Tons | 0 | 1.164 | 1.1547 | 1.1547 | 1.1547 | 1.1547 | 0.9591 | 0.78228
BART NOX Annual- Huntington 1- v5.16 | 75 | 6693 | Rate Constraint in lbs/MMBtu | FALSE | L | Annual | Allowances Purchased NOX | Thousand Tons | 0 | 0 | 0 | 0 | 0 | 0 | 0 | 0
BART NOX Annual- Huntington 1- v5.16 | 75 | 6693 | Rate Constraint in lbs/MMBtu | FALSE | L | Annual | Allowances Sold NOX | Thousand Tons | 0 | 0 | 0 | 0 | 0 | 0 | 0 | 0
BART NOX Annual- Huntington 1- v5.16 | 75 | 6693 | Rate Constraint in lbs/MMBtu | FALSE | L | Annual | Allowances Banked | Thousand Tons | 0 | 0 | 0 | 0 | 0 | 0 | 0 | 0
BART NOX Annual- Huntington 1- v5.16 | 75 | 6693 | Rate Constraint in lbs/MMBtu | FALSE | L | Annual | Allowances Withdrawn (1:1) | Thousand Tons | 0 | 0 | 0 | 0 | 0 | 0 | 0 | 0
BART NOX Annual- Huntington 1- v5.16 | 75 | 6693 | Rate Constraint in lbs/MMBtu | FALSE | L | Annual | Allowances Withdrawn (n:1) | Thousand Tons | 0 | 0 | 0 | 0 | 0 | 0 | 0 | 0
BART NOX Annual- Huntington 1- v5.16 | 75 | 6693 | Rate Constraint in lbs/MMBtu | FALSE | L | Annual | Net Emissions Allowance Position | Thousand Tons | 0 | 1.164 | 1.1547 | 1.1547 | 1.1547 | 1.1547 | 0.9591 | 0.78228
BART NOX Annual- Huntington 1- v5.16 | 75 | 6693 | Rate Constraint in lbs/MMBtu | FALSE | L | Annual | Fuel Consumed | TBtu | 0 | 33.2584 | 32.9924 | 32.9924 | 32.9924 | 32.9924 | 27.403 | 22.3508
BART NOX Annual- Huntington 1- v5.16 | 75 | 6693 | Rate Constraint in lbs/MMBtu | FALSE | L | Annual | Rate | lb/MMBtu | 0 | 0.07 | 0.07 | 0.07 | 0.07 | 0.07 | 0.07 | 0.07
BART NOX Annual- Huntington 1- v5.16 | 75 | 6693 | Rate Constraint in lbs/MMBtu | FALSE | L | Annual | Generation | TWh | 0 | 3.2914 | 3.2914 | 3.2914 | 3.2914 | 3.2914 | 2.7338 | 2.2298
BART NOX Annual- Huntington 1- v5.16 | 75 | 6693 | Rate Constraint in lbs/MMBtu | FALSE | L | Annual | Qualifying Generation | TWh | 0 | 3.2914 | 3.2914 | 3.2914 | 3.2914 | 3.2914 | 2.7338 | 2.2298
BART NOX Annual- Huntington 1- v5.16 | 75 | 6693 | Rate Constraint in lbs/MMBtu | FALSE | L | Annual | Rate | lb/MWh | 0 | 0.70733 | 0.70167 | 0.70167 | 0.70167 | 0.70167 | 0.70167 | 0.70167
BART NOX Annual- Huntington 1- v5.16 | 75 | 6693 | Rate Constraint in lbs/MMBtu | FALSE | L | Annual | Constraint Shadow Price | US2016$/Ton | 0 | 78671.7367 | 128185.5868 | 123134.6392 | 139422.5187 | 168979.408 | 207907.082 | 180330.3425
BART NOX Annual- Huntington 2- v5.16 | 76 | 6694 | Rate Constraint in lbs/MMBtu | FALSE | L | Annual | Seasons Included | Seasons |  | Winter, WintShld, Summer | Winter, WintShld, Summer | Winter, WintShld, Summer | Winter, WintShld, Summer | Winter, WintShld, Summer | Winter, WintShld, Summer | Winter, WintShld, Summer
BART NOX Annual- Huntington 2- v5.16 | 76 | 6694 | Rate Constraint in lbs/MMBtu | FALSE | L | Annual | Standard NOX | lb/MMBtu | 0 | 0.07 | 0.07 | 0.07 | 0.07 | 0.07 | 0.07 | 0.07
BART NOX Annual- Huntington 2- v5.16 | 76 | 6694 | Rate Constraint in lbs/MMBtu | FALSE | L | Annual | Emissions at Affected Plants NOX | Thousand Tons | 0 | 0.11067 | 0.10979 | 0.10979 | 0.10979 | 0.074376 | 0.074376 | 0.074376
BART NOX Annual- Huntington 2- v5.16 | 76 | 6694 | Rate Constraint in lbs/MMBtu | FALSE | L | Annual | Allowances Purchased NOX | Thousand Tons | 0 | 0 | 0 | 0 | 0 | 0 | 0 | 0
BART NOX Annual- Huntington 2- v5.16 | 76 | 6694 | Rate Constraint in lbs/MMBtu | FALSE | L | Annual | Allowances Sold NOX | Thousand Tons | 0 | 0 | 0 | 0 | 0 | 0 | 0 | 0
BART NOX Annual- Huntington 2- v5.16 | 76 | 6694 | Rate Constraint in lbs/MMBtu | FALSE | L | Annual | Allowances Banked | Thousand Tons | 0 | 0 | 0 | 0 | 0 | 0 | 0 | 0
BART NOX Annual- Huntington 2- v5.16 | 76 | 6694 | Rate Constraint in lbs/MMBtu | FALSE | L | Annual | Allowances Withdrawn (1:1) | Thousand Tons | 0 | 0 | 0 | 0 | 0 | 0 | 0 | 0
BART NOX Annual- Huntington 2- v5.16 | 76 | 6694 | Rate Constraint in lbs/MMBtu | FALSE | L | Annual | Allowances Withdrawn (n:1) | Thousand Tons | 0 | 0 | 0 | 0 | 0 | 0 | 0 | 0
BART NOX Annual- Huntington 2- v5.16 | 76 | 6694 | Rate Constraint in lbs/MMBtu | FALSE | L | Annual | Net Emissions Allowance Position | Thousand Tons | 0 | 0.11067 | 0.10979 | 0.10979 | 0.10979 | 0.074376 | 0.074376 | 0.074376
BART NOX Annual- Huntington 2- v5.16 | 76 | 6694 | Rate Constraint in lbs/MMBtu | FALSE | L | Annual | Fuel Consumed | TBtu | 0 | 3.1621 | 3.1368 | 3.1368 | 3.1368 | 2.125 | 2.125 | 2.125
BART NOX Annual- Huntington 2- v5.16 | 76 | 6694 | Rate Constraint in lbs/MMBtu | FALSE | L | Annual | Rate | lb/MMBtu | 0 | 0.07 | 0.07 | 0.07 | 0.07 | 0.07 | 0.07 | 0.07
BART NOX Annual- Huntington 2- v5.16 | 76 | 6694 | Rate Constraint in lbs/MMBtu | FALSE | L | Annual | Generation | TWh | 0 | 0.30841 | 0.30841 | 0.30841 | 0.30841 | 0.20893 | 0.20893 | 0.20893
BART NOX Annual- Huntington 2- v5.16 | 76 | 6694 | Rate Constraint in lbs/MMBtu | FALSE | L | Annual | Qualifying Generation | TWh | 0 | 0.30841 | 0.30841 | 0.30841 | 0.30841 | 0.20893 | 0.20893 | 0.20893
BART NOX Annual- Huntington 2- v5.16 | 76 | 6694 | Rate Constraint in lbs/MMBtu | FALSE | L | Annual | Rate | lb/MWh | 0 | 0.7177 | 0.71196 | 0.71196 | 0.71196 | 0.71196 | 0.71196 | 0.71196
BART NOX Annual- Huntington 2- v5.16 | 76 | 6694 | Rate Constraint in lbs/MMBtu | FALSE | L | Annual | Constraint Shadow Price | US2016$/Ton | 0 | 72818.1833 | 115666.792 | 121065.7276 | 127998.0373 | 155703.9637 | 175865.6657 | 160582.9655
BART NOX Annual- Northport 1- v5.16 | 77 | 6666 | Rate Constraint in lbs/MMBtu | FALSE | L | Annual | Seasons Included | Seasons | Winter, WintShld, Summer | Winter, WintShld, Summer | Winter, WintShld, Summer | Winter, WintShld, Summer | Winter, WintShld, Summer | Winter, WintShld, Summer | Winter, WintShld, Summer | Winter, WintShld, Summer
BART NOX Annual- Northport 1- v5.16 | 77 | 6666 | Rate Constraint in lbs/MMBtu | FALSE | L | Annual | Standard NOX | lb/MMBtu | 0.1 | 0.1 | 0.1 | 0.1 | 0.1 | 0.1 | 0.1 | 0.1
BART NOX Annual- Northport 1- v5.16 | 77 | 6666 | Rate Constraint in lbs/MMBtu | FALSE | L | Annual | Emissions at Affected Plants NOX | Thousand Tons | 0.16175 | 0.13485 | 0.10258 | 0.060476 | 0.062927 | 0.061108 | 0.022797 | 0.019982
BART NOX Annual- Northport 1- v5.16 | 77 | 6666 | Rate Constraint in lbs/MMBtu | FALSE | L | Annual | Allowances Purchased NOX | Thousand Tons | 0 | 0 | 0 | 0 | 0 | 0 | 0 | 0
BART NOX Annual- Northport 1- v5.16 | 77 | 6666 | Rate Constraint in lbs/MMBtu | FALSE | L | Annual | Allowances Sold NOX | Thousand Tons | 0 | 0 | 0 | 0 | 0 | 0 | 0 | 0
BART NOX Annual- Northport 1- v5.16 | 77 | 6666 | Rate Constraint in lbs/MMBtu | FALSE | L | Annual | Allowances Banked | Thousand Tons | 0 | 0 | 0 | 0 | 0 | 0 | 0 | 0
BART NOX Annual- Northport 1- v5.16 | 77 | 6666 | Rate Constraint in lbs/MMBtu | FALSE | L | Annual | Allowances Withdrawn (1:1) | Thousand Tons | 0 | 0 | 0 | 0 | 0 | 0 | 0 | 0
BART NOX Annual- Northport 1- v5.16 | 77 | 6666 | Rate Constraint in lbs/MMBtu | FALSE | L | Annual | Allowances Withdrawn (n:1) | Thousand Tons | 0 | 0 | 0 | 0 | 0 | 0 | 0 | 0
BART NOX Annual- Northport 1- v5.16 | 77 | 6666 | Rate Constraint in lbs/MMBtu | FALSE | L | Annual | Net Emissions Allowance Position | Thousand Tons | 0.16175 | 0.13485 | 0.10258 | 0.060476 | 0.062927 | 0.061108 | 0.022797 | 0.019982
BART NOX Annual- Northport 1- v5.16 | 77 | 6666 | Rate Constraint in lbs/MMBtu | FALSE | L | Annual | Fuel Consumed | TBtu | 5.2653 | 4.3895 | 3.3391 | 1.9686 | 2.0484 | 1.9892 | 0.74208 | 0.65045
BART NOX Annual- Northport 1- v5.16 | 77 | 6666 | Rate Constraint in lbs/MMBtu | FALSE | L | Annual | Rate | lb/MMBtu | 0.06144 | 0.06144 | 0.06144 | 0.06144 | 0.06144 | 0.06144 | 0.06144 | 0.06144
BART NOX Annual- Northport 1- v5.16 | 77 | 6666 | Rate Constraint in lbs/MMBtu | FALSE | L | Annual | Generation | TWh | 0.4892 | 0.40783 | 0.31024 | 0.18291 | 0.19032 | 0.18482 | 0.068947 | 0.060434
BART NOX Annual- Northport 1- v5.16 | 77 | 6666 | Rate Constraint in lbs/MMBtu | FALSE | L | Annual | Qualifying Generation | TWh | 0.4892 | 0.40783 | 0.31024 | 0.18291 | 0.19032 | 0.18482 | 0.068947 | 0.060434
BART NOX Annual- Northport 1- v5.16 | 77 | 6666 | Rate Constraint in lbs/MMBtu | FALSE | L | Annual | Rate | lb/MWh | 0.66128 | 0.66128 | 0.66128 | 0.66128 | 0.66128 | 0.66128 | 0.66128 | 0.66128
BART NOX Annual- Northport 1- v5.16 | 77 | 6666 | Rate Constraint in lbs/MMBtu | FALSE | L | Annual | Constraint Shadow Price | US2016$/Ton | 0 | 0 | 0 | 0 | 0 | 0 | 0 | 0
BART NOX Annual- Northport 2- v5.16 | 78 | 6667 | Rate Constraint in lbs/MMBtu | FALSE | L | Annual | Seasons Included | Seasons | Winter, WintShld, Summer | Winter, WintShld, Summer | Winter, WintShld, Summer | Winter, WintShld, Summer | Winter, WintShld, Summer | Winter, WintShld, Summer | Winter, WintShld, Summer | Winter, WintShld, Summer
BART NOX Annual- Northport 2- v5.16 | 78 | 6667 | Rate Constraint in lbs/MMBtu | FALSE | L | Annual | Standard NOX | lb/MMBtu | 0.1 | 0.1 | 0.1 | 0.1 | 0.1 | 0.1 | 0.1 | 0.1
BART NOX Annual- Northport 2- v5.16 | 78 | 6667 | Rate Constraint in lbs/MMBtu | FALSE | L | Annual | Emissions at Affected Plants NOX | Thousand Tons | 0.18259 | 0.15222 | 0.11424 | 0.061299 | 0.051218 | 0.023668 | 0.023668 | 0.023668
BART NOX Annual- Northport 2- v5.16 | 78 | 6667 | Rate Constraint in lbs/MMBtu | FALSE | L | Annual | Allowances Purchased NOX | Thousand Tons | 0 | 0 | 0 | 0 | 0 | 0 | 0 | 0
BART NOX Annual- Northport 2- v5.16 | 78 | 6667 | Rate Constraint in lbs/MMBtu | FALSE | L | Annual | Allowances Sold NOX | Thousand Tons | 0 | 0 | 0 | 0 | 0 | 0 | 0 | 0
BART NOX Annual- Northport 2- v5.16 | 78 | 6667 | Rate Constraint in lbs/MMBtu | FALSE | L | Annual | Allowances Banked | Thousand Tons | 0 | 0 | 0 | 0 | 0 | 0 | 0 | 0
BART NOX Annual- Northport 2- v5.16 | 78 | 6667 | Rate Constraint in lbs/MMBtu | FALSE | L | Annual | Allowances Withdrawn (1:1) | Thousand Tons | 0 | 0 | 0 | 0 | 0 | 0 | 0 | 0
BART NOX Annual- Northport 2- v5.16 | 78 | 6667 | Rate Constraint in lbs/MMBtu | FALSE | L | Annual | Allowances Withdrawn (n:1) | Thousand Tons | 0 | 0 | 0 | 0 | 0 | 0 | 0 | 0
BART NOX Annual- Northport 2- v5.16 | 78 | 6667 | Rate Constraint in lbs/MMBtu | FALSE | L | Annual | Net Emissions Allowance Position | Thousand Tons | 0.18259 | 0.15222 | 0.11424 | 0.061299 | 0.051218 | 0.023668 | 0.023668 | 0.023668
BART NOX Annual- Northport 2- v5.16 | 78 | 6667 | Rate Constraint in lbs/MMBtu | FALSE | L | Annual | Fuel Consumed | TBtu | 5.2985 | 4.4172 | 3.3151 | 1.7788 | 1.4863 | 0.68682 | 0.68682 | 0.68682
BART NOX Annual- Northport 2- v5.16 | 78 | 6667 | Rate Constraint in lbs/MMBtu | FALSE | L | Annual | Rate | lb/MMBtu | 0.06892 | 0.06892 | 0.06892 | 0.06892 | 0.06892 | 0.06892 | 0.06892 | 0.06892
BART NOX Annual- Northport 2- v5.16 | 78 | 6667 | Rate Constraint in lbs/MMBtu | FALSE | L | Annual | Generation | TWh | 0.48798 | 0.40681 | 0.30532 | 0.16383 | 0.13689 | 0.063255 | 0.063255 | 0.063255
BART NOX Annual- Northport 2- v5.16 | 78 | 6667 | Rate Constraint in lbs/MMBtu | FALSE | L | Annual | Qualifying Generation | TWh | 0.48798 | 0.40681 | 0.30532 | 0.16383 | 0.13689 | 0.063255 | 0.063255 | 0.063255
BART NOX Annual- Northport 2- v5.16 | 78 | 6667 | Rate Constraint in lbs/MMBtu | FALSE | L | Annual | Rate | lb/MWh | 0.74833 | 0.74833 | 0.74833 | 0.74833 | 0.74833 | 0.74833 | 0.74833 | 0.74833
BART NOX Annual- Northport 2- v5.16 | 78 | 6667 | Rate Constraint in lbs/MMBtu | FALSE | L | Annual | Constraint Shadow Price | US2016$/Ton | 0 | 0 | 0 | 0 | 0 | 0 | 0 | 0
BART NOX Annual- Northport 3- v5.16 | 79 | 6668 | Rate Constraint in lbs/MMBtu | FALSE | L | Annual | Seasons Included | Seasons | Winter, WintShld, Summer | Winter, WintShld, Summer | Winter, WintShld, Summer | Winter, WintShld, Summer | Winter, WintShld, Summer | Winter, WintShld, Summer | Winter, WintShld, Summer | Winter, WintShld, Summer
BART NOX Annual- Northport 3- v5.16 | 79 | 6668 | Rate Constraint in lbs/MMBtu | FALSE | L | Annual | Standard NOX | lb/MMBtu | 0.1 | 0.1 | 0.1 | 0.1 | 0.1 | 0.1 | 0.1 | 0.1
BART NOX Annual- Northport 3- v5.16 | 79 | 6668 | Rate Constraint in lbs/MMBtu | FALSE | L | Annual | Emissions at Affected Plants NOX | Thousand Tons | 0.18077 | 0.15208 | 0.14504 | 0.073739 | 0.074301 | 0.073739 | 0.070426 | 0.049218
BART NOX Annual- Northport 3- v5.16 | 79 | 6668 | Rate Constraint in lbs/MMBtu | FALSE | L | Annual | Allowances Purchased NOX | Thousand Tons | 0 | 0 | 0 | 0 | 0 | 0 | 0 | 0
BART NOX Annual- Northport 3- v5.16 | 79 | 6668 | Rate Constraint in lbs/MMBtu | FALSE | L | Annual | Allowances Sold NOX | Thousand Tons | 0 | 0 | 0 | 0 | 0 | 0 | 0 | 0
BART NOX Annual- Northport 3- v5.16 | 79 | 6668 | Rate Constraint in lbs/MMBtu | FALSE | L | Annual | Allowances Banked | Thousand Tons | 0 | 0 | 0 | 0 | 0 | 0 | 0 | 0
BART NOX Annual- Northport 3- v5.16 | 79 | 6668 | Rate Constraint in lbs/MMBtu | FALSE | L | Annual | Allowances Withdrawn (1:1) | Thousand Tons | 0 | 0 | 0 | 0 | 0 | 0 | 0 | 0
BART NOX Annual- Northport 3- v5.16 | 79 | 6668 | Rate Constraint in lbs/MMBtu | FALSE | L | Annual | Allowances Withdrawn (n:1) | Thousand Tons | 0 | 0 | 0 | 0 | 0 | 0 | 0 | 0
BART NOX Annual- Northport 3- v5.16 | 79 | 6668 | Rate Constraint in lbs/MMBtu | FALSE | L | Annual | Net Emissions Allowance Position | Thousand Tons | 0.18077 | 0.15208 | 0.14504 | 0.073739 | 0.074301 | 0.073739 | 0.070426 | 0.049218
BART NOX Annual- Northport 3- v5.16 | 79 | 6668 | Rate Constraint in lbs/MMBtu | FALSE | L | Annual | Fuel Consumed | TBtu | 5.0964 | 4.2875 | 4.089 | 2.0789 | 2.0948 | 2.0789 | 1.9855 | 1.3876
BART NOX Annual- Northport 3- v5.16 | 79 | 6668 | Rate Constraint in lbs/MMBtu | FALSE | L | Annual | Rate | lb/MMBtu | 0.07094 | 0.07094 | 0.07094 | 0.07094 | 0.07094 | 0.07094 | 0.07094 | 0.07094
BART NOX Annual- Northport 3- v5.16 | 79 | 6668 | Rate Constraint in lbs/MMBtu | FALSE | L | Annual | Generation | TWh | 0.47697 | 0.40127 | 0.38269 | 0.19456 | 0.19605 | 0.19456 | 0.18582 | 0.12986
BART NOX Annual- Northport 3- v5.16 | 79 | 6668 | Rate Constraint in lbs/MMBtu | FALSE | L | Annual | Qualifying Generation | TWh | 0.47697 | 0.40127 | 0.38269 | 0.19456 | 0.19605 | 0.19456 | 0.18582 | 0.12986
BART NOX Annual- Northport 3- v5.16 | 79 | 6668 | Rate Constraint in lbs/MMBtu | FALSE | L | Annual | Rate | lb/MWh | 0.75799 | 0.75799 | 0.75799 | 0.75799 | 0.75799 | 0.75799 | 0.75799 | 0.75799
BART NOX Annual- Northport 3- v5.16 | 79 | 6668 | Rate Constraint in lbs/MMBtu | FALSE | L | Annual | Constraint Shadow Price | US2016$/Ton | 0 | 0 | 0 | 0 | 0 | 0 | 0 | 0
BART NOX Annual- Northport 4- v5.16 | 80 | 6669 | Rate Constraint in lbs/MMBtu | FALSE | L | Annual | Seasons Included | Seasons | Winter, WintShld, Summer | Winter, WintShld, Summer | Winter, WintShld, Summer | Winter, WintShld, Summer | Winter, WintShld, Summer | Winter, WintShld, Summer | Winter, WintShld, Summer | Winter, WintShld, Summer
BART NOX Annual- Northport 4- v5.16 | 80 | 6669 | Rate Constraint in lbs/MMBtu | FALSE | L | Annual | Standard NOX | lb/MMBtu | 0.1 | 0.1 | 0.1 | 0.1 | 0.1 | 0.1 | 0.1 | 0.1
BART NOX Annual- Northport 4- v5.16 | 80 | 6669 | Rate Constraint in lbs/MMBtu | FALSE | L | Annual | Emissions at Affected Plants NOX | Thousand Tons | 0.14488 | 0.12778 | 0.1308 | 0.15443 | 0.10783 | 0.068957 | 0.059101 | 0.059101
BART NOX Annual- Northport 4- v5.16 | 80 | 6669 | Rate Constraint in lbs/MMBtu | FALSE | L | Annual | Allowances Purchased NOX | Thousand Tons | 0 | 0 | 0 | 0 | 0 | 0 | 0 | 0
BART NOX Annual- Northport 4- v5.16 | 80 | 6669 | Rate Constraint in lbs/MMBtu | FALSE | L | Annual | Allowances Sold NOX | Thousand Tons | 0 | 0 | 0 | 0 | 0 | 0 | 0 | 0
BART NOX Annual- Northport 4- v5.16 | 80 | 6669 | Rate Constraint in lbs/MMBtu | FALSE | L | Annual | Allowances Banked | Thousand Tons | 0 | 0 | 0 | 0 | 0 | 0 | 0 | 0
BART NOX Annual- Northport 4- v5.16 | 80 | 6669 | Rate Constraint in lbs/MMBtu | FALSE | L | Annual | Allowances Withdrawn (1:1) | Thousand Tons | 0 | 0 | 0 | 0 | 0 | 0 | 0 | 0
BART NOX Annual- Northport 4- v5.16 | 80 | 6669 | Rate Constraint in lbs/MMBtu | FALSE | L | Annual | Allowances Withdrawn (n:1) | Thousand Tons | 0 | 0 | 0 | 0 | 0 | 0 | 0 | 0
BART NOX Annual- Northport 4- v5.16 | 80 | 6669 | Rate Constraint in lbs/MMBtu | FALSE | L | Annual | Net Emissions Allowance Position | Thousand Tons | 0.14488 | 0.12778 | 0.1308 | 0.15443 | 0.10783 | 0.068957 | 0.059101 | 0.059101
BART NOX Annual- Northport 4- v5.16 | 80 | 6669 | Rate Constraint in lbs/MMBtu | FALSE | L | Annual | Fuel Consumed | TBtu | 5.043 | 4.4477 | 4.5529 | 5.3753 | 3.7531 | 2.4002 | 2.0571 | 2.0571
BART NOX Annual- Northport 4- v5.16 | 80 | 6669 | Rate Constraint in lbs/MMBtu | FALSE | L | Annual | Rate | lb/MMBtu | 0.05746 | 0.05746 | 0.05746 | 0.05746 | 0.05746 | 0.05746 | 0.05746 | 0.05746
BART NOX Annual- Northport 4- v5.16 | 80 | 6669 | Rate Constraint in lbs/MMBtu | FALSE | L | Annual | Generation | TWh | 0.47942 | 0.42282 | 0.43283 | 0.51101 | 0.35679 | 0.22818 | 0.19556 | 0.19556
BART NOX Annual- Northport 4- v5.16 | 80 | 6669 | Rate Constraint in lbs/MMBtu | FALSE | L | Annual | Qualifying Generation | TWh | 0.47942 | 0.42282 | 0.43283 | 0.51101 | 0.35679 | 0.22818 | 0.19556 | 0.19556
BART NOX Annual- Northport 4- v5.16 | 80 | 6669 | Rate Constraint in lbs/MMBtu | FALSE | L | Annual | Rate | lb/MWh | 0.60442 | 0.60442 | 0.60442 | 0.60442 | 0.60442 | 0.60442 | 0.60442 | 0.60442
BART NOX Annual- Northport 4- v5.16 | 80 | 6669 | Rate Constraint in lbs/MMBtu | FALSE | L | Annual | Constraint Shadow Price | US2016$/Ton | 0 | 0 | 0 | 0 | 0 | 0 | 0 | 0
BART NOX Annual- Ravenswood 1- v5.16 | 81 | 6675 | Rate Constraint in lbs/MMBtu | FALSE | L | Annual | Seasons Included | Seasons | Winter, WintShld, Summer | Winter, WintShld, Summer | Winter, WintShld, Summer | Winter, WintShld, Summer | Winter, WintShld, Summer | Winter, WintShld, Summer | Winter, WintShld, Summer | Winter, WintShld, Summer
BART NOX Annual- Ravenswood 1- v5.16 | 81 | 6675 | Rate Constraint in lbs/MMBtu | FALSE | L | Annual | Standard NOX | lb/MMBtu | 0.15 | 0.15 | 0.15 | 0.15 | 0.15 | 0.15 | 0.15 | 0.15
BART NOX Annual- Ravenswood 1- v5.16 | 81 | 6675 | Rate Constraint in lbs/MMBtu | FALSE | L | Annual | Emissions at Affected Plants NOX | Thousand Tons | 0.097057 | 0.097057 | 0.069165 | 0.069165 | 0.069165 | 0.069165 | 0.068614 | 0.069165
BART NOX Annual- Ravenswood 1- v5.16 | 81 | 6675 | Rate Constraint in lbs/MMBtu | FALSE | L | Annual | Allowances Purchased NOX | Thousand Tons | 0 | 0 | 0 | 0 | 0 | 0 | 0 | 0
BART NOX Annual- Ravenswood 1- v5.16 | 81 | 6675 | Rate Constraint in lbs/MMBtu | FALSE | L | Annual | Allowances Sold NOX | Thousand Tons | 0 | 0 | 0 | 0 | 0 | 0 | 0 | 0
BART NOX Annual- Ravenswood 1- v5.16 | 81 | 6675 | Rate Constraint in lbs/MMBtu | FALSE | L | Annual | Allowances Banked | Thousand Tons | 0 | 0 | 0 | 0 | 0 | 0 | 0 | 0
BART NOX Annual- Ravenswood 1- v5.16 | 81 | 6675 | Rate Constraint in lbs/MMBtu | FALSE | L | Annual | Allowances Withdrawn (1:1) | Thousand Tons | 0 | 0 | 0 | 0 | 0 | 0 | 0 | 0
BART NOX Annual- Ravenswood 1- v5.16 | 81 | 6675 | Rate Constraint in lbs/MMBtu | FALSE | L | Annual | Allowances Withdrawn (n:1) | Thousand Tons | 0 | 0 | 0 | 0 | 0 | 0 | 0 | 0
BART NOX Annual- Ravenswood 1- v5.16 | 81 | 6675 | Rate Constraint in lbs/MMBtu | FALSE | L | Annual | Net Emissions Allowance Position | Thousand Tons | 0.097057 | 0.097057 | 0.069165 | 0.069165 | 0.069165 | 0.069165 | 0.068614 | 0.069165
BART NOX Annual- Ravenswood 1- v5.16 | 81 | 6675 | Rate Constraint in lbs/MMBtu | FALSE | L | Annual | Fuel Consumed | TBtu | 2.6701 | 2.6701 | 1.9027 | 1.9027 | 1.9027 | 1.9027 | 1.8876 | 1.9027
BART NOX Annual- Ravenswood 1- v5.16 | 81 | 6675 | Rate Constraint in lbs/MMBtu | FALSE | L | Annual | Rate | lb/MMBtu | 0.0727 | 0.0727 | 0.0727 | 0.0727 | 0.0727 | 0.0727 | 0.0727 | 0.0727
BART NOX Annual- Ravenswood 1- v5.16 | 81 | 6675 | Rate Constraint in lbs/MMBtu | FALSE | L | Annual | Generation | TWh | 0.24471 | 0.24471 | 0.17439 | 0.17439 | 0.17439 | 0.17439 | 0.173 | 0.17439
BART NOX Annual- Ravenswood 1- v5.16 | 81 | 6675 | Rate Constraint in lbs/MMBtu | FALSE | L | Annual | Qualifying Generation | TWh | 0.24471 | 0.24471 | 0.17439 | 0.17439 | 0.17439 | 0.17439 | 0.173 | 0.17439
BART NOX Annual- Ravenswood 1- v5.16 | 81 | 6675 | Rate Constraint in lbs/MMBtu | FALSE | L | Annual | Rate | lb/MWh | 0.79323 | 0.79323 | 0.79323 | 0.79323 | 0.79323 | 0.79323 | 0.79323 | 0.79323
BART NOX Annual- Ravenswood 1- v5.16 | 81 | 6675 | Rate Constraint in lbs/MMBtu | FALSE | L | Annual | Constraint Shadow Price | US2016$/Ton | 0 | 0 | 0 | 0 | 0 | 0 | 0 | 0
BART NOX Annual- Ravenswood 2- v5.16 | 82 | 6676 | Rate Constraint in lbs/MMBtu | FALSE | L | Annual | Seasons Included | Seasons | Winter, WintShld, Summer | Winter, WintShld, Summer | Winter, WintShld, Summer | Winter, WintShld, Summer | Winter, WintShld, Summer | Winter, WintShld, Summer | Winter, WintShld, Summer | Winter, WintShld, Summer
BART NOX Annual- Ravenswood 2- v5.16 | 82 | 6676 | Rate Constraint in lbs/MMBtu | FALSE | L | Annual | Standard NOX | lb/MMBtu | 0.15 | 0.15 | 0.15 | 0.15 | 0.15 | 0.15 | 0.15 | 0.15
BART NOX Annual- Ravenswood 2- v5.16 | 82 | 6676 | Rate Constraint in lbs/MMBtu | FALSE | L | Annual | Emissions at Affected Plants NOX | Thousand Tons | 0.092588 | 0.092588 | 0.062769 | 0.06464 | 0.031884 | 0.043311 | 0.021953 | 0.021953
BART NOX Annual- Ravenswood 2- v5.16 | 82 | 6676 | Rate Constraint in lbs/MMBtu | FALSE | L | Annual | Allowances Purchased NOX | Thousand Tons | 0 | 0 | 0 | 0 | 0 | 0 | 0 | 0
BART NOX Annual- Ravenswood 2- v5.16 | 82 | 6676 | Rate Constraint in lbs/MMBtu | FALSE | L | Annual | Allowances Sold NOX | Thousand Tons | 0 | 0 | 0 | 0 | 0 | 0 | 0 | 0
BART NOX Annual- Ravenswood 2- v5.16 | 82 | 6676 | Rate Constraint in lbs/MMBtu | FALSE | L | Annual | Allowances Banked | Thousand Tons | 0 | 0 | 0 | 0 | 0 | 0 | 0 | 0
BART NOX Annual- Ravenswood 2- v5.16 | 82 | 6676 | Rate Constraint in lbs/MMBtu | FALSE | L | Annual | Allowances Withdrawn (1:1) | Thousand Tons | 0 | 0 | 0 | 0 | 0 | 0 | 0 | 0
BART NOX Annual- Ravenswood 2- v5.16 | 82 | 6676 | Rate Constraint in lbs/MMBtu | FALSE | L | Annual | Allowances Withdrawn (n:1) | Thousand Tons | 0 | 0 | 0 | 0 | 0 | 0 | 0 | 0
BART NOX Annual- Ravenswood 2- v5.16 | 82 | 6676 | Rate Constraint in lbs/MMBtu | FALSE | L | Annual | Net Emissions Allowance Position | Thousand Tons | 0.092588 | 0.092588 | 0.062769 | 0.06464 | 0.031884 | 0.043311 | 0.021953 | 0.021953
BART NOX Annual- Ravenswood 2- v5.16 | 82 | 6676 | Rate Constraint in lbs/MMBtu | FALSE | L | Annual | Fuel Consumed | TBtu | 2.7208 | 2.7208 | 1.8445 | 1.8995 | 0.93693 | 1.2727 | 0.64512 | 0.64512
BART NOX Annual- Ravenswood 2- v5.16 | 82 | 6676 | Rate Constraint in lbs/MMBtu | FALSE | L | Annual | Rate | lb/MMBtu | 0.06806 | 0.06806 | 0.06806 | 0.06806 | 0.06806 | 0.06806 | 0.06806 | 0.06806
BART NOX Annual- Ravenswood 2- v5.16 | 82 | 6676 | Rate Constraint in lbs/MMBtu | FALSE | L | Annual | Generation | TWh | 0.24538 | 0.24538 | 0.16635 | 0.17131 | 0.0845 | 0.11479 | 0.058182 | 0.058182
BART NOX Annual- Ravenswood 2- v5.16 | 82 | 6676 | Rate Constraint in lbs/MMBtu | FALSE | L | Annual | Qualifying Generation | TWh | 0.24538 | 0.24538 | 0.16635 | 0.17131 | 0.0845 | 0.11479 | 0.058182 | 0.058182
BART NOX Annual- Ravenswood 2- v5.16 | 82 | 6676 | Rate Constraint in lbs/MMBtu | FALSE | L | Annual | Rate | lb/MWh | 0.75465 | 0.75465 | 0.75465 | 0.75465 | 0.75465 | 0.75465 | 0.75465 | 0.75465
BART NOX Annual- Ravenswood 2- v5.16 | 82 | 6676 | Rate Constraint in lbs/MMBtu | FALSE | L | Annual | Constraint Shadow Price | US2016$/Ton | 0 | 0 | 0 | 0 | 0 | 0 | 0 | 0
BART NOX Annual- Ravenswood 3- v5.16 | 83 | 6677 | Rate Constraint in lbs/MMBtu | FALSE | L | Annual | Seasons Included | Seasons | Winter, WintShld, Summer | Winter, WintShld, Summer | Winter, WintShld, Summer | Winter, WintShld, Summer | Winter, WintShld, Summer | Winter, WintShld, Summer | Winter, WintShld, Summer | Winter, WintShld, Summer
BART NOX Annual- Ravenswood 3- v5.16 | 83 | 6677 | Rate Constraint in lbs/MMBtu | FALSE | L | Annual | Standard NOX | lb/MMBtu | 0.15 | 0.15 | 0.15 | 0.15 | 0.15 | 0.15 | 0.15 | 0.15
BART NOX Annual- Ravenswood 3- v5.16 | 83 | 6677 | Rate Constraint in lbs/MMBtu | FALSE | L | Annual | Emissions at Affected Plants NOX | Thousand Tons | 0.28998 | 0.30112 | 0.30118 | 0.20937 | 0.21634 | 0.20902 | 0.206 | 0.20329
BART NOX Annual- Ravenswood 3- v5.16 | 83 | 6677 | Rate Constraint in lbs/MMBtu | FALSE | L | Annual | Allowances Purchased NOX | Thousand Tons | 0 | 0 | 0 | 0 | 0 | 0 | 0 | 0
BART NOX Annual- Ravenswood 3- v5.16 | 83 | 6677 | Rate Constraint in lbs/MMBtu | FALSE | L | Annual | Allowances Sold NOX | Thousand Tons | 0 | 0 | 0 | 0 | 0 | 0 | 0 | 0
BART NOX Annual- Ravenswood 3- v5.16 | 83 | 6677 | Rate Constraint in lbs/MMBtu | FALSE | L | Annual | Allowances Banked | Thousand Tons | 0 | 0 | 0 | 0 | 0 | 0 | 0 | 0
BART NOX Annual- Ravenswood 3- v5.16 | 83 | 6677 | Rate Constraint in lbs/MMBtu | FALSE | L | Annual | Allowances Withdrawn (1:1) | Thousand Tons | 0 | 0 | 0 | 0 | 0 | 0 | 0 | 0
BART NOX Annual- Ravenswood 3- v5.16 | 83 | 6677 | Rate Constraint in lbs/MMBtu | FALSE | L | Annual | Allowances Withdrawn (n:1) | Thousand Tons | 0 | 0 | 0 | 0 | 0 | 0 | 0 | 0
BART NOX Annual- Ravenswood 3- v5.16 | 83 | 6677 | Rate Constraint in lbs/MMBtu | FALSE | L | Annual | Net Emissions Allowance Position | Thousand Tons | 0.28998 | 0.30112 | 0.30118 | 0.20937 | 0.21634 | 0.20902 | 0.206 | 0.20329
BART NOX Annual- Ravenswood 3- v5.16 | 83 | 6677 | Rate Constraint in lbs/MMBtu | FALSE | L | Annual | Fuel Consumed | TBtu | 7.4805 | 7.7678 | 7.7693 | 5.4009 | 5.5808 | 5.3919 | 5.3141 | 5.2441
BART NOX Annual- Ravenswood 3- v5.16 | 83 | 6677 | Rate Constraint in lbs/MMBtu | FALSE | L | Annual | Rate | lb/MMBtu | 0.07753 | 0.07753 | 0.07753 | 0.07753 | 0.07753 | 0.07753 | 0.07753 | 0.07753
BART NOX Annual- Ravenswood 3- v5.16 | 83 | 6677 | Rate Constraint in lbs/MMBtu | FALSE | L | Annual | Generation | TWh | 0.68566 | 0.71199 | 0.71213 | 0.49505 | 0.51153 | 0.49422 | 0.48708 | 0.48067
BART NOX Annual- Ravenswood 3- v5.16 | 83 | 6677 | Rate Constraint in lbs/MMBtu | FALSE | L | Annual | Qualifying Generation | TWh | 0.68566 | 0.71199 | 0.71213 | 0.49505 | 0.51153 | 0.49422 | 0.48708 | 0.48067
BART NOX Annual- Ravenswood 3- v5.16 | 83 | 6677 | Rate Constraint in lbs/MMBtu | FALSE | L | Annual | Rate | lb/MWh | 0.84585 | 0.84585 | 0.84585 | 0.84585 | 0.84585 | 0.84585 | 0.84585 | 0.84585
BART NOX Annual- Ravenswood 3- v5.16 | 83 | 6677 | Rate Constraint in lbs/MMBtu | FALSE | L | Annual | Constraint Shadow Price | US2016$/Ton | 0 | 0 | 0 | 0 | 0 | 0 | 0 | 0
BART NOX Annual- Transalta Centralia 1,2- v5.16 | 84 | 6728 | Rate Constraint in lbs/MMBtu | FALSE | L | Annual | Seasons Included | Seasons | Winter, WintShld, Summer | Winter, WintShld, Summer | Winter, WintShld, Summer | Winter, WintShld, Summer | Winter, WintShld, Summer | Winter, WintShld, Summer | Winter, WintShld, Summer | Winter, WintShld, Summer
BART NOX Annual- Transalta Centralia 1,2- v5.16 | 84 | 6728 | Rate Constraint in lbs/MMBtu | FALSE | L | Annual | Standard NOX | lb/MMBtu | 0.21 | 0.21 | 0.21 | 0.21 | 0.21 | 0.21 | 0.21 | 0.21
BART NOX Annual- Transalta Centralia 1,2- v5.16 | 84 | 6728 | Rate Constraint in lbs/MMBtu | FALSE | L | Annual | Emissions at Affected Plants NOX | Thousand Tons | 0 | 0 | 0 | 0 | 0 | 0 | 0 | 0
BART NOX Annual- Transalta Centralia 1,2- v5.16 | 84 | 6728 | Rate Constraint in lbs/MMBtu | FALSE | L | Annual | Allowances Purchased NOX | Thousand Tons | 0 | 0 | 0 | 0 | 0 | 0 | 0 | 0
BART NOX Annual- Transalta Centralia 1,2- v5.16 | 84 | 6728 | Rate Constraint in lbs/MMBtu | FALSE | L | Annual | Allowances Sold NOX | Thousand Tons | 0 | 0 | 0 | 0 | 0 | 0 | 0 | 0
BART NOX Annual- Transalta Centralia 1,2- v5.16 | 84 | 6728 | Rate Constraint in lbs/MMBtu | FALSE | L | Annual | Allowances Banked | Thousand Tons | 0 | 0 | 0 | 0 | 0 | 0 | 0 | 0
BART NOX Annual- Transalta Centralia 1,2- v5.16 | 84 | 6728 | Rate Constraint in lbs/MMBtu | FALSE | L | Annual | Allowances Withdrawn (1:1) | Thousand Tons | 0 | 0 | 0 | 0 | 0 | 0 | 0 | 0
BART NOX Annual- Transalta Centralia 1,2- v5.16 | 84 | 6728 | Rate Constraint in lbs/MMBtu | FALSE | L | Annual | Allowances Withdrawn (n:1) | Thousand Tons | 0 | 0 | 0 | 0 | 0 | 0 | 0 | 0
BART NOX Annual- Transalta Centralia 1,2- v5.16 | 84 | 6728 | Rate Constraint in lbs/MMBtu | FALSE | L | Annual | Net Emissions Allowance Position | Thousand Tons | 0 | 0 | 0 | 0 | 0 | 0 | 0 | 0
BART NOX Annual- Transalta Centralia 1,2- v5.16 | 84 | 6728 | Rate Constraint in lbs/MMBtu | FALSE | L | Annual | Fuel Consumed | TBtu | 0 | 0 | 0 | 0 | 0 | 0 | 0 | 0
BART NOX Annual- Transalta Centralia 1,2- v5.16 | 84 | 6728 | Rate Constraint in lbs/MMBtu | FALSE | L | Annual | Rate | lb/MMBtu | 0 | 0 | 0 | 0 | 0 | 0 | 0 | 0
BART NOX Annual- Transalta Centralia 1,2- v5.16 | 84 | 6728 | Rate Constraint in lbs/MMBtu | FALSE | L | Annual | Generation | TWh | 0 | 0 | 0 | 0 | 0 | 0 | 0 | 0
BART NOX Annual- Transalta Centralia 1,2- v5.16 | 84 | 6728 | Rate Constraint in lbs/MMBtu | FALSE | L | Annual | Qualifying Generation | TWh | 0 | 0 | 0 | 0 | 0 | 0 | 0 | 0
BART NOX Annual- Transalta Centralia 1,2- v5.16 | 84 | 6728 | Rate Constraint in lbs/MMBtu | FALSE | L | Annual | Rate | lb/MWh | 0 | 0 | 0 | 0 | 0 | 0 | 0 | 0
BART NOX Annual- Transalta Centralia 1,2- v5.16 | 84 | 6728 | Rate Constraint in lbs/MMBtu | FALSE | L | Annual | Constraint Shadow Price | US2016$/Ton | 0 | 0 | 0 | 0 | 0 | 0 | 0 | 0
BART NOX Annual-Apache Station 2 -v5.13 | 87 | 6396 | Rate Constraint in lbs/MMBtu | FALSE | L | Annual | Seasons Included | Seasons | Winter, WintShld, Summer | Winter, WintShld, Summer | Winter, WintShld, Summer | Winter, WintShld, Summer | Winter, WintShld, Summer | Winter, WintShld, Summer | Winter, WintShld, Summer | Winter, WintShld, Summer
BART NOX Annual-Apache Station 2 -v5.13 | 87 | 6396 | Rate Constraint in lbs/MMBtu | FALSE | L | Annual | Standard NOX | lb/MMBtu | 0.085 | 0.085 | 0.085 | 0.085 | 0.085 | 0.085 | 0.085 | 0.085
BART NOX Annual-Apache Station 2 -v5.13 | 87 | 6396 | Rate Constraint in lbs/MMBtu | FALSE | L | Annual | Emissions at Affected Plants NOX | Thousand Tons | 0 | 0 | 0 | 0.013353 | 0.013353 | 0.013353 | 0.00038493 | 0.00038493
BART NOX Annual-Apache Station 2 -v5.13 | 87 | 6396 | Rate Constraint in lbs/MMBtu | FALSE | L | Annual | Allowances Purchased NOX | Thousand Tons | 0 | 0 | 0 | 0 | 0 | 0 | 0 | 0
BART NOX Annual-Apache Station 2 -v5.13 | 87 | 6396 | Rate Constraint in lbs/MMBtu | FALSE | L | Annual | Allowances Sold NOX | Thousand Tons | 0 | 0 | 0 | 0 | 0 | 0 | 0 | 0
BART NOX Annual-Apache Station 2 -v5.13 | 87 | 6396 | Rate Constraint in lbs/MMBtu | FALSE | L | Annual | Allowances Banked | Thousand Tons | 0 | 0 | 0 | 0 | 0 | 0 | 0 | 0
BART NOX Annual-Apache Station 2 -v5.13 | 87 | 6396 | Rate Constraint in lbs/MMBtu | FALSE | L | Annual | Allowances Withdrawn (1:1) | Thousand Tons | 0 | 0 | 0 | 0 | 0 | 0 | 0 | 0
BART NOX Annual-Apache Station 2 -v5.13 | 87 | 6396 | Rate Constraint in lbs/MMBtu | FALSE | L | Annual | Allowances Withdrawn (n:1) | Thousand Tons | 0 | 0 | 0 | 0 | 0 | 0 | 0 | 0
BART NOX Annual-Apache Station 2 -v5.13 | 87 | 6396 | Rate Constraint in lbs/MMBtu | FALSE | L | Annual | Net Emissions Allowance Position | Thousand Tons | 0 | 0 | 0 | 0.013353 | 0.013353 | 0.013353 | 0.00038493 | 0.00038493
BART NOX Annual-Apache Station 2 -v5.13 | 87 | 6396 | Rate Constraint in lbs/MMBtu | FALSE | L | Annual | Fuel Consumed | TBtu | 0 | 0 | 0 | 0.31419 | 0.31419 | 0.31419 | 0.0090573 | 0.0090573
BART NOX Annual-Apache Station 2 -v5.13 | 87 | 6396 | Rate Constraint in lbs/MMBtu | FALSE | L | Annual | Rate | lb/MMBtu | 0 | 0 | 0 | 0.085 | 0.085 | 0.085 | 0.085 | 0.085
BART NOX Annual-Apache Station 2 -v5.13 | 87 | 6396 | Rate Constraint in lbs/MMBtu | FALSE | L | Annual | Generation | TWh | 0 | 0 | 0 | 0.028757 | 0.028757 | 0.028757 | 0.00082896 | 0.00082896
BART NOX Annual-Apache Station 2 -v5.13 | 87 | 6396 | Rate Constraint in lbs/MMBtu | FALSE | L | Annual | Qualifying Generation | TWh | 0 | 0 | 0 | 0.028757 | 0.028757 | 0.028757 | 0.00082896 | 0.00082896
BART NOX Annual-Apache Station 2 -v5.13 | 87 | 6396 | Rate Constraint in lbs/MMBtu | FALSE | L | Annual | Rate | lb/MWh | 0 | 0 | 0 | 0.92871 | 0.92871 | 0.92871 | 0.92871 | 0.92871
BART NOX Annual-Apache Station 2 -v5.13 | 87 | 6396 | Rate Constraint in lbs/MMBtu | FALSE | L | Annual | Constraint Shadow Price | US2016$/Ton | 0 | 0 | 0 | 0 | 0 | 0 | 0 | 0
BART NOX Annual-Apache Station 3 -v5.13 | 88 | 6614 | Rate Constraint in lbs/MMBtu | FALSE | L | Annual | Seasons Included | Seasons | Winter, WintShld, Summer | Winter, WintShld, Summer | Winter, WintShld, Summer | Winter, WintShld, Summer | Winter, WintShld, Summer | Winter, WintShld, Summer | Winter, WintShld, Summer | Winter, WintShld, Summer
BART NOX Annual-Apache Station 3 -v5.13 | 88 | 6614 | Rate Constraint in lbs/MMBtu | FALSE | L | Annual | Standard NOX | lb/MMBtu | 0.23 | 0.23 | 0.23 | 0.23 | 0.23 | 0.23 | 0.23 | 0.23
BART NOX Annual-Apache Station 3 -v5.13 | 88 | 6614 | Rate Constraint in lbs/MMBtu | FALSE | L | Annual | Emissions at Affected Plants NOX | Thousand Tons | 0 | 0 | 0 | 0.11754 | 0.18064 | 0.30305 | 0.30753 | 0.30449
BART NOX Annual-Apache Station 3 -v5.13 | 88 | 6614 | Rate Constraint in lbs/MMBtu | FALSE | L | Annual | Allowances Purchased NOX | Thousand Tons | 0 | 0 | 0 | 0 | 0 | 0 | 0 | 0
BART NOX Annual-Apache Station 3 -v5.13 | 88 | 6614 | Rate Constraint in lbs/MMBtu | FALSE | L | Annual | Allowances Sold NOX | Thousand Tons | 0 | 0 | 0 | 0 | 0 | 0 | 0 | 0
BART NOX Annual-Apache Station 3 -v5.13 | 88 | 6614 | Rate Constraint in lbs/MMBtu | FALSE | L | Annual | Allowances Banked | Thousand Tons | 0 | 0 | 0 | 0 | 0 | 0 | 0 | 0
BART NOX Annual-Apache Station 3 -v5.13 | 88 | 6614 | Rate Constraint in lbs/MMBtu | FALSE | L | Annual | Allowances Withdrawn (1:1) | Thousand Tons | 0 | 0 | 0 | 0 | 0 | 0 | 0 | 0
BART NOX Annual-Apache Station 3 -v5.13 | 88 | 6614 | Rate Constraint in lbs/MMBtu | FALSE | L | Annual | Allowances Withdrawn (n:1) | Thousand Tons | 0 | 0 | 0 | 0 | 0 | 0 | 0 | 0
BART NOX Annual-Apache Station 3 -v5.13 | 88 | 6614 | Rate Constraint in lbs/MMBtu | FALSE | L | Annual | Net Emissions Allowance Position | Thousand Tons | 0 | 0 | 0 | 0.11754 | 0.18064 | 0.30305 | 0.30753 | 0.30449
BART NOX Annual-Apache Station 3 -v5.13 | 88 | 6614 | Rate Constraint in lbs/MMBtu | FALSE | L | Annual | Fuel Consumed | TBtu | 0 | 0 | 0 | 2.4418 | 3.7528 | 6.2958 | 6.3694 | 6.3055
BART NOX Annual-Apache Station 3 -v5.13 | 88 | 6614 | Rate Constraint in lbs/MMBtu | FALSE | L | Annual | Rate | lb/MMBtu | 0 | 0 | 0 | 0.096271 | 0.096271 | 0.096271 | 0.096564 | 0.096578
BART NOX Annual-Apache Station 3 -v5.13 | 88 | 6614 | Rate Constraint in lbs/MMBtu | FALSE | L | Annual | Generation | TWh | 0 | 0 | 0 | 0.21912 | 0.33676 | 0.56496 | 0.57157 | 0.56584
BART NOX Annual-Apache Station 3 -v5.13 | 88 | 6614 | Rate Constraint in lbs/MMBtu | FALSE | L | Annual | Qualifying Generation | TWh | 0 | 0 | 0 | 0.21912 | 0.33676 | 0.56496 | 0.57157 | 0.56584
BART NOX Annual-Apache Station 3 -v5.13 | 88 | 6614 | Rate Constraint in lbs/MMBtu | FALSE | L | Annual | Rate | lb/MWh | 0 | 0 | 0 | 1.0728 | 1.0728 | 1.0728 | 1.0761 | 1.0762
BART NOX Annual-Apache Station 3 -v5.13 | 88 | 6614 | Rate Constraint in lbs/MMBtu | FALSE | L | Annual | Constraint Shadow Price | US2016$/Ton | 0 | 0 | 0 | 0 | 0 | 0 | 0 | 0
BART NOX Annual-Big Cajun 2 -v5.14 | 89 | 6397 | Rate Constraint in lbs/MMBtu | FALSE | L | Annual | Seasons Included | Seasons | Winter, WintShld, Summer | Winter, WintShld, Summer | Winter, WintShld, Summer | Winter, WintShld, Summer | Winter, WintShld, Summer | Winter, WintShld, Summer | Winter, WintShld, Summer | Winter, WintShld, Summer
BART NOX Annual-Big Cajun 2 -v5.14 | 89 | 6397 | Rate Constraint in lbs/MMBtu | FALSE | L | Annual | Standard NOX | lb/MMBtu | 0.15 | 0.15 | 0.15 | 0.15 | 0.15 | 0.15 | 0.15 | 0.15
BART NOX Annual-Big Cajun 2 -v5.14 | 89 | 6397 | Rate Constraint in lbs/MMBtu | FALSE | L | Annual | Emissions at Affected Plants NOX | Thousand Tons | 0 | 0 | 0 | 0 | 0 | 0 | 0 | 0
BART NOX Annual-Big Cajun 2 -v5.14 | 89 | 6397 | Rate Constraint in lbs/MMBtu | FALSE | L | Annual | Allowances Purchased NOX | Thousand Tons | 0 | 0 | 0 | 0 | 0 | 0 | 0 | 0
BART NOX Annual-Big Cajun 2 -v5.14 | 89 | 6397 | Rate Constraint in lbs/MMBtu | FALSE | L | Annual | Allowances Sold NOX | Thousand Tons | 0 | 0 | 0 | 0 | 0 | 0 | 0 | 0
BART NOX Annual-Big Cajun 2 -v5.14 | 89 | 6397 | Rate Constraint in lbs/MMBtu | FALSE | L | Annual | Allowances Banked | Thousand Tons | 0 | 0 | 0 | 0 | 0 | 0 | 0 | 0
BART NOX Annual-Big Cajun 2 -v5.14 | 89 | 6397 | Rate Constraint in lbs/MMBtu | FALSE | L | Annual | Allowances Withdrawn (1:1) | Thousand Tons | 0 | 0 | 0 | 0 | 0 | 0 | 0 | 0
BART NOX Annual-Big Cajun 2 -v5.14 | 89 | 6397 | Rate Constraint in lbs/MMBtu | FALSE | L | Annual | Allowances Withdrawn (n:1) | Thousand Tons | 0 | 0 | 0 | 0 | 0 | 0 | 0 | 0
BART NOX Annual-Big Cajun 2 -v5.14 | 89 | 6397 | Rate Constraint in lbs/MMBtu | FALSE | L | Annual | Net Emissions Allowance Position | Thousand Tons | 0 | 0 | 0 | 0 | 0 | 0 | 0 | 0
BART NOX Annual-Big Cajun 2 -v5.14 | 89 | 6397 | Rate Constraint in lbs/MMBtu | FALSE | L | Annual | Fuel Consumed | TBtu | 0 | 0 | 0 | 0 | 0 | 0 | 0 | 0
BART NOX Annual-Big Cajun 2 -v5.14 | 89 | 6397 | Rate Constraint in lbs/MMBtu | FALSE | L | Annual | Rate | lb/MMBtu | 0 | 0 | 0 | 0 | 0 | 0 | 0 | 0
BART NOX Annual-Big Cajun 2 -v5.14 | 89 | 6397 | Rate Constraint in lbs/MMBtu | FALSE | L | Annual | Generation | TWh | 0 | 0 | 0 | 0 | 0 | 0 | 0 | 0
BART NOX Annual-Big Cajun 2 -v5.14 | 89 | 6397 | Rate Constraint in lbs/MMBtu | FALSE | L | Annual | Qualifying Generation | TWh | 0 | 0 | 0 | 0 | 0 | 0 | 0 | 0
BART NOX Annual-Big Cajun 2 -v5.14 | 89 | 6397 | Rate Constraint in lbs/MMBtu | FALSE | L | Annual | Rate | lb/MWh | 0 | 0 | 0 | 0 | 0 | 0 | 0 | 0
BART NOX Annual-Big Cajun 2 -v5.14 | 89 | 6397 | Rate Constraint in lbs/MMBtu | FALSE | L | Annual | Constraint Shadow Price | US2016$/Ton | 0 | 0 | 0 | 0 | 0 | 0 | 0 | 0
BART NOX Annual-Campbell 2 -v5.14 | 90 | 6115 | Rate Constraint in lbs/MMBtu | FALSE | L | Annual | Seasons Included | Seasons | Winter, WintShld, Summer | Winter, WintShld, Summer | Winter, WintShld, Summer | Winter, WintShld, Summer | Winter, WintShld, Summer | Winter, WintShld, Summer | Winter, WintShld, Summer | Winter, WintShld, Summer
BART NOX Annual-Campbell 2 -v5.14 | 90 | 6115 | Rate Constraint in lbs/MMBtu | FALSE | L | Annual | Standard NOX | lb/MMBtu | 0.08 | 0.08 | 0.08 | 0.08 | 0.08 | 0.08 | 0.08 | 0.08
BART NOX Annual-Campbell 2 -v5.14 | 90 | 6115 | Rate Constraint in lbs/MMBtu | FALSE | L | Annual | Emissions at Affected Plants NOX | Thousand Tons | 0.25212 | 0.25523 | 0.28152 | 0.35399 | 0.29901 | 0.31265 | 0.3156 | 0
BART NOX Annual-Campbell 2 -v5.14 | 90 | 6115 | Rate Constraint in lbs/MMBtu | FALSE | L | Annual | Allowances Purchased NOX | Thousand Tons | 0 | 0 | 0 | 0 | 0 | 0 | 0 | 0
BART NOX Annual-Campbell 2 -v5.14 | 90 | 6115 | Rate Constraint in lbs/MMBtu | FALSE | L | Annual | Allowances Sold NOX | Thousand Tons | 0 | 0 | 0 | 0 | 0 | 0 | 0 | 0
BART NOX Annual-Campbell 2 -v5.14 | 90 | 6115 | Rate Constraint in lbs/MMBtu | FALSE | L | Annual | Allowances Banked | Thousand Tons | 0 | 0 | 0 | 0 | 0 | 0 | 0 | 0
BART NOX Annual-Campbell 2 -v5.14 | 90 | 6115 | Rate Constraint in lbs/MMBtu | FALSE | L | Annual | Allowances Withdrawn (1:1) | Thousand Tons | 0 | 0 | 0 | 0 | 0 | 0 | 0 | 0
BART NOX Annual-Campbell 2 -v5.14 | 90 | 6115 | Rate Constraint in lbs/MMBtu | FALSE | L | Annual | Allowances Withdrawn (n:1) | Thousand Tons | 0 | 0 | 0 | 0 | 0 | 0 | 0 | 0
BART NOX Annual-Campbell 2 -v5.14 | 90 | 6115 | Rate Constraint in lbs/MMBtu | FALSE | L | Annual | Net Emissions Allowance Position | Thousand Tons | 0.25212 | 0.25523 | 0.28152 | 0.35399 | 0.29901 | 0.31265 | 0.3156 | 0
BART NOX Annual-Campbell 2 -v5.14 | 90 | 6115 | Rate Constraint in lbs/MMBtu | FALSE | L | Annual | Fuel Consumed | TBtu | 9.878 | 9.9996 | 11.0298 | 13.869 | 11.7151 | 12.2495 | 12.3651 | 0
BART NOX Annual-Campbell 2 -v5.14 | 90 | 6115 | Rate Constraint in lbs/MMBtu | FALSE | L | Annual | Rate | lb/MMBtu | 0.051048 | 0.051048 | 0.051048 | 0.051048 | 0.051048 | 0.051048 | 0.051048 | 0
BART NOX Annual-Campbell 2 -v5.14 | 90 | 6115 | Rate Constraint in lbs/MMBtu | FALSE | L | Annual | Generation | TWh | 0.9138 | 0.92505 | 1.0286 | 1.2934 | 1.0925 | 1.1423 | 1.1531 | 0
BART NOX Annual-Campbell 2 -v5.14 | 90 | 6115 | Rate Constraint in lbs/MMBtu | FALSE | L | Annual | Qualifying Generation | TWh | 0.9138 | 0.92505 | 1.0286 | 1.2934 | 1.0925 | 1.1423 | 1.1531 | 0
BART NOX Annual-Campbell 2 -v5.14 | 90 | 6115 | Rate Constraint in lbs/MMBtu | FALSE | L | Annual | Rate | lb/MWh | 0.55181 | 0.55181 | 0.5474 | 0.5474 | 0.5474 | 0.5474 | 0.5474 | 0
BART NOX Annual-Campbell 2 -v5.14 | 90 | 6115 | Rate Constraint in lbs/MMBtu | FALSE | L | Annual | Constraint Shadow Price | US2016$/Ton | 0 | 0 | 0 | 0 | 0 | 0 | 0 | 0
BART NOX Annual-Campbell 3 -v5.14 | 91 | 6116 | Rate Constraint in lbs/MMBtu | FALSE | L | Annual | Seasons Included | Seasons | Winter, WintShld, Summer | Winter, WintShld, Summer | Winter, WintShld, Summer | Winter, WintShld, Summer | Winter, WintShld, Summer | Winter, WintShld, Summer | Winter, WintShld, Summer | Winter, WintShld, Summer
BART NOX Annual-Campbell 3 -v5.14 | 91 | 6116 | Rate Constraint in lbs/MMBtu | FALSE | L | Annual | Standard NOX | lb/MMBtu | 0.08 | 0.08 | 0.08 | 0.08 | 0.08 | 0.08 | 0.08 | 0.08
BART NOX Annual-Campbell 3 -v5.14 | 91 | 6116 | Rate Constraint in lbs/MMBtu | FALSE | L | Annual | Emissions at Affected Plants NOX | Thousand Tons | 1.4839 | 1.5965 | 1.6954 | 1.7747 | 1.6089 | 1.6089 | 1.6089 | 1.3258
BART NOX Annual-Campbell 3 -v5.14 | 91 | 6116 | Rate Constraint in lbs/MMBtu | FALSE | L | Annual | Allowances Purchased NOX | Thousand Tons | 0 | 0 | 0 | 0 | 0 | 0 | 0 | 0
BART NOX Annual-Campbell 3 -v5.14 | 91 | 6116 | Rate Constraint in lbs/MMBtu | FALSE | L | Annual | Allowances Sold NOX | Thousand Tons | 0 | 0 | 0 | 0 | 0 | 0 | 0 | 0
BART NOX Annual-Campbell 3 -v5.14 | 91 | 6116 | Rate Constraint in lbs/MMBtu | FALSE | L | Annual | Allowances Banked | Thousand Tons | 0 | 0 | 0 | 0 | 0 | 0 | 0 | 0
BART NOX Annual-Campbell 3 -v5.14 | 91 | 6116 | Rate Constraint in lbs/MMBtu | FALSE | L | Annual | Allowances Withdrawn (1:1) | Thousand Tons | 0 | 0 | 0 | 0 | 0 | 0 | 0 | 0
BART NOX Annual-Campbell 3 -v5.14 | 91 | 6116 | Rate Constraint in lbs/MMBtu | FALSE | L | Annual | Allowances Withdrawn (n:1) | Thousand Tons | 0 | 0 | 0 | 0 | 0 | 0 | 0 | 0
BART NOX Annual-Campbell 3 -v5.14 | 91 | 6116 | Rate Constraint in lbs/MMBtu | FALSE | L | Annual | Net Emissions Allowance Position | Thousand Tons | 1.4839 | 1.5965 | 1.6954 | 1.7747 | 1.6089 | 1.6089 | 1.6089 | 1.3258
BART NOX Annual-Campbell 3 -v5.14 | 91 | 6116 | Rate Constraint in lbs/MMBtu | FALSE | L | Annual | Fuel Consumed | TBtu | 52.7281 | 56.7276 | 60.2437 | 63.0589 | 57.1679 | 57.1679 | 57.1679 | 47.1087
BART NOX Annual-Campbell 3 -v5.14 | 91 | 6116 | Rate Constraint in lbs/MMBtu | FALSE | L | Annual | Rate | lb/MMBtu | 0.056286 | 0.056286 | 0.056286 | 0.056286 | 0.056286 | 0.056286 | 0.056286 | 0.056286
BART NOX Annual-Campbell 3 -v5.14 | 91 | 6116 | Rate Constraint in lbs/MMBtu | FALSE | L | Annual | Generation | TWh | 4.9666 | 5.3433 | 5.7203 | 5.9876 | 5.4282 | 5.4282 | 5.4282 | 4.4731
BART NOX Annual-Campbell 3 -v5.14 | 91 | 6116 | Rate Constraint in lbs/MMBtu | FALSE | L | Annual | Qualifying Generation | TWh | 4.9666 | 5.3433 | 5.7203 | 5.9876 | 5.4282 | 5.4282 | 5.4282 | 4.4731
BART NOX Annual-Campbell 3 -v5.14 | 91 | 6116 | Rate Constraint in lbs/MMBtu | FALSE | L | Annual | Rate | lb/MWh | 0.59756 | 0.59756 | 0.59278 | 0.59278 | 0.59278 | 0.59278 | 0.59278 | 0.59278
BART NOX Annual-Campbell 3 -v5.14 | 91 | 6116 | Rate Constraint in lbs/MMBtu | FALSE | L | Annual | Constraint Shadow Price | US2016$/Ton | 0 | 0 | 0 | 0 | 0 | 0 | 0 | 0
BART NOX AnnualCap- Oswego Harbor 5- v5.16 | 92 | 6670 | Rate Constraint in MTons | FALSE | L | Annual | Seasons Included | Seasons | Winter, WintShld, Summer | Winter, WintShld, Summer | Winter, WintShld, Summer | Winter, WintShld, Summer | Winter, WintShld, Summer | Winter, WintShld, Summer | Winter, WintShld, Summer | Winter, WintShld, Summer
BART NOX AnnualCap- Oswego Harbor 5- v5.16 | 92 | 6670 | Rate Constraint in MTons | FALSE | L | Annual | Standard NOX | Thousand Tons | 0.383 | 0.383 | 0.383 | 0.383 | 0.383 | 0.383 | 0.383 | 0.383
BART NOX AnnualCap- Oswego Harbor 5- v5.16 | 92 | 6670 | Rate Constraint in MTons | FALSE | L | Annual | Emissions at Affected Plants NOX | Thousand Tons | 0 | 0 | 0 | 0 | 0 | 0 | 0 | 0
BART NOX AnnualCap- Oswego Harbor 5- v5.16 | 92 | 6670 | Rate Constraint in MTons | FALSE | L | Annual | Allowances Purchased NOX | Thousand Tons | 0 | 0 | 0 | 0 | 0 | 0 | 0 | 0
BART NOX AnnualCap- Oswego Harbor 5- v5.16 | 92 | 6670 | Rate Constraint in MTons | FALSE | L | Annual | Allowances Sold NOX | Thousand Tons | 0 | 0 | 0 | 0 | 0 | 0 | 0 | 0
BART NOX AnnualCap- Oswego Harbor 5- v5.16 | 92 | 6670 | Rate Constraint in MTons | FALSE | L | Annual | Allowances Banked | Thousand Tons | 0 | 0 | 0 | 0 | 0 | 0 | 0 | 0
BART NOX AnnualCap- Oswego Harbor 5- v5.16 | 92 | 6670 | Rate Constraint in MTons | FALSE | L | Annual | Allowances Withdrawn (1:1) | Thousand Tons | 0 | 0 | 0 | 0 | 0 | 0 | 0 | 0
BART NOX AnnualCap- Oswego Harbor 5- v5.16 | 92 | 6670 | Rate Constraint in MTons | FALSE | L | Annual | Allowances Withdrawn (n:1) | Thousand Tons | 0 | 0 | 0 | 0 | 0 | 0 | 0 | 0
BART NOX AnnualCap- Oswego Harbor 5- v5.16 | 92 | 6670 | Rate Constraint in MTons | FALSE | L | Annual | Net Emissions Allowance Position | Thousand Tons | 0 | 0 | 0 | 0 | 0 | 0 | 0 | 0
BART NOX AnnualCap- Oswego Harbor 5- v5.16 | 92 | 6670 | Rate Constraint in MTons | FALSE | L | Annual | Fuel Consumed | TBtu | 0 | 0 | 0 | 0 | 0 | 0 | 0 | 0
BART NOX AnnualCap- Oswego Harbor 5- v5.16 | 92 | 6670 | Rate Constraint in MTons | FALSE | L | Annual | Rate | lb/MMBtu | 0 | 0 | 0 | 0 | 0 | 0 | 0 | 0
BART NOX AnnualCap- Oswego Harbor 5- v5.16 | 92 | 6670 | Rate Constraint in MTons | FALSE | L | Annual | Generation | TWh | 0 | 0 | 0 | 0 | 0 | 0 | 0 | 0
BART NOX AnnualCap- Oswego Harbor 5- v5.16 | 92 | 6670 | Rate Constraint in MTons | FALSE | L | Annual | Qualifying Generation | TWh | 0 | 0 | 0 | 0 | 0 | 0 | 0 | 0
BART NOX AnnualCap- Oswego Harbor 5- v5.16 | 92 | 6670 | Rate Constraint in MTons | FALSE | L | Annual | Rate | lb/MWh | 0 | 0 | 0 | 0 | 0 | 0 | 0 | 0
BART NOX AnnualCap- Oswego Harbor 5- v5.16 | 92 | 6670 | Rate Constraint in MTons | FALSE | L | Annual | Constraint Shadow Price | US2016$/Ton | 0 | 0 | 0 | 0 | 0 | 0 | 0 | 0
BART NOX AnnualCap- Oswego Harbor 6- v5.16 | 93 | 6671 | Rate Constraint in MTons | FALSE | L | Annual | Seasons Included | Seasons | Winter, WintShld, Summer | Winter, WintShld, Summer | Winter, WintShld, Summer | Winter, WintShld, Summer | Winter, WintShld, Summer | Winter, WintShld, Summer | Winter, WintShld, Summer | Winter, WintShld, Summer
BART NOX AnnualCap- Oswego Harbor 6- v5.16 | 93 | 6671 | Rate Constraint in MTons | FALSE | L | Annual | Standard NOX | Thousand Tons | 0.665 | 0.665 | 0.665 | 0.665 | 0.665 | 0.665 | 0.665 | 0.665
BART NOX AnnualCap- Oswego Harbor 6- v5.16 | 93 | 6671 | Rate Constraint in MTons | FALSE | L | Annual | Emissions at Affected Plants NOX | Thousand Tons | 0.060418 | 0.081979 | 0.11837 | 0.18349 | 0.072758 | 0.029825 | 0.011606 | 0.012538
BART NOX AnnualCap- Oswego Harbor 6- v5.16 | 93 | 6671 | Rate Constraint in MTons | FALSE | L | Annual | Allowances Purchased NOX | Thousand Tons | 0 | 0 | 0 | 0 | 0 | 0 | 0 | 0
BART NOX AnnualCap- Oswego Harbor 6- v5.16 | 93 | 6671 | Rate Constraint in MTons | FALSE | L | Annual | Allowances Sold NOX | Thousand Tons | 0 | 0 | 0 | 0 | 0 | 0 | 0 | 0
BART NOX AnnualCap- Oswego Harbor 6- v5.16 | 93 | 6671 | Rate Constraint in MTons | FALSE | L | Annual | Allowances Banked | Thousand Tons | 0 | 0 | 0 | 0 | 0 | 0 | 0 | 0
BART NOX AnnualCap- Oswego Harbor 6- v5.16 | 93 | 6671 | Rate Constraint in MTons | FALSE | L | Annual | Allowances Withdrawn (1:1) | Thousand Tons | 0 | 0 | 0 | 0 | 0 | 0 | 0 | 0
BART NOX AnnualCap- Oswego Harbor 6- v5.16 | 93 | 6671 | Rate Constraint in MTons | FALSE | L | Annual | Allowances Withdrawn (n:1) | Thousand Tons | 0 | 0 | 0 | 0 | 0 | 0 | 0 | 0
BART NOX AnnualCap- Oswego Harbor 6- v5.16 | 93 | 6671 | Rate Constraint in MTons | FALSE | L | Annual | Net Emissions Allowance Position | Thousand Tons | 0.060418 | 0.081979 | 0.11837 | 0.18349 | 0.072758 | 0.029825 | 0.011606 | 0.012538
BART NOX AnnualCap- Oswego Harbor 6- v5.16 | 93 | 6671 | Rate Constraint in MTons | FALSE | L | Annual | Fuel Consumed | TBtu | 1.5105 | 2.0495 | 2.9592 | 4.5873 | 1.8189 | 0.74563 | 0.29014 | 0.31345
BART NOX AnnualCap- Oswego Harbor 6- v5.16 | 93 | 6671 | Rate Constraint in MTons | FALSE | L | Annual | Rate | lb/MMBtu | 0.08 | 0.08 | 0.08 | 0.08 | 0.08 | 0.08 | 0.08 | 0.08
BART NOX AnnualCap- Oswego Harbor 6- v5.16 | 93 | 6671 | Rate Constraint in MTons | FALSE | L | Annual | Generation | TWh | 0.12581 | 0.17071 | 0.24647 | 0.38208 | 0.1515 | 0.062104 | 0.024167 | 0.026107
BART NOX AnnualCap- Oswego Harbor 6- v5.16 | 93 | 6671 | Rate Constraint in MTons | FALSE | L | Annual | Qualifying Generation | TWh | 0.12581 | 0.17071 | 0.24647 | 0.38208 | 0.1515 | 0.062104 | 0.024167 | 0.026107
BART NOX AnnualCap- Oswego Harbor 6- v5.16 | 93 | 6671 | Rate Constraint in MTons | FALSE | L | Annual | Rate | lb/MWh | 0.96048 | 0.96048 | 0.96048 | 0.96048 | 0.96048 | 0.96048 | 0.96048 | 0.96048
BART NOX AnnualCap- Oswego Harbor 6- v5.16 | 93 | 6671 | Rate Constraint in MTons | FALSE | L | Annual | Constraint Shadow Price | US2016$/Ton | 0 | 0 | 0 | 0 | 0 | 0 | 0 | 0
BART NOX Annual-Cherokee 4 -v5.13 | 94 | 5819 | Rate Constraint in lbs/MMBtu | FALSE | L | Annual | Seasons Included | Seasons | Winter, WintShld, Summer | Winter, WintShld, Summer | Winter, WintShld, Summer | Winter, WintShld, Summer | Winter, WintShld, Summer | Winter, WintShld, Summer | Winter, WintShld, Summer | Winter, WintShld, Summer
BART NOX Annual-Cherokee 4 -v5.13 | 94 | 5819 | Rate Constraint in lbs/MMBtu | FALSE | L | Annual | Standard NOX | lb/MMBtu | 0.12 | 0.12 | 0.12 | 0.12 | 0.12 | 0.12 | 0.12 | 0.12
BART NOX Annual-Cherokee 4 -v5.13 | 94 | 5819 | Rate Constraint in lbs/MMBtu | FALSE | L | Annual | Emissions at Affected Plants NOX | Thousand Tons | 0.068355 | 0.093703 | 0.12536 | 0.15922 | 0.21256 | 0.24742 | 0.21678 | 0.19025
BART NOX Annual-Cherokee 4 -v5.13 | 94 | 5819 | Rate Constraint in lbs/MMBtu | FALSE | L | Annual | Allowances Purchased NOX | Thousand Tons | 0 | 0 | 0 | 0 | 0 | 0 | 0 | 0
BART NOX Annual-Cherokee 4 -v5.13 | 94 | 5819 | Rate Constraint in lbs/MMBtu | FALSE | L | Annual | Allowances Sold NOX | Thousand Tons | 0 | 0 | 0 | 0 | 0 | 0 | 0 | 0
BART NOX Annual-Cherokee 4 -v5.13 | 94 | 5819 | Rate Constraint in lbs/MMBtu | FALSE | L | Annual | Allowances Banked | Thousand Tons | 0 | 0 | 0 | 0 | 0 | 0 | 0 | 0
BART NOX Annual-Cherokee 4 -v5.13 | 94 | 5819 | Rate Constraint in lbs/MMBtu | FALSE | L | Annual | Allowances Withdrawn (1:1) | Thousand Tons | 0 | 0 | 0 | 0 | 0 | 0 | 0 | 0
BART NOX Annual-Cherokee 4 -v5.13 | 94 | 5819 | Rate Constraint in lbs/MMBtu | FALSE | L | Annual | Allowances Withdrawn (n:1) | Thousand Tons | 0 | 0 | 0 | 0 | 0 | 0 | 0 | 0
BART NOX Annual-Cherokee 4 -v5.13 | 94 | 5819 | Rate Constraint in lbs/MMBtu | FALSE | L | Annual | Net Emissions Allowance Position | Thousand Tons | 0.068355 | 0.093703 | 0.12536 | 0.15922 | 0.21256 | 0.24742 | 0.21678 | 0.19025
BART NOX Annual-Cherokee 4 -v5.13 | 94 | 5819 | Rate Constraint in lbs/MMBtu | FALSE | L | Annual | Fuel Consumed | TBtu | 1.1392 | 1.5617 | 2.0893 | 2.6537 | 3.5427 | 4.1236 | 3.613 | 3.1709
BART NOX Annual-Cherokee 4 -v5.13 | 94 | 5819 | Rate Constraint in lbs/MMBtu | FALSE | L | Annual | Rate | lb/MMBtu | 0.12 | 0.12 | 0.12 | 0.12 | 0.12 | 0.12 | 0.12 | 0.12
BART NOX Annual-Cherokee 4 -v5.13 | 94 | 5819 | Rate Constraint in lbs/MMBtu | FALSE | L | Annual | Generation | TWh | 0.10739 | 0.14722 | 0.19695 | 0.25016 | 0.33397 | 0.38873 | 0.34059 | 0.29891
BART NOX Annual-Cherokee 4 -v5.13 | 94 | 5819 | Rate Constraint in lbs/MMBtu | FALSE | L | Annual | Qualifying Generation | TWh | 0.10739 | 0.14722 | 0.19695 | 0.25016 | 0.33397 | 0.38873 | 0.34059 | 0.29891
BART NOX Annual-Cherokee 4 -v5.13 | 94 | 5819 | Rate Constraint in lbs/MMBtu | FALSE | L | Annual | Rate | lb/MWh | 1.273 | 1.273 | 1.273 | 1.273 | 1.273 | 1.273 | 1.273 | 1.273
BART NOX Annual-Cherokee 4 -v5.13 | 94 | 5819 | Rate Constraint in lbs/MMBtu | FALSE | L | Annual | Constraint Shadow Price | US2016$/Ton | 0 | 0 | 0 | 0 | 0 | 0 | 0 | 0
BART NOX Annual-Cholla 3 -v6.17 | 96 | 7048 | Rate Constraint in lbs/MMBtu | FALSE | L | Annual | Seasons Included | Seasons | Winter, WintShld, Summer | Winter, WintShld, Summer | Winter, WintShld, Summer | Winter, WintShld, Summer | Winter, WintShld, Summer | Winter, WintShld, Summer | Winter, WintShld, Summer | Winter, WintShld, Summer
BART NOX Annual-Cholla 3 -v6.17 | 96 | 7048 | Rate Constraint in lbs/MMBtu | FALSE | L | Annual | Standard NOX | lb/MMBtu | 0.22 | 0.22 | 0.22 | 0.08 | 0.08 | 0.08 | 0.08 | 0.08
BART NOX Annual-Cholla 3 -v6.17 | 96 | 7048 | Rate Constraint in lbs/MMBtu | FALSE | L | Annual | Emissions at Affected Plants NOX | Thousand Tons | 1.8531 | 1.8531 | 0 | 0 | 0 | 0 | 0 | 0
BART NOX Annual-Cholla 3 -v6.17 | 96 | 7048 | Rate Constraint in lbs/MMBtu | FALSE | L | Annual | Allowances Purchased NOX | Thousand Tons | 0 | 0 | 0 | 0 | 0 | 0 | 0 | 0
BART NOX Annual-Cholla 3 -v6.17 | 96 | 7048 | Rate Constraint in lbs/MMBtu | FALSE | L | Annual | Allowances Sold NOX | Thousand Tons | 0 | 0 | 0 | 0 | 0 | 0 | 0 | 0
BART NOX Annual-Cholla 3 -v6.17 | 96 | 7048 | Rate Constraint in lbs/MMBtu | FALSE | L | Annual | Allowances Banked | Thousand Tons | 0 | 0 | 0 | 0 | 0 | 0 | 0 | 0
BART NOX Annual-Cholla 3 -v6.17 | 96 | 7048 | Rate Constraint in lbs/MMBtu | FALSE | L | Annual | Allowances Withdrawn (1:1) | Thousand Tons | 0 | 0 | 0 | 0 | 0 | 0 | 0 | 0
BART NOX Annual-Cholla 3 -v6.17 | 96 | 7048 | Rate Constraint in lbs/MMBtu | FALSE | L | Annual | Allowances Withdrawn (n:1) | Thousand Tons | 0 | 0 | 0 | 0 | 0 | 0 | 0 | 0
BART NOX Annual-Cholla 3 -v6.17 | 96 | 7048 | Rate Constraint in lbs/MMBtu | FALSE | L | Annual | Net Emissions Allowance Position | Thousand Tons | 1.8531 | 1.8531 | 0 | 0 | 0 | 0 | 0 | 0
BART NOX Annual-Cholla 3 -v6.17 | 96 | 7048 | Rate Constraint in lbs/MMBtu | FALSE | L | Annual | Fuel Consumed | TBtu | 20.9724 | 20.9724 | 0 | 0 | 0 | 0 | 0 | 0
BART NOX Annual-Cholla 3 -v6.17 | 96 | 7048 | Rate Constraint in lbs/MMBtu | FALSE | L | Annual | Rate | lb/MMBtu | 0.17671 | 0.17671 | 0 | 0 | 0 | 0 | 0 | 0
BART NOX Annual-Cholla 3 -v6.17 | 96 | 7048 | Rate Constraint in lbs/MMBtu | FALSE | L | Annual | Generation | TWh | 1.8735 | 1.8735 | 0 | 0 | 0 | 0 | 0 | 0
BART NOX Annual-Cholla 3 -v6.17 | 96 | 7048 | Rate Constraint in lbs/MMBtu | FALSE | L | Annual | Qualifying Generation | TWh | 1.8735 | 1.8735 | 0 | 0 | 0 | 0 | 0 | 0
BART NOX Annual-Cholla 3 -v6.17 | 96 | 7048 | Rate Constraint in lbs/MMBtu | FALSE | L | Annual | Rate | lb/MWh | 1.9781 | 1.9781 | 0 | 0 | 0 | 0 | 0 | 0
BART NOX Annual-Cholla 3 -v6.17 | 96 | 7048 | Rate Constraint in lbs/MMBtu | FALSE | L | Annual | Constraint Shadow Price | US2016$/Ton | 0 | 0 | 0 | 6677.1697 | 15000.452 | 16222.503 | 21157.5404 | 16082.4957
BART NOX Annual-Cholla 4 -v6.17 | 97 | 7049 | Rate Constraint in lbs/MMBtu | FALSE | L | Annual | Seasons Included | Seasons | Winter, WintShld, Summer | Winter, WintShld, Summer | Winter, WintShld, Summer | Winter, WintShld, Summer | Winter, WintShld, Summer | Winter, WintShld, Summer | Winter, WintShld, Summer | Winter, WintShld, Summer
BART NOX Annual-Cholla 4 -v6.17 | 97 | 7049 | Rate Constraint in lbs/MMBtu | FALSE | L | Annual | Standard NOX | lb/MMBtu | 0.22 | 0.22 | 0.22 | 0.08 | 0.08 | 0.08 | 0.08 | 0.08
BART NOX Annual-Cholla 4 -v6.17 | 97 | 7049 | Rate Constraint in lbs/MMBtu | FALSE | L | Annual | Emissions at Affected Plants NOX | Thousand Tons | 0 | 0 | 0 | 0 | 0 | 0 | 0 | 0
BART NOX Annual-Cholla 4 -v6.17 | 97 | 7049 | Rate Constraint in lbs/MMBtu | FALSE | L | Annual | Allowances Purchased NOX | Thousand Tons | 0 | 0 | 0 | 0 | 0 | 0 | 0 | 0
BART NOX Annual-Cholla 4 -v6.17 | 97 | 7049 | Rate Constraint in lbs/MMBtu | FALSE | L | Annual | Allowances Sold NOX | Thousand Tons | 0 | 0 | 0 | 0 | 0 | 0 | 0 | 0
BART NOX Annual-Cholla 4 -v6.17 | 97 | 7049 | Rate Constraint in lbs/MMBtu | FALSE | L | Annual | Allowances Banked | Thousand Tons | 0 | 0 | 0 | 0 | 0 | 0 | 0 | 0
BART NOX Annual-Cholla 4 -v6.17 | 97 | 7049 | Rate Constraint in lbs/MMBtu | FALSE | L | Annual | Allowances Withdrawn (1:1) | Thousand Tons | 0 | 0 | 0 | 0 | 0 | 0 | 0 | 0
BART NOX Annual-Cholla 4 -v6.17 | 97 | 7049 | Rate Constraint in lbs/MMBtu | FALSE | L | Annual | Allowances Withdrawn (n:1) | Thousand Tons | 0 | 0 | 0 | 0 | 0 | 0 | 0 | 0
BART NOX Annual-Cholla 4 -v6.17 | 97 | 7049 | Rate Constraint in lbs/MMBtu | FALSE | L | Annual | Net Emissions Allowance Position | Thousand Tons | 0 | 0 | 0 | 0 | 0 | 0 | 0 | 0
BART NOX Annual-Cholla 4 -v6.17 | 97 | 7049 | Rate Constraint in lbs/MMBtu | FALSE | L | Annual | Fuel Consumed | TBtu | 0 | 0 | 0 | 0 | 0 | 0 | 0 | 0
BART NOX Annual-Cholla 4 -v6.17 | 97 | 7049 | Rate Constraint in lbs/MMBtu | FALSE | L | Annual | Rate | lb/MMBtu | 0 | 0 | 0 | 0 | 0 | 0 | 0 | 0
BART NOX Annual-Cholla 4 -v6.17 | 97 | 7049 | Rate Constraint in lbs/MMBtu | FALSE | L | Annual | Generation | TWh | 0 | 0 | 0 | 0 | 0 | 0 | 0 | 0
BART NOX Annual-Cholla 4 -v6.17 | 97 | 7049 | Rate Constraint in lbs/MMBtu | FALSE | L | Annual | Qualifying Generation | TWh | 0 | 0 | 0 | 0 | 0 | 0 | 0 | 0
BART NOX Annual-Cholla 4 -v6.17 | 97 | 7049 | Rate Constraint in lbs/MMBtu | FALSE | L | Annual | Rate | lb/MWh | 0 | 0 | 0 | 0 | 0 | 0 | 0 | 0
BART NOX Annual-Cholla 4 -v6.17 | 97 | 7049 | Rate Constraint in lbs/MMBtu | FALSE | L | Annual | Constraint Shadow Price | US2016$/Ton | 0 | 0 | 0 | 6001.9246 | 8290.2512 | 9081.9995 | 0 | 6142.782
BART NOX Annual-Comanche 1 -v5.13 | 98 | 5820 | Rate Constraint in lbs/MMBtu | FALSE | L | Annual | Seasons Included | Seasons | Winter, WintShld, Summer | Winter, WintShld, Summer | Winter, WintShld, Summer | Winter, WintShld, Summer | Winter, WintShld, Summer | Winter, WintShld, Summer | Winter, WintShld, Summer | Winter, WintShld, Summer
BART NOX Annual-Comanche 1 -v5.13 | 98 | 5820 | Rate Constraint in lbs/MMBtu | FALSE | L | Annual | Standard NOX | lb/MMBtu | 0.2 | 0.2 | 0.2 | 0.2 | 0.2 | 0.2 | 0.2 | 0.2
BART NOX Annual-Comanche 1 -v5.13 | 98 | 5820 | Rate Constraint in lbs/MMBtu | FALSE | L | Annual | Emissions at Affected Plants NOX | Thousand Tons | 1.4948 | 1.4948 | 1.4664 | 1.4664 | 1.3361 | 1.3649 | 1.4664 | 1.4215
BART NOX Annual-Comanche 1 -v5.13 | 98 | 5820 | Rate Constraint in lbs/MMBtu | FALSE | L | Annual | Allowances Purchased NOX | Thousand Tons | 0 | 0 | 0 | 0 | 0 | 0 | 0 | 0
BART NOX Annual-Comanche 1 -v5.13 | 98 | 5820 | Rate Constraint in lbs/MMBtu | FALSE | L | Annual | Allowances Sold NOX | Thousand Tons | 0 | 0 | 0 | 0 | 0 | 0 | 0 | 0
BART NOX Annual-Comanche 1 -v5.13 | 98 | 5820 | Rate Constraint in lbs/MMBtu | FALSE | L | Annual | Allowances Banked | Thousand Tons | 0 | 0 | 0 | 0 | 0 | 0 | 0 | 0
BART NOX Annual-Comanche 1 -v5.13 | 98 | 5820 | Rate Constraint in lbs/MMBtu | FALSE | L | Annual | Allowances Withdrawn (1:1) | Thousand Tons | 0 | 0 | 0 | 0 | 0 | 0 | 0 | 0
BART NOX Annual-Comanche 1 -v5.13 | 98 | 5820 | Rate Constraint in lbs/MMBtu | FALSE | L | Annual | Allowances Withdrawn (n:1) | Thousand Tons | 0 | 0 | 0 | 0 | 0 | 0 | 0 | 0
BART NOX Annual-Comanche 1 -v5.13 | 98 | 5820 | Rate Constraint in lbs/MMBtu | FALSE | L | Annual | Net Emissions Allowance Position | Thousand Tons | 1.4948 | 1.4948 | 1.4664 | 1.4664 | 1.3361 | 1.3649 | 1.4664 | 1.4215
BART NOX Annual-Comanche 1 -v5.13 | 98 | 5820 | Rate Constraint in lbs/MMBtu | FALSE | L | Annual | Fuel Consumed | TBtu | 24.9638 | 24.9638 | 24.4895 | 24.4895 | 22.3122 | 22.7935 | 24.4895 | 23.7398
BART NOX Annual-Comanche 1 -v5.13 | 98 | 5820 | Rate Constraint in lbs/MMBtu | FALSE | L | Annual | Rate | lb/MMBtu | 0.11976 | 0.11976 | 0.11976 | 0.11976 | 0.11976 | 0.11976 | 0.11976 | 0.11976
BART NOX Annual-Comanche 1 -v5.13 | 98 | 5820 | Rate Constraint in lbs/MMBtu | FALSE | L | Annual | Generation | TWh | 2.332 | 2.332 | 2.332 | 2.332 | 2.1246 | 2.1705 | 2.332 | 2.2606
BART NOX Annual-Comanche 1 -v5.13 | 98 | 5820 | Rate Constraint in lbs/MMBtu | FALSE | L | Annual | Qualifying Generation | TWh | 2.332 | 2.332 | 2.332 | 2.332 | 2.1246 | 2.1705 | 2.332 | 2.2606
BART NOX Annual-Comanche 1 -v5.13 | 98 | 5820 | Rate Constraint in lbs/MMBtu | FALSE | L | Annual | Rate | lb/MWh | 1.282 | 1.282 | 1.2577 | 1.2577 | 1.2577 | 1.2577 | 1.2577 | 1.2577
BART NOX Annual-Comanche 1 -v5.13 | 98 | 5820 | Rate Constraint in lbs/MMBtu | FALSE | L | Annual | Constraint Shadow Price | US2016$/Ton | 0 | 0 | 0 | 0 | 0 | 0 | 0 | 0
BART NOX Annual-Comanche 2 -v5.13 | 99 | 5821 | Rate Constraint in lbs/MMBtu | FALSE | L | Annual | Seasons Included | Seasons | Winter, WintShld, Summer | Winter, WintShld, Summer | Winter, WintShld, Summer | Winter, WintShld, Summer | Winter, WintShld, Summer | Winter, WintShld, Summer | Winter, WintShld, Summer | Winter, WintShld, Summer
BART NOX Annual-Comanche 2 -v5.13 | 99 | 5821 | Rate Constraint in lbs/MMBtu | FALSE | L | Annual | Standard NOX | lb/MMBtu | 0.2 | 0.2 | 0.2 | 0.2 | 0.2 | 0.2 | 0.2 | 0.2
BART NOX Annual-Comanche 2 -v5.13 | 99 | 5821 | Rate Constraint in lbs/MMBtu | FALSE | L | Annual | Emissions at Affected Plants NOX | Thousand Tons | 1.9111 | 1.9111 | 1.8748 | 1.8748 | 1.7081 | 1.8748 | 1.8748 | 1.8748
BART NOX Annual-Comanche 2 -v5.13 | 99 | 5821 | Rate Constraint in lbs/MMBtu | FALSE | L | Annual | Allowances Purchased NOX | Thousand Tons | 0 | 0 | 0 | 0 | 0 | 0 | 0 | 0
BART NOX Annual-Comanche 2 -v5.13 | 99 | 5821 | Rate Constraint in lbs/MMBtu | FALSE | L | Annual | Allowances Sold NOX | Thousand Tons | 0 | 0 | 0 | 0 | 0 | 0 | 0 | 0
BART NOX Annual-Comanche 2 -v5.13 | 99 | 5821 | Rate Constraint in lbs/MMBtu | FALSE | L | Annual | Allowances Banked | Thousand Tons | 0 | 0 | 0 | 0 | 0 | 0 | 0 | 0
BART NOX Annual-Comanche 2 -v5.13 | 99 | 5821 | Rate Constraint in lbs/MMBtu | FALSE | L | Annual | Allowances Withdrawn (1:1) | Thousand Tons | 0 | 0 | 0 | 0 | 0 | 0 | 0 | 0
BART NOX Annual-Comanche 2 -v5.13 | 99 | 5821 | Rate Constraint in lbs/MMBtu | FALSE | L | Annual | Allowances Withdrawn (n:1) | Thousand Tons | 0 | 0 | 0 | 0 | 0 | 0 | 0 | 0
BART NOX Annual-Comanche 2 -v5.13 | 99 | 5821 | Rate Constraint in lbs/MMBtu | FALSE | L | Annual | Net Emissions Allowance Position | Thousand Tons | 1.9111 | 1.9111 | 1.8748 | 1.8748 | 1.7081 | 1.8748 | 1.8748 | 1.8748
BART NOX Annual-Comanche 2 -v5.13 | 99 | 5821 | Rate Constraint in lbs/MMBtu | FALSE | L | Annual | Fuel Consumed | TBtu | 25.482 | 25.482 | 24.9978 | 24.9978 | 22.7753 | 24.9978 | 24.9978 | 24.9978
BART NOX Annual-Comanche 2 -v5.13 | 99 | 5821 | Rate Constraint in lbs/MMBtu | FALSE | L | Annual | Rate | lb/MMBtu | 0.15 | 0.15 | 0.15 | 0.15 | 0.15 | 0.15 | 0.15 | 0.15
BART NOX Annual-Comanche 2 -v5.13 | 99 | 5821 | Rate Constraint in lbs/MMBtu | FALSE | L | Annual | Generation | TWh | 2.4037 | 2.4037 | 2.4037 | 2.4037 | 2.19 | 2.4037 | 2.4037 | 2.4037
BART NOX Annual-Comanche 2 -v5.13 | 99 | 5821 | Rate Constraint in lbs/MMBtu | FALSE | L | Annual | Qualifying Generation | TWh | 2.4037 | 2.4037 | 2.4037 | 2.4037 | 2.19 | 2.4037 | 2.4037 | 2.4037
BART NOX Annual-Comanche 2 -v5.13 | 99 | 5821 | Rate Constraint in lbs/MMBtu | FALSE | L | Annual | Rate | lb/MWh | 1.5901 | 1.5901 | 1.5599 | 1.5599 | 1.5599 | 1.5599 | 1.5599 | 1.5599
BART NOX Annual-Comanche 2 -v5.13 | 99 | 5821 | Rate Constraint in lbs/MMBtu | FALSE | L | Annual | Constraint Shadow Price | US2016$/Ton | 0 | 0 | 0 | 0 | 0 | 0 | 0 | 0
BART NOX Annual-Coronado U1B -v5.13 | 100 | 6398 | Rate Constraint in lbs/MMBtu | FALSE | L | Annual | Seasons Included | Seasons | Winter, WintShld, Summer | Winter, WintShld, Summer | Winter, WintShld, Summer | Winter, WintShld, Summer | Winter, WintShld, Summer | Winter, WintShld, Summer | Winter, WintShld, Summer | Winter, WintShld, Summer
BART NOX Annual-Coronado U1B -v5.13 | 100 | 6398 | Rate Constraint in lbs/MMBtu | FALSE | L | Annual | Standard NOX | lb/MMBtu | 0.065 | 0.065 | 0.065 | 0.065 | 0.065 | 0.065 | 0.065 | 0.065
BART NOX Annual-Coronado U1B -v5.13 | 100 | 6398 | Rate Constraint in lbs/MMBtu | FALSE | L | Annual | Emissions at Affected Plants NOX | Thousand Tons | 0.41617 | 0.65312 | 0.64165 | 0.47789 | 0.47789 | 0.47789 | 0.47789 | 0.47789
BART NOX Annual-Coronado U1B -v5.13 | 100 | 6398 | Rate Constraint in lbs/MMBtu | FALSE | L | Annual | Allowances Purchased NOX | Thousand Tons | 0 | 0 | 0 | 0 | 0 | 0 | 0 | 0
BART NOX Annual-Coronado U1B -v5.13 | 100 | 6398 | Rate Constraint in lbs/MMBtu | FALSE | L | Annual | Allowances Sold NOX | Thousand Tons | 0 | 0 | 0 | 0 | 0 | 0 | 0 | 0
BART NOX Annual-Coronado U1B -v5.13 | 100 | 6398 | Rate Constraint in lbs/MMBtu | FALSE | L | Annual | Allowances Banked | Thousand Tons | 0 | 0 | 0 | 0 | 0 | 0 | 0 | 0
BART NOX Annual-Coronado U1B -v5.13 | 100 | 6398 | Rate Constraint in lbs/MMBtu | FALSE | L | Annual | Allowances Withdrawn (1:1) | Thousand Tons | 0 | 0 | 0 | 0 | 0 | 0 | 0 | 0
BART NOX Annual-Coronado U1B -v5.13 | 100 | 6398 | Rate Constraint in lbs/MMBtu | FALSE | L | Annual | Allowances Withdrawn (n:1) | Thousand Tons | 0 | 0 | 0 | 0 | 0 | 0 | 0 | 0
BART NOX Annual-Coronado U1B -v5.13 | 100 | 6398 | Rate Constraint in lbs/MMBtu | FALSE | L | Annual | Net Emissions Allowance Position | Thousand Tons | 0.41617 | 0.65312 | 0.64165 | 0.47789 | 0.47789 | 0.47789 | 0.47789 | 0.47789
BART NOX Annual-Coronado U1B -v5.13 | 100 | 6398 | Rate Constraint in lbs/MMBtu | FALSE | L | Annual | Fuel Consumed | TBtu | 16.6467 | 26.125 | 25.6658 | 19.1156 | 19.1156 | 19.1156 | 19.1156 | 19.1156
BART NOX Annual-Coronado U1B -v5.13 | 100 | 6398 | Rate Constraint in lbs/MMBtu | FALSE | L | Annual | Rate | lb/MMBtu | 0.05 | 0.05 | 0.05 | 0.05 | 0.05 | 0.05 | 0.05 | 0.05
BART NOX Annual-Coronado U1B -v5.13 | 100 | 6398 | Rate Constraint in lbs/MMBtu | FALSE | L | Annual | Generation | TWh | 1.5663 | 2.4581 | 2.4617 | 1.8334 | 1.8334 | 1.8334 | 1.8334 | 1.8334
BART NOX Annual-Coronado U1B -v5.13 | 100 | 6398 | Rate Constraint in lbs/MMBtu | FALSE | L | Annual | Qualifying Generation | TWh | 1.5663 | 2.4581 | 2.4617 | 1.8334 | 1.8334 | 1.8334 | 1.8334 | 1.8334
BART NOX Annual-Coronado U1B -v5.13 | 100 | 6398 | Rate Constraint in lbs/MMBtu | FALSE | L | Annual | Rate | lb/MWh | 0.5314 | 0.5314 | 0.5213 | 0.5213 | 0.5213 | 0.5213 | 0.5213 | 0.5213
BART NOX Annual-Coronado U1B -v5.13 | 100 | 6398 | Rate Constraint in lbs/MMBtu | FALSE | L | Annual | Constraint Shadow Price | US2016$/Ton | 0 | 0 | 0 | 0 | 0 | 0 | 0 | 0
BART NOX Annual-Craig C2 -v5.13 | 101 | 5823 | Rate Constraint in lbs/MMBtu | FALSE | L | Annual | Seasons Included | Seasons | Winter, WintShld, Summer | Winter, WintShld, Summer | Winter, WintShld, Summer | Winter, WintShld, Summer | Winter, WintShld, Summer | Winter, WintShld, Summer | Winter, WintShld, Summer | Winter, WintShld, Summer
BART NOX Annual-Craig C2 -v5.13 | 101 | 5823 | Rate Constraint in lbs/MMBtu | FALSE | L | Annual | Standard NOX | lb/MMBtu | 0.08 | 0.08 | 0.08 | 0.08 | 0.08 | 0.08 | 0.08 | 0.08
BART NOX Annual-Craig C2 -v5.13 | 101 | 5823 | Rate Constraint in lbs/MMBtu | FALSE | L | Annual | Emissions at Affected Plants NOX | Thousand Tons | 0.78463 | 0.78463 | 0.77835 | 1.0897 | 1.0897 | 1.0897 | 0.77835 | 0.77835
BART NOX Annual-Craig C2 -v5.13 | 101 | 5823 | Rate Constraint in lbs/MMBtu | FALSE | L | Annual | Allowances Purchased NOX | Thousand Tons | 0 | 0 | 0 | 0 | 0 | 0 | 0 | 0
BART NOX Annual-Craig C2 -v5.13 | 101 | 5823 | Rate Constraint in lbs/MMBtu | FALSE | L | Annual | Allowances Sold NOX | Thousand Tons | 0 | 0 | 0 | 0 | 0 | 0 | 0 | 0
BART NOX Annual-Craig C2 -v5.13 | 101 | 5823 | Rate Constraint in lbs/MMBtu | FALSE | L | Annual | Allowances Banked | Thousand Tons | 0 | 0 | 0 | 0 | 0 | 0 | 0 | 0
BART NOX Annual-Craig C2 -v5.13 | 101 | 5823 | Rate Constraint in lbs/MMBtu | FALSE | L | Annual | Allowances Withdrawn (1:1) | Thousand Tons | 0 | 0 | 0 | 0 | 0 | 0 | 0 | 0
BART NOX Annual-Craig C2 -v5.13 | 101 | 5823 | Rate Constraint in lbs/MMBtu | FALSE | L | Annual | Allowances Withdrawn (n:1) | Thousand Tons | 0 | 0 | 0 | 0 | 0 | 0 | 0 | 0
BART NOX Annual-Craig C2 -v5.13 | 101 | 5823 | Rate Constraint in lbs/MMBtu | FALSE | L | Annual | Net Emissions Allowance Position | Thousand Tons | 0.78463 | 0.78463 | 0.77835 | 1.0897 | 1.0897 | 1.0897 | 0.77835 | 0.77835
BART NOX Annual-Craig C2 -v5.13 | 101 | 5823 | Rate Constraint in lbs/MMBtu | FALSE | L | Annual | Fuel Consumed | TBtu | 32.9544 | 32.9544 | 32.6908 | 31.1341 | 31.1341 | 31.1341 | 32.6908 | 32.6908
BART NOX Annual-Craig C2 -v5.13 | 101 | 5823 | Rate Constraint in lbs/MMBtu | FALSE | L | Annual | Rate | lb/MMBtu | 0.047619 | 0.047619 | 0.047619 | 0.07 | 0.07 | 0.07 | 0.047619 | 0.047619
BART NOX Annual-Craig C2 -v5.13 | 101 | 5823 | Rate Constraint in lbs/MMBtu | FALSE | L | Annual | Generation | TWh | 3.0653 | 3.0653 | 3.0653 | 3.0653 | 3.0653 | 3.0653 | 3.0653 | 3.0653
BART NOX Annual-Craig C2 -v5.13 | 101 | 5823 | Rate Constraint in lbs/MMBtu | FALSE | L | Annual | Qualifying Generation | TWh | 3.0653 | 3.0653 | 3.0653 | 3.0653 | 3.0653 | 3.0653 | 3.0653 | 3.0653
BART NOX Annual-Craig C2 -v5.13 | 101 | 5823 | Rate Constraint in lbs/MMBtu | FALSE | L | Annual | Rate | lb/MWh | 0.51195 | 0.51195 | 0.50785 | 0.711 | 0.711 | 0.711 | 0.50785 | 0.50785
BART NOX Annual-Craig C2 -v5.13 | 101 | 5823 | Rate Constraint in lbs/MMBtu | FALSE | L | Annual | Constraint Shadow Price | US2016$/Ton | 0 | 0 | 0 | 0 | 0 | 0 | 0 | 0
BART NOX Annual-Dave Johnston 4 -v5.14 | 102 | 6104 | Rate Constraint in lbs/MMBtu | FALSE | L | Annual | Seasons Included | Seasons | Winter, WintShld, Summer | Winter, WintShld, Summer | Winter, WintShld, Summer | Winter, WintShld, Summer | Winter, WintShld, Summer | Winter, WintShld, Summer | Winter, WintShld, Summer | Winter, WintShld, Summer
BART NOX Annual-Dave Johnston 4 -v5.14 | 102 | 6104 | Rate Constraint in lbs/MMBtu | FALSE | L | Annual | Standard NOX | lb/MMBtu | 0.15 | 0.15 | 0.15 | 0.15 | 0.15 | 0.15 | 0.15 | 0.15
BART NOX Annual-Dave Johnston 4 -v5.14 | 102 | 6104 | Rate Constraint in lbs/MMBtu | FALSE | L | Annual | Emissions at Affected Plants NOX | Thousand Tons | 0 | 0 | 0 | 0 | 0 | 0 | 0 | 0
BART NOX Annual-Dave Johnston 4 -v5.14 | 102 | 6104 | Rate Constraint in lbs/MMBtu | FALSE | L | Annual | Allowances Purchased NOX | Thousand Tons | 0 | 0 | 0 | 0 | 0 | 0 | 0 | 0
BART NOX Annual-Dave Johnston 4 -v5.14 | 102 | 6104 | Rate Constraint in lbs/MMBtu | FALSE | L | Annual | Allowances Sold NOX | Thousand Tons | 0 | 0 | 0 | 0 | 0 | 0 | 0 | 0
BART NOX Annual-Dave Johnston 4 -v5.14 | 102 | 6104 | Rate Constraint in lbs/MMBtu | FALSE | L | Annual | Allowances Banked | Thousand Tons | 0 | 0 | 0 | 0 | 0 | 0 | 0 | 0
BART NOX Annual-Dave Johnston 4 -v5.14 | 102 | 6104 | Rate Constraint in lbs/MMBtu | FALSE | L | Annual | Allowances Withdrawn (1:1) | Thousand Tons | 0 | 0 | 0 | 0 | 0 | 0 | 0 | 0
BART NOX Annual-Dave Johnston 4 -v5.14 | 102 | 6104 | Rate Constraint in lbs/MMBtu | FALSE | L | Annual | Allowances Withdrawn (n:1) | Thousand Tons | 0 | 0 | 0 | 0 | 0 | 0 | 0 | 0
BART NOX Annual-Dave Johnston 4 -v5.14 | 102 | 6104 | Rate Constraint in lbs/MMBtu | FALSE | L | Annual | Net Emissions Allowance Position | Thousand Tons | 0 | 0 | 0 | 0 | 0 | 0 | 0 | 0
BART NOX Annual-Dave Johnston 4 -v5.14 | 102 | 6104 | Rate Constraint in lbs/MMBtu | FALSE | L | Annual | Fuel Consumed | TBtu | 0 | 0 | 0 | 0 | 0 | 0 | 0 | 0
BART NOX Annual-Dave Johnston 4 -v5.14 | 102 | 6104 | Rate Constraint in lbs/MMBtu | FALSE | L | Annual | Rate | lb/MMBtu | 0 | 0 | 0 | 0 | 0 | 0 | 0 | 0
BART NOX Annual-Dave Johnston 4 -v5.14 | 102 | 6104 | Rate Constraint in lbs/MMBtu | FALSE | L | Annual | Generation | TWh | 0 | 0 | 0 | 0 | 0 | 0 | 0 | 0
BART NOX Annual-Dave Johnston 4 -v5.14 | 102 | 6104 | Rate Constraint in lbs/MMBtu | FALSE | L | Annual | Qualifying Generation | TWh | 0 | 0 | 0 | 0 | 0 | 0 | 0 | 0
BART NOX Annual-Dave Johnston 4 -v5.14 | 102 | 6104 | Rate Constraint in lbs/MMBtu | FALSE | L | Annual | Rate | lb/MWh | 0 | 0 | 0 | 0 | 0 | 0 | 0 | 0
BART NOX Annual-Dave Johnston 4 -v5.14 | 102 | 6104 | Rate Constraint in lbs/MMBtu | FALSE | L | Annual | Constraint Shadow Price | US2016$/Ton | 0 | 0 | 0 | 0 | 0 | 0 | 0 | 0
BART NOX Annual-Four Corners 4 -v5.14 | 103 | 6235 | Rate Constraint in lbs/MMBtu | FALSE | L | Annual | Seasons Included | Seasons | Winter, WintShld, Summer | Winter, WintShld, Summer | Winter, WintShld, Summer | Winter, WintShld, Summer | Winter, WintShld, Summer | Winter, WintShld, Summer | Winter, WintShld, Summer | Winter, WintShld, Summer
BART NOX Annual-Four Corners 4 -v5.14 | 103 | 6235 | Rate Constraint in lbs/MMBtu | FALSE | L | Annual | Standard NOX | lb/MMBtu | 0.098 | 0.098 | 0.098 | 0.098 | 0.098 | 0.098 | 0.098 | 0.098
BART NOX Annual-Four Corners 4 -v5.14 | 103 | 6235 | Rate Constraint in lbs/MMBtu | FALSE | L | Annual | Emissions at Affected Plants NOX | Thousand Tons | 0.99689 | 0.99651 | 0.99997 | 0.99421 | 0.98699 | 0.98699 | 1.0043 | 1.0043
BART NOX Annual-Four Corners 4 -v5.14 | 103 | 6235 | Rate Constraint in lbs/MMBtu | FALSE | L | Annual | Allowances Purchased NOX | Thousand Tons | 0 | 0 | 0 | 0 | 0 | 0 | 0 | 0
BART NOX Annual-Four Corners 4 -v5.14 | 103 | 6235 | Rate Constraint in lbs/MMBtu | FALSE | L | Annual | Allowances Sold NOX | Thousand Tons | 0 | 0 | 0 | 0 | 0 | 0 | 0 | 0
BART NOX Annual-Four Corners 4 -v5.14 | 103 | 6235 | Rate Constraint in lbs/MMBtu | FALSE | L | Annual | Allowances Banked | Thousand Tons | 0 | 0 | 0 | 0 | 0 | 0 | 0 | 0
BART NOX Annual-Four Corners 4 -v5.14 | 103 | 6235 | Rate Constraint in lbs/MMBtu | FALSE | L | Annual | Allowances Withdrawn (1:1) | Thousand Tons | 0 | 0 | 0 | 0 | 0 | 0 | 0 | 0
BART NOX Annual-Four Corners 4 -v5.14 | 103 | 6235 | Rate Constraint in lbs/MMBtu | FALSE | L | Annual | Allowances Withdrawn (n:1) | Thousand Tons | 0 | 0 | 0 | 0 | 0 | 0 | 0 | 0
BART NOX Annual-Four Corners 4 -v5.14 | 103 | 6235 | Rate Constraint in lbs/MMBtu | FALSE | L | Annual | Net Emissions Allowance Position | Thousand Tons | 0.99689 | 0.99651 | 0.99997 | 0.99421 | 0.98699 | 0.98699 | 1.0043 | 1.0043
BART NOX Annual-Four Corners 4 -v5.14 | 103 | 6235 | Rate Constraint in lbs/MMBtu | FALSE | L | Annual | Fuel Consumed | TBtu | 39.8597 | 39.8446 | 39.9826 | 39.7525 | 39.4636 | 39.4636 | 40.1574 | 40.1574
BART NOX Annual-Four Corners 4 -v5.14 | 103 | 6235 | Rate Constraint in lbs/MMBtu | FALSE | L | Annual | Rate | lb/MMBtu | 0.05002 | 0.05002 | 0.05002 | 0.05002 | 0.05002 | 0.05002 | 0.05002 | 0.05002
BART NOX Annual-Four Corners 4 -v5.14 | 103 | 6235 | Rate Constraint in lbs/MMBtu | FALSE | L | Annual | Generation | TWh | 3.9717 | 3.9702 | 4.0161 | 3.9929 | 3.9639 | 3.9639 | 4.0336 | 4.0336
BART NOX Annual-Four Corners 4 -v5.14 | 103 | 6235 | Rate Constraint in lbs/MMBtu | FALSE | L | Annual | Qualifying Generation | TWh | 3.9717 | 3.9702 | 4.0161 | 3.9929 | 3.9639 | 3.9639 | 4.0336 | 4.0336
BART NOX Annual-Four Corners 4 -v5.14 | 103 | 6235 | Rate Constraint in lbs/MMBtu | FALSE | L | Annual | Rate | lb/MWh | 0.502 | 0.502 | 0.49798 | 0.49798 | 0.49798 | 0.49798 | 0.49798 | 0.49798
BART NOX Annual-Four Corners 4 -v5.14 | 103 | 6235 | Rate Constraint in lbs/MMBtu | FALSE | L | Annual | Constraint Shadow Price | US2016$/Ton | 0 | 0 | 0 | 0 | 0 | 0 | 0 | 0
BART NOX Annual-Four Corners 5 -v5.14 | 104 | 6236 | Rate Constraint in lbs/MMBtu | FALSE | L | Annual | Seasons Included | Seasons | Winter, WintShld, Summer | Winter, WintShld, Summer | Winter, WintShld, Summer | Winter, WintShld, Summer | Winter, WintShld, Summer | Winter, WintShld, Summer | Winter, WintShld, Summer | Winter, WintShld, Summer
BART NOX Annual-Four Corners 5 -v5.14 | 104 | 6236 | Rate Constraint in lbs/MMBtu | FALSE | L | Annual | Standard NOX | lb/MMBtu | 0.098 | 0.098 | 0.098 | 0.098 | 0.098 | 0.098 | 0.098 | 0.098
BART NOX Annual-Four Corners 5 -v5.14 | 104 | 6236 | Rate Constraint in lbs/MMBtu | FALSE | L | Annual | Emissions at Affected Plants NOX | Thousand Tons | 1.2618 | 1.2622 | 1.2586 | 1.2645 | 1.2719 | 1.2719 | 1.2542 | 1.2542
BART NOX Annual-Four Corners 5 -v5.14 | 104 | 6236 | Rate Constraint in lbs/MMBtu | FALSE | L | Annual | Allowances Purchased NOX | Thousand Tons | 0 | 0 | 0 | 0 | 0 | 0 | 0 | 0
BART NOX Annual-Four Corners 5 -v5.14 | 104 | 6236 | Rate Constraint in lbs/MMBtu | FALSE | L | Annual | Allowances Sold NOX | Thousand Tons | 0 | 0 | 0 | 0 | 0 | 0 | 0 | 0
BART NOX Annual-Four Corners 5 -v5.14 | 104 | 6236 | Rate Constraint in lbs/MMBtu | FALSE | L | Annual | Allowances Banked | Thousand Tons | 0 | 0 | 0 | 0 | 0 | 0 | 0 | 0
BART NOX Annual-Four Corners 5 -v5.14 | 104 | 6236 | Rate Constraint in lbs/MMBtu | FALSE | L | Annual | Allowances Withdrawn (1:1) | Thousand Tons | 0 | 0 | 0 | 0 | 0 | 0 | 0 | 0
BART NOX Annual-Four Corners 5 -v5.14 | 104 | 6236 | Rate Constraint in lbs/MMBtu | FALSE | L | Annual | Allowances Withdrawn (n:1) | Thousand Tons | 0 | 0 | 0 | 0 | 0 | 0 | 0 | 0
BART NOX Annual-Four Corners 5 -v5.14 | 104 | 6236 | Rate Constraint in lbs/MMBtu | FALSE | L | Annual | Net Emissions Allowance Position | Thousand Tons | 1.2618 | 1.2622 | 1.2586 | 1.2645 | 1.2719 | 1.2719 | 1.2542 | 1.2542
BART NOX Annual-Four Corners 5 -v5.14 | 104 | 6236 | Rate Constraint in lbs/MMBtu | FALSE | L | Annual | Fuel Consumed | TBtu | 49.5689 | 49.584 | 49.446 | 49.6761 | 49.965 | 49.965 | 49.2712 | 49.2712
BART NOX Annual-Four Corners 5 -v5.14 | 104 | 6236 | Rate Constraint in lbs/MMBtu | FALSE | L | Annual | Rate | lb/MMBtu | 0.05091 | 0.05091 | 0.05091 | 0.05091 | 0.05091 | 0.05091 | 0.05091 | 0.05091
BART NOX Annual-Four Corners 5 -v5.14 | 104 | 6236 | Rate Constraint in lbs/MMBtu | FALSE | L | Annual | Generation | TWh | 4.949 | 4.9505 | 4.9765 | 4.9997 | 5.0287 | 5.0287 | 4.9589 | 4.9589
BART NOX Annual-Four Corners 5 -v5.14 | 104 | 6236 | Rate Constraint in lbs/MMBtu | FALSE | L | Annual | Qualifying Generation | TWh | 4.949 | 4.9505 | 4.9765 | 4.9997 | 5.0287 | 5.0287 | 4.9589 | 4.9589
BART NOX Annual-Four Corners 5 -v5.14 | 104 | 6236 | Rate Constraint in lbs/MMBtu | FALSE | L | Annual | Rate | lb/MWh | 0.50991 | 0.50991 | 0.50584 | 0.50584 | 0.50584 | 0.50584 | 0.50584 | 0.50584
BART NOX Annual-Four Corners 5 -v5.14 | 104 | 6236 | Rate Constraint in lbs/MMBtu | FALSE | L | Annual | Constraint Shadow Price | US2016$/Ton | 0 | 0 | 0 | 0 | 0 | 0 | 0 | 0
BART NOX Annual-Gerald Gentleman 1 -v5.14 | 105 | 6089 | Rate Constraint in lbs/MMBtu | FALSE | L | Annual | Seasons Included | Seasons | Winter, WintShld, Summer | Winter, WintShld, Summer | Winter, WintShld, Summer | Winter, WintShld, Summer | Winter, WintShld, Summer | Winter, WintShld, Summer | Winter, WintShld, Summer | Winter, WintShld, Summer
BART NOX Annual-Gerald Gentleman 1 -v5.14 | 105 | 6089 | Rate Constraint in lbs/MMBtu | FALSE | L | Annual | Standard NOX | lb/MMBtu | 0.23 | 0.23 | 0.23 | 0.23 | 0.23 | 0.23 | 0.23 | 0.23
BART NOX Annual-Gerald Gentleman 1 -v5.14 | 105 | 6089 | Rate Constraint in lbs/MMBtu | FALSE | L | Annual | Emissions at Affected Plants NOX | Thousand Tons | 4.8936 | 4.8849 | 4.8544 | 4.8544 | 4.8544 | 4.8544 | 4.8544 | 4.8544
BART NOX Annual-Gerald Gentleman 1 -v5.14 | 105 | 6089 | Rate Constraint in lbs/MMBtu | FALSE | L | Annual | Allowances Purchased NOX | Thousand Tons | 0 | 0 | 0 | 0 | 0 | 0 | 0 | 0
BART NOX Annual-Gerald Gentleman 1 -v5.14 | 105 | 6089 | Rate Constraint in lbs/MMBtu | FALSE | L | Annual | Allowances Sold NOX | Thousand Tons | 0 | 0 | 0 | 0 | 0 | 0 | 0 | 0
BART NOX Annual-Gerald Gentleman 1 -v5.14 | 105 | 6089 | Rate Constraint in lbs/MMBtu | FALSE | L | Annual | Allowances Banked | Thousand Tons | 0 | 0 | 0 | 0 | 0 | 0 | 0 | 0
BART NOX Annual-Gerald Gentleman 1 -v5.14 | 105 | 6089 | Rate Constraint in lbs/MMBtu | FALSE | L | Annual | Allowances Withdrawn (1:1) | Thousand Tons | 0 | 0 | 0 | 0 | 0 | 0 | 0 | 0
BART NOX Annual-Gerald Gentleman 1 -v5.14 | 105 | 6089 | Rate Constraint in lbs/MMBtu | FALSE | L | Annual | Allowances Withdrawn (n:1) | Thousand Tons | 0 | 0 | 0 | 0 | 0 | 0 | 0 | 0
BART NOX Annual-Gerald Gentleman 1 -v5.14 | 105 | 6089 | Rate Constraint in lbs/MMBtu | FALSE | L | Annual | Net Emissions Allowance Position | Thousand Tons | 4.8936 | 4.8849 | 4.8544 | 4.8544 | 4.8544 | 4.8544 | 4.8544 | 4.8544
BART NOX Annual-Gerald Gentleman 1 -v5.14 | 105 | 6089 | Rate Constraint in lbs/MMBtu | FALSE | L | Annual | Fuel Consumed | TBtu | 48.6997 | 48.613 | 48.3101 | 48.3101 | 48.3101 | 48.3101 | 48.3101 | 48.3101
BART NOX Annual-Gerald Gentleman 1 -v5.14 | 105 | 6089 | Rate Constraint in lbs/MMBtu | FALSE | L | Annual | Rate | lb/MMBtu | 0.20097 | 0.20097 | 0.20097 | 0.20097 | 0.20097 | 0.20097 | 0.20097 | 0.20097
BART NOX Annual-Gerald Gentleman 1 -v5.14 | 105 | 6089 | Rate Constraint in lbs/MMBtu | FALSE | L | Annual | Generation | TWh | 4.7914 | 4.7829 | 4.7914 | 4.7914 | 4.7914 | 4.7914 | 4.7914 | 4.7914
BART NOX Annual-Gerald Gentleman 1 -v5.14 | 105 | 6089 | Rate Constraint in lbs/MMBtu | FALSE | L | Annual | Qualifying Generation | TWh | 4.7914 | 4.7829 | 4.7914 | 4.7914 | 4.7914 | 4.7914 | 4.7914 | 4.7914
BART NOX Annual-Gerald Gentleman 1 -v5.14 | 105 | 6089 | Rate Constraint in lbs/MMBtu | FALSE | L | Annual | Rate | lb/MWh | 2.0427 | 2.0427 | 2.0263 | 2.0263 | 2.0263 | 2.0263 | 2.0263 | 2.0263
BART NOX Annual-Gerald Gentleman 1 -v5.14 | 105 | 6089 | Rate Constraint in lbs/MMBtu | FALSE | L | Annual | Constraint Shadow Price | US2016$/Ton | 0 | 0 | 0 | 0 | 0 | 0 | 0 | 0
BART NOX Annual-Gerald Gentleman 2 -v5.14 | 106 | 6090 | Rate Constraint in lbs/MMBtu | FALSE | L | Annual | Seasons Included | Seasons | Winter, WintShld, Summer | Winter, WintShld, Summer | Winter, WintShld, Summer | Winter, WintShld, Summer | Winter, WintShld, Summer | Winter, WintShld, Summer | Winter, WintShld, Summer | Winter, WintShld, Summer
BART NOX Annual-Gerald Gentleman 2 -v5.14 | 106 | 6090 | Rate Constraint in lbs/MMBtu | FALSE | L | Annual | Standard NOX | lb/MMBtu | 0.23 | 0.23 | 0.23 | 0.23 | 0.23 | 0.23 | 0.23 | 0.23
BART NOX Annual-Gerald Gentleman 2 -v5.14 | 106 | 6090 | Rate Constraint in lbs/MMBtu | FALSE | L | Annual | Emissions at Affected Plants NOX | Thousand Tons | 3.9132 | 3.9063 | 3.8819 | 3.8819 | 3.8819 | 3.8819 | 3.8819 | 3.8819
BART NOX Annual-Gerald Gentleman 2 -v5.14 | 106 | 6090 | Rate Constraint in lbs/MMBtu | FALSE | L | Annual | Allowances Purchased NOX | Thousand Tons | 0 | 0 | 0 | 0 | 0 | 0 | 0 | 0
BART NOX Annual-Gerald Gentleman 2 -v5.14 | 106 | 6090 | Rate Constraint in lbs/MMBtu | FALSE | L | Annual | Allowances Sold NOX | Thousand Tons | 0 | 0 | 0 | 0 | 0 | 0 | 0 | 0
BART NOX Annual-Gerald Gentleman 2 -v5.14 | 106 | 6090 | Rate Constraint in lbs/MMBtu | FALSE | L | Annual | Allowances Banked | Thousand Tons | 0 | 0 | 0 | 0 | 0 | 0 | 0 | 0
BART NOX Annual-Gerald Gentleman 2 -v5.14 | 106 | 6090 | Rate Constraint in lbs/MMBtu | FALSE | L | Annual | Allowances Withdrawn (1:1) | Thousand Tons | 0 | 0 | 0 | 0 | 0 | 0 | 0 | 0
BART NOX Annual-Gerald Gentleman 2 -v5.14 | 106 | 6090 | Rate Constraint in lbs/MMBtu | FALSE | L | Annual | Allowances Withdrawn (n:1) | Thousand Tons | 0 | 0 | 0 | 0 | 0 | 0 | 0 | 0
BART NOX Annual-Gerald Gentleman 2 -v5.14 | 106 | 6090 | Rate Constraint in lbs/MMBtu | FALSE | L | Annual | Net Emissions Allowance Position | Thousand Tons | 3.9132 | 3.9063 | 3.8819 | 3.8819 | 3.8819 | 3.8819 | 3.8819 | 3.8819
BART NOX Annual-Gerald Gentleman 2 -v5.14 | 106 | 6090 | Rate Constraint in lbs/MMBtu | FALSE | L | Annual | Fuel Consumed | TBtu | 51.4495 | 51.3579 | 51.0379 | 51.0379 | 51.0379 | 51.0379 | 51.0379 | 51.0379
BART NOX Annual-Gerald Gentleman 2 -v5.14 | 106 | 6090 | Rate Constraint in lbs/MMBtu | FALSE | L | Annual | Rate | lb/MMBtu | 0.15212 | 0.15212 | 0.15212 | 0.15212 | 0.15212 | 0.15212 | 0.15212 | 0.15212
BART NOX Annual-Gerald Gentleman 2 -v5.14 | 106 | 6090 | Rate Constraint in lbs/MMBtu | FALSE | L | Annual | Generation | TWh | 5.0436 | 5.0346 | 5.0436 | 5.0436 | 5.0436 | 5.0436 | 5.0436 | 5.0436
BART NOX Annual-Gerald Gentleman 2 -v5.14 | 106 | 6090 | Rate Constraint in lbs/MMBtu | FALSE | L | Annual | Qualifying Generation | TWh | 5.0436 | 5.0346 | 5.0436 | 5.0436 | 5.0436 | 5.0436 | 5.0436 | 5.0436
BART NOX Annual-Gerald Gentleman 2 -v5.14 | 106 | 6090 | Rate Constraint in lbs/MMBtu | FALSE | L | Annual | Rate | lb/MWh | 1.5518 | 1.5518 | 1.5394 | 1.5394 | 1.5394 | 1.5394 | 1.5394 | 1.5394
BART NOX Annual-Gerald Gentleman 2 -v5.14 | 106 | 6090 | Rate Constraint in lbs/MMBtu | FALSE | L | Annual | Constraint Shadow Price | US2016$/Ton | 0 | 0 | 0 | 0 | 0 | 0 | 0 | 0
BART NOX Annual-Hayden H1 -v5.13 | 107 | 5824 | Rate Constraint in lbs/MMBtu | FALSE | L | Annual | Seasons Included | Seasons | Winter, WintShld, Summer | Winter, WintShld, Summer | Winter, WintShld, Summer | Winter, WintShld, Summer | Winter, WintShld, Summer | Winter, WintShld, Summer | Winter, WintShld, Summer | Winter, WintShld, Summer
BART NOX Annual-Hayden H1 -v5.13 | 107 | 5824 | Rate Constraint in lbs/MMBtu | FALSE | L | Annual | Standard NOX | lb/MMBtu | 0.08 | 0.08 | 0.08 | 0.08 | 0.08 | 0.08 | 0.08 | 0.08
BART NOX Annual-Hayden H1 -v5.13 | 107 | 5824 | Rate Constraint in lbs/MMBtu | FALSE | L | Annual | Emissions at Affected Plants NOX | Thousand Tons | 0.2863 | 0.2938 | 0.29018 | 0.30209 | 0.27502 | 0.27502 | 0.26836 | 0.27502
BART NOX Annual-Hayden H1 -v5.13 | 107 | 5824 | Rate Constraint in lbs/MMBtu | FALSE | L | Annual | Allowances Purchased NOX | Thousand Tons | 0 | 0 | 0 | 0 | 0 | 0 | 0 | 0
BART NOX Annual-Hayden H1 -v5.13 | 107 | 5824 | Rate Constraint in lbs/MMBtu | FALSE | L | Annual | Allowances Sold NOX | Thousand Tons | 0 | 0 | 0 | 0 | 0 | 0 | 0 | 0
BART NOX Annual-Hayden H1 -v5.13 | 107 | 5824 | Rate Constraint in lbs/MMBtu | FALSE | L | Annual | Allowances Banked | Thousand Tons | 0 | 0 | 0 | 0 | 0 | 0 | 0 | 0
BART NOX Annual-Hayden H1 -v5.13 | 107 | 5824 | Rate Constraint in lbs/MMBtu | FALSE | L | Annual | Allowances Withdrawn (1:1) | Thousand Tons | 0 | 0 | 0 | 0 | 0 | 0 | 0 | 0
BART NOX Annual-Hayden H1 -v5.13 | 107 | 5824 | Rate Constraint in lbs/MMBtu | FALSE | L | Annual | Allowances Withdrawn (n:1) | Thousand Tons | 0 | 0 | 0 | 0 | 0 | 0 | 0 | 0
BART NOX Annual-Hayden H1 -v5.13 | 107 | 5824 | Rate Constraint in lbs/MMBtu | FALSE | L | Annual | Net Emissions Allowance Position | Thousand Tons | 0.2863 | 0.2938 | 0.29018 | 0.30209 | 0.27502 | 0.27502 | 0.26836 | 0.27502
BART NOX Annual-Hayden H1 -v5.13 | 107 | 5824 | Rate Constraint in lbs/MMBtu | FALSE | L | Annual | Fuel Consumed | TBtu | 13.5399 | 13.8946 | 13.7234 | 14.2868 | 13.0063 | 13.0063 | 12.6913 | 13.0063
BART NOX Annual-Hayden H1 -v5.13 | 107 | 5824 | Rate Constraint in lbs/MMBtu | FALSE | L | Annual | Rate | lb/MMBtu | 0.04229 | 0.04229 | 0.04229 | 0.04229 | 0.04229 | 0.04229 | 0.04229 | 0.04229
BART NOX Annual-Hayden H1 -v5.13 | 107 | 5824 | Rate Constraint in lbs/MMBtu | FALSE | L | Annual | Generation | TWh | 1.2317 | 1.264 | 1.2752 | 1.3275 | 1.2085 | 1.2085 | 1.1793 | 1.2085
BART NOX Annual-Hayden H1 -v5.13 | 107 | 5824 | Rate Constraint in lbs/MMBtu | FALSE | L | Annual | Qualifying Generation | TWh | 1.2317 | 1.264 | 1.2752 | 1.3275 | 1.2085 | 1.2085 | 1.1793 | 1.2085
BART NOX Annual-Hayden H1 -v5.13 | 107 | 5824 | Rate Constraint in lbs/MMBtu | FALSE | L | Annual | Rate | lb/MWh | 0.46489 | 0.46489 | 0.45513 | 0.45513 | 0.45513 | 0.45513 | 0.45513 | 0.45513
BART NOX Annual-Hayden H1 -v5.13 | 107 | 5824 | Rate Constraint in lbs/MMBtu | FALSE | L | Annual | Constraint Shadow Price | US2016$/Ton | 0 | 0 | 0 | 0 | 0 | 0 | 0 | 0
BART NOX Annual-Hayden H2 -v5.13 | 108 | 5825 | Rate Constraint in lbs/MMBtu | FALSE | L | Annual | Seasons Included | Seasons | Winter, WintShld, Summer | Winter, WintShld, Summer | Winter, WintShld, Summer | Winter, WintShld, Summer | Winter, WintShld, Summer | Winter, WintShld, Summer | Winter, WintShld, Summer | Winter, WintShld, Summer
BART NOX Annual-Hayden H2 -v5.13 | 108 | 5825 | Rate Constraint in lbs/MMBtu | FALSE | L | Annual | Standard NOX | lb/MMBtu | 0.07 | 0.07 | 0.07 | 0.07 | 0.07 | 0.07 | 0.07 | 0.07
BART NOX Annual-Hayden H2 -v5.13 | 108 | 5825 | Rate Constraint in lbs/MMBtu | FALSE | L | Annual | Emissions at Affected Plants NOX | Thousand Tons | 0.40398 | 0.42138 | 0.42749 | 0.43434 | 0.38762 | 0.38762 | 0.38762 | 0.38762
BART NOX Annual-Hayden H2 -v5.13 | 108 | 5825 | Rate Constraint in lbs/MMBtu | FALSE | L | Annual | Allowances Purchased NOX | Thousand Tons | 0 | 0 | 0 | 0 | 0 | 0 | 0 | 0
BART NOX Annual-Hayden H2 -v5.13 | 108 | 5825 | Rate Constraint in lbs/MMBtu | FALSE | L | Annual | Allowances Sold NOX | Thousand Tons | 0 | 0 | 0 | 0 | 0 | 0 | 0 | 0
BART NOX Annual-Hayden H2 -v5.13 | 108 | 5825 | Rate Constraint in lbs/MMBtu | FALSE | L | Annual | Allowances Banked | Thousand Tons | 0 | 0 | 0 | 0 | 0 | 0 | 0 | 0
BART NOX Annual-Hayden H2 -v5.13 | 108 | 5825 | Rate Constraint in lbs/MMBtu | FALSE | L | Annual | Allowances Withdrawn (1:1) | Thousand Tons | 0 | 0 | 0 | 0 | 0 | 0 | 0 | 0
BART NOX Annual-Hayden H2 -v5.13 | 108 | 5825 | Rate Constraint in lbs/MMBtu | FALSE | L | Annual | Allowances Withdrawn (n:1) | Thousand Tons | 0 | 0 | 0 | 0 | 0 | 0 | 0 | 0
BART NOX Annual-Hayden H2 -v5.13 | 108 | 5825 | Rate Constraint in lbs/MMBtu | FALSE | L | Annual | Net Emissions Allowance Position | Thousand Tons | 0.40398 | 0.42138 | 0.42749 | 0.43434 | 0.38762 | 0.38762 | 0.38762 | 0.38762
BART NOX Annual-Hayden H2 -v5.13 | 108 | 5825 | Rate Constraint in lbs/MMBtu | FALSE | L | Annual | Fuel Consumed | TBtu | 18.0309 | 18.8074 | 19.0803 | 19.3859 | 17.3008 | 17.3008 | 17.3008 | 17.3008
BART NOX Annual-Hayden H2 -v5.13 | 108 | 5825 | Rate Constraint in lbs/MMBtu | FALSE | L | Annual | Rate | lb/MMBtu | 0.04481 | 0.04481 | 0.04481 | 0.04481 | 0.04481 | 0.04481 | 0.04481 | 0.04481
BART NOX Annual-Hayden H2 -v5.13 | 108 | 5825 | Rate Constraint in lbs/MMBtu | FALSE | L | Annual | Generation | TWh | 1.6527 | 1.7239 | 1.7828 | 1.8113 | 1.6165 | 1.6165 | 1.6165 | 1.6165
BART NOX Annual-Hayden H2 -v5.13 | 108 | 5825 | Rate Constraint in lbs/MMBtu | FALSE | L | Annual | Qualifying Generation | TWh | 1.6527 | 1.7239 | 1.7828 | 1.8113 | 1.6165 | 1.6165 | 1.6165 | 1.6165
BART NOX Annual-Hayden H2 -v5.13 | 108 | 5825 | Rate Constraint in lbs/MMBtu | FALSE | L | Annual | Rate | lb/MWh | 0.48888 | 0.48888 | 0.47959 | 0.47959 | 0.47959 | 0.47959 | 0.47959 | 0.47959
BART NOX Annual-Hayden H2 -v5.13 | 108 | 5825 | Rate Constraint in lbs/MMBtu | FALSE | L | Annual | Constraint Shadow Price | US2016$/Ton | 0 | 0 | 0 | 0 | 0 | 0 | 0 | 0
BART NOX Annual-Jeffrey Energy Center 1 -v5.13 | 109 | 5831 | Rate Constraint in lbs/MMBtu | FALSE | L | Annual | Seasons Included | Seasons | Winter, WintShld, Summer | Winter, WintShld, Summer | Winter, WintShld, Summer | Winter, WintShld, Summer | Winter, WintShld, Summer | Winter, WintShld, Summer | Winter, WintShld, Summer | Winter, WintShld, Summer
BART NOX Annual-Jeffrey Energy Center 1 -v5.13 | 109 | 5831 | Rate Constraint in lbs/MMBtu | FALSE | L | Annual | Standard NOX | lb/MMBtu | 0.15 | 0.15 | 0.15 | 0.15 | 0.15 | 0.15 | 0.15 | 0.15
BART NOX Annual-Jeffrey Energy Center 1 -v5.13 | 109 | 5831 | Rate Constraint in lbs/MMBtu | FALSE | L | Annual | Emissions at Affected Plants NOX | Thousand Tons | 0.83046 | 0.97311 | 0.94587 | 0.90061 | 0.79909 | 0.79909 | 0.67535 | 0.79909
BART NOX Annual-Jeffrey Energy Center 1 -v5.13 | 109 | 5831 | Rate Constraint in lbs/MMBtu | FALSE | L | Annual | Allowances Purchased NOX | Thousand Tons | 0 | 0 | 0 | 0 | 0 | 0 | 0 | 0
BART NOX Annual-Jeffrey Energy Center 1 -v5.13 | 109 | 5831 | Rate Constraint in lbs/MMBtu | FALSE | L | Annual | Allowances Sold NOX | Thousand Tons | 0 | 0 | 0 | 0 | 0 | 0 | 0 | 0
BART NOX Annual-Jeffrey Energy Center 1 -v5.13 | 109 | 5831 | Rate Constraint in lbs/MMBtu | FALSE | L | Annual | Allowances Banked | Thousand Tons | 0 | 0 | 0 | 0 | 0 | 0 | 0 | 0
BART NOX Annual-Jeffrey Energy Center 1 -v5.13 | 109 | 5831 | Rate Constraint in lbs/MMBtu | FALSE | L | Annual | Allowances Withdrawn (1:1) | Thousand Tons | 0 | 0 | 0 | 0 | 0 | 0 | 0 | 0
BART NOX Annual-Jeffrey Energy Center 1 -v5.13 | 109 | 5831 | Rate Constraint in lbs/MMBtu | FALSE | L | Annual | Allowances Withdrawn (n:1) | Thousand Tons | 0 | 0 | 0 | 0 | 0 | 0 | 0 | 0
BART NOX Annual-Jeffrey Energy Center 1 -v5.13 | 109 | 5831 | Rate Constraint in lbs/MMBtu | FALSE | L | Annual | Net Emissions Allowance Position | Thousand Tons | 0.83046 | 0.97311 | 0.94587 | 0.90061 | 0.79909 | 0.79909 | 0.67535 | 0.79909
BART NOX Annual-Jeffrey Energy Center 1 -v5.13 | 109 | 5831 | Rate Constraint in lbs/MMBtu | FALSE | L | Annual | Fuel Consumed | TBtu | 49.0668 | 57.4956 | 55.8858 | 53.212 | 47.2137 | 47.2137 | 39.9025 | 47.2137
BART NOX Annual-Jeffrey Energy Center 1 -v5.13 | 109 | 5831 | Rate Constraint in lbs/MMBtu | FALSE | L | Annual | Rate | lb/MMBtu | 0.03385 | 0.03385 | 0.03385 | 0.03385 | 0.03385 | 0.03385 | 0.03385 | 0.03385
BART NOX Annual-Jeffrey Energy Center 1 -v5.13 | 109 | 5831 | Rate Constraint in lbs/MMBtu | FALSE | L | Annual | Generation | TWh | 4.4149 | 5.1733 | 5.1733 | 4.9258 | 4.3705 | 4.3705 | 3.6937 | 4.3705
BART NOX Annual-Jeffrey Energy Center 1 -v5.13 | 109 | 5831 | Rate Constraint in lbs/MMBtu | FALSE | L | Annual | Qualifying Generation | TWh | 4.4149 | 5.1733 | 5.1733 | 4.9258 | 4.3705 | 4.3705 | 3.6937 | 4.3705
BART NOX Annual-Jeffrey Energy Center 1 -v5.13 | 109 | 5831 | Rate Constraint in lbs/MMBtu | FALSE | L | Annual | Rate | lb/MWh | 0.37621 | 0.37621 | 0.36568 | 0.36568 | 0.36568 | 0.36568 | 0.36568 | 0.36568
BART NOX Annual-Jeffrey Energy Center 1 -v5.13 | 109 | 5831 | Rate Constraint in lbs/MMBtu | FALSE | L | Annual | Constraint Shadow Price | US2016$/Ton | 0 | 0 | 0 | 0 | 0 | 0 | 0 | 0
BART NOX Annual-Jeffrey Energy Center 2 -v5.13 | 110 | 5832 | Rate Constraint in lbs/MMBtu | FALSE | L | Annual | Seasons Included | Seasons | Winter, WintShld, Summer | Winter, WintShld, Summer | Winter, WintShld, Summer | Winter, WintShld, Summer | Winter, WintShld, Summer | Winter, WintShld, Summer | Winter, WintShld, Summer | Winter, WintShld, Summer
BART NOX Annual-Jeffrey Energy Center 2 -v5.13 | 110 | 5832 | Rate Constraint in lbs/MMBtu | FALSE | L | Annual | Standard NOX | lb/MMBtu | 0.15 | 0.15 | 0.15 | 0.15 | 0.15 | 0.15 | 0.15 | 0.15
BART NOX Annual-Jeffrey Energy Center 2 -v5.13 | 110 | 5832 | Rate Constraint in lbs/MMBtu | FALSE | L | Annual | Emissions at Affected Plants NOX | Thousand Tons | 2.479 | 2.6747 | 2.5998 | 2.5998 | 2.0546 | 1.975 | 1.966 | 1.9818
BART NOX Annual-Jeffrey Energy Center 2 -v5.13 | 110 | 5832 | Rate Constraint in lbs/MMBtu | FALSE | L | Annual | Allowances Purchased NOX | Thousand Tons | 0 | 0 | 0 | 0 | 0 | 0 | 0 | 0
BART NOX Annual-Jeffrey Energy Center 2 -v5.13 | 110 | 5832 | Rate Constraint in lbs/MMBtu | FALSE | L | Annual | Allowances Sold NOX | Thousand Tons | 0 | 0 | 0 | 0 | 0 | 0 | 0 | 0
BART NOX Annual-Jeffrey Energy Center 2 -v5.13 | 110 | 5832 | Rate Constraint in lbs/MMBtu | FALSE | L | Annual | Allowances Banked | Thousand Tons | 0 | 0 | 0 | 0 | 0 | 0 | 0 | 0
BART NOX Annual-Jeffrey Energy Center 2 -v5.13 | 110 | 5832 | Rate Constraint in lbs/MMBtu | FALSE | L | Annual | Allowances Withdrawn (1:1) | Thousand Tons | 0 | 0 | 0 | 0 | 0 | 0 | 0 | 0
BART NOX Annual-Jeffrey Energy Center 2 -v5.13 | 110 | 5832 | Rate Constraint in lbs/MMBtu | FALSE | L | Annual | Allowances Withdrawn (n:1) | Thousand Tons | 0 | 0 | 0 | 0 | 0 | 0 | 0 | 0
BART NOX Annual-Jeffrey Energy Center 2 -v5.13 | 110 | 5832 | Rate Constraint in lbs/MMBtu | FALSE | L | Annual | Net Emissions Allowance Position | Thousand Tons | 2.479 | 2.6747 | 2.5998 | 2.5998 | 2.0546 | 1.975 | 1.966 | 1.9818
BART NOX Annual-Jeffrey Energy Center 2 -v5.13 | 110 | 5832 | Rate Constraint in lbs/MMBtu | FALSE | L | Annual | Fuel Consumed | TBtu | 49.5809 | 53.4934 | 51.9956 | 51.9956 | 42.0104 | 40.4929 | 40.1298 | 40.7617
BART NOX Annual-Jeffrey Energy Center 2 -v5.13 | 110 | 5832 | Rate Constraint in lbs/MMBtu | FALSE | L | Annual | Rate | lb/MMBtu | 0.1 | 0.1 | 0.1 | 0.1 | 0.097813 | 0.09755 | 0.097981 | 0.097237
BART NOX Annual-Jeffrey Energy Center 2 -v5.13 | 110 | 5832 | Rate Constraint in lbs/MMBtu | FALSE | L | Annual | Generation | TWh | 4.4541 | 4.8055 | 4.8055 | 4.8055 | 3.8819 | 3.7416 | 3.7082 | 3.7663
BART NOX Annual-Jeffrey Energy Center 2 -v5.13 | 110 | 5832 | Rate Constraint in lbs/MMBtu | FALSE | L | Annual | Qualifying Generation | TWh | 4.4541 | 4.8055 | 4.8055 | 4.8055 | 3.8819 | 3.7416 | 3.7082 | 3.7663
BART NOX Annual-Jeffrey Energy Center 2 -v5.13 | 110 | 5832 | Rate Constraint in lbs/MMBtu | FALSE | L | Annual | Rate | lb/MWh | 1.1132 | 1.1132 | 1.082 | 1.082 | 1.0585 | 1.0557 | 1.0603 | 1.0524
BART NOX Annual-Jeffrey Energy Center 2 -v5.13 | 110 | 5832 | Rate Constraint in lbs/MMBtu | FALSE | L | Annual | Constraint Shadow Price | US2016$/Ton | 0 | 0 | 0 | 0 | 0 | 0 | 0 | 0
BART NOX Annual-Jim Bridger 1 -v5.14 | 111 | 6105 | Rate Constraint in lbs/MMBtu | FALSE | L | Annual | Seasons Included | Seasons | Winter, WintShld, Summer | Winter, WintShld, Summer | Winter, WintShld, Summer | Winter, WintShld, Summer | Winter, WintShld, Summer | Winter, WintShld, Summer | Winter, WintShld, Summer | Winter, WintShld, Summer
BART NOX Annual-Jim Bridger 1 -v5.14 | 111 | 6105 | Rate Constraint in lbs/MMBtu | FALSE | L | Annual | Standard NOX | lb/MMBtu | 0.26 | 0.07 | 0.07 | 0.07 | 0.07 | 0.07 | 0.07 | 0.07
BART NOX Annual-Jim Bridger 1 -v5.14 | 111 | 6105 | Rate Constraint in lbs/MMBtu | FALSE | L | Annual | Emissions at Affected Plants NOX | Thousand Tons | 0 | 0 | 0 | 0 | 0 | 0 | 0 | 0
BART NOX Annual-Jim Bridger 1 -v5.14 | 111 | 6105 | Rate Constraint in lbs/MMBtu | FALSE | L | Annual | Allowances Purchased NOX | Thousand Tons | 0 | 0 | 0 | 0 | 0 | 0 | 0 | 0
BART NOX Annual-Jim Bridger 1 -v5.14 | 111 | 6105 | Rate Constraint in lbs/MMBtu | FALSE | L | Annual | Allowances Sold NOX | Thousand Tons | 0 | 0 | 0 | 0 | 0 | 0 | 0 | 0
BART NOX Annual-Jim Bridger 1 -v5.14 | 111 | 6105 | Rate Constraint in lbs/MMBtu | FALSE | L | Annual | Allowances Banked | Thousand Tons | 0 | 0 | 0 | 0 | 0 | 0 | 0 | 0
BART NOX Annual-Jim Bridger 1 -v5.14 | 111 | 6105 | Rate Constraint in lbs/MMBtu | FALSE | L | Annual | Allowances Withdrawn (1:1) | Thousand Tons | 0 | 0 | 0 | 0 | 0 | 0 | 0 | 0
BART NOX Annual-Jim Bridger 1 -v5.14 | 111 | 6105 | Rate Constraint in lbs/MMBtu | FALSE | L | Annual | Allowances Withdrawn (n:1) | Thousand Tons | 0 | 0 | 0 | 0 | 0 | 0 | 0 | 0
BART NOX Annual-Jim Bridger 1 -v5.14 | 111 | 6105 | Rate Constraint in lbs/MMBtu | FALSE | L | Annual | Net Emissions Allowance Position | Thousand Tons | 0 | 0 | 0 | 0 | 0 | 0 | 0 | 0
BART NOX Annual-Jim Bridger 1 -v5.14 | 111 | 6105 | Rate Constraint in lbs/MMBtu | FALSE | L | Annual | Fuel Consumed | TBtu | 0 | 0 | 0 | 0 | 0 | 0 | 0 | 0
BART NOX Annual-Jim Bridger 1 -v5.14 | 111 | 6105 | Rate Constraint in lbs/MMBtu | FALSE | L | Annual | Rate | lb/MMBtu | 0 | 0 | 0 | 0 | 0 | 0 | 0 | 0
BART NOX Annual-Jim Bridger 1 -v5.14 | 111 | 6105 | Rate Constraint in lbs/MMBtu | FALSE | L | Annual | Generation | TWh | 0 | 0 | 0 | 0 | 0 | 0 | 0 | 0
BART NOX Annual-Jim Bridger 1 -v5.14 | 111 | 6105 | Rate Constraint in lbs/MMBtu | FALSE | L | Annual | Qualifying Generation | TWh | 0 | 0 | 0 | 0 | 0 | 0 | 0 | 0
BART NOX Annual-Jim Bridger 1 -v5.14 | 111 | 6105 | Rate Constraint in lbs/MMBtu | FALSE | L | Annual | Rate | lb/MWh | 0 | 0 | 0 | 0 | 0 | 0 | 0 | 0
BART NOX Annual-Jim Bridger 1 -v5.14 | 111 | 6105 | Rate Constraint in lbs/MMBtu | FALSE | L | Annual | Constraint Shadow Price | US2016$/Ton | 0 | 12897.0023 | 13042.2348 | 18177.9328 | 11009.7831 | 20300.1614 | 28584.4776 | 18525.5464
BART NOX Annual-Jim Bridger 2 -v5.14 | 112 | 6106 | Rate Constraint in lbs/MMBtu | FALSE | L | Annual | Seasons Included | Seasons | Winter, WintShld, Summer | Winter, WintShld, Summer | Winter, WintShld, Summer | Winter, WintShld, Summer | Winter, WintShld, Summer | Winter, WintShld, Summer | Winter, WintShld, Summer | Winter, WintShld, Summer
BART NOX Annual-Jim Bridger 2 -v5.14 | 112 | 6106 | Rate Constraint in lbs/MMBtu | FALSE | L | Annual | Standard NOX | lb/MMBtu | 0.26 | 0.07 | 0.07 | 0.07 | 0.07 | 0.07 | 0.07 | 0.07
BART NOX Annual-Jim Bridger 2 -v5.14 | 112 | 6106 | Rate Constraint in lbs/MMBtu | FALSE | L | Annual | Emissions at Affected Plants NOX | Thousand Tons | 1.2499 | 0.43076 | 0.43046 | 0.49168 | 0.45666 | 0.49524 | 0.49524 | 0.46127
BART NOX Annual-Jim Bridger 2 -v5.14 | 112 | 6106 | Rate Constraint in lbs/MMBtu | FALSE | L | Annual | Allowances Purchased NOX | Thousand Tons | 0 | 0 | 0 | 0 | 0 | 0 | 0 | 0
BART NOX Annual-Jim Bridger 2 -v5.14 | 112 | 6106 | Rate Constraint in lbs/MMBtu | FALSE | L | Annual | Allowances Sold NOX | Thousand Tons | 0 | 0 | 0 | 0 | 0 | 0 | 0 | 0
BART NOX Annual-Jim Bridger 2 -v5.14 | 112 | 6106 | Rate Constraint in lbs/MMBtu | FALSE | L | Annual | Allowances Banked | Thousand Tons | 0 | 0 | 0 | 0 | 0 | 0 | 0 | 0
BART NOX Annual-Jim Bridger 2 -v5.14 | 112 | 6106 | Rate Constraint in lbs/MMBtu | FALSE | L | Annual | Allowances Withdrawn (1:1) | Thousand Tons | 0 | 0 | 0 | 0 | 0 | 0 | 0 | 0
BART NOX Annual-Jim Bridger 2 -v5.14 | 112 | 6106 | Rate Constraint in lbs/MMBtu | FALSE | L | Annual | Allowances Withdrawn (n:1) | Thousand Tons | 0 | 0 | 0 | 0 | 0 | 0 | 0 | 0
BART NOX Annual-Jim Bridger 2 -v5.14 | 112 | 6106 | Rate Constraint in lbs/MMBtu | FALSE | L | Annual | Net Emissions Allowance Position | Thousand Tons | 1.2499 | 0.43076 | 0.43046 | 0.49168 | 0.45666 | 0.49524 | 0.49524 | 0.46127
BART NOX Annual-Jim Bridger 2 -v5.14 | 112 | 6106 | Rate Constraint in lbs/MMBtu | FALSE | L | Annual | Fuel Consumed | TBtu | 17.9837 | 12.3075 | 12.299 | 14.048 | 13.0476 | 14.1498 | 14.1498 | 13.1791
BART NOX Annual-Jim Bridger 2 -v5.14 | 112 | 6106 | Rate Constraint in lbs/MMBtu | FALSE | L | Annual | Rate | lb/MMBtu | 0.139 | 0.07 | 0.07 | 0.07 | 0.07 | 0.07 | 0.07 | 0.07
BART NOX Annual-Jim Bridger 2 -v5.14 | 112 | 6106 | Rate Constraint in lbs/MMBtu | FALSE | L | Annual | Generation | TWh | 1.7448 | 1.1884 | 1.1971 | 1.3673 | 1.2699 | 1.3772 | 1.3772 | 1.2827
BART NOX Annual-Jim Bridger 2 -v5.14 | 112 | 6106 | Rate Constraint in lbs/MMBtu | FALSE | L | Annual | Qualifying Generation | TWh | 1.7448 | 1.1884 | 1.1971 | 1.3673 | 1.2699 | 1.3772 | 1.3772 | 1.2827
BART NOX Annual-Jim Bridger 2 -v5.14 | 112 | 6106 | Rate Constraint in lbs/MMBtu | FALSE | L | Annual | Rate | lb/MWh | 1.4327 | 0.72496 | 0.71917 | 0.71919 | 0.71919 | 0.71919 | 0.71919 | 0.71919
BART NOX Annual-Jim Bridger 2 -v5.14 | 112 | 6106 | Rate Constraint in lbs/MMBtu | FALSE | L | Annual | Constraint Shadow Price | US2016$/Ton | 0 | 12750.0294 | 12892.6724 | 18258.5226 | 10853.9181 | 21199.5951 | 28887.7896 | 18409.3668
BART NOX Annual-Jim Bridger 3 -v5.14 | 113 | 6107 | Rate Constraint in lbs/MMBtu | FALSE | L | Annual | Seasons Included | Seasons | Winter, WintShld, Summer | Winter, WintShld, Summer | Winter, WintShld, Summer | Winter, WintShld, Summer | Winter, WintShld, Summer | Winter, WintShld, Summer | Winter, WintShld, Summer | Winter, WintShld, Summer
BART NOX Annual-Jim Bridger 3 -v5.14 | 113 | 6107 | Rate Constraint in lbs/MMBtu | FALSE | L | Annual | Standard NOX | lb/MMBtu | 0.07 | 0.07 | 0.07 | 0.07 | 0.07 | 0.07 | 0.07 | 0.07
BART NOX Annual-Jim Bridger 3 -v5.14 | 113 | 6107 | Rate Constraint in lbs/MMBtu | FALSE | L | Annual | Emissions at Affected Plants NOX | Thousand Tons | 0.38512 | 0.72106 | 0.74444 | 0.7398 | 0.51224 | 0.66794 | 0.71525 | 0.69777
BART NOX Annual-Jim Bridger 3 -v5.14 | 113 | 6107 | Rate Constraint in lbs/MMBtu | FALSE | L | Annual | Allowances Purchased NOX | Thousand Tons | 0 | 0 | 0 | 0 | 0 | 0 | 0 | 0
BART NOX Annual-Jim Bridger 3 -v5.14 | 113 | 6107 | Rate Constraint in lbs/MMBtu | FALSE | L | Annual | Allowances Sold NOX | Thousand Tons | 0 | 0 | 0 | 0 | 0 | 0 | 0 | 0
BART NOX Annual-Jim Bridger 3 -v5.14 | 113 | 6107 | Rate Constraint in lbs/MMBtu | FALSE | L | Annual | Allowances Banked | Thousand Tons | 0 | 0 | 0 | 0 | 0 | 0 | 0 | 0
BART NOX Annual-Jim Bridger 3 -v5.14 | 113 | 6107 | Rate Constraint in lbs/MMBtu | FALSE | L | Annual | Allowances Withdrawn (1:1) | Thousand Tons | 0 | 0 | 0 | 0 | 0 | 0 | 0 | 0
BART NOX Annual-Jim Bridger 3 -v5.14 | 113 | 6107 | Rate Constraint in lbs/MMBtu | FALSE | L | Annual | Allowances Withdrawn (n:1) | Thousand Tons | 0 | 0 | 0 | 0 | 0 | 0 | 0 | 0
BART NOX Annual-Jim Bridger 3 -v5.14 | 113 | 6107 | Rate Constraint in lbs/MMBtu | FALSE | L | Annual | Net Emissions Allowance Position | Thousand Tons | 0.38512 | 0.72106 | 0.74444 | 0.7398 | 0.51224 | 0.66794 | 0.71525 | 0.69777
BART NOX Annual-Jim Bridger 3 -v5.14 | 113 | 6107 | Rate Constraint in lbs/MMBtu | FALSE | L | Annual | Fuel Consumed | TBtu | 15.4883 | 28.999 | 29.9392 | 29.7526 | 20.6008 | 26.8625 | 28.7654 | 28.0622
BART NOX Annual-Jim Bridger 3 -v5.14 | 113 | 6107 | Rate Constraint in lbs/MMBtu | FALSE | L | Annual | Rate | lb/MMBtu | 0.04973 | 0.04973 | 0.04973 | 0.04973 | 0.04973 | 0.04973 | 0.04973 | 0.04973
BART NOX Annual-Jim Bridger 3 -v5.14 | 113 | 6107 | Rate Constraint in lbs/MMBtu | FALSE | L | Annual | Generation | TWh | 1.4985 | 2.8056 | 2.92 | 2.9018 | 2.0092 | 2.6199 | 2.8055 | 2.7369
BART NOX Annual-Jim Bridger 3 -v5.14 | 113 | 6107 | Rate Constraint in lbs/MMBtu | FALSE | L | Annual | Qualifying Generation | TWh | 1.4985 | 2.8056 | 2.92 | 2.9018 | 2.0092 | 2.6199 | 2.8055 | 2.7369
BART NOX Annual-Jim Bridger 3 -v5.14 | 113 | 6107 | Rate Constraint in lbs/MMBtu | FALSE | L | Annual | Rate | lb/MWh | 0.51401 | 0.51401 | 0.5099 | 0.5099 | 0.5099 | 0.5099 | 0.5099 | 0.5099
BART NOX Annual-Jim Bridger 3 -v5.14 | 113 | 6107 | Rate Constraint in lbs/MMBtu | FALSE | L | Annual | Constraint Shadow Price | US2016$/Ton | 0 | 0 | 0 | 0 | 0 | 0 | 0 | 0
BART NOX Annual-Jim Bridger 4 -v5.14 | 114 | 6108 | Rate Constraint in lbs/MMBtu | FALSE | L | Annual | Seasons Included | Seasons | Winter, WintShld, Summer | Winter, WintShld, Summer | Winter, WintShld, Summer | Winter, WintShld, Summer | Winter, WintShld, Summer | Winter, WintShld, Summer | Winter, WintShld, Summer | Winter, WintShld, Summer
BART NOX Annual-Jim Bridger 4 -v5.14 | 114 | 6108 | Rate Constraint in lbs/MMBtu | FALSE | L | Annual | Standard NOX | lb/MMBtu | 0.07 | 0.07 | 0.07 | 0.07 | 0.07 | 0.07 | 0.07 | 0.07
BART NOX Annual-Jim Bridger 4 -v5.14 | 114 | 6108 | Rate Constraint in lbs/MMBtu | FALSE | L | Annual | Emissions at Affected Plants NOX | Thousand Tons | 0.4658 | 0.47639 | 0.5706 | 0.56389 | 0.66357 | 0.70293 | 0.85338 | 0.74341
BART NOX Annual-Jim Bridger 4 -v5.14 | 114 | 6108 | Rate Constraint in lbs/MMBtu | FALSE | L | Annual | Allowances Purchased NOX | Thousand Tons | 0 | 0 | 0 | 0 | 0 | 0 | 0 | 0
BART NOX Annual-Jim Bridger 4 -v5.14 | 114 | 6108 | Rate Constraint in lbs/MMBtu | FALSE | L | Annual | Allowances Sold NOX | Thousand Tons | 0 | 0 | 0 | 0 | 0 | 0 | 0 | 0
BART NOX Annual-Jim Bridger 4 -v5.14 | 114 | 6108 | Rate Constraint in lbs/MMBtu | FALSE | L | Annual | Allowances Banked | Thousand Tons | 0 | 0 | 0 | 0 | 0 | 0 | 0 | 0
BART NOX Annual-Jim Bridger 4 -v5.14 | 114 | 6108 | Rate Constraint in lbs/MMBtu | FALSE | L | Annual | Allowances Withdrawn (1:1) | Thousand Tons | 0 | 0 | 0 | 0 | 0 | 0 | 0 | 0
BART NOX Annual-Jim Bridger 4 -v5.14 | 114 | 6108 | Rate Constraint in lbs/MMBtu | FALSE | L | Annual | Allowances Withdrawn (n:1) | Thousand Tons | 0 | 0 | 0 | 0 | 0 | 0 | 0 | 0
BART NOX Annual-Jim Bridger 4 -v5.14 | 114 | 6108 | Rate Constraint in lbs/MMBtu | FALSE | L | Annual | Net Emissions Allowance Position | Thousand Tons | 0.4658 | 0.47639 | 0.5706 | 0.56389 | 0.66357 | 0.70293 | 0.85338 | 0.74341
BART NOX Annual-Jim Bridger 4 -v5.14 | 114 | 6108 | Rate Constraint in lbs/MMBtu | FALSE | L | Annual | Fuel Consumed | TBtu | 18.9696 | 19.4009 | 23.2374 | 22.9645 | 27.024 | 28.6266 | 34.7539 | 30.2752
BART NOX Annual-Jim Bridger 4 -v5.14 | 114 | 6108 | Rate Constraint in lbs/MMBtu | FALSE | L | Annual | Rate | lb/MMBtu | 0.04911 | 0.04911 | 0.04911 | 0.04911 | 0.04911 | 0.04911 | 0.04911 | 0.04911
BART NOX Annual-Jim Bridger 4 -v5.14 | 114 | 6108 | Rate Constraint in lbs/MMBtu | FALSE | L | Annual | Generation | TWh | 1.8337 | 1.8754 | 2.2644 | 2.2378 | 2.6333 | 2.7895 | 3.3866 | 2.9502
BART NOX Annual-Jim Bridger 4 -v5.14 | 114 | 6108 | Rate Constraint in lbs/MMBtu | FALSE | L | Annual | Qualifying Generation | TWh | 1.8337 | 1.8754 | 2.2644 | 2.2378 | 2.6333 | 2.7895 | 3.3866 | 2.9502
BART NOX Annual-Jim Bridger 4 -v5.14 | 114 | 6108 | Rate Constraint in lbs/MMBtu | FALSE | L | Annual | Rate | lb/MWh | 0.50804 | 0.50804 | 0.50398 | 0.50398 | 0.50398 | 0.50398 | 0.50398 | 0.50398
BART NOX Annual-Jim Bridger 4 -v5.14 | 114 | 6108 | Rate Constraint in lbs/MMBtu | FALSE | L | Annual | Constraint Shadow Price | US2016$/Ton | 0 | 0 | 0 | 0 | 0 | 0 | 0 | 0
BART NOX Annual-La Cygne 1 & 2 -v5.13 | 115 | 5833 | Rate Constraint in lbs/MMBtu | FALSE | L | Annual | Seasons Included | Seasons | Winter, WintShld, Summer | Winter, WintShld, Summer | Winter, WintShld, Summer | Winter, WintShld, Summer | Winter, WintShld, Summer | Winter, WintShld, Summer | Winter, WintShld, Summer | Winter, WintShld, Summer
BART NOX Annual-La Cygne 1 & 2 -v5.13 | 115 | 5833 | Rate Constraint in lbs/MMBtu | FALSE | L | Annual | Standard NOX | lb/MMBtu | 0.13 | 0.13 | 0.13 | 0.13 | 0.13 | 0.13 | 0.13 | 0.13
BART NOX Annual-La Cygne 1 & 2 -v5.13 | 115 | 5833 | Rate Constraint in lbs/MMBtu | FALSE | L | Annual | Emissions at Affected Plants NOX | Thousand Tons | 2.469 | 2.9686 | 3.4978 | 2.8115 | 2.8434 | 3.0477 | 3.1774 | 2.7987
BART NOX Annual-La Cygne 1 & 2 -v5.13 | 115 | 5833 | Rate Constraint in lbs/MMBtu | FALSE | L | Annual | Allowances Purchased NOX | Thousand Tons | 0 | 0 | 0 | 0 | 0 | 0 | 0 | 0
BART NOX Annual-La Cygne 1 & 2 -v5.13 | 115 | 5833 | Rate Constraint in lbs/MMBtu | FALSE | L | Annual | Allowances Sold NOX | Thousand Tons | 0 | 0 | 0 | 0 | 0 | 0 | 0 | 0
BART NOX Annual-La Cygne 1 & 2 -v5.13 | 115 | 5833 | Rate Constraint in lbs/MMBtu | FALSE | L | Annual | Allowances Banked | Thousand Tons | 0 | 0 | 0 | 0 | 0 | 0 | 0 | 0
BART NOX Annual-La Cygne 1 & 2 -v5.13 | 115 | 5833 | Rate Constraint in lbs/MMBtu | FALSE | L | Annual | Allowances Withdrawn (1:1) | Thousand Tons | 0 | 0 | 0 | 0 | 0 | 0 | 0 | 0
BART NOX Annual-La Cygne 1 & 2 -v5.13 | 115 | 5833 | Rate Constraint in lbs/MMBtu | FALSE | L | Annual | Allowances Withdrawn (n:1) | Thousand Tons | 0 | 0 | 0 | 0 | 0 | 0 | 0 | 0
BART NOX Annual-La Cygne 1 & 2 -v5.13 | 115 | 5833 | Rate Constraint in lbs/MMBtu | FALSE | L | Annual | Net Emissions Allowance Position | Thousand Tons | 2.469 | 2.9686 | 3.4978 | 2.8115 | 2.8434 | 3.0477 | 3.1774 | 2.7987
BART NOX Annual-La Cygne 1 & 2 -v5.13 | 115 | 5833 | Rate Constraint in lbs/MMBtu | FALSE | L | Annual | Fuel Consumed | TBtu | 57.7971 | 69.2574 | 81.0167 | 65.7004 | 66.4901 | 71.1199 | 74.3309 | 65.5162
BART NOX Annual-La Cygne 1 & 2 -v5.13 | 115 | 5833 | Rate Constraint in lbs/MMBtu | FALSE | L | Annual | Rate | lb/MMBtu | 0.085438 | 0.085728 | 0.086347 | 0.085587 | 0.085529 | 0.085707 | 0.085493 | 0.085435
BART NOX Annual-La Cygne 1 & 2 -v5.13 | 115 | 5833 | Rate Constraint in lbs/MMBtu | FALSE | L | Annual | Generation | TWh | 5.2314 | 6.2768 | 7.4555 | 6.0301 | 6.1014 | 6.5303 | 6.82 | 6.0101
BART NOX Annual-La Cygne 1 & 2 -v5.13 | 115 | 5833 | Rate Constraint in lbs/MMBtu | FALSE | L | Annual | Qualifying Generation | TWh | 5.2314 | 6.2768 | 7.4555 | 6.0301 | 6.1014 | 6.5303 | 6.82 | 6.0101
BART NOX Annual-La Cygne 1 & 2 -v5.13 | 115 | 5833 | Rate Constraint in lbs/MMBtu | FALSE | L | Annual | Rate | lb/MWh | 0.94393 | 0.94591 | 0.9383 | 0.9325 | 0.93206 | 0.93342 | 0.93178 | 0.93134
BART NOX Annual-La Cygne 1 & 2 -v5.13 | 115 | 5833 | Rate Constraint in lbs/MMBtu | FALSE | L | Annual | Constraint Shadow Price | US2016$/Ton | 0 | 0 | 0 | 0 | 0 | 0 | 0 | 0
BART NOX Annual-Laramie 1 -v5.14 | 116 | 6099 | Rate Constraint in lbs/MMBtu | FALSE | L | Annual | Seasons Included | Seasons | Winter, WintShld, Summer | Winter, WintShld, Summer | Winter, WintShld, Summer | Winter, WintShld, Summer | Winter, WintShld, Summer | Winter, WintShld, Summer | Winter, WintShld, Summer | Winter, WintShld, Summer
BART NOX Annual-Laramie 1 -v5.14 | 116 | 6099 | Rate Constraint in lbs/MMBtu | FALSE | L | Annual | Standard NOX | lb/MMBtu | 0.06 | 0.06 | 0.06 | 0.06 | 0.06 | 0.06 | 0.06 | 0.06
BART NOX Annual-Laramie 1 -v5.14 | 116 | 6099 | Rate Constraint in lbs/MMBtu | FALSE | L | Annual | Emissions at Affected Plants NOX | Thousand Tons | 1.2651 | 1.2651 | 1.255 | 1.255 | 1.255 | 1.2428 | 1.2548 | 1.255
BART NOX Annual-Laramie 1 -v5.14 | 116 | 6099 | Rate Constraint in lbs/MMBtu | FALSE | L | Annual | Allowances Purchased NOX | Thousand Tons | 0 | 0 | 0 | 0 | 0 | 0 | 0 | 0
BART NOX Annual-Laramie 1 -v5.14 | 116 | 6099 | Rate Constraint in lbs/MMBtu | FALSE | L | Annual | Allowances Sold NOX | Thousand Tons | 0 | 0 | 0 | 0 | 0 | 0 | 0 | 0
BART NOX Annual-Laramie 1 -v5.14 | 116 | 6099 | Rate Constraint in lbs/MMBtu | FALSE | L | Annual | Allowances Banked | Thousand Tons | 0 | 0 | 0 | 0 | 0 | 0 | 0 | 0
BART NOX Annual-Laramie 1 -v5.14 | 116 | 6099 | Rate Constraint in lbs/MMBtu | FALSE | L | Annual | Allowances Withdrawn (1:1) | Thousand Tons | 0 | 0 | 0 | 0 | 0 | 0 | 0 | 0
BART NOX Annual-Laramie 1 -v5.14 | 116 | 6099 | Rate Constraint in lbs/MMBtu | FALSE | L | Annual | Allowances Withdrawn (n:1) | Thousand Tons | 0 | 0 | 0 | 0 | 0 | 0 | 0 | 0
BART NOX Annual-Laramie 1 -v5.14 | 116 | 6099 | Rate Constraint in lbs/MMBtu | FALSE | L | Annual | Net Emissions Allowance Position | Thousand Tons | 1.2651 | 1.2651 | 1.255 | 1.255 | 1.255 | 1.2428 | 1.2548 | 1.255
BART NOX Annual-Laramie 1 -v5.14 | 116 | 6099 | Rate Constraint in lbs/MMBtu | FALSE | L | Annual | Fuel Consumed | TBtu | 42.1706 | 42.1706 | 41.8332 | 41.8332 | 41.8332 | 41.4265 | 41.8256 | 41.8332
BART NOX Annual-Laramie 1 -v5.14 | 116 | 6099 | Rate Constraint in lbs/MMBtu | FALSE | L | Annual | Rate | lb/MMBtu | 0.06 | 0.06 | 0.06 | 0.06 | 0.06 | 0.06 | 0.06 | 0.06
BART NOX Annual-Laramie 1 -v5.14 | 116 | 6099 | Rate Constraint in lbs/MMBtu | FALSE | L | Annual | Generation | TWh | 4.0852 | 4.0852 | 4.0852 | 4.0852 | 4.0852 | 4.0455 | 4.0845 | 4.0852
BART NOX Annual-Laramie 1 -v5.14 | 116 | 6099 | Rate Constraint in lbs/MMBtu | FALSE | L | Annual | Qualifying Generation | TWh | 4.0852 | 4.0852 | 4.0852 | 4.0852 | 4.0852 | 4.0455 | 4.0845 | 4.0852
BART NOX Annual-Laramie 1 -v5.14 | 116 | 6099 | Rate Constraint in lbs/MMBtu | FALSE | L | Annual | Rate | lb/MWh | 0.61936 | 0.61936 | 0.6144 | 0.6144 | 0.6144 | 0.6144 | 0.6144 | 0.6144
BART NOX Annual-Laramie 1 -v5.14 | 116 | 6099 | Rate Constraint in lbs/MMBtu | FALSE | L | Annual | Constraint Shadow Price | US2016$/Ton | 7983.361 | 9561.6863 | 10661.4984 | 10006.3003 | 9058.8685 | 11099.7766 | 11727.8058 | 12082.6405
BART NOX Annual-Laramie 2 -v5.14 | 117 | 6100 | Rate Constraint in lbs/MMBtu | FALSE | L | Annual | Seasons Included | Seasons | Winter, WintShld, Summer | Winter, WintShld, Summer | Winter, WintShld, Summer | Winter, WintShld, Summer | Winter, WintShld, Summer | Winter, WintShld, Summer | Winter, WintShld, Summer | Winter, WintShld, Summer
BART NOX Annual-Laramie 2 -v5.14 | 117 | 6100 | Rate Constraint in lbs/MMBtu | FALSE | L | Annual | Standard NOX | lb/MMBtu | 0.15 | 0.15 | 0.15 | 0.15 | 0.15 | 0.15 | 0.15 | 0.15
BART NOX Annual-Laramie 2 -v5.14 | 117 | 6100 | Rate Constraint in lbs/MMBtu | FALSE | L | Annual | Emissions at Affected Plants NOX | Thousand Tons | 2.7806 | 2.7806 | 2.7584 | 2.7584 | 2.7584 | 2.7584 | 2.7584 | 2.7584
BART NOX Annual-Laramie 2 -v5.14 | 117 | 6100 | Rate Constraint in lbs/MMBtu | FALSE | L | Annual | Allowances Purchased NOX | Thousand Tons | 0 | 0 | 0 | 0 | 0 | 0 | 0 | 0
BART NOX Annual-Laramie 2 -v5.14 | 117 | 6100 | Rate Constraint in lbs/MMBtu | FALSE | L | Annual | Allowances Sold NOX | Thousand Tons | 0 | 0 | 0 | 0 | 0 | 0 | 0 | 0
BART NOX Annual-Laramie 2 -v5.14 | 117 | 6100 | Rate Constraint in lbs/MMBtu | FALSE | L | Annual | Allowances Banked | Thousand Tons | 0 | 0 | 0 | 0 | 0 | 0 | 0 | 0
BART NOX Annual-Laramie 2 -v5.14 | 117 | 6100 | Rate Constraint in lbs/MMBtu | FALSE | L | Annual | Allowances Withdrawn (1:1) | Thousand Tons | 0 | 0 | 0 | 0 | 0 | 0 | 0 | 0
BART NOX Annual-Laramie 2 -v5.14 | 117 | 6100 | Rate Constraint in lbs/MMBtu | FALSE | L | Annual | Allowances Withdrawn (n:1) | Thousand Tons | 0 | 0 | 0 | 0 | 0 | 0 | 0 | 0
BART NOX Annual-Laramie 2 -v5.14 | 117 | 6100 | Rate Constraint in lbs/MMBtu | FALSE | L | Annual | Net Emissions Allowance Position | Thousand Tons | 2.7806 | 2.7806 | 2.7584 | 2.7584 | 2.7584 | 2.7584 | 2.7584 | 2.7584
BART NOX Annual-Laramie 2 -v5.14 | 117 | 6100 | Rate Constraint in lbs/MMBtu | FALSE | L | Annual | Fuel Consumed | TBtu | 42.1056 | 42.1056 | 41.7688 | 41.7688 | 41.7688 | 41.7688 | 41.7688 | 41.7688
BART NOX Annual-Laramie 2 -v5.14 | 117 | 6100 | Rate Constraint in lbs/MMBtu | FALSE | L | Annual | Rate | lb/MMBtu | 0.13208 | 0.13208 | 0.13208 | 0.13208 | 0.13208 | 0.13208 | 0.13208 | 0.13208
BART NOX Annual-Laramie 2 -v5.14 | 117 | 6100 | Rate Constraint in lbs/MMBtu | FALSE | L | Annual | Generation | TWh | 4.1084 | 4.1084 | 4.1084 | 4.1084 | 4.1084 | 4.1084 | 4.1084 | 4.1084
BART NOX Annual-Laramie 2 -v5.14 | 117 | 6100 | Rate Constraint in lbs/MMBtu | FALSE | L | Annual | Qualifying Generation | TWh | 4.1084 | 4.1084 | 4.1084 | 4.1084 | 4.1084 | 4.1084 | 4.1084 | 4.1084
BART NOX Annual-Laramie 2 -v5.14 | 117 | 6100 | Rate Constraint in lbs/MMBtu | FALSE | L | Annual | Rate | lb/MWh | 1.3536 | 1.3536 | 1.3428 | 1.3428 | 1.3428 | 1.3428 | 1.3428 | 1.3428
BART NOX Annual-Laramie 2 -v5.14 | 117 | 6100 | Rate Constraint in lbs/MMBtu | FALSE | L | Annual | Constraint Shadow Price | US2016$/Ton | 0 | 0 | 0 | 0 | 0 | 0 | 0 | 0
BART NOX Annual-Laramie 3 -v5.14 | 118 | 6101 | Rate Constraint in lbs/MMBtu | FALSE | L | Annual | Seasons Included | Seasons | Winter, WintShld, Summer | Winter, WintShld, Summer | Winter, WintShld, Summer | Winter, WintShld, Summer | Winter, WintShld, Summer | Winter, WintShld, Summer | Winter, WintShld, Summer | Winter, WintShld, Summer
BART NOX Annual-Laramie 3 -v5.14 | 118 | 6101 | Rate Constraint in lbs/MMBtu | FALSE | L | Annual | Standard NOX | lb/MMBtu | 0.15 | 0.15 | 0.15 | 0.15 | 0.15 | 0.15 | 0.15 | 0.15
BART NOX Annual-Laramie 3 -v5.14 | 118 | 6101 | Rate Constraint in lbs/MMBtu | FALSE | L | Annual | Emissions at Affected Plants NOX | Thousand Tons | 2.7909 | 2.7909 | 2.7686 | 2.7686 | 2.7686 | 2.7686 | 2.7686 | 2.7686
BART NOX Annual-Laramie 3 -v5.14 | 118 | 6101 | Rate Constraint in lbs/MMBtu | FALSE | L | Annual | Allowances Purchased NOX | Thousand Tons | 0 | 0 | 0 | 0 | 0 | 0 | 0 | 0
BART NOX Annual-Laramie 3 -v5.14 | 118 | 6101 | Rate Constraint in lbs/MMBtu | FALSE | L | Annual | Allowances Sold NOX | Thousand Tons | 0 | 0 | 0 | 0 | 0 | 0 | 0 | 0
BART NOX Annual-Laramie 3 -v5.14 | 118 | 6101 | Rate Constraint in lbs/MMBtu | FALSE | L | Annual | Allowances Banked | Thousand Tons | 0 | 0 | 0 | 0 | 0 | 0 | 0 | 0
BART NOX Annual-Laramie 3 -v5.14 | 118 | 6101 | Rate Constraint in lbs/MMBtu | FALSE | L | Annual | Allowances Withdrawn (1:1) | Thousand Tons | 0 | 0 | 0 | 0 | 0 | 0 | 0 | 0
BART NOX Annual-Laramie 3 -v5.14 | 118 | 6101 | Rate Constraint in lbs/MMBtu | FALSE | L | Annual | Allowances Withdrawn (n:1) | Thousand Tons | 0 | 0 | 0 | 0 | 0 | 0 | 0 | 0
BART NOX Annual-Laramie 3 -v5.14 | 118 | 6101 | Rate Constraint in lbs/MMBtu | FALSE | L | Annual | Net Emissions Allowance Position | Thousand Tons | 2.7909 | 2.7909 | 2.7686 | 2.7686 | 2.7686 | 2.7686 | 2.7686 | 2.7686
BART NOX Annual-Laramie 3 -v5.14 | 118 | 6101 | Rate Constraint in lbs/MMBtu | FALSE | L | Annual | Fuel Consumed | TBtu | 41.9876 | 41.9876 | 41.6517 | 41.6517 | 41.6517 | 41.6517 | 41.6517 | 41.6517
BART NOX Annual-Laramie 3 -v5.14 | 118 | 6101 | Rate Constraint in lbs/MMBtu | FALSE | L | Annual | Rate | lb/MMBtu | 0.13294 | 0.13294 | 0.13294 | 0.13294 | 0.13294 | 0.13294 | 0.13294 | 0.13294
BART NOX Annual-Laramie 3 -v5.14 | 118 | 6101 | Rate Constraint in lbs/MMBtu | FALSE | L | Annual | Generation | TWh | 4.1083 | 4.1083 | 4.1083 | 4.1083 | 4.1083 | 4.1083 | 4.1083 | 4.1083
BART NOX Annual-Laramie 3 -v5.14 | 118 | 6101 | Rate Constraint in lbs/MMBtu | FALSE | L | Annual | Qualifying Generation | TWh | 4.1083 | 4.1083 | 4.1083 | 4.1083 | 4.1083 | 4.1083 | 4.1083 | 4.1083
BART NOX Annual-Laramie 3 -v5.14 | 118 | 6101 | Rate Constraint in lbs/MMBtu | FALSE | L | Annual | Rate | lb/MWh | 1.3587 | 1.3587 | 1.3478 | 1.3478 | 1.3478 | 1.3478 | 1.3478 | 1.3478
BART NOX Annual-Laramie 3 -v5.14 | 118 | 6101 | Rate Constraint in lbs/MMBtu | FALSE | L | Annual | Constraint Shadow Price | US2016$/Ton | 0 | 0 | 0 | 0 | 0 | 0 | 0 | 0
BART NOX Annual-Lawrence 4 -v5.14 | 119 | 6095 | Rate Constraint in lbs/MMBtu | FALSE | L | Annual | Seasons Included | Seasons | Winter, WintShld, Summer | Winter, WintShld, Summer | Winter, WintShld, Summer | Winter, WintShld, Summer | Winter, WintShld, Summer | Winter, WintShld, Summer | Winter, WintShld, Summer | Winter, WintShld, Summer
BART NOX Annual-Lawrence 4 -v5.14 | 119 | 6095 | Rate Constraint in lbs/MMBtu | FALSE | L | Annual | Standard NOX | lb/MMBtu | 0.18 | 0.18 | 0.18 | 0.18 | 0.18 | 0.18 | 0.18 | 0.18
BART NOX Annual-Lawrence 4 -v5.14 | 119 | 6095 | Rate Constraint in lbs/MMBtu | FALSE | L | Annual | Emissions at Affected Plants NOX | Thousand Tons | 0.2747 | 0.35187 | 0.35022 | 0.32466 | 0.32466 | 0.3542 | 0.4143 | 0.35022
BART NOX Annual-Lawrence 4 -v5.14 | 119 | 6095 | Rate Constraint in lbs/MMBtu | FALSE | L | Annual | Allowances Purchased NOX | Thousand Tons | 0 | 0 | 0 | 0 | 0 | 0 | 0 | 0
BART NOX Annual-Lawrence 4 -v5.14 | 119 | 6095 | Rate Constraint in lbs/MMBtu | FALSE | L | Annual | Allowances Sold NOX | Thousand Tons | 0 | 0 | 0 | 0 | 0 | 0 | 0 | 0
BART NOX Annual-Lawrence 4 -v5.14 | 119 | 6095 | Rate Constraint in lbs/MMBtu | FALSE | L | Annual | Allowances Banked | Thousand Tons | 0 | 0 | 0 | 0 | 0 | 0 | 0 | 0
BART NOX Annual-Lawrence 4 -v5.14 | 119 | 6095 | Rate Constraint in lbs/MMBtu | FALSE | L | Annual | Allowances Withdrawn (1:1) | Thousand Tons | 0 | 0 | 0 | 0 | 0 | 0 | 0 | 0
BART NOX Annual-Lawrence 4 -v5.14 | 119 | 6095 | Rate Constraint in lbs/MMBtu | FALSE | L | Annual | Allowances Withdrawn (n:1) | Thousand Tons | 0 | 0 | 0 | 0 | 0 | 0 | 0 | 0
BART NOX Annual-Lawrence 4 -v5.14 | 119 | 6095 | Rate Constraint in lbs/MMBtu | FALSE | L | Annual | Net Emissions Allowance Position | Thousand Tons | 0.2747 | 0.35187 | 0.35022 | 0.32466 | 0.32466 | 0.3542 | 0.4143 | 0.35022
BART NOX Annual-Lawrence 4 -v5.14 | 119 | 6095 | Rate Constraint in lbs/MMBtu | FALSE | L | Annual | Fuel Consumed | TBtu | 3.6788 | 4.7123 | 4.6902 | 4.3479 | 4.3479 | 4.7436 | 5.5484 | 4.6902
BART NOX Annual-Lawrence 4 -v5.14 | 119 | 6095 | Rate Constraint in lbs/MMBtu | FALSE | L | Annual | Rate | lb/MMBtu | 0.14934 | 0.14934 | 0.14934 | 0.14934 | 0.14934 | 0.14934 | 0.14934 | 0.14934
BART NOX Annual-Lawrence 4 -v5.14 | 119 | 6095 | Rate Constraint in lbs/MMBtu | FALSE | L | Annual | Generation | TWh | 0.32202 | 0.41249 | 0.42413 | 0.39317 | 0.39317 | 0.42896 | 0.50173 | 0.42413
BART NOX Annual-Lawrence 4 -v5.14 | 119 | 6095 | Rate Constraint in lbs/MMBtu | FALSE | L | Annual | Qualifying Generation | TWh | 0.32202 | 0.41249 | 0.42413 | 0.39317 | 0.39317 | 0.42896 | 0.50173 | 0.42413
BART NOX Annual-Lawrence 4 -v5.14 | 119 | 6095 | Rate Constraint in lbs/MMBtu | FALSE | L | Annual | Rate | lb/MWh | 1.7061 | 1.7061 | 1.6515 | 1.6515 | 1.6515 | 1.6515 | 1.6515 | 1.6515
BART NOX Annual-Lawrence 4 -v5.14 | 119 | 6095 | Rate Constraint in lbs/MMBtu | FALSE | L | Annual | Constraint Shadow Price | US2016$/Ton | 0 | 0 | 0 | 0 | 0 | 0 | 0 | 0
BART NOX Annual-Lawrence 5 -v5.14 | 120 | 6096 | Rate Constraint in lbs/MMBtu | FALSE | L | Annual | Seasons Included | Seasons | Winter, WintShld, Summer | Winter, WintShld, Summer | Winter, WintShld, Summer | Winter, WintShld, Summer | Winter, WintShld, Summer | Winter, WintShld, Summer | Winter, WintShld, Summer | Winter, WintShld, Summer
BART NOX Annual-Lawrence 5 -v5.14 | 120 | 6096 | Rate Constraint in lbs/MMBtu | FALSE | L | Annual | Standard NOX | lb/MMBtu | 0.15 | 0.15 | 0.15 | 0.15 | 0.15 | 0.15 | 0.15 | 0.15
BART NOX Annual-Lawrence 5 -v5.14 | 120 | 6096 | Rate Constraint in lbs/MMBtu | FALSE | L | Annual | Emissions at Affected Plants NOX | Thousand Tons | 1.409 | 1.6693 | 1.7009 | 1.5855 | 1.2073 | 1.2073 | 1.2073 | 1.0392
BART NOX Annual-Lawrence 5 -v5.14 | 120 | 6096 | Rate Constraint in lbs/MMBtu | FALSE | L | Annual | Allowances Purchased NOX | Thousand Tons | 0 | 0 | 0 | 0 | 0 | 0 | 0 | 0
BART NOX Annual-Lawrence 5 -v5.14 | 120 | 6096 | Rate Constraint in lbs/MMBtu | FALSE | L | Annual | Allowances Sold NOX | Thousand Tons | 0 | 0 | 0 | 0 | 0 | 0 | 0 | 0
BART NOX Annual-Lawrence 5 -v5.14 | 120 | 6096 | Rate Constraint in lbs/MMBtu | FALSE | L | Annual | Allowances Banked | Thousand Tons | 0 | 0 | 0 | 0 | 0 | 0 | 0 | 0
BART NOX Annual-Lawrence 5 -v5.14 | 120 | 6096 | Rate Constraint in lbs/MMBtu | FALSE | L | Annual | Allowances Withdrawn (1:1) | Thousand Tons | 0 | 0 | 0 | 0 | 0 | 0 | 0 | 0
BART NOX Annual-Lawrence 5 -v5.14 | 120 | 6096 | Rate Constraint in lbs/MMBtu | FALSE | L | Annual | Allowances Withdrawn (n:1) | Thousand Tons | 0 | 0 | 0 | 0 | 0 | 0 | 0 | 0
BART NOX Annual-Lawrence 5 -v5.14 | 120 | 6096 | Rate Constraint in lbs/MMBtu | FALSE | L | Annual | Net Emissions Allowance Position | Thousand Tons | 1.409 | 1.6693 | 1.7009 | 1.5855 | 1.2073 | 1.2073 | 1.2073 | 1.0392
BART NOX Annual-Lawrence 5 -v5.14 | 120 | 6096 | Rate Constraint in lbs/MMBtu | FALSE | L | Annual | Fuel Consumed | TBtu | 21.9539 | 26.0096 | 26.5017 | 24.7043 | 18.8118 | 18.8118 | 18.8118 | 16.1927
BART NOX Annual-Lawrence 5 -v5.14 | 120 | 6096 | Rate Constraint in lbs/MMBtu | FALSE | L | Annual | Rate | lb/MMBtu | 0.12836 | 0.12836 | 0.12836 | 0.12836 | 0.12836 | 0.12836 | 0.12836 | 0.12836
BART NOX Annual-Lawrence 5 -v5.14 | 120 | 6096 | Rate Constraint in lbs/MMBtu | FALSE | L | Annual | Generation | TWh | 2.06 | 2.4406 | 2.5349 | 2.363 | 1.7994 | 1.7994 | 1.7994 | 1.5489
BART NOX Annual-Lawrence 5 -v5.14 | 120 | 6096 | Rate Constraint in lbs/MMBtu | FALSE | L | Annual | Qualifying Generation | TWh | 2.06 | 2.4406 | 2.5349 | 2.363 | 1.7994 | 1.7994 | 1.7994 | 1.5489
BART NOX Annual-Lawrence 5 -v5.14 | 120 | 6096 | Rate Constraint in lbs/MMBtu | FALSE | L | Annual | Rate | lb/MWh | 1.3679 | 1.3679 | 1.3419 | 1.3419 | 1.3419 | 1.3419 | 1.3419 | 1.3419
BART NOX Annual-Lawrence 5 -v5.14 | 120 | 6096 | Rate Constraint in lbs/MMBtu | FALSE | L | Annual | Constraint Shadow Price | US2016$/Ton | 0 | 0 | 0 | 0 | 0 | 0 | 0 | 0
BART NOX Annual-Leland Olds 1 -v5.13 | 121 | 5855 | Rate Constraint in lbs/MMBtu | FALSE | L | Annual | Seasons Included | Seasons | Winter, WintShld, Summer | Winter, WintShld, Summer | Winter, WintShld, Summer | Winter, WintShld, Summer | Winter, WintShld, Summer | Winter, WintShld, Summer | Winter, WintShld, Summer | Winter, WintShld, Summer
BART NOX Annual-Leland Olds 1 -v5.13 | 121 | 5855 | Rate Constraint in lbs/MMBtu | FALSE | L | Annual | Standard NOX | lb/MMBtu | 0.19 | 0.19 | 0.19 | 0.19 | 0.19 | 0.19 | 0.19 | 0.19
BART NOX Annual-Leland Olds 1 -v5.13 | 121 | 5855 | Rate Constraint in lbs/MMBtu | FALSE | L | Annual | Emissions at Affected Plants NOX | Thousand Tons | 1.601 | 1.601 | 1.5546 | 1.5546 | 1.5546 | 1.5546 | 1.5546 | 1.5546
BART NOX Annual-Leland Olds 1 -v5.13 | 121 | 5855 | Rate Constraint in lbs/MMBtu | FALSE | L | Annual | Allowances Purchased NOX | Thousand Tons | 0 | 0 | 0 | 0 | 0 | 0 | 0 | 0
BART NOX Annual-Leland Olds 1 -v5.13 | 121 | 5855 | Rate Constraint in lbs/MMBtu | FALSE | L | Annual | Allowances Sold NOX | Thousand Tons | 0 | 0 | 0 | 0 | 0 | 0 | 0 | 0
BART NOX Annual-Leland Olds 1 -v5.13 | 121 | 5855 | Rate Constraint in lbs/MMBtu | FALSE | L | Annual | Allowances Banked | Thousand Tons | 0 | 0 | 0 | 0 | 0 | 0 | 0 | 0
BART NOX Annual-Leland Olds 1 -v5.13 | 121 | 5855 | Rate Constraint in lbs/MMBtu | FALSE | L | Annual | Allowances Withdrawn (1:1) | Thousand Tons | 0 | 0 | 0 | 0 | 0 | 0 | 0 | 0
BART NOX Annual-Leland Olds 1 -v5.13 | 121 | 5855 | Rate Constraint in lbs/MMBtu | FALSE | L | Annual | Allowances Withdrawn (n:1) | Thousand Tons | 0 | 0 | 0 | 0 | 0 | 0 | 0 | 0
BART NOX Annual-Leland Olds 1 -v5.13 | 121 | 5855 | Rate Constraint in lbs/MMBtu | FALSE | L | Annual | Net Emissions Allowance Position | Thousand Tons | 1.601 | 1.601 | 1.5546 | 1.5546 | 1.5546 | 1.5546 | 1.5546 | 1.5546
BART NOX Annual-Leland Olds 1 -v5.13 | 121 | 5855 | Rate Constraint in lbs/MMBtu | FALSE | L | Annual | Fuel Consumed | TBtu | 17.8755 | 17.8755 | 17.3571 | 17.3571 | 17.3571 | 17.3571 | 17.3571 | 17.3571
BART NOX Annual-Leland Olds 1 -v5.13 | 121 | 5855 | Rate Constraint in lbs/MMBtu | FALSE | L | Annual | Rate | lb/MMBtu | 0.17913 | 0.17913 | 0.17913 | 0.17913 | 0.17913 | 0.17913 | 0.17913 | 0.17913
BART NOX Annual-Leland Olds 1 -v5.13 | 121 | 5855 | Rate Constraint in lbs/MMBtu | FALSE | L | Annual | Generation | TWh | 1.5348 | 1.5348 | 1.5348 | 1.5348 | 1.5348 | 1.5348 | 1.5348 | 1.5348
BART NOX Annual-Leland Olds 1 -v5.13 | 121 | 5855 | Rate Constraint in lbs/MMBtu | FALSE | L | Annual | Qualifying Generation | TWh | 1.5348 | 1.5348 | 1.5348 | 1.5348 | 1.5348 | 1.5348 | 1.5348 | 1.5348
BART NOX Annual-Leland Olds 1 -v5.13 | 121 | 5855 | Rate Constraint in lbs/MMBtu | FALSE | L | Annual | Rate | lb/MWh | 2.0863 | 2.0863 | 2.0258 | 2.0258 | 2.0258 | 2.0258 | 2.0258 | 2.0258
BART NOX Annual-Leland Olds 1 -v5.13 | 121 | 5855 | Rate Constraint in lbs/MMBtu | FALSE | L | Annual | Constraint Shadow Price | US2016$/Ton | 0 | 0 | 0 | 0 | 0 | 0 | 0 | 0
BART NOX Annual-Leland Olds 2 -v5.13 | 122 | 5856 | Rate Constraint in lbs/MMBtu | FALSE | L | Annual | Seasons Included | Seasons | Winter, WintShld, Summer | Winter, WintShld, Summer | Winter, WintShld, Summer | Winter, WintShld, Summer | Winter, WintShld, Summer | Winter, WintShld, Summer | Winter, WintShld, Summer | Winter, WintShld, Summer
BART NOX Annual-Leland Olds 2 -v5.13 | 122 | 5856 | Rate Constraint in lbs/MMBtu | FALSE | L | Annual | Standard NOX | lb/MMBtu | 0.35 | 0.35 | 0.35 | 0.35 | 0.35 | 0.35 | 0.35 | 0.35
BART NOX Annual-Leland Olds 2 -v5.13 | 122 | 5856 | Rate Constraint in lbs/MMBtu | FALSE | L | Annual | Emissions at Affected Plants NOX | Thousand Tons | 5.5 | 5.5 | 5.3405 | 5.3405 | 5.3405 | 5.3405 | 5.3405 | 5.3405
BART NOX Annual-Leland Olds 2 -v5.13 | 122 | 5856 | Rate Constraint in lbs/MMBtu | FALSE | L | Annual | Allowances Purchased NOX | Thousand Tons | 0 | 0 | 0 | 0 | 0 | 0 | 0 | 0
BART NOX Annual-Leland Olds 2 -v5.13 | 122 | 5856 | Rate Constraint in lbs/MMBtu | FALSE | L | Annual | Allowances Sold NOX | Thousand Tons | 0 | 0 | 0 | 0 | 0 | 0 | 0 | 0
BART NOX Annual-Leland Olds 2 -v5.13 | 122 | 5856 | Rate Constraint in lbs/MMBtu | FALSE | L | Annual | Allowances Banked | Thousand Tons | 0 | 0 | 0 | 0 | 0 | 0 | 0 | 0
BART NOX Annual-Leland Olds 2 -v5.13 | 122 | 5856 | Rate Constraint in lbs/MMBtu | FALSE | L | Annual | Allowances Withdrawn (1:1) | Thousand Tons | 0 | 0 | 0 | 0 | 0 | 0 | 0 | 0
BART NOX Annual-Leland Olds 2 -v5.13 | 122 | 5856 | Rate Constraint in lbs/MMBtu | FALSE | L | Annual | Allowances Withdrawn (n:1) | Thousand Tons | 0 | 0 | 0 | 0 | 0 | 0 | 0 | 0
BART NOX Annual-Leland Olds 2 -v5.13 | 122 | 5856 | Rate Constraint in lbs/MMBtu | FALSE | L | Annual | Net Emissions Allowance Position | Thousand Tons | 5.5 | 5.5 | 5.3405 | 5.3405 | 5.3405 | 5.3405 | 5.3405 | 5.3405
BART NOX Annual-Leland Olds 2 -v5.13 | 122 | 5856 | Rate Constraint in lbs/MMBtu | FALSE | L | Annual | Fuel Consumed | TBtu | 37.2404 | 37.2404 | 36.1605 | 36.1605 | 36.1605 | 36.1605 | 36.1605 | 36.1605
BART NOX Annual-Leland Olds 2 -v5.13 | 122 | 5856 | Rate Constraint in lbs/MMBtu | FALSE | L | Annual | Rate | lb/MMBtu | 0.29538 | 0.29538 | 0.29538 | 0.29538 | 0.29538 | 0.29538 | 0.29538 | 0.29538
BART NOX Annual-Leland Olds 2 -v5.13 | 122 | 5856 | Rate Constraint in lbs/MMBtu | FALSE | L | Annual | Generation | TWh | 3.209 | 3.209 | 3.209 | 3.209 | 3.209 | 3.209 | 3.209 | 3.209
BART NOX Annual-Leland Olds 2 -v5.13 | 122 | 5856 | Rate Constraint in lbs/MMBtu | FALSE | L | Annual | Qualifying Generation | TWh | 3.209 | 3.209 | 3.209 | 3.209 | 3.209 | 3.209 | 3.209 | 3.209
BART NOX Annual-Leland Olds 2 -v5.13 | 122 | 5856 | Rate Constraint in lbs/MMBtu | FALSE | L | Annual | Rate | lb/MWh | 3.4279 | 3.4279 | 3.3285 | 3.3285 | 3.3285 | 3.3285 | 3.3285 | 3.3285
BART NOX Annual-Leland Olds 2 -v5.13 | 122 | 5856 | Rate Constraint in lbs/MMBtu | FALSE | L | Annual | Constraint Shadow Price | US2016$/Ton | 0 | 0 | 0 | 0 | 0 | 0 | 0 | 0
BART NOX Annual-Martin Drake 6 -v5.13 | 123 | 5827 | Rate Constraint in lbs/MMBtu | FALSE | L | Annual | Seasons Included | Seasons | Winter, WintShld, Summer | Winter, WintShld, Summer | Winter, WintShld, Summer | Winter, WintShld, Summer | Winter, WintShld, Summer | Winter, WintShld, Summer | Winter, WintShld, Summer | Winter, WintShld, Summer
BART NOX Annual-Martin Drake 6 -v5.13 | 123 | 5827 | Rate Constraint in lbs/MMBtu | FALSE | L | Annual | Standard NOX | lb/MMBtu | 0.32 | 0.32 | 0.32 | 0.32 | 0.32 | 0.32 | 0.32 | 0.32
BART NOX Annual-Martin Drake 6 -v5.13 | 123 | 5827 | Rate Constraint in lbs/MMBtu | FALSE | L | Annual | Emissions at Affected Plants NOX | Thousand Tons | 0.64339 | 0.71068 | 0.68793 | 0.68793 | 0.46261 | 0.60613 | 0.60613 | 0.60613
BART NOX Annual-Martin Drake 6 -v5.13 | 123 | 5827 | Rate Constraint in lbs/MMBtu | FALSE | L | Annual | Allowances Purchased NOX | Thousand Tons | 0 | 0 | 0 | 0 | 0 | 0 | 0 | 0
BART NOX Annual-Martin Drake 6 -v5.13 | 123 | 5827 | Rate Constraint in lbs/MMBtu | FALSE | L | Annual | Allowances Sold NOX | Thousand Tons | 0 | 0 | 0 | 0 | 0 | 0 | 0 | 0
BART NOX Annual-Martin Drake 6 -v5.13 | 123 | 5827 | Rate Constraint in lbs/MMBtu | FALSE | L | Annual | Allowances Banked | Thousand Tons | 0 | 0 | 0 | 0 | 0 | 0 | 0 | 0
BART NOX Annual-Martin Drake 6 -v5.13 | 123 | 5827 | Rate Constraint in lbs/MMBtu | FALSE | L | Annual | Allowances Withdrawn (1:1) | Thousand Tons | 0 | 0 | 0 | 0 | 0 | 0 | 0 | 0
BART NOX Annual-Martin Drake 6 -v5.13 | 123 | 5827 | Rate Constraint in lbs/MMBtu | FALSE | L | Annual | Allowances Withdrawn (n:1) | Thousand Tons | 0 | 0 | 0 | 0 | 0 | 0 | 0 | 0
BART NOX Annual-Martin Drake 6 -v5.13 | 123 | 5827 | Rate Constraint in lbs/MMBtu | FALSE | L | Annual | Net Emissions Allowance Position | Thousand Tons | 0.64339 | 0.71068 | 0.68793 | 0.68793 | 0.46261 | 0.60613 | 0.60613 | 0.60613
BART NOX Annual-Martin Drake 6 -v5.13 | 123 | 5827 | Rate Constraint in lbs/MMBtu | FALSE | L | Annual | Fuel Consumed | TBtu | 6.2004 | 6.8488 | 6.6296 | 6.6296 | 4.4582 | 5.8413 | 5.8413 | 5.8413
BART NOX Annual-Martin Drake 6 -v5.13 | 123 | 5827 | Rate Constraint in lbs/MMBtu | FALSE | L | Annual | Rate | lb/MMBtu | 0.20753 | 0.20753 | 0.20753 | 0.20753 | 0.20753 | 0.20753 | 0.20753 | 0.20753
BART NOX Annual-Martin Drake 6 -v5.13 | 123 | 5827 | Rate Constraint in lbs/MMBtu | FALSE | L | Annual | Generation | TWh | 0.52193 | 0.57651 | 0.57651 | 0.57651 | 0.38768 | 0.50796 | 0.50796 | 0.50796
BART NOX Annual-Martin Drake 6 -v5.13 | 123 | 5827 | Rate Constraint in lbs/MMBtu | FALSE | L | Annual | Qualifying Generation | TWh | 0.52193 | 0.57651 | 0.57651 | 0.57651 | 0.38768 | 0.50796 | 0.50796 | 0.50796
BART NOX Annual-Martin Drake 6 -v5.13 | 123 | 5827 | Rate Constraint in lbs/MMBtu | FALSE | L | Annual | Rate | lb/MWh | 2.4654 | 2.4654 | 2.3865 | 2.3865 | 2.3865 | 2.3865 | 2.3865 | 2.3865
BART NOX Annual-Martin Drake 6 -v5.13 | 123 | 5827 | Rate Constraint in lbs/MMBtu | FALSE | L | Annual | Constraint Shadow Price | US2016$/Ton | 0 | 0 | 0 | 0 | 0 | 0 | 0 | 0
BART NOX Annual-Martin Drake 7 -v5.13 | 124 | 5828 | Rate Constraint in lbs/MMBtu | FALSE | L | Annual | Seasons Included | Seasons | Winter, WintShld, Summer | Winter, WintShld, Summer | Winter, WintShld, Summer | Winter, WintShld, Summer | Winter, WintShld, Summer | Winter, WintShld, Summer | Winter, WintShld, Summer | Winter, WintShld, Summer
BART NOX Annual-Martin Drake 7 -v5.13 | 124 | 5828 | Rate Constraint in lbs/MMBtu | FALSE | L | Annual | Standard NOX | lb/MMBtu | 0.32 | 0.32 | 0.32 | 0.32 | 0.32 | 0.32 | 0.32 | 0.32
BART NOX Annual-Martin Drake 7 -v5.13 | 124 | 5828 | Rate Constraint in lbs/MMBtu | FALSE | L | Annual | Emissions at Affected Plants NOX | Thousand Tons | 1.1891 | 1.2753 | 1.2345 | 1.2345 | 1.0715 | 1.0715 | 1.0715 | 1.1784
BART NOX Annual-Martin Drake 7 -v5.13 | 124 | 5828 | Rate Constraint in lbs/MMBtu | FALSE | L | Annual | Allowances Purchased NOX | Thousand Tons | 0 | 0 | 0 | 0 | 0 | 0 | 0 | 0
BART NOX Annual-Martin Drake 7 -v5.13 | 124 | 5828 | Rate Constraint in lbs/MMBtu | FALSE | L | Annual | Allowances Sold NOX | Thousand Tons | 0 | 0 | 0 | 0 | 0 | 0 | 0 | 0
BART NOX Annual-Martin Drake 7 -v5.13 | 124 | 5828 | Rate Constraint in lbs/MMBtu | FALSE | L | Annual | Allowances Banked | Thousand Tons | 0 | 0 | 0 | 0 | 0 | 0 | 0 | 0
BART NOX Annual-Martin Drake 7 -v5.13 | 124 | 5828 | Rate Constraint in lbs/MMBtu | FALSE | L | Annual | Allowances Withdrawn (1:1) | Thousand Tons | 0 | 0 | 0 | 0 | 0 | 0 | 0 | 0
BART NOX Annual-Martin Drake 7 -v5.13 | 124 | 5828 | Rate Constraint in lbs/MMBtu | FALSE | L | Annual | Allowances Withdrawn (n:1) | Thousand Tons | 0 | 0 | 0 | 0 | 0 | 0 | 0 | 0
BART NOX Annual-Martin Drake 7 -v5.13 | 124 | 5828 | Rate Constraint in lbs/MMBtu | FALSE | L | Annual | Net Emissions Allowance Position | Thousand Tons | 1.1891 | 1.2753 | 1.2345 | 1.2345 | 1.0715 | 1.0715 | 1.0715 | 1.1784
BART NOX Annual-Martin Drake 7 -v5.13 | 124 | 5828 | Rate Constraint in lbs/MMBtu | FALSE | L | Annual | Fuel Consumed | TBtu | 10.7273 | 11.5047 | 11.1365 | 11.1365 | 9.6656 | 9.6656 | 9.6656 | 10.6301
BART NOX Annual-Martin Drake 7 -v5.13 | 124 | 5828 | Rate Constraint in lbs/MMBtu | FALSE | L | Annual | Rate | lb/MMBtu | 0.2217 | 0.2217 | 0.2217 | 0.2217 | 0.2217 | 0.2217 | 0.2217 | 0.2217
BART NOX Annual-Martin Drake 7 -v5.13 | 124 | 5828 | Rate Constraint in lbs/MMBtu | FALSE | L | Annual | Generation | TWh | 0.90588 | 0.97152 | 0.97152 | 0.97152 | 0.8432 | 0.8432 | 0.8432 | 0.92734
BART NOX Annual-Martin Drake 7 -v5.13 | 124 | 5828 | Rate Constraint in lbs/MMBtu | FALSE | L | Annual | Qualifying Generation | TWh | 0.90588 | 0.97152 | 0.97152 | 0.97152 | 0.8432 | 0.8432 | 0.8432 | 0.92734
BART NOX Annual-Martin Drake 7 -v5.13 | 124 | 5828 | Rate Constraint in lbs/MMBtu | FALSE | L | Annual | Rate | lb/MWh | 2.6254 | 2.6254 | 2.5414 | 2.5414 | 2.5414 | 2.5414 | 2.5414 | 2.5414
BART NOX Annual-Martin Drake 7 -v5.13 | 124 | 5828 | Rate Constraint in lbs/MMBtu | FALSE | L | Annual | Constraint Shadow Price | US2016$/Ton | 0 | 0 | 0 | 0 | 0 | 0 | 0 | 0
BART NOX Annual-Merrimack 2 -v5.13 | 125 | 5844 | Rate Constraint in lbs/MMBtu | FALSE | L | Annual | Seasons Included | Seasons | Winter, WintShld, Summer | Winter, WintShld, Summer | Winter, WintShld, Summer | Winter, WintShld, Summer | Winter, WintShld, Summer | Winter, WintShld, Summer | Winter, WintShld, Summer | Winter, WintShld, Summer
BART NOX Annual-Merrimack 2 -v5.13 | 125 | 5844 | Rate Constraint in lbs/MMBtu | FALSE | L | Annual | Standard NOX | lb/MMBtu | 0.3 | 0.3 | 0.3 | 0.3 | 0.3 | 0.3 | 0.3 | 0.3
BART NOX Annual-Merrimack 2 -v5.13 | 125 | 5844 | Rate Constraint in lbs/MMBtu | FALSE | L | Annual | Emissions at Affected Plants NOX | Thousand Tons | 0 | 0 | 0 | 0 | 0 | 0 | 0 | 0
BART NOX Annual-Merrimack 2 -v5.13 | 125 | 5844 | Rate Constraint in lbs/MMBtu | FALSE | L | Annual | Allowances Purchased NOX | Thousand Tons | 0 | 0 | 0 | 0 | 0 | 0 | 0 | 0
BART NOX Annual-Merrimack 2 -v5.13 | 125 | 5844 | Rate Constraint in lbs/MMBtu | FALSE | L | Annual | Allowances Sold NOX | Thousand Tons | 0 | 0 | 0 | 0 | 0 | 0 | 0 | 0
BART NOX Annual-Merrimack 2 -v5.13 | 125 | 5844 | Rate Constraint in lbs/MMBtu | FALSE | L | Annual | Allowances Banked | Thousand Tons | 0 | 0 | 0 | 0 | 0 | 0 | 0 | 0
BART NOX Annual-Merrimack 2 -v5.13 | 125 | 5844 | Rate Constraint in lbs/MMBtu | FALSE | L | Annual | Allowances Withdrawn (1:1) | Thousand Tons | 0 | 0 | 0 | 0 | 0 | 0 | 0 | 0
BART NOX Annual-Merrimack 2 -v5.13 | 125 | 5844 | Rate Constraint in lbs/MMBtu | FALSE | L | Annual | Allowances Withdrawn (n:1) | Thousand Tons | 0 | 0 | 0 | 0 | 0 | 0 | 0 | 0
BART NOX Annual-Merrimack 2 -v5.13 | 125 | 5844 | Rate Constraint in lbs/MMBtu | FALSE | L | Annual | Net Emissions Allowance Position | Thousand Tons | 0 | 0 | 0 | 0 | 0 | 0 | 0 | 0
BART NOX Annual-Merrimack 2 -v5.13 | 125 | 5844 | Rate Constraint in lbs/MMBtu | FALSE | L | Annual | Fuel Consumed | TBtu | 0 | 0 | 0 | 0 | 0 | 0 | 0 | 0
BART NOX Annual-Merrimack 2 -v5.13 | 125 | 5844 | Rate Constraint in lbs/MMBtu | FALSE | L | Annual | Rate | lb/MMBtu | 0 | 0 | 0 | 0 | 0 | 0 | 0 | 0
BART NOX Annual-Merrimack 2 -v5.13 | 125 | 5844 | Rate Constraint in lbs/MMBtu | FALSE | L | Annual | Generation | TWh | 0 | 0 | 0 | 0 | 0 | 0 | 0 | 0
BART NOX Annual-Merrimack 2 -v5.13 | 125 | 5844 | Rate Constraint in lbs/MMBtu | FALSE | L | Annual | Qualifying Generation | TWh | 0 | 0 | 0 | 0 | 0 | 0 | 0 | 0
BART NOX Annual-Merrimack 2 -v5.13 | 125 | 5844 | Rate Constraint in lbs/MMBtu | FALSE | L | Annual | Rate | lb/MWh | 0 | 0 | 0 | 0 | 0 | 0 | 0 | 0
BART NOX Annual-Merrimack 2 -v5.13 | 125 | 5844 | Rate Constraint in lbs/MMBtu | FALSE | L | Annual | Constraint Shadow Price | US2016$/Ton | 0 | 0 | 0 | 0 | 0 | 0 | 0 | 0
BART NOX Annual-Milton R Young B1 -v5.13 | 126 | 5857 | Rate Constraint in lbs/MMBtu | FALSE | L | Annual | Seasons Included | Seasons | Winter, WintShld, Summer | Winter, WintShld, Summer | Winter, WintShld, Summer | Winter, WintShld, Summer | Winter, WintShld, Summer | Winter, WintShld, Summer | Winter, WintShld, Summer | Winter, WintShld, Summer
BART NOX Annual-Milton R Young B1 -v5.13 | 126 | 5857 | Rate Constraint in lbs/MMBtu | FALSE | L | Annual | Standard NOX | lb/MMBtu | 0.36 | 0.36 | 0.36 | 0.36 | 0.36 | 0.36 | 0.36 | 0.36
BART NOX Annual-Milton R Young B1 -v5.13 | 126 | 5857 | Rate Constraint in lbs/MMBtu | FALSE | L | Annual | Emissions at Affected Plants NOX | Thousand Tons | 1.8988 | 2.5158 | 2.4348 | 2.4399 | 1.6665 | 1.7381 | 1.7381 | 1.6665
BART NOX Annual-Milton R Young B1 -v5.13 | 126 | 5857 | Rate Constraint in lbs/MMBtu | FALSE | L | Annual | Allowances Purchased NOX | Thousand Tons | 0 | 0 | 0 | 0 | 0 | 0 | 0 | 0
BART NOX Annual-Milton R Young B1 -v5.13 | 126 | 5857 | Rate Constraint in lbs/MMBtu | FALSE | L | Annual | Allowances Sold NOX | Thousand Tons | 0 | 0 | 0 | 0 | 0 | 0 | 0 | 0
BART NOX Annual-Milton R Young B1 -v5.13 | 126 | 5857 | Rate Constraint in lbs/MMBtu | FALSE | L | Annual | Allowances Banked | Thousand Tons | 0 | 0 | 0 | 0 | 0 | 0 | 0 | 0
BART NOX Annual-Milton R Young B1 -v5.13 | 126 | 5857 | Rate Constraint in lbs/MMBtu | FALSE | L | Annual | Allowances Withdrawn (1:1) | Thousand Tons | 0 | 0 | 0 | 0 | 0 | 0 | 0 | 0
BART NOX Annual-Milton R Young B1 -v5.13 | 126 | 5857 | Rate Constraint in lbs/MMBtu | FALSE | L | Annual | Allowances Withdrawn (n:1) | Thousand Tons | 0 | 0 | 0 | 0 | 0 | 0 | 0 | 0
BART NOX Annual-Milton R Young B1 -v5.13 | 126 | 5857 | Rate Constraint in lbs/MMBtu | FALSE | L | Annual | Net Emissions Allowance Position | Thousand Tons | 1.8988 | 2.5158 | 2.4348 | 2.4399 | 1.6665 | 1.7381 | 1.7381 | 1.6665
BART NOX Annual-Milton R Young B1 -v5.13 | 126 | 5857 | Rate Constraint in lbs/MMBtu | FALSE | L | Annual | Fuel Consumed | TBtu | 14.3439 | 19.0043 | 18.3924 | 18.4311 | 12.5887 | 13.1293 | 13.1293 | 12.5887
BART NOX Annual-Milton R Young B1 -v5.13 | 126 | 5857 | Rate Constraint in lbs/MMBtu | FALSE | L | Annual | Rate | lb/MMBtu | 0.26476 | 0.26476 | 0.26476 | 0.26476 | 0.26476 | 0.26476 | 0.26476 | 0.26476
BART NOX Annual-Milton R Young B1 -v5.13 | 126 | 5857 | Rate Constraint in lbs/MMBtu | FALSE | L | Annual | Generation | TWh | 1.2487 | 1.6544 | 1.649 | 1.6524 | 1.1286 | 1.1771 | 1.1771 | 1.1286
BART NOX Annual-Milton R Young B1 -v5.13 | 126 | 5857 | Rate Constraint in lbs/MMBtu | FALSE | L | Annual | Qualifying Generation | TWh | 1.2487 | 1.6544 | 1.649 | 1.6524 | 1.1286 | 1.1771 | 1.1771 | 1.1286
BART NOX Annual-Milton R Young B1 -v5.13 | 126 | 5857 | Rate Constraint in lbs/MMBtu | FALSE | L | Annual | Rate | lb/MWh | 3.0413 | 3.0413 | 2.9531 | 2.9531 | 2.9531 | 2.9531 | 2.9531 | 2.9531
BART NOX Annual-Milton R Young B1 -v5.13 | 126 | 5857 | Rate Constraint in lbs/MMBtu | FALSE | L | Annual | Constraint Shadow Price | US2016$/Ton | 0 | 0 | 0 | 0 | 0 | 0 | 0 | 0
BART NOX Annual-Milton R Young B2 -v5.13 | 127 | 5858 | Rate Constraint in lbs/MMBtu | FALSE | L | Annual | Seasons Included | Seasons | Winter, WintShld, Summer | Winter, WintShld, Summer | Winter, WintShld, Summer | Winter, WintShld, Summer | Winter, WintShld, Summer | Winter, WintShld, Summer | Winter, WintShld, Summer | Winter, WintShld, Summer
BART NOX Annual-Milton R Young B2 -v5.13 | 127 | 5858 | Rate Constraint in lbs/MMBtu | FALSE | L | Annual | Standard NOX | lb/MMBtu | 0.35 | 0.35 | 0.35 | 0.35 | 0.35 | 0.35 | 0.35 | 0.35
BART NOX Annual-Milton R Young B2 -v5.13 | 127 | 5858 | Rate Constraint in lbs/MMBtu | FALSE | L | Annual | Emissions at Affected Plants NOX | Thousand Tons | 3.4787 | 4.9408 | 4.7018 | 4.5756 | 4.5427 | 4.6547 | 4.6547 | 4.0978
BART NOX Annual-Milton R Young B2 -v5.13 | 127 | 5858 | Rate Constraint in lbs/MMBtu | FALSE | L | Annual | Allowances Purchased NOX | Thousand Tons | 0 | 0 | 0 | 0 | 0 | 0 | 0 | 0
BART NOX Annual-Milton R Young B2 -v5.13 | 127 | 5858 | Rate Constraint in lbs/MMBtu | FALSE | L | Annual | Allowances Sold NOX | Thousand Tons | 0 | 0 | 0 | 0 | 0 | 0 | 0 | 0
BART NOX Annual-Milton R Young B2 -v5.13 | 127 | 5858 | Rate Constraint in lbs/MMBtu | FALSE | L | Annual | Allowances Banked | Thousand Tons | 0 | 0 | 0 | 0 | 0 | 0 | 0 | 0
BART NOX Annual-Milton R Young B2 -v5.13 | 127 | 5858 | Rate Constraint in lbs/MMBtu | FALSE | L | Annual | Allowances Withdrawn (1:1) | Thousand Tons | 0 | 0 | 0 | 0 | 0 | 0 | 0 | 0
BART NOX Annual-Milton R Young B2 -v5.13 | 127 | 5858 | Rate Constraint in lbs/MMBtu | FALSE | L | Annual | Allowances Withdrawn (n:1) | Thousand Tons | 0 | 0 | 0 | 0 | 0 | 0 | 0 | 0
BART NOX Annual-Milton R Young B2 -v5.13 | 127 | 5858 | Rate Constraint in lbs/MMBtu | FALSE | L | Annual | Net Emissions Allowance Position | Thousand Tons | 3.4787 | 4.9408 | 4.7018 | 4.5756 | 4.5427 | 4.6547 | 4.6547 | 4.0978
BART NOX Annual-Milton R Young B2 -v5.13 | 127 | 5858 | Rate Constraint in lbs/MMBtu | FALSE | L | Annual | Fuel Consumed | TBtu | 24.6307 | 34.9829 | 33.2908 | 32.3969 | 32.1641 | 32.9571 | 32.9571 | 29.0141
BART NOX Annual-Milton R Young B2 -v5.13 | 127 | 5858 | Rate Constraint in lbs/MMBtu | FALSE | L | Annual | Rate | lb/MMBtu | 0.28247 | 0.28247 | 0.28247 | 0.28247 | 0.28247 | 0.28247 | 0.28247 | 0.28247
BART NOX Annual-Milton R Young B2 -v5.13 | 127 | 5858 | Rate Constraint in lbs/MMBtu | FALSE | L | Annual | Generation | TWh | 2.1875 | 3.1068 | 3.0449 | 2.9631 | 2.9418 | 3.0143 | 3.0143 | 2.6537
BART NOX Annual-Milton R Young B2 -v5.13 | 127 | 5858 | Rate Constraint in lbs/MMBtu | FALSE | L | Annual | Qualifying Generation | TWh | 2.1875 | 3.1068 | 3.0449 | 2.9631 | 2.9418 | 3.0143 | 3.0143 | 2.6537
BART NOX Annual-Milton R Young B2 -v5.13 | 127 | 5858 | Rate Constraint in lbs/MMBtu | FALSE | L | Annual | Rate | lb/MWh | 3.1806 | 3.1806 | 3.0884 | 3.0884 | 3.0884 | 3.0884 | 3.0884 | 3.0884
BART NOX Annual-Milton R Young B2 -v5.13 | 127 | 5858 | Rate Constraint in lbs/MMBtu | FALSE | L | Annual | Constraint Shadow Price | US2016$/Ton | 0 | 0 | 0 | 0 | 0 | 0 | 0 | 0
BART NOX Annual-Muskogee 4 -v6.17 | 128 | 6989 | Rate Constraint in lbs/MMBtu | FALSE | L | Annual | Seasons Included | Seasons | Winter, WintShld, Summer | Winter, WintShld, Summer | Winter, WintShld, Summer | Winter, WintShld, Summer | Winter, WintShld, Summer | Winter, WintShld, Summer | Winter, WintShld, Summer | Winter, WintShld, Summer
BART NOX Annual-Muskogee 4 -v6.17 | 128 | 6989 | Rate Constraint in lbs/MMBtu | FALSE | L | Annual | Standard NOX | lb/MMBtu | 0.15 | 0.15 | 0.15 | 0.15 | 0.15 | 0.15 | 0.15 | 0.15
BART NOX Annual-Muskogee 4 -v6.17 | 128 | 6989 | Rate Constraint in lbs/MMBtu | FALSE | L | Annual | Emissions at Affected Plants NOX | Thousand Tons | 0.08726 | 0.11753 | 0.11996 | 0.11996 | 0.1483 | 0.12041 | 0.11205 | 0.027852
BART NOX Annual-Muskogee 4 -v6.17 | 128 | 6989 | Rate Constraint in lbs/MMBtu | FALSE | L | Annual | Allowances Purchased NOX | Thousand Tons | 0 | 0 | 0 | 0 | 0 | 0 | 0 | 0
BART NOX Annual-Muskogee 4 -v6.17 | 128 | 6989 | Rate Constraint in lbs/MMBtu | FALSE | L | Annual | Allowances Sold NOX | Thousand Tons | 0 | 0 | 0 | 0 | 0 | 0 | 0 | 0
BART NOX Annual-Muskogee 4 -v6.17 | 128 | 6989 | Rate Constraint in lbs/MMBtu | FALSE | L | Annual | Allowances Banked | Thousand Tons | 0 | 0 | 0 | 0 | 0 | 0 | 0 | 0
BART NOX Annual-Muskogee 4 -v6.17 | 128 | 6989 | Rate Constraint in lbs/MMBtu | FALSE | L | Annual | Allowances Withdrawn (1:1) | Thousand Tons | 0 | 0 | 0 | 0 | 0 | 0 | 0 | 0
BART NOX Annual-Muskogee 4 -v6.17 | 128 | 6989 | Rate Constraint in lbs/MMBtu | FALSE | L | Annual | Allowances Withdrawn (n:1) | Thousand Tons | 0 | 0 | 0 | 0 | 0 | 0 | 0 | 0
BART NOX Annual-Muskogee 4 -v6.17 | 128 | 6989 | Rate Constraint in lbs/MMBtu | FALSE | L | Annual | Net Emissions Allowance Position | Thousand Tons | 0.08726 | 0.11753 | 0.11996 | 0.11996 | 0.1483 | 0.12041 | 0.11205 | 0.027852
BART NOX Annual-Muskogee 4 -v6.17 | 128 | 6989 | Rate Constraint in lbs/MMBtu | FALSE | L | Annual | Fuel Consumed | TBtu | 2.624 | 3.5341 | 3.6072 | 3.6072 | 4.4595 | 3.6207 | 3.3695 | 0.83754
BART NOX Annual-Muskogee 4 -v6.17 | 128 | 6989 | Rate Constraint in lbs/MMBtu | FALSE | L | Annual | Rate | lb/MMBtu | 0.06651 | 0.06651 | 0.06651 | 0.06651 | 0.06651 | 0.06651 | 0.06651 | 0.06651
BART NOX Annual-Muskogee 4 -v6.17 | 128 | 6989 | Rate Constraint in lbs/MMBtu | FALSE | L | Annual | Generation | TWh | 0.23854 | 0.32128 | 0.32793 | 0.32793 | 0.40541 | 0.32915 | 0.30632 | 0.07614
BART NOX Annual-Muskogee 4 -v6.17 | 128 | 6989 | Rate Constraint in lbs/MMBtu | FALSE | L | Annual | Qualifying Generation | TWh | 0.23854 | 0.32128 | 0.32793 | 0.32793 | 0.40541 | 0.32915 | 0.30632 | 0.07614
BART NOX Annual-Muskogee 4 -v6.17 | 128 | 6989 | Rate Constraint in lbs/MMBtu | FALSE | L | Annual | Rate | lb/MWh | 0.73161 | 0.73161 | 0.73161 | 0.73161 | 0.73161 | 0.73161 | 0.73161 | 0.73161
BART NOX Annual-Muskogee 4 -v6.17 | 128 | 6989 | Rate Constraint in lbs/MMBtu | FALSE | L | Annual | Constraint Shadow Price | US2016$/Ton | 0 | 0 | 0 | 0 | 0 | 0 | 0 | 0
BART NOX Annual-Muskogee 5 -v6.17 | 129 | 6990 | Rate Constraint in lbs/MMBtu | FALSE | L | Annual | Seasons Included | Seasons | Winter, WintShld, Summer | Winter, WintShld, Summer | Winter, WintShld, Summer | Winter, WintShld, Summer | Winter, WintShld, Summer | Winter, WintShld, Summer | Winter, WintShld, Summer | Winter, WintShld, Summer
BART NOX Annual-Muskogee 5 -v6.17 | 129 | 6990 | Rate Constraint in lbs/MMBtu | FALSE | L | Annual | Standard NOX | lb/MMBtu | 0.15 | 0.15 | 0.15 | 0.15 | 0.15 | 0.15 | 0.15 | 0.15
BART NOX Annual-Muskogee 5 -v6.17 | 129 | 6990 | Rate Constraint in lbs/MMBtu | FALSE | L | Annual | Emissions at Affected Plants NOX | Thousand Tons | 0.092077 | 0.12197 | 0.12246 | 0.12409 | 0.15079 | 0.12243 | 0.11394 | 0.02832
BART NOX Annual-Muskogee 5 -v6.17 | 129 | 6990 | Rate Constraint in lbs/MMBtu | FALSE | L | Annual | Allowances Purchased NOX | Thousand Tons | 0 | 0 | 0 | 0 | 0 | 0 | 0 | 0
BART NOX Annual-Muskogee 5 -v6.17 | 129 | 6990 | Rate Constraint in lbs/MMBtu | FALSE | L | Annual | Allowances Sold NOX | Thousand Tons | 0 | 0 | 0 | 0 | 0 | 0 | 0 | 0
BART NOX Annual-Muskogee 5 -v6.17 | 129 | 6990 | Rate Constraint in lbs/MMBtu | FALSE | L | Annual | Allowances Banked | Thousand Tons | 0 | 0 | 0 | 0 | 0 | 0 | 0 | 0
BART NOX Annual-Muskogee 5 -v6.17 | 129 | 6990 | Rate Constraint in lbs/MMBtu | FALSE | L | Annual | Allowances Withdrawn (1:1) | Thousand Tons | 0 | 0 | 0 | 0 | 0 | 0 | 0 | 0
BART NOX Annual-Muskogee 5 -v6.17 | 129 | 6990 | Rate Constraint in lbs/MMBtu | FALSE | L | Annual | Allowances Withdrawn (n:1) | Thousand Tons | 0 | 0 | 0 | 0 | 0 | 0 | 0 | 0
BART NOX Annual-Muskogee 5 -v6.17 | 129 | 6990 | Rate Constraint in lbs/MMBtu | FALSE | L | Annual | Net Emissions Allowance Position | Thousand Tons | 0.092077 | 0.12197 | 0.12246 | 0.12409 | 0.15079 | 0.12243 | 0.11394 | 0.02832
BART NOX Annual-Muskogee 5 -v6.17 | 129 | 6990 | Rate Constraint in lbs/MMBtu | FALSE | L | Annual | Fuel Consumed | TBtu | 2.6585 | 3.5217 | 3.5356 | 3.5828 | 4.3538 | 3.5348 | 3.2896 | 0.81768
BART NOX Annual-Muskogee 5 -v6.17 | 129 | 6990 | Rate Constraint in lbs/MMBtu | FALSE | L | Annual | Rate | lb/MMBtu | 0.06927 | 0.06927 | 0.06927 | 0.06927 | 0.06927 | 0.06927 | 0.06927 | 0.06927
BART NOX Annual-Muskogee 5 -v6.17 | 129 | 6990 | Rate Constraint in lbs/MMBtu | FALSE | L | Annual | Generation | TWh | 0.2417 | 0.32018 | 0.32145 | 0.32574 | 0.39584 | 0.32138 | 0.29908 | 0.074341
BART NOX Annual-Muskogee 5 -v6.17 | 129 | 6990 | Rate Constraint in lbs/MMBtu | FALSE | L | Annual | Qualifying Generation | TWh | 0.2417 | 0.32018 | 0.32145 | 0.32574 | 0.39584 | 0.32138 | 0.29908 | 0.074341
BART NOX Annual-Muskogee 5 -v6.17 | 129 | 6990 | Rate Constraint in lbs/MMBtu | FALSE | L | Annual | Rate | lb/MWh | 0.7619 | 0.7619 | 0.7619 | 0.7619 | 0.7619 | 0.7619 | 0.7619 | 0.7619
BART NOX Annual-Muskogee 5 -v6.17 | 129 | 6990 | Rate Constraint in lbs/MMBtu | FALSE | L | Annual | Constraint Shadow Price | US2016$/Ton | 0 | 0 | 0 | 0 | 0 | 0 | 0 | 0
BART NOX Annual-Naughton 1 -v5.14 | 130 | 6109 | Rate Constraint in lbs/MMBtu | FALSE | L | Annual | Seasons Included | Seasons | Winter, WintShld, Summer | Winter, WintShld, Summer | Winter, WintShld, Summer | Winter, WintShld, Summer | Winter, WintShld, Summer | Winter, WintShld, Summer | Winter, WintShld, Summer | Winter, WintShld, Summer
BART NOX Annual-Naughton 1 -v5.14 | 130 | 6109 | Rate Constraint in lbs/MMBtu | FALSE | L | Annual | Standard NOX | lb/MMBtu | 0.26 | 0.26 | 0.26 | 0.26 | 0.26 | 0.26 | 0.26 | 0.26
BART NOX Annual-Naughton 1 -v5.14 | 130 | 6109 | Rate Constraint in lbs/MMBtu | FALSE | L | Annual | Emissions at Affected Plants NOX | Thousand Tons | 0 | 0 | 0 | 0 | 0 | 0 | 0 | 0
BART NOX Annual-Naughton 1 -v5.14 | 130 | 6109 | Rate Constraint in lbs/MMBtu | FALSE | L | Annual | Allowances Purchased NOX | Thousand Tons | 0 | 0 | 0 | 0 | 0 | 0 | 0 | 0
BART NOX Annual-Naughton 1 -v5.14 | 130 | 6109 | Rate Constraint in lbs/MMBtu | FALSE | L | Annual | Allowances Sold NOX | Thousand Tons | 0 | 0 | 0 | 0 | 0 | 0 | 0 | 0
BART NOX Annual-Naughton 1 -v5.14 | 130 | 6109 | Rate Constraint in lbs/MMBtu | FALSE | L | Annual | Allowances Banked | Thousand Tons | 0 | 0 | 0 | 0 | 0 | 0 | 0 | 0
BART NOX Annual-Naughton 1 -v5.14 | 130 | 6109 | Rate Constraint in lbs/MMBtu | FALSE | L | Annual | Allowances Withdrawn (1:1) | Thousand Tons | 0 | 0 | 0 | 0 | 0 | 0 | 0 | 0
BART NOX Annual-Naughton 1 -v5.14 | 130 | 6109 | Rate Constraint in lbs/MMBtu | FALSE | L | Annual | Allowances Withdrawn (n:1) | Thousand Tons | 0 | 0 | 0 | 0 | 0 | 0 | 0 | 0
BART NOX Annual-Naughton 1 -v5.14 | 130 | 6109 | Rate Constraint in lbs/MMBtu | FALSE | L | Annual | Net Emissions Allowance Position | Thousand Tons | 0 | 0 | 0 | 0 | 0 | 0 | 0 | 0
BART NOX Annual-Naughton 1 -v5.14 | 130 | 6109 | Rate Constraint in lbs/MMBtu | FALSE | L | Annual | Fuel Consumed | TBtu | 0 | 0 | 0 | 0 | 0 | 0 | 0 | 0
BART NOX Annual-Naughton 1 -v5.14 | 130 | 6109 | Rate Constraint in lbs/MMBtu | FALSE | L | Annual | Rate | lb/MMBtu | 0 | 0 | 0 | 0 | 0 | 0 | 0 | 0
BART NOX Annual-Naughton 1 -v5.14 | 130 | 6109 | Rate Constraint in lbs/MMBtu | FALSE | L | Annual | Generation | TWh | 0 | 0 | 0 | 0 | 0 | 0 | 0 | 0
BART NOX Annual-Naughton 1 -v5.14 | 130 | 6109 | Rate Constraint in lbs/MMBtu | FALSE | L | Annual | Qualifying Generation | TWh | 0 | 0 | 0 | 0 | 0 | 0 | 0 | 0
BART NOX Annual-Naughton 1 -v5.14 | 130 | 6109 | Rate Constraint in lbs/MMBtu | FALSE | L | Annual | Rate | lb/MWh | 0 | 0 | 0 | 0 | 0 | 0 | 0 | 0
BART NOX Annual-Naughton 1 -v5.14 | 130 | 6109 | Rate Constraint in lbs/MMBtu | FALSE | L | Annual | Constraint Shadow Price | US2016$/Ton | 0 | 0 | 0 | 0 | 0 | 0 | 0 | 0
BART NOX Annual-Naughton 2 -v5.14 | 131 | 6110 | Rate Constraint in lbs/MMBtu | FALSE | L | Annual | Seasons Included | Seasons | Winter, WintShld, Summer | Winter, WintShld, Summer | Winter, WintShld, Summer | Winter, WintShld, Summer | Winter, WintShld, Summer | Winter, WintShld, Summer | Winter, WintShld, Summer | Winter, WintShld, Summer
BART NOX Annual-Naughton 2 -v5.14 | 131 | 6110 | Rate Constraint in lbs/MMBtu | FALSE | L | Annual | Standard NOX | lb/MMBtu | 0.26 | 0.26 | 0.26 | 0.26 | 0.26 | 0.26 | 0.26 | 0.26
BART NOX Annual-Naughton 2 -v5.14 | 131 | 6110 | Rate Constraint in lbs/MMBtu | FALSE | L | Annual | Emissions at Affected Plants NOX | Thousand Tons | 0 | 0 | 0 | 0 | 0 | 0 | 0 | 0
BART NOX Annual-Naughton 2 -v5.14 | 131 | 6110 | Rate Constraint in lbs/MMBtu | FALSE | L | Annual | Allowances Purchased NOX | Thousand Tons | 0 | 0 | 0 | 0 | 0 | 0 | 0 | 0
BART NOX Annual-Naughton 2 -v5.14 | 131 | 6110 | Rate Constraint in lbs/MMBtu | FALSE | L | Annual | Allowances Sold NOX | Thousand Tons | 0 | 0 | 0 | 0 | 0 | 0 | 0 | 0
BART NOX Annual-Naughton 2 -v5.14 | 131 | 6110 | Rate Constraint in lbs/MMBtu | FALSE | L | Annual | Allowances Banked | Thousand Tons | 0 | 0 | 0 | 0 | 0 | 0 | 0 | 0
BART NOX Annual-Naughton 2 -v5.14 | 131 | 6110 | Rate Constraint in lbs/MMBtu | FALSE | L | Annual | Allowances Withdrawn (1:1) | Thousand Tons | 0 | 0 | 0 | 0 | 0 | 0 | 0 | 0
BART NOX Annual-Naughton 2 -v5.14 | 131 | 6110 | Rate Constraint in lbs/MMBtu | FALSE | L | Annual | Allowances Withdrawn (n:1) | Thousand Tons | 0 | 0 | 0 | 0 | 0 | 0 | 0 | 0
BART NOX Annual-Naughton 2 -v5.14 | 131 | 6110 | Rate Constraint in lbs/MMBtu | FALSE | L | Annual | Net Emissions Allowance Position | Thousand Tons | 0 | 0 | 0 | 0 | 0 | 0 | 0 | 0
BART NOX Annual-Naughton 2 -v5.14 | 131 | 6110 | Rate Constraint in lbs/MMBtu | FALSE | L | Annual | Fuel Consumed | TBtu | 0 | 0 | 0 | 0 | 0 | 0 | 0 | 0
BART NOX Annual-Naughton 2 -v5.14 | 131 | 6110 | Rate Constraint in lbs/MMBtu | FALSE | L | Annual | Rate | lb/MMBtu | 0 | 0 | 0 | 0 | 0 | 0 | 0 | 0
BART NOX Annual-Naughton 2 -v5.14 | 131 | 6110 | Rate Constraint in lbs/MMBtu | FALSE | L | Annual | Generation | TWh | 0 | 0 | 0 | 0 | 0 | 0 | 0 | 0
BART NOX Annual-Naughton 2 -v5.14 | 131 | 6110 | Rate Constraint in lbs/MMBtu | FALSE | L | Annual | Qualifying Generation | TWh | 0 | 0 | 0 | 0 | 0 | 0 | 0 | 0
BART NOX Annual-Naughton 2 -v5.14 | 131 | 6110 | Rate Constraint in lbs/MMBtu | FALSE | L | Annual | Rate | lb/MWh | 0 | 0 | 0 | 0 | 0 | 0 | 0 | 0
BART NOX Annual-Naughton 2 -v5.14 | 131 | 6110 | Rate Constraint in lbs/MMBtu | FALSE | L | Annual | Constraint Shadow Price | US2016$/Ton | 0 | 0 | 0 | 0 | 0 | 0 | 0 | 0
BART NOX Annual-Naughton 3 -v5.14 | 132 | 6111 | Rate Constraint in lbs/MMBtu | FALSE | L | Annual | Seasons Included | Seasons | Winter, WintShld, Summer | Winter, WintShld, Summer | Winter, WintShld, Summer | Winter, WintShld, Summer | Winter, WintShld, Summer | Winter, WintShld, Summer | Winter, WintShld, Summer | Winter, WintShld, Summer
BART NOX Annual-Naughton 3 -v5.14 | 132 | 6111 | Rate Constraint in lbs/MMBtu | FALSE | L | Annual | Standard NOX | lb/MMBtu | 0.07 | 0.07 | 0.07 | 0.07 | 0.07 | 0.07 | 0.07 | 0.07
BART NOX Annual-Naughton 3 -v5.14 | 132 | 6111 | Rate Constraint in lbs/MMBtu | FALSE | L | Annual | Emissions at Affected Plants NOX | Thousand Tons | 0 | 0 | 0 | 0 | 0 | 0 | 0 | 0
BART NOX Annual-Naughton 3 -v5.14 | 132 | 6111 | Rate Constraint in lbs/MMBtu | FALSE | L | Annual | Allowances Purchased NOX | Thousand Tons | 0 | 0 | 0 | 0 | 0 | 0 | 0 | 0
BART NOX Annual-Naughton 3 -v5.14 | 132 | 6111 | Rate Constraint in lbs/MMBtu | FALSE | L | Annual | Allowances Sold NOX | Thousand Tons | 0 | 0 | 0 | 0 | 0 | 0 | 0 | 0
BART NOX Annual-Naughton 3 -v5.14 | 132 | 6111 | Rate Constraint in lbs/MMBtu | FALSE | L | Annual | Allowances Banked | Thousand Tons | 0 | 0 | 0 | 0 | 0 | 0 | 0 | 0
BART NOX Annual-Naughton 3 -v5.14 | 132 | 6111 | Rate Constraint in lbs/MMBtu | FALSE | L | Annual | Allowances Withdrawn (1:1) | Thousand Tons | 0 | 0 | 0 | 0 | 0 | 0 | 0 | 0
BART NOX Annual-Naughton 3 -v5.14 | 132 | 6111 | Rate Constraint in lbs/MMBtu | FALSE | L | Annual | Allowances Withdrawn (n:1) | Thousand Tons | 0 | 0 | 0 | 0 | 0 | 0 | 0 | 0
BART NOX Annual-Naughton 3 -v5.14 | 132 | 6111 | Rate Constraint in lbs/MMBtu | FALSE | L | Annual | Net Emissions Allowance Position | Thousand Tons | 0 | 0 | 0 | 0 | 0 | 0 | 0 | 0
BART NOX Annual-Naughton 3 -v5.14 | 132 | 6111 | Rate Constraint in lbs/MMBtu | FALSE | L | Annual | Fuel Consumed | TBtu | 0 | 0 | 0 | 0 | 0 | 0 | 0 | 0
BART NOX Annual-Naughton 3 -v5.14 | 132 | 6111 | Rate Constraint in lbs/MMBtu | FALSE | L | Annual | Rate | lb/MMBtu | 0 | 0 | 0 | 0 | 0 | 0 | 0 | 0
BART NOX Annual-Naughton 3 -v5.14 | 132 | 6111 | Rate Constraint in lbs/MMBtu | FALSE | L | Annual | Generation | TWh | 0 | 0 | 0 | 0 | 0 | 0 | 0 | 0
BART NOX Annual-Naughton 3 -v5.14 | 132 | 6111 | Rate Constraint in lbs/MMBtu | FALSE | L | Annual | Qualifying Generation | TWh | 0 | 0 | 0 | 0 | 0 | 0 | 0 | 0
BART NOX Annual-Naughton 3 -v5.14 | 132 | 6111 | Rate Constraint in lbs/MMBtu | FALSE | L | Annual | Rate | lb/MWh | 0 | 0 | 0 | 0 | 0 | 0 | 0 | 0
BART NOX Annual-Naughton 3 -v5.14 | 132 | 6111 | Rate Constraint in lbs/MMBtu | FALSE | L | Annual | Constraint Shadow Price | US2016$/Ton | 0 | 0 | 0 | 0 | 0 | 0 | 0 | 0
BART NOX Annual-Nebraska City 1 -v5.14 | 133 | 6091 | Rate Constraint in lbs/MMBtu | FALSE | L | Annual | Seasons Included | Seasons | Winter, WintShld, Summer | Winter, WintShld, Summer | Winter, WintShld, Summer | Winter, WintShld, Summer | Winter, WintShld, Summer | Winter, WintShld, Summer | Winter, WintShld, Summer | Winter, WintShld, Summer
BART NOX Annual-Nebraska City 1 -v5.14 | 133 | 6091 | Rate Constraint in lbs/MMBtu | FALSE | L | Annual | Standard NOX | lb/MMBtu | 0.23 | 0.23 | 0.23 | 0.23 | 0.23 | 0.23 | 0.23 | 0.23
BART NOX Annual-Nebraska City 1 -v5.14 | 133 | 6091 | Rate Constraint in lbs/MMBtu | FALSE | L | Annual | Emissions at Affected Plants NOX | Thousand Tons | 4.6164 | 4.6164 | 4.6164 | 4.6164 | 4.6164 | 4.6164 | 4.6164 | 4.6164
BART NOX Annual-Nebraska City 1 -v5.14 | 133 | 6091 | Rate Constraint in lbs/MMBtu | FALSE | L | Annual | Allowances Purchased NOX | Thousand Tons | 0 | 0 | 0 | 0 | 0 | 0 | 0 | 0
BART NOX Annual-Nebraska City 1 -v5.14 | 133 | 6091 | Rate Constraint in lbs/MMBtu | FALSE | L | Annual | Allowances Sold NOX | Thousand Tons | 0 | 0 | 0 | 0 | 0 | 0 | 0 | 0
BART NOX Annual-Nebraska City 1 -v5.14 | 133 | 6091 | Rate Constraint in lbs/MMBtu | FALSE | L | Annual | Allowances Banked | Thousand Tons | 0 | 0 | 0 | 0 | 0 | 0 | 0 | 0
BART NOX Annual-Nebraska City 1 -v5.14 | 133 | 6091 | Rate Constraint in lbs/MMBtu | FALSE | L | Annual | Allowances Withdrawn (1:1) | Thousand Tons | 0 | 0 | 0 | 0 | 0 | 0 | 0 | 0
BART NOX Annual-Nebraska City 1 -v5.14 | 133 | 6091 | Rate Constraint in lbs/MMBtu | FALSE | L | Annual | Allowances Withdrawn (n:1) | Thousand Tons | 0 | 0 | 0 | 0 | 0 | 0 | 0 | 0
BART NOX Annual-Nebraska City 1 -v5.14 | 133 | 6091 | Rate Constraint in lbs/MMBtu | FALSE | L | Annual | Net Emissions Allowance Position | Thousand Tons | 4.6164 | 4.6164 | 4.6164 | 4.6164 | 4.6164 | 4.6164 | 4.6164 | 4.6164
BART NOX Annual-Nebraska City 1 -v5.14 | 133 | 6091 | Rate Constraint in lbs/MMBtu | FALSE | L | Annual | Fuel Consumed | TBtu | 46.1453 | 46.1453 | 46.1453 | 46.1453 | 46.1453 | 46.1453 | 46.1453 | 46.1453
BART NOX Annual-Nebraska City 1 -v5.14 | 133 | 6091 | Rate Constraint in lbs/MMBtu | FALSE | L | Annual | Rate | lb/MMBtu | 0.20008 | 0.20008 | 0.20008 | 0.20008 | 0.20008 | 0.20008 | 0.20008 | 0.20008
BART NOX Annual-Nebraska City 1 -v5.14 | 133 | 6091 | Rate Constraint in lbs/MMBtu | FALSE | L | Annual | Generation | TWh | 4.6632 | 4.6632 | 4.6632 | 4.6632 | 4.6632 | 4.6632 | 4.6632 | 4.6632
BART NOX Annual-Nebraska City 1 -v5.14 | 133 | 6091 | Rate Constraint in lbs/MMBtu | FALSE | L | Annual | Qualifying Generation | TWh | 4.6632 | 4.6632 | 4.6632 | 4.6632 | 4.6632 | 4.6632 | 4.6632 | 4.6632
BART NOX Annual-Nebraska City 1 -v5.14 | 133 | 6091 | Rate Constraint in lbs/MMBtu | FALSE | L | Annual | Rate | lb/MWh | 1.9799 | 1.9799 | 1.9799 | 1.9799 | 1.9799 | 1.9799 | 1.9799 | 1.9799
BART NOX Annual-Nebraska City 1 -v5.14 | 133 | 6091 | Rate Constraint in lbs/MMBtu | FALSE | L | Annual | Constraint Shadow Price | US2016$/Ton | 0 | 0 | 0 | 0 | 0 | 0 | 0 | 0
BART NOX Annual-Northeastern 3313 -v5.13 | 134 | 5862 | Rate Constraint in lbs/MMBtu | FALSE | L | Annual | Seasons Included | Seasons | Winter, WintShld, Summer | Winter, WintShld, Summer | Winter, WintShld, Summer | Winter, WintShld, Summer | Winter, WintShld, Summer | Winter, WintShld, Summer | Winter, WintShld, Summer | Winter, WintShld, Summer
BART NOX Annual-Northeastern 3313 -v5.13 | 134 | 5862 | Rate Constraint in lbs/MMBtu | FALSE | L | Annual | Standard NOX | lb/MMBtu | 0.23 | 0.23 | 0.23 | 0.23 | 0.23 | 0.23 | 0.23 | 0.23
BART NOX Annual-Northeastern 3313 -v5.13 | 134 | 5862 | Rate Constraint in lbs/MMBtu | FALSE | L | Annual | Emissions at Affected Plants NOX | Thousand Tons | 0.99276 | 1.1153 | 1.0725 | 0 | 0 | 0 | 0 | 0
BART NOX Annual-Northeastern 3313 -v5.13 | 134 | 5862 | Rate Constraint in lbs/MMBtu | FALSE | L | Annual | Allowances Purchased NOX | Thousand Tons | 0 | 0 | 0 | 0 | 0 | 0 | 0 | 0
BART NOX Annual-Northeastern 3313 -v5.13 | 134 | 5862 | Rate Constraint in lbs/MMBtu | FALSE | L | Annual | Allowances Sold NOX | Thousand Tons | 0 | 0 | 0 | 0 | 0 | 0 | 0 | 0
BART NOX Annual-Northeastern 3313 -v5.13 | 134 | 5862 | Rate Constraint in lbs/MMBtu | FALSE | L | Annual | Allowances Banked | Thousand Tons | 0 | 0 | 0 | 0 | 0 | 0 | 0 | 0
BART NOX Annual-Northeastern 3313 -v5.13 | 134 | 5862 | Rate Constraint in lbs/MMBtu | FALSE | L | Annual | Allowances Withdrawn (1:1) | Thousand Tons | 0 | 0 | 0 | 0 | 0 | 0 | 0 | 0
BART NOX Annual-Northeastern 3313 -v5.13 | 134 | 5862 | Rate Constraint in lbs/MMBtu | FALSE | L | Annual | Allowances Withdrawn (n:1) | Thousand Tons | 0 | 0 | 0 | 0 | 0 | 0 | 0 | 0
BART NOX Annual-Northeastern 3313 -v5.13 | 134 | 5862 | Rate Constraint in lbs/MMBtu | FALSE | L | Annual | Net Emissions Allowance Position | Thousand Tons | 0.99276 | 1.1153 | 1.0725 | 0 | 0 | 0 | 0 | 0
BART NOX Annual-Northeastern 3313 -v5.13 | 134 | 5862 | Rate Constraint in lbs/MMBtu | FALSE | L | Annual | Fuel Consumed | TBtu | 16.9855 | 19.0825 | 18.3506 | 0 | 0 | 0 | 0 | 0
BART NOX Annual-Northeastern 3313 -v5.13 | 134 | 5862 | Rate Constraint in lbs/MMBtu | FALSE | L | Annual | Rate | lb/MMBtu | 0.1169 | 0.1169 | 0.1169 | 0 | 0 | 0 | 0 | 0
BART NOX Annual-Northeastern 3313 -v5.13 | 134 | 5862 | Rate Constraint in lbs/MMBtu | FALSE | L | Annual | Generation | TWh | 1.5683 | 1.7619 | 1.708 | 0 | 0 | 0 | 0 | 0
BART NOX Annual-Northeastern 3313 -v5.13 | 134 | 5862 | Rate Constraint in lbs/MMBtu | FALSE | L | Annual | Qualifying Generation | TWh | 1.5683 | 1.7619 | 1.708 | 0 | 0 | 0 | 0 | 0
BART NOX Annual-Northeastern 3313 -v5.13 | 134 | 5862 | Rate Constraint in lbs/MMBtu | FALSE | L | Annual | Rate | lb/MWh | 1.2661 | 1.2661 | 1.2559 | 0 | 0 | 0 | 0 | 0
BART NOX Annual-Northeastern 3313 -v5.13 | 134 | 5862 | Rate Constraint in lbs/MMBtu | FALSE | L | Annual | Constraint Shadow Price | US2016$/Ton | 0 | 0 | 0 | 0 | 0 | 0 | 0 | 0
BART NOX Annual-Pawnee 1 -v5.13 | 135 | 5829 | Rate Constraint in lbs/MMBtu | FALSE | L | Annual | Seasons Included | Seasons | Winter, WintShld, Summer | Winter, WintShld, Summer | Winter, WintShld, Summer | Winter, WintShld, Summer | Winter, WintShld, Summer | Winter, WintShld, Summer | Winter, WintShld, Summer | Winter, WintShld, Summer
BART NOX Annual-Pawnee 1 -v5.13 | 135 | 5829 | Rate Constraint in lbs/MMBtu | FALSE | L | Annual | Standard NOX | lb/MMBtu | 0.07 | 0.07 | 0.07 | 0.07 | 0.07 | 0.07 | 0.07 | 0.07
BART NOX Annual-Pawnee 1 -v5.13 | 135 | 5829 | Rate Constraint in lbs/MMBtu | FALSE | L | Annual | Emissions at Affected Plants NOX | Thousand Tons | 1.0691 | 1.0691 | 1.0499 | 1.0499 | 1.0499 | 1.0499 | 1.0499 | 1.0499
BART NOX Annual-Pawnee 1 -v5.13 | 135 | 5829 | Rate Constraint in lbs/MMBtu | FALSE | L | Annual | Allowances Purchased NOX | Thousand Tons | 0 | 0 | 0 | 0 | 0 | 0 | 0 | 0
BART NOX Annual-Pawnee 1 -v5.13 | 135 | 5829 | Rate Constraint in lbs/MMBtu | FALSE | L | Annual | Allowances Sold NOX | Thousand Tons | 0 | 0 | 0 | 0 | 0 | 0 | 0 | 0
BART NOX Annual-Pawnee 1 -v5.13 | 135 | 5829 | Rate Constraint in lbs/MMBtu | FALSE | L | Annual | Allowances Banked | Thousand Tons | 0 | 0 | 0 | 0 | 0 | 0 | 0 | 0
BART NOX Annual-Pawnee 1 -v5.13 | 135 | 5829 | Rate Constraint in lbs/MMBtu | FALSE | L | Annual | Allowances Withdrawn (1:1) | Thousand Tons | 0 | 0 | 0 | 0 | 0 | 0 | 0 | 0
BART NOX Annual-Pawnee 1 -v5.13 | 135 | 5829 | Rate Constraint in lbs/MMBtu | FALSE | L | Annual | Allowances Withdrawn (n:1) | Thousand Tons | 0 | 0 | 0 | 0 | 0 | 0 | 0 | 0
BART NOX Annual-Pawnee 1 -v5.13 | 135 | 5829 | Rate Constraint in lbs/MMBtu | FALSE | L | Annual | Net Emissions Allowance Position | Thousand Tons | 1.0691 | 1.0691 | 1.0499 | 1.0499 | 1.0499 | 1.0499 | 1.0499 | 1.0499
BART NOX Annual-Pawnee 1 -v5.13 | 135 | 5829 | Rate Constraint in lbs/MMBtu | FALSE | L | Annual | Fuel Consumed | TBtu | 38.5762 | 38.5762 | 37.8819 | 37.8819 | 37.8819 | 37.8819 | 37.8819 | 37.8819
BART NOX Annual-Pawnee 1 -v5.13 | 135 | 5829 | Rate Constraint in lbs/MMBtu | FALSE | L | Annual | Rate | lb/MMBtu | 0.05543 | 0.05543 | 0.05543 | 0.05543 | 0.05543 | 0.05543 | 0.05543 | 0.05543
BART NOX Annual-Pawnee 1 -v5.13 | 135 | 5829 | Rate Constraint in lbs/MMBtu | FALSE | L | Annual | Generation | TWh | 3.6417 | 3.6417 | 3.6417 | 3.6417 | 3.6417 | 3.6417 | 3.6417 | 3.6417
BART NOX Annual-Pawnee 1 -v5.13 | 135 | 5829 | Rate Constraint in lbs/MMBtu | FALSE | L | Annual | Qualifying Generation | TWh | 3.6417 | 3.6417 | 3.6417 | 3.6417 | 3.6417 | 3.6417 | 3.6417 | 3.6417
BART NOX Annual-Pawnee 1 -v5.13 | 135 | 5829 | Rate Constraint in lbs/MMBtu | FALSE | L | Annual | Rate | lb/MWh | 0.58717 | 0.58717 | 0.5766 | 0.5766 | 0.5766 | 0.5766 | 0.5766 | 0.5766
BART NOX Annual-Pawnee 1 -v5.13 | 135 | 5829 | Rate Constraint in lbs/MMBtu | FALSE | L | Annual | Constraint Shadow Price | US2016$/Ton | 0 | 0 | 0 | 0 | 0 | 0 | 0 | 0
BART NOX Annual-Ray D Nixon 1 -v5.13 | 136 | 5830 | Rate Constraint in lbs/MMBtu | FALSE | L | Annual | Seasons Included | Seasons | Winter, WintShld, Summer | Winter, WintShld, Summer | Winter, WintShld, Summer | Winter, WintShld, Summer | Winter, WintShld, Summer | Winter, WintShld, Summer | Winter, WintShld, Summer | Winter, WintShld, Summer
BART NOX Annual-Ray D Nixon 1 -v5.13 | 136 | 5830 | Rate Constraint in lbs/MMBtu | FALSE | L | Annual | Standard NOX | lb/MMBtu | 0.21 | 0.21 | 0.21 | 0.21 | 0.21 | 0.21 | 0.21 | 0.21
BART NOX Annual-Ray D Nixon 1 -v5.13 | 136 | 5830 | Rate Constraint in lbs/MMBtu | FALSE | L | Annual | Emissions at Affected Plants NOX | Thousand Tons | 1.1752 | 1.1752 | 1.1529 | 1.1529 | 1.1529 | 1.1529 | 1.1529 | 1.1529
BART NOX Annual-Ray D Nixon 1 -v5.13 | 136 | 5830 | Rate Constraint in lbs/MMBtu | FALSE | L | Annual | Allowances Purchased NOX | Thousand Tons | 0 | 0 | 0 | 0 | 0 | 0 | 0 | 0
BART NOX Annual-Ray D Nixon 1 -v5.13 | 136 | 5830 | Rate Constraint in lbs/MMBtu | FALSE | L | Annual | Allowances Sold NOX | Thousand Tons | 0 | 0 | 0 | 0 | 0 | 0 | 0 | 0
BART NOX Annual-Ray D Nixon 1 -v5.13 | 136 | 5830 | Rate Constraint in lbs/MMBtu | FALSE | L | Annual | Allowances Banked | Thousand Tons | 0 | 0 | 0 | 0 | 0 | 0 | 0 | 0
BART NOX Annual-Ray D Nixon 1 -v5.13 | 136 | 5830 | Rate Constraint in lbs/MMBtu | FALSE | L | Annual | Allowances Withdrawn (1:1) | Thousand Tons | 0 | 0 | 0 | 0 | 0 | 0 | 0 | 0
BART NOX Annual-Ray D Nixon 1 -v5.13 | 136 | 5830 | Rate Constraint in lbs/MMBtu | FALSE | L | Annual | Allowances Withdrawn (n:1) | Thousand Tons | 0 | 0 | 0 | 0 | 0 | 0 | 0 | 0
BART NOX Annual-Ray D Nixon 1 -v5.13 | 136 | 5830 | Rate Constraint in lbs/MMBtu | FALSE | L | Annual | Net Emissions Allowance Position | Thousand Tons | 1.1752 | 1.1752 | 1.1529 | 1.1529 | 1.1529 | 1.1529 | 1.1529 | 1.1529
BART NOX Annual-Ray D Nixon 1 -v5.13 | 136 | 5830 | Rate Constraint in lbs/MMBtu | FALSE | L | Annual | Fuel Consumed | TBtu | 15.9323 | 15.9323 | 15.6296 | 15.6296 | 15.6296 | 15.6296 | 15.6296 | 15.6296
BART NOX Annual-Ray D Nixon 1 -v5.13 | 136 | 5830 | Rate Constraint in lbs/MMBtu | FALSE | L | Annual | Rate | lb/MMBtu | 0.14752 | 0.14752 | 0.14752 | 0.14752 | 0.14752 | 0.14752 | 0.14752 | 0.14752
BART NOX Annual-Ray D Nixon 1 -v5.13 | 136 | 5830 | Rate Constraint in lbs/MMBtu | FALSE | L | Annual | Generation | TWh | 1.438 | 1.438 | 1.438 | 1.438 | 1.438 | 1.438 | 1.438 | 1.438
BART NOX Annual-Ray D Nixon 1 -v5.13 | 136 | 5830 | Rate Constraint in lbs/MMBtu | FALSE | L | Annual | Qualifying Generation | TWh | 1.438 | 1.438 | 1.438 | 1.438 | 1.438 | 1.438 | 1.438 | 1.438
BART NOX Annual-Ray D Nixon 1 -v5.13 | 136 | 5830 | Rate Constraint in lbs/MMBtu | FALSE | L | Annual | Rate | lb/MWh | 1.6345 | 1.6345 | 1.6034 | 1.6034 | 1.6034 | 1.6034 | 1.6034 | 1.6034
BART NOX Annual-Ray D Nixon 1 -v5.13 | 136 | 5830 | Rate Constraint in lbs/MMBtu | FALSE | L | Annual | Constraint Shadow Price | US2016$/Ton | 0 | 0 | 0 | 0 | 0 | 0 | 0 | 0
BART NOX Annual-San Juan 1 -v5.14 | 137 | 6237 | Rate Constraint in lbs/MMBtu | FALSE | L | Annual | Seasons Included | Seasons | Winter, WintShld, Summer | Winter, WintShld, Summer | Winter, WintShld, Summer | Winter, WintShld, Summer | Winter, WintShld, Summer | Winter, WintShld, Summer | Winter, WintShld, Summer | Winter, WintShld, Summer
BART NOX Annual-San Juan 1 -v5.14 | 137 | 6237 | Rate Constraint in lbs/MMBtu | FALSE | L | Annual | Standard NOX | lb/MMBtu | 0.23 | 0.23 | 0.23 | 0.23 | 0.23 | 0.23 | 0.23 | 0.23
BART NOX Annual-San Juan 1 -v5.14 | 137 | 6237 | Rate Constraint in lbs/MMBtu | FALSE | L | Annual | Emissions at Affected Plants NOX | Thousand Tons | 0 | 0 | 0 | 0 | 0 | 0 | 0 | 0
BART NOX Annual-San Juan 1 -v5.14 | 137 | 6237 | Rate Constraint in lbs/MMBtu | FALSE | L | Annual | Allowances Purchased NOX | Thousand Tons | 0 | 0 | 0 | 0 | 0 | 0 | 0 | 0
BART NOX Annual-San Juan 1 -v5.14 | 137 | 6237 | Rate Constraint in lbs/MMBtu | FALSE | L | Annual | Allowances Sold NOX | Thousand Tons | 0 | 0 | 0 | 0 | 0 | 0 | 0 | 0
BART NOX Annual-San Juan 1 -v5.14 | 137 | 6237 | Rate Constraint in lbs/MMBtu | FALSE | L | Annual | Allowances Banked | Thousand Tons | 0 | 0 | 0 | 0 | 0 | 0 | 0 | 0
BART NOX Annual-San Juan 1 -v5.14 | 137 | 6237 | Rate Constraint in lbs/MMBtu | FALSE | L | Annual | Allowances Withdrawn (1:1) | Thousand Tons | 0 | 0 | 0 | 0 | 0 | 0 | 0 | 0
BART NOX Annual-San Juan 1 -v5.14 | 137 | 6237 | Rate Constraint in lbs/MMBtu | FALSE | L | Annual | Allowances Withdrawn (n:1) | Thousand Tons | 0 | 0 | 0 | 0 | 0 | 0 | 0 | 0
BART NOX Annual-San Juan 1 -v5.14 | 137 | 6237 | Rate Constraint in lbs/MMBtu | FALSE | L | Annual | Net Emissions Allowance Position | Thousand Tons | 0 | 0 | 0 | 0 | 0 | 0 | 0 | 0
BART NOX Annual-San Juan 1 -v5.14 | 137 | 6237 | Rate Constraint in lbs/MMBtu | FALSE | L | Annual | Fuel Consumed | TBtu | 0 | 0 | 0 | 0 | 0 | 0 | 0 | 0
BART NOX Annual-San Juan 1 -v5.14 | 137 | 6237 | Rate Constraint in lbs/MMBtu | FALSE | L | Annual | Rate | lb/MMBtu | 0 | 0 | 0 | 0 | 0 | 0 | 0 | 0
BART NOX Annual-San Juan 1 -v5.14 | 137 | 6237 | Rate Constraint in lbs/MMBtu | FALSE | L | Annual | Generation | TWh | 0 | 0 | 0 | 0 | 0 | 0 | 0 | 0
BART NOX Annual-San Juan 1 -v5.14 | 137 | 6237 | Rate Constraint in lbs/MMBtu | FALSE | L | Annual | Qualifying Generation | TWh | 0 | 0 | 0 | 0 | 0 | 0 | 0 | 0
BART NOX Annual-San Juan 1 -v5.14 | 137 | 6237 | Rate Constraint in lbs/MMBtu | FALSE | L | Annual | Rate | lb/MWh | 0 | 0 | 0 | 0 | 0 | 0 | 0 | 0
BART NOX Annual-San Juan 1 -v5.14 | 137 | 6237 | Rate Constraint in lbs/MMBtu | FALSE | L | Annual | Constraint Shadow Price | US2016$/Ton | 0 | 0 | 0 | 0 | 0 | 0 | 0 | 0
BART NOX Annual-San Juan 4 -v5.14 | 138 | 6238 | Rate Constraint in lbs/MMBtu | FALSE | L | Annual | Seasons Included | Seasons | Winter, WintShld, Summer | Winter, WintShld, Summer | Winter, WintShld, Summer | Winter, WintShld, Summer | Winter, WintShld, Summer | Winter, WintShld, Summer | Winter, WintShld, Summer | Winter, WintShld, Summer
BART NOX Annual-San Juan 4 -v5.14 | 138 | 6238 | Rate Constraint in lbs/MMBtu | FALSE | L | Annual | Standard NOX | lb/MMBtu | 0.23 | 0.23 | 0.23 | 0.23 | 0.23 | 0.23 | 0.23 | 0.23
BART NOX Annual-San Juan 4 -v5.14 | 138 | 6238 | Rate Constraint in lbs/MMBtu | FALSE | L | Annual | Emissions at Affected Plants NOX | Thousand Tons | 2.5718 | 3.0534 | 2.9984 | 2.0313 | 1.605 | 1.8435 | 1.5998 | 1.0605
BART NOX Annual-San Juan 4 -v5.14 | 138 | 6238 | Rate Constraint in lbs/MMBtu | FALSE | L | Annual | Allowances Purchased NOX | Thousand Tons | 0 | 0 | 0 | 0 | 0 | 0 | 0 | 0
BART NOX Annual-San Juan 4 -v5.14 | 138 | 6238 | Rate Constraint in lbs/MMBtu | FALSE | L | Annual | Allowances Sold NOX | Thousand Tons | 0 | 0 | 0 | 0 | 0 | 0 | 0 | 0
BART NOX Annual-San Juan 4 -v5.14 | 138 | 6238 | Rate Constraint in lbs/MMBtu | FALSE | L | Annual | Allowances Banked | Thousand Tons | 0 | 0 | 0 | 0 | 0 | 0 | 0 | 0
BART NOX Annual-San Juan 4 -v5.14 | 138 | 6238 | Rate Constraint in lbs/MMBtu | FALSE | L | Annual | Allowances Withdrawn (1:1) | Thousand Tons | 0 | 0 | 0 | 0 | 0 | 0 | 0 | 0
BART NOX Annual-San Juan 4 -v5.14 | 138 | 6238 | Rate Constraint in lbs/MMBtu | FALSE | L | Annual | Allowances Withdrawn (n:1) | Thousand Tons | 0 | 0 | 0 | 0 | 0 | 0 | 0 | 0
BART NOX Annual-San Juan 4 -v5.14 | 138 | 6238 | Rate Constraint in lbs/MMBtu | FALSE | L | Annual | Net Emissions Allowance Position | Thousand Tons | 2.5718 | 3.0534 | 2.9984 | 2.0313 | 1.605 | 1.8435 | 1.5998 | 1.0605
BART NOX Annual-San Juan 4 -v5.14 | 138 | 6238 | Rate Constraint in lbs/MMBtu | FALSE | L | Annual | Fuel Consumed | TBtu | 22.9627 | 27.2623 | 26.7716 | 18.1365 | 14.3302 | 16.4599 | 14.2837 | 9.469
BART NOX Annual-San Juan 4 -v5.14 | 138 | 6238 | Rate Constraint in lbs/MMBtu | FALSE | L | Annual | Rate | lb/MMBtu | 0.224 | 0.224 | 0.224 | 0.224 | 0.224 | 0.224 | 0.224 | 0.224
BART NOX Annual-San Juan 4 -v5.14 | 138 | 6238 | Rate Constraint in lbs/MMBtu | FALSE | L | Annual | Generation | TWh | 2.1651 | 2.5705 | 2.5705 | 1.7414 | 1.3759 | 1.5804 | 1.3714 | 0.90916
BART NOX Annual-San Juan 4 -v5.14 | 138 | 6238 | Rate Constraint in lbs/MMBtu | FALSE | L | Annual | Qualifying Generation | TWh | 2.1651 | 2.5705 | 2.5705 | 1.7414 | 1.3759 | 1.5804 | 1.3714 | 0.90916
BART NOX Annual-San Juan 4 -v5.14 | 138 | 6238 | Rate Constraint in lbs/MMBtu | FALSE | L | Annual | Rate | lb/MWh | 2.3757 | 2.3757 | 2.333 | 2.333 | 2.333 | 2.333 | 2.333 | 2.333
BART NOX Annual-San Juan 4 -v5.14 | 138 | 6238 | Rate Constraint in lbs/MMBtu | FALSE | L | Annual | Constraint Shadow Price | US2016$/Ton | 0 | 0 | 0 | 0 | 0 | 0 | 0 | 0
BART NOX Annual-Sooner 1 -v5.13 | 139 | 5864 | Rate Constraint in lbs/MMBtu | FALSE | L | Annual | Seasons Included | Seasons | Winter, WintShld, Summer | Winter, WintShld, Summer | Winter, WintShld, Summer | Winter, WintShld, Summer | Winter, WintShld, Summer | Winter, WintShld, Summer | Winter, WintShld, Summer | Winter, WintShld, Summer
BART NOX Annual-Sooner 1 -v5.13 | 139 | 5864 | Rate Constraint in lbs/MMBtu | FALSE | L | Annual | Standard NOX | lb/MMBtu | 0.15 | 0.15 | 0.15 | 0.15 | 0.15 | 0.15 | 0.15 | 0.15
BART NOX Annual-Sooner 1 -v5.13 | 139 | 5864 | Rate Constraint in lbs/MMBtu | FALSE | L | Annual | Emissions at Affected Plants NOX | Thousand Tons | 1.2299 | 2.0013 | 2.0813 | 2.0911 | 1.4975 | 1.6579 | 1.6579 | 1.4375
BART NOX Annual-Sooner 1 -v5.13 | 139 | 5864 | Rate Constraint in lbs/MMBtu | FALSE | L | Annual | Allowances Purchased NOX | Thousand Tons | 0 | 0 | 0 | 0 | 0 | 0 | 0 | 0
BART NOX Annual-Sooner 1 -v5.13 | 139 | 5864 | Rate Constraint in lbs/MMBtu | FALSE | L | Annual | Allowances Sold NOX | Thousand Tons | 0 | 0 | 0 | 0 | 0 | 0 | 0 | 0
BART NOX Annual-Sooner 1 -v5.13 | 139 | 5864 | Rate Constraint in lbs/MMBtu | FALSE | L | Annual | Allowances Banked | Thousand Tons | 0 | 0 | 0 | 0 | 0 | 0 | 0 | 0
BART NOX Annual-Sooner 1 -v5.13 | 139 | 5864 | Rate Constraint in lbs/MMBtu | FALSE | L | Annual | Allowances Withdrawn (1:1) | Thousand Tons | 0 | 0 | 0 | 0 | 0 | 0 | 0 | 0
BART NOX Annual-Sooner 1 -v5.13 | 139 | 5864 | Rate Constraint in lbs/MMBtu | FALSE | L | Annual | Allowances Withdrawn (n:1) | Thousand Tons | 0 | 0 | 0 | 0 | 0 | 0 | 0 | 0
BART NOX Annual-Sooner 1 -v5.13 | 139 | 5864 | Rate Constraint in lbs/MMBtu | FALSE | L | Annual | Net Emissions Allowance Position | Thousand Tons | 1.2299 | 2.0013 | 2.0813 | 2.0911 | 1.4975 | 1.6579 | 1.6579 | 1.4375
BART NOX Annual-Sooner 1 -v5.13 | 139 | 5864 | Rate Constraint in lbs/MMBtu | FALSE | L | Annual | Fuel Consumed | TBtu | 19.4237 | 31.6059 | 32.8696 | 33.0239 | 23.6504 | 26.1829 | 26.1829 | 22.7027
BART NOX Annual-Sooner 1 -v5.13 | 139 | 5864 | Rate Constraint in lbs/MMBtu | FALSE | L | Annual | Rate | lb/MMBtu | 0.12664 | 0.12664 | 0.12664 | 0.12664 | 0.12664 | 0.12664 | 0.12664 | 0.12664
BART NOX Annual-Sooner 1 -v5.13 | 139 | 5864 | Rate Constraint in lbs/MMBtu | FALSE | L | Annual | Generation | TWh | 1.8257 | 2.9708 | 3.1462 | 3.1609 | 2.2637 | 2.5061 | 2.5061 | 2.173
BART NOX Annual-Sooner 1 -v5.13 | 139 | 5864 | Rate Constraint in lbs/MMBtu | FALSE | L | Annual | Qualifying Generation | TWh | 1.8257 | 2.9708 | 3.1462 | 3.1609 | 2.2637 | 2.5061 | 2.5061 | 2.173
BART NOX Annual-Sooner 1 -v5.13 | 139 | 5864 | Rate Constraint in lbs/MMBtu | FALSE | L | Annual | Rate | lb/MWh | 1.3473 | 1.3473 | 1.3231 | 1.3231 | 1.3231 | 1.3231 | 1.3231 | 1.3231
BART NOX Annual-Sooner 1 -v5.13 | 139 | 5864 | Rate Constraint in lbs/MMBtu | FALSE | L | Annual | Constraint Shadow Price | US2016$/Ton | 0 | 0 | 0 | 0 | 0 | 0 | 0 | 0
BART NOX Annual-Sooner 2 -v5.13 | 140 | 5865 | Rate Constraint in lbs/MMBtu | FALSE | L | Annual | Seasons Included | Seasons | Winter, WintShld, Summer | Winter, WintShld, Summer | Winter, WintShld, Summer | Winter, WintShld, Summer | Winter, WintShld, Summer | Winter, WintShld, Summer | Winter, WintShld, Summer | Winter, WintShld, Summer
BART NOX Annual-Sooner 2 -v5.13 | 140 | 5865 | Rate Constraint in lbs/MMBtu | FALSE | L | Annual | Standard NOX | lb/MMBtu | 0.15 | 0.15 | 0.15 | 0.15 | 0.15 | 0.15 | 0.15 | 0.15
BART NOX Annual-Sooner 2 -v5.13 | 140 | 5865 | Rate Constraint in lbs/MMBtu | FALSE | L | Annual | Emissions at Affected Plants NOX | Thousand Tons | 1.2097 | 2.0633 | 2.0626 | 2.0702 | 1.6505 | 1.6505 | 1.6505 | 1.4857
BART NOX Annual-Sooner 2 -v5.13 | 140 | 5865 | Rate Constraint in lbs/MMBtu | FALSE | L | Annual | Allowances Purchased NOX | Thousand Tons | 0 | 0 | 0 | 0 | 0 | 0 | 0 | 0
BART NOX Annual-Sooner 2 -v5.13 | 140 | 5865 | Rate Constraint in lbs/MMBtu | FALSE | L | Annual | Allowances Sold NOX | Thousand Tons | 0 | 0 | 0 | 0 | 0 | 0 | 0 | 0
BART NOX Annual-Sooner 2 -v5.13 | 140 | 5865 | Rate Constraint in lbs/MMBtu | FALSE | L | Annual | Allowances Banked | Thousand Tons | 0 | 0 | 0 | 0 | 0 | 0 | 0 | 0
BART NOX Annual-Sooner 2 -v5.13 | 140 | 5865 | Rate Constraint in lbs/MMBtu | FALSE | L | Annual | Allowances Withdrawn (1:1) | Thousand Tons | 0 | 0 | 0 | 0 | 0 | 0 | 0 | 0
BART NOX Annual-Sooner 2 -v5.13 | 140 | 5865 | Rate Constraint in lbs/MMBtu | FALSE | L | Annual | Allowances Withdrawn (n:1) | Thousand Tons | 0 | 0 | 0 | 0 | 0 | 0 | 0 | 0
BART NOX Annual-Sooner 2 -v5.13 | 140 | 5865 | Rate Constraint in lbs/MMBtu | FALSE | L | Annual | Net Emissions Allowance Position | Thousand Tons | 1.2097 | 2.0633 | 2.0626 | 2.0702 | 1.6505 | 1.6505 | 1.6505 | 1.4857
BART NOX Annual-Sooner 2 -v5.13 | 140 | 5865 | Rate Constraint in lbs/MMBtu | FALSE | L | Annual | Fuel Consumed | TBtu | 19.0303 | 32.4591 | 32.4489 | 32.5689 | 25.9649 | 25.9649 | 25.9649 | 23.3724
BART NOX Annual-Sooner 2 -v5.13 | 140 | 5865 | Rate Constraint in lbs/MMBtu | FALSE | L | Annual | Rate | lb/MMBtu | 0.12713 | 0.12713 | 0.12713 | 0.12713 | 0.12713 | 0.12713 | 0.12713 | 0.12713
BART NOX Annual-Sooner 2 -v5.13 | 140 | 5865 | Rate Constraint in lbs/MMBtu | FALSE | L | Annual | Generation | TWh | 1.8002 | 3.0706 | 3.1259 | 3.1374 | 2.5013 | 2.5013 | 2.5013 | 2.2515
BART NOX Annual-Sooner 2 -v5.13 | 140 | 5865 | Rate Constraint in lbs/MMBtu | FALSE | L | Annual | Qualifying Generation | TWh | 1.8002 | 3.0706 | 3.1259 | 3.1374 | 2.5013 | 2.5013 | 2.5013 | 2.2515
BART NOX Annual-Sooner 2 -v5.13 | 140 | 5865 | Rate Constraint in lbs/MMBtu | FALSE | L | Annual | Rate | lb/MWh | 1.3439 | 1.3439 | 1.3197 | 1.3197 | 1.3197 | 1.3197 | 1.3197 | 1.3197
BART NOX Annual-Sooner 2 -v5.13 | 140 | 5865 | Rate Constraint in lbs/MMBtu | FALSE | L | Annual | Constraint Shadow Price | US2016$/Ton | 0 | 0 | 0 | 0 | 0 | 0 | 0 | 0
BART NOX Annual-Tecumseh Energy Center 9 -v5.14 | 141 | 6031 | Rate Constraint in lbs/MMBtu | FALSE | L | Annual | Seasons Included | Seasons | Winter, WintShld, Summer | Winter, WintShld, Summer | Winter, WintShld, Summer | Winter, WintShld, Summer | Winter, WintShld, Summer | Winter, WintShld, Summer | Winter, WintShld, Summer | Winter, WintShld, Summer
BART NOX Annual-Tecumseh Energy Center 9 -v5.14 | 141 | 6031 | Rate Constraint in lbs/MMBtu | FALSE | L | Annual | Standard NOX | lb/MMBtu | 0.18 | 0.18 | 0.18 | 0.18 | 0.18 | 0.18 | 0.18 | 0.18
BART NOX Annual-Tecumseh Energy Center 9 -v5.14 | 141 | 6031 | Rate Constraint in lbs/MMBtu | FALSE | L | Annual | Emissions at Affected Plants NOX | Thousand Tons | 0 | 0 | 0 | 0 | 0 | 0 | 0 | 0
BART NOX Annual-Tecumseh Energy Center 9 -v5.14 | 141 | 6031 | Rate Constraint in lbs/MMBtu | FALSE | L | Annual | Allowances Purchased NOX | Thousand Tons | 0 | 0 | 0 | 0 | 0 | 0 | 0 | 0
BART NOX Annual-Tecumseh Energy Center 9 -v5.14 | 141 | 6031 | Rate Constraint in lbs/MMBtu | FALSE | L | Annual | Allowances Sold NOX | Thousand Tons | 0 | 0 | 0 | 0 | 0 | 0 | 0 | 0
BART NOX Annual-Tecumseh Energy Center 9 -v5.14 | 141 | 6031 | Rate Constraint in lbs/MMBtu | FALSE | L | Annual | Allowances Banked | Thousand Tons | 0 | 0 | 0 | 0 | 0 | 0 | 0 | 0
BART NOX Annual-Tecumseh Energy Center 9 -v5.14 | 141 | 6031 | Rate Constraint in lbs/MMBtu | FALSE | L | Annual | Allowances Withdrawn (1:1) | Thousand Tons | 0 | 0 | 0 | 0 | 0 | 0 | 0 | 0
BART NOX Annual-Tecumseh Energy Center 9 -v5.14 | 141 | 6031 | Rate Constraint in lbs/MMBtu | FALSE | L | Annual | Allowances Withdrawn (n:1) | Thousand Tons | 0 | 0 | 0 | 0 | 0 | 0 | 0 | 0
BART NOX Annual-Tecumseh Energy Center 9 -v5.14 | 141 | 6031 | Rate Constraint in lbs/MMBtu | FALSE | L | Annual | Net Emissions Allowance Position | Thousand Tons | 0 | 0 | 0 | 0 | 0 | 0 | 0 | 0
BART NOX Annual-Tecumseh Energy Center 9 -v5.14 | 141 | 6031 | Rate Constraint in lbs/MMBtu | FALSE | L | Annual | Fuel Consumed | TBtu | 0 | 0 | 0 | 0 | 0 | 0 | 0 | 0
BART NOX Annual-Tecumseh Energy Center 9 -v5.14 | 141 | 6031 | Rate Constraint in lbs/MMBtu | FALSE | L | Annual | Rate | lb/MMBtu | 0 | 0 | 0 | 0 | 0 | 0 | 0 | 0
BART NOX Annual-Tecumseh Energy Center 9 -v5.14 | 141 | 6031 | Rate Constraint in lbs/MMBtu | FALSE | L | Annual | Generation | TWh | 0 | 0 | 0 | 0 | 0 | 0 | 0 | 0
BART NOX Annual-Tecumseh Energy Center 9 -v5.14 | 141 | 6031 | Rate Constraint in lbs/MMBtu | FALSE | L | Annual | Qualifying Generation | TWh | 0 | 0 | 0 | 0 | 0 | 0 | 0 | 0
BART NOX Annual-Tecumseh Energy Center 9 -v5.14 | 141 | 6031 | Rate Constraint in lbs/MMBtu | FALSE | L | Annual | Rate | lb/MWh | 0 | 0 | 0 | 0 | 0 | 0 | 0 | 0
BART NOX Annual-Tecumseh Energy Center 9 -v5.14 | 141 | 6031 | Rate Constraint in lbs/MMBtu | FALSE | L | Annual | Constraint Shadow Price | US2016$/Ton | 0 | 0 | 0 | 0 | 0 | 0 | 0 | 0
BART SO2 Annual- Arthur Kill- v5.16 | 142 | 6662 | Rate Constraint in lbs/MMBtu | FALSE | L | Annual | Seasons Included | Seasons | Winter, WintShld, Summer | Winter, WintShld, Summer | Winter, WintShld, Summer | Winter, WintShld, Summer | Winter, WintShld, Summer | Winter, WintShld, Summer | Winter, WintShld, Summer | Winter, WintShld, Summer
BART SO2 Annual- Arthur Kill- v5.16 | 142 | 6662 | Rate Constraint in lbs/MMBtu | FALSE | L | Annual | Standard SO2 | lb/MMBtu | 0.15 | 0.15 | 0.15 | 0.15 | 0.15 | 0.15 | 0.15 | 0.15
BART SO2 Annual- Arthur Kill- v5.16 | 142 | 6662 | Rate Constraint in lbs/MMBtu | FALSE | L | Annual | Emissions at Affected Plants SO2 | Thousand Tons | 0 | 0 | 0 | 0 | 0 | 0 | 0 | 0
BART SO2 Annual- Arthur Kill- v5.16 | 142 | 6662 | Rate Constraint in lbs/MMBtu | FALSE | L | Annual | Allowances Purchased SO2 | Thousand Tons | 0 | 0 | 0 | 0 | 0 | 0 | 0 | 0
BART SO2 Annual- Arthur Kill- v5.16 | 142 | 6662 | Rate Constraint in lbs/MMBtu | FALSE | L | Annual | Allowances Sold SO2 | Thousand Tons | 0 | 0 | 0 | 0 | 0 | 0 | 0 | 0
BART SO2 Annual- Arthur Kill- v5.16 | 142 | 6662 | Rate Constraint in lbs/MMBtu | FALSE | L | Annual | Allowances Banked | Thousand Tons | 0 | 0 | 0 | 0 | 0 | 0 | 0 | 0
BART SO2 Annual- Arthur Kill- v5.16 | 142 | 6662 | Rate Constraint in lbs/MMBtu | FALSE | L | Annual | Allowances Withdrawn (1:1) | Thousand Tons | 0 | 0 | 0 | 0 | 0 | 0 | 0 | 0
BART SO2 Annual- Arthur Kill- v5.16 | 142 | 6662 | Rate Constraint in lbs/MMBtu | FALSE | L | Annual | Allowances Withdrawn (n:1) | Thousand Tons | 0 | 0 | 0 | 0 | 0 | 0 | 0 | 0
BART SO2 Annual- Arthur Kill- v5.16 | 142 | 6662 | Rate Constraint in lbs/MMBtu | FALSE | L | Annual | Net Emissions Allowance Position | Thousand Tons | 0 | 0 | 0 | 0 | 0 | 0 | 0 | 0
BART SO2 Annual- Arthur Kill- v5.16 | 142 | 6662 | Rate Constraint in lbs/MMBtu | FALSE | L | Annual | Fuel Consumed | TBtu | 3.707 | 3.707 | 3.707 | 2.5174 | 2.51 | 2.5174 | 2.3664 | 2.4103
BART SO2 Annual- Arthur Kill- v5.16 | 142 | 6662 | Rate Constraint in lbs/MMBtu | FALSE | L | Annual | Rate | lb/MMBtu | 0 | 0 | 0 | 0 | 0 | 0 | 0 | 0
BART SO2 Annual- Arthur Kill- v5.16 | 142 | 6662 | Rate Constraint in lbs/MMBtu | FALSE | L | Annual | Generation | TWh | 0.33697 | 0.33697 | 0.33697 | 0.22883 | 0.22816 | 0.22883 | 0.2151 | 0.2191
BART SO2 Annual- Arthur Kill- v5.16 | 142 | 6662 | Rate Constraint in lbs/MMBtu | FALSE | L | Annual | Qualifying Generation | TWh | 0.33697 | 0.33697 | 0.33697 | 0.22883 | 0.22816 | 0.22883 | 0.2151 | 0.2191
BART SO2 Annual- Arthur Kill- v5.16 | 142 | 6662 | Rate Constraint in lbs/MMBtu | FALSE | L | Annual | Rate | lb/MWh | 0 | 0 | 0 | 0 | 0 | 0 | 0 | 0
BART SO2 Annual- Arthur Kill- v5.16 | 142 | 6662 | Rate Constraint in lbs/MMBtu | FALSE | L | Annual | Constraint Shadow Price | US2016$/Ton | 0 | 0 | 0 | 0 | 0 | 0 | 0 | 0
BART SO2 Annual- B L England 2- v5.16 | 143 | 6664 | Rate Constraint in lbs/MMBtu | FALSE | L | Annual | Seasons Included | Seasons | Winter, WintShld, Summer | Winter, WintShld, Summer | Winter, WintShld, Summer | Winter, WintShld, Summer | Winter, WintShld, Summer | Winter, WintShld, Summer | Winter, WintShld, Summer | Winter, WintShld, Summer
BART SO2 Annual- B L England 2- v5.16 | 143 | 6664 | Rate Constraint in lbs/MMBtu | FALSE | L | Annual | Standard SO2 | lb/MMBtu | 0.15 | 0.15 | 0.15 | 0.15 | 0.15 | 0.15 | 0.15 | 0.15
BART SO2 Annual- B L England 2- v5.16 | 143 | 6664 | Rate Constraint in lbs/MMBtu | FALSE | L | Annual | Emissions at Affected Plants SO2 | Thousand Tons | 0 | 0 | 0 | 0 | 0 | 0 | 0 | 0
BART SO2 Annual- B L England 2- v5.16 | 143 | 6664 | Rate Constraint in lbs/MMBtu | FALSE | L | Annual | Allowances Purchased SO2 | Thousand Tons | 0 | 0 | 0 | 0 | 0 | 0 | 0 | 0
BART SO2 Annual- B L England 2- v5.16 | 143 | 6664 | Rate Constraint in lbs/MMBtu | FALSE | L | Annual | Allowances Sold SO2 | Thousand Tons | 0 | 0 | 0 | 0 | 0 | 0 | 0 | 0
BART SO2 Annual- B L England 2- v5.16 | 143 | 6664 | Rate Constraint in lbs/MMBtu | FALSE | L | Annual | Allowances Banked | Thousand Tons | 0 | 0 | 0 | 0 | 0 | 0 | 0 | 0
BART SO2 Annual- B L England 2- v5.16 | 143 | 6664 | Rate Constraint in lbs/MMBtu | FALSE | L | Annual | Allowances Withdrawn (1:1) | Thousand Tons | 0 | 0 | 0 | 0 | 0 | 0 | 0 | 0
BART SO2 Annual- B L England 2- v5.16 | 143 | 6664 | Rate Constraint in lbs/MMBtu | FALSE | L | Annual | Allowances Withdrawn (n:1) | Thousand Tons | 0 | 0 | 0 | 0 | 0 | 0 | 0 | 0
BART SO2 Annual- B L England 2- v5.16 | 143 | 6664 | Rate Constraint in lbs/MMBtu | FALSE | L | Annual | Net Emissions Allowance Position | Thousand Tons | 0 | 0 | 0 | 0 | 0 | 0 | 0 | 0
BART SO2 Annual- B L England 2- v5.16 | 143 | 6664 | Rate Constraint in lbs/MMBtu | FALSE | L | Annual | Fuel Consumed | TBtu | 0 | 0 | 0 | 0 | 0 | 0 | 0 | 0
BART SO2 Annual- B L England 2- v5.16 | 143 | 6664 | Rate Constraint in lbs/MMBtu | FALSE | L | Annual | Rate | lb/MMBtu | 0 | 0 | 0 | 0 | 0 | 0 | 0 | 0
BART SO2 Annual- B L England 2- v5.16 | 143 | 6664 | Rate Constraint in lbs/MMBtu | FALSE | L | Annual | Generation | TWh | 0 | 0 | 0 | 0 | 0 | 0 | 0 | 0
BART SO2 Annual- B L England 2- v5.16 | 143 | 6664 | Rate Constraint in lbs/MMBtu | FALSE | L | Annual | Qualifying Generation | TWh | 0 | 0 | 0 | 0 | 0 | 0 | 0 | 0
BART SO2 Annual- B L England 2- v5.16 | 143 | 6664 | Rate Constraint in lbs/MMBtu | FALSE | L | Annual | Rate | lb/MWh | 0 | 0 | 0 | 0 | 0 | 0 | 0 | 0
BART SO2 Annual- B L England 2- v5.16 | 143 | 6664 | Rate Constraint in lbs/MMBtu | FALSE | L | Annual | Constraint Shadow Price | US2016$/Ton | 0 | 0 | 0 | 0 | 0 | 0 | 0 | 0
BART SO2 Annual- Big Stone 1- v5.16 | 144 | 6690 | Rate Constraint in lbs/MMBtu | FALSE | L | Annual | Seasons Included | Seasons | Winter, WintShld, Summer | Winter, WintShld, Summer | Winter, WintShld, Summer | Winter, WintShld, Summer | Winter, WintShld, Summer | Winter, WintShld, Summer | Winter, WintShld, Summer | Winter, WintShld, Summer
BART SO2 Annual- Big Stone 1- v5.16 | 144 | 6690 | Rate Constraint in lbs/MMBtu | FALSE | L | Annual | Standard SO2 | lb/MMBtu | 0.09 | 0.09 | 0.09 | 0.09 | 0.09 | 0.09 | 0.09 | 0.09
BART SO2 Annual- Big Stone 1- v5.16 | 144 | 6690 | Rate Constraint in lbs/MMBtu | FALSE | L | Annual | Emissions at Affected Plants SO2 | Thousand Tons | 0.50825 | 0.59304 | 0.61821 | 0.68984 | 0.72337 | 0.89983 | 1.0123 | 0.88179
BART SO2 Annual- Big Stone 1- v5.16 | 144 | 6690 | Rate Constraint in lbs/MMBtu | FALSE | L | Annual | Allowances Purchased SO2 | Thousand Tons | 0 | 0 | 0 | 0 | 0 | 0 | 0 | 0
BART SO2 Annual- Big Stone 1- v5.16 | 144 | 6690 | Rate Constraint in lbs/MMBtu | FALSE | L | Annual | Allowances Sold SO2 | Thousand Tons | 0 | 0 | 0 | 0 | 0 | 0 | 0 | 0
BART SO2 Annual- Big Stone 1- v5.16 | 144 | 6690 | Rate Constraint in lbs/MMBtu | FALSE | L | Annual | Allowances Banked | Thousand Tons | 0 | 0 | 0 | 0 | 0 | 0 | 0 | 0
BART SO2 Annual- Big Stone 1- v5.16 | 144 | 6690 | Rate Constraint in lbs/MMBtu | FALSE | L | Annual | Allowances Withdrawn (1:1) | Thousand Tons | 0 | 0 | 0 | 0 | 0 | 0 | 0 | 0
BART SO2 Annual- Big Stone 1- v5.16 | 144 | 6690 | Rate Constraint in lbs/MMBtu | FALSE | L | Annual | Allowances Withdrawn (n:1) | Thousand Tons | 0 | 0 | 0 | 0 | 0 | 0 | 0 | 0
BART SO2 Annual- Big Stone 1- v5.16 | 144 | 6690 | Rate Constraint in lbs/MMBtu | FALSE | L | Annual | Net Emissions Allowance Position | Thousand Tons | 0.50825 | 0.59304 | 0.61821 | 0.68984 | 0.72337 | 0.89983 | 1.0123 | 0.88179
BART SO2 Annual- Big Stone 1- v5.16 | 144 | 6690 | Rate Constraint in lbs/MMBtu | FALSE | L | Annual | Fuel Consumed | TBtu | 12.7063 | 14.8261 | 15.4552 | 17.246 | 18.0842 | 22.4959 | 22.4959 | 19.5953
BART SO2 Annual- Big Stone 1- v5.16 | 144 | 6690 | Rate Constraint in lbs/MMBtu | FALSE | L | Annual | Rate | lb/MMBtu | 0.08 | 0.08 | 0.08 | 0.08 | 0.08 | 0.08 | 0.09 | 0.09
BART SO2 Annual- Big Stone 1- v5.16 | 144 | 6690 | Rate Constraint in lbs/MMBtu | FALSE | L | Annual | Generation | TWh | 1.1628 | 1.3568 | 1.4418 | 1.6089 | 1.6871 | 2.0986 | 2.0986 | 1.828
BART SO2 Annual- Big Stone 1- v5.16 | 144 | 6690 | Rate Constraint in lbs/MMBtu | FALSE | L | Annual | Qualifying Generation | TWh | 1.1628 | 1.3568 | 1.4418 | 1.6089 | 1.6871 | 2.0986 | 2.0986 | 1.828
BART SO2 Annual- Big Stone 1- v5.16 | 144 | 6690 | Rate Constraint in lbs/MMBtu | FALSE | L | Annual | Rate | lb/MWh | 0.87416 | 0.87416 | 0.85755 | 0.85755 | 0.85755 | 0.85755 | 0.96474 | 0.96474
BART SO2 Annual- Big Stone 1- v5.16 | 144 | 6690 | Rate Constraint in lbs/MMBtu | FALSE | L | Annual | Constraint Shadow Price | US2016$/Ton | 0 | 0 | 0 | 0 | 0 | 0 | 589.787 | 3886.5111
BART SO2 Annual Cap-Deerhaven B2 -v5.13 | 145 | 6314 | Rate Constraint in MTons | FALSE | L | Annual | Seasons Included | Seasons | Winter, WintShld, Summer | Winter, WintShld, Summer | Winter, WintShld, Summer | Winter, WintShld, Summer | Winter, WintShld, Summer | Winter, WintShld, Summer | Winter, WintShld, Summer | Winter, WintShld, Summer
BART SO2 Annual Cap-Deerhaven B2 -v5.13 | 145 | 6314 | Rate Constraint in MTons | FALSE | L | Annual | Standard SO2 | Thousand Tons | 5.5 | 5.5 | 5.5 | 5.5 | 5.5 | 5.5 | 5.5 | 5.5
BART SO2 Annual Cap-Deerhaven B2 -v5.13 | 145 | 6314 | Rate Constraint in MTons | FALSE | L | Annual | Emissions at Affected Plants SO2 | Thousand Tons | 0 | 0 | 0 | 0 | 0 | 0 | 0 | 0
BART SO2 Annual Cap-Deerhaven B2 -v5.13 | 145 | 6314 | Rate Constraint in MTons | FALSE | L | Annual | Allowances Purchased SO2 | Thousand Tons | 0 | 0 | 0 | 0 | 0 | 0 | 0 | 0
BART SO2 Annual Cap-Deerhaven B2 -v5.13 | 145 | 6314 | Rate Constraint in MTons | FALSE | L | Annual | Allowances Sold SO2 | Thousand Tons | 0 | 0 | 0 | 0 | 0 | 0 | 0 | 0
BART SO2 Annual Cap-Deerhaven B2 -v5.13 | 145 | 6314 | Rate Constraint in MTons | FALSE | L | Annual | Allowances Banked | Thousand Tons | 0 | 0 | 0 | 0 | 0 | 0 | 0 | 0
BART SO2 Annual Cap-Deerhaven B2 -v5.13 | 145 | 6314 | Rate Constraint in MTons | FALSE | L | Annual | Allowances Withdrawn (1:1) | Thousand Tons | 0 | 0 | 0 | 0 | 0 | 0 | 0 | 0
BART SO2 Annual Cap-Deerhaven B2 -v5.13 | 145 | 6314 | Rate Constraint in MTons | FALSE | L | Annual | Allowances Withdrawn (n:1) | Thousand Tons | 0 | 0 | 0 | 0 | 0 | 0 | 0 | 0
BART SO2 Annual Cap-Deerhaven B2 -v5.13 | 145 | 6314 | Rate Constraint in MTons | FALSE | L | Annual | Net Emissions Allowance Position | Thousand Tons | 0 | 0 | 0 | 0 | 0 | 0 | 0 | 0
BART SO2 Annual Cap-Deerhaven B2 -v5.13 | 145 | 6314 | Rate Constraint in MTons | FALSE | L | Annual | Fuel Consumed | TBtu | 0 | 0 | 0 | 0 | 0 | 0 | 0 | 0
BART SO2 Annual Cap-Deerhaven B2 -v5.13 | 145 | 6314 | Rate Constraint in MTons | FALSE | L | Annual | Rate | lb/MMBtu | 0 | 0 | 0 | 0 | 0 | 0 | 0 | 0
BART SO2 Annual Cap-Deerhaven B2 -v5.13 | 145 | 6314 | Rate Constraint in MTons | FALSE | L | Annual | Generation | TWh | 0 | 0 | 0 | 0 | 0 | 0 | 0 | 0
BART SO2 Annual Cap-Deerhaven B2 -v5.13 | 145 | 6314 | Rate Constraint in MTons | FALSE | L | Annual | Qualifying Generation | TWh | 0 | 0 | 0 | 0 | 0 | 0 | 0 | 0
BART SO2 Annual Cap-Deerhaven B2 -v5.13 | 145 | 6314 | Rate Constraint in MTons | FALSE | L | Annual | Rate | lb/MWh | 0 | 0 | 0 | 0 | 0 | 0 | 0 | 0
BART SO2 Annual Cap-Deerhaven B2 -v5.13 | 145 | 6314 | Rate Constraint in MTons | FALSE | L | Annual | Constraint Shadow Price | US2016$/Ton | 0 | 0 | 0 | 0 | 0 | 0 | 0 | 0
BART SO2 Annual Cap-Northside 1-3 -v5.13 | 146 | 6315 | Rate Constraint in MTons | FALSE | L | Annual | Seasons Included | Seasons | Winter, WintShld, Summer | Winter, WintShld, Summer | Winter, WintShld, Summer | Winter, WintShld, Summer | Winter, WintShld, Summer | Winter, WintShld, Summer | Winter, WintShld, Summer | Winter, WintShld, Summer
BART SO2 Annual Cap-Northside 1-3 -v5.13 | 146 | 6315 | Rate Constraint in MTons | FALSE | L | Annual | Standard SO2 | Thousand Tons | 3.6 | 3.6 | 3.6 | 3.6 | 3.6 | 3.6 | 3.6 | 3.6
BART SO2 Annual Cap-Northside 1-3 -v5.13 | 146 | 6315 | Rate Constraint in MTons | FALSE | L | Annual | Emissions at Affected Plants SO2 | Thousand Tons | 0 | 1.6319 | 2.4321 | 2.4321 | 2.4321 | 0 | 0 | 0
BART SO2 Annual Cap-Northside 1-3 -v5.13 | 146 | 6315 | Rate Constraint in MTons | FALSE | L | Annual | Allowances Purchased SO2 | Thousand Tons | 0 | 0 | 0 | 0 | 0 | 0 | 0 | 0
BART SO2 Annual Cap-Northside 1-3 -v5.13 | 146 | 6315 | Rate Constraint in MTons | FALSE | L | Annual | Allowances Sold SO2 | Thousand Tons | 0 | 0 | 0 | 0 | 0 | 0 | 0 | 0
BART SO2 Annual Cap-Northside 1-3 -v5.13 | 146 | 6315 | Rate Constraint in MTons | FALSE | L | Annual | Allowances Banked | Thousand Tons | 0 | 0 | 0 | 0 | 0 | 0 | 0 | 0
BART SO2 Annual Cap-Northside 1-3 -v5.13 | 146 | 6315 | Rate Constraint in MTons | FALSE | L | Annual | Allowances Withdrawn (1:1) | Thousand Tons | 0 | 0 | 0 | 0 | 0 | 0 | 0 | 0
BART SO2 Annual Cap-Northside 1-3 -v5.13 | 146 | 6315 | Rate Constraint in MTons | FALSE | L | Annual | Allowances Withdrawn (n:1) | Thousand Tons | 0 | 0 | 0 | 0 | 0 | 0 | 0 | 0
BART SO2 Annual Cap-Northside 1-3 -v5.13 | 146 | 6315 | Rate Constraint in MTons | FALSE | L | Annual | Net Emissions Allowance Position | Thousand Tons | 0 | 1.6319 | 2.4321 | 2.4321 | 2.4321 | 0 | 0 | 0
BART SO2 Annual Cap-Northside 1-3 -v5.13 | 146 | 6315 | Rate Constraint in MTons | FALSE | L | Annual | Fuel Consumed | TBtu | 0 | 9.4283 | 14.0513 | 14.0513 | 14.0513 | 0 | 0 | 0
BART SO2 Annual Cap-Northside 1-3 -v5.13 | 146 | 6315 | Rate Constraint in MTons | FALSE | L | Annual | Rate | lb/MMBtu | 0 | 0.34618 | 0.34618 | 0.34618 | 0.34618 | 0 | 0 | 0
BART SO2 Annual Cap-Northside 1-3 -v5.13 | 146 | 6315 | Rate Constraint in MTons | FALSE | L | Annual | Generation | TWh | 0 | 0.89986 | 1.3671 | 1.3671 | 1.3671 | 0 | 0 | 0
BART SO2 Annual Cap-Northside 1-3 -v5.13 | 146 | 6315 | Rate Constraint in MTons | FALSE | L | Annual | Qualifying Generation | TWh | 0 | 0.89986 | 1.3671 | 1.3671 | 1.3671 | 0 | 0 | 0
BART SO2 Annual Cap-Northside 1-3 -v5.13 | 146 | 6315 | Rate Constraint in MTons | FALSE | L | Annual | Rate | lb/MWh | 0 | 3.6271 | 3.5582 | 3.5582 | 3.5582 | 0 | 0 | 0
BART SO2 Annual Cap-Northside 1-3 -v5.13 | 146 | 6315 | Rate Constraint in MTons | FALSE | L | Annual | Constraint Shadow Price | US2016$/Ton | 0 | 0 | 0 | 0 | 0 | 0 | 0 | 0
BART SO2 Annual- Coal Creek 1- v6.17 | 147 | 6979 | Rate Constraint in lbs/MMBtu | FALSE | L | Annual | Seasons Included | Seasons | Winter, WintShld, Summer | Winter, WintShld, Summer | Winter, WintShld, Summer | Winter, WintShld, Summer | Winter, WintShld, Summer | Winter, WintShld, Summer | Winter, WintShld, Summer | Winter, WintShld, Summer
BART SO2 Annual- Coal Creek 1- v6.17 | 147 | 6979 | Rate Constraint in lbs/MMBtu | FALSE | L | Annual | Standard SO2 | lb/MMBtu | 0.15 | 0.15 | 0.15 | 0.15 | 0.15 | 0.15 | 0.15 | 0.15
BART SO2 Annual- Coal Creek 1- v6.17 | 147 | 6979 | Rate Constraint in lbs/MMBtu | FALSE | L | Annual | Emissions at Affected Plants SO2 | Thousand Tons | 3.1517 | 3.1517 | 3.095 | 3.095 | 3.095 | 3.095 | 3.095 | 3.095
BART SO2 Annual- Coal Creek 1- v6.17 | 147 | 6979 | Rate Constraint in lbs/MMBtu | FALSE | L | Annual | Allowances Purchased SO2 | Thousand Tons | 0 | 0 | 0 | 0 | 0 | 0 | 0 | 0
BART SO2 Annual- Coal Creek 1- v6.17 | 147 | 6979 | Rate Constraint in lbs/MMBtu | FALSE | L | Annual | Allowances Sold SO2 | Thousand Tons | 0 | 0 | 0 | 0 | 0 | 0 | 0 | 0
BART SO2 Annual- Coal Creek 1- v6.17 | 147 | 6979 | Rate Constraint in lbs/MMBtu | FALSE | L | Annual | Allowances Banked | Thousand Tons | 0 | 0 | 0 | 0 | 0 | 0 | 0 | 0
BART SO2 Annual- Coal Creek 1- v6.17 | 147 | 6979 | Rate Constraint in lbs/MMBtu | FALSE | L | Annual | Allowances Withdrawn (1:1) | Thousand Tons | 0 | 0 | 0 | 0 | 0 | 0 | 0 | 0
BART SO2 Annual- Coal Creek 1- v6.17 | 147 | 6979 | Rate Constraint in lbs/MMBtu | FALSE | L | Annual | Allowances Withdrawn (n:1) | Thousand Tons | 0 | 0 | 0 | 0 | 0 | 0 | 0 | 0
BART SO2 Annual- Coal Creek 1- v6.17 | 147 | 6979 | Rate Constraint in lbs/MMBtu | FALSE | L | Annual | Net Emissions Allowance Position | Thousand Tons | 3.1517 | 3.1517 | 3.095 | 3.095 | 3.095 | 3.095 | 3.095 | 3.095
BART SO2 Annual- Coal Creek 1- v6.17 | 147 | 6979 | Rate Constraint in lbs/MMBtu | FALSE | L | Annual | Fuel Consumed | TBtu | 43.9521 | 43.9521 | 43.1609 | 43.1609 | 43.1609 | 43.1609 | 43.1609 | 43.1609
BART SO2 Annual- Coal Creek 1- v6.17 | 147 | 6979 | Rate Constraint in lbs/MMBtu | FALSE | L | Annual | Rate | lb/MMBtu | 0.14342 | 0.14342 | 0.14342 | 0.14342 | 0.14342 | 0.14342 | 0.14342 | 0.14342
BART SO2 Annual- Coal Creek 1- v6.17 | 147 | 6979 | Rate Constraint in lbs/MMBtu | FALSE | L | Annual | Generation | TWh | 4.1716 | 4.1716 | 4.1716 | 4.1716 | 4.1716 | 4.1716 | 4.1716 | 4.1716
BART SO2 Annual- Coal Creek 1- v6.17 | 147 | 6979 | Rate Constraint in lbs/MMBtu | FALSE | L | Annual | Qualifying Generation | TWh | 4.1716 | 4.1716 | 4.1716 | 4.1716 | 4.1716 | 4.1716 | 4.1716 | 4.1716
BART SO2 Annual- Coal Creek 1- v6.17 | 147 | 6979 | Rate Constraint in lbs/MMBtu | FALSE | L | Annual | Rate | lb/MWh | 1.511 | 1.511 | 1.4838 | 1.4838 | 1.4838 | 1.4838 | 1.4838 | 1.4838
BART SO2 Annual- Coal Creek 1- v6.17 | 147 | 6979 | Rate Constraint in lbs/MMBtu | FALSE | L | Annual | Constraint Shadow Price | US2016$/Ton | 0 | 0 | 0 | 0 | 0 | 0 | 0 | 0
BART SO2 Annual- Coal Creek 2- v6.17 | 148 | 6980 | Rate Constraint in lbs/MMBtu | FALSE | L | Annual | Seasons Included | Seasons | Winter, WintShld, Summer | Winter, WintShld, Summer | Winter, WintShld, Summer | Winter, WintShld, Summer | Winter, WintShld, Summer | Winter, WintShld, Summer | Winter, WintShld, Summer | Winter, WintShld, Summer
BART SO2 Annual- Coal Creek 2- v6.17 | 148 | 6980 | Rate Constraint in lbs/MMBtu | FALSE | L | Annual | Standard SO2 | lb/MMBtu | 0.15 | 0.15 | 0.15 | 0.15 | 0.15 | 0.15 | 0.15 | 0.15
BART SO2 Annual- Coal Creek 2- v6.17 | 148 | 6980 | Rate Constraint in lbs/MMBtu | FALSE | L | Annual | Emissions at Affected Plants SO2 | Thousand Tons | 3.1704 | 3.1704 | 3.1134 | 3.1134 | 3.1134 | 3.1134 | 3.1134 | 3.1134
BART SO2 Annual- Coal Creek 2- v6.17 | 148 | 6980 | Rate Constraint in lbs/MMBtu | FALSE | L | Annual | Allowances Purchased SO2 | Thousand Tons | 0 | 0 | 0 | 0 | 0 | 0 | 0 | 0
BART SO2 Annual- Coal Creek 2- v6.17 | 148 | 6980 | Rate Constraint in lbs/MMBtu | FALSE | L | Annual | Allowances Sold SO2 | Thousand Tons | 0 | 0 | 0 | 0 | 0 | 0 | 0 | 0
BART SO2 Annual- Coal Creek 2- v6.17 | 148 | 6980 | Rate Constraint in lbs/MMBtu | FALSE | L | Annual | Allowances Banked | Thousand Tons | 0 | 0 | 0 | 0 | 0 | 0 | 0 | 0
BART SO2 Annual- Coal Creek 2- v6.17 | 148 | 6980 | Rate Constraint in lbs/MMBtu | FALSE | L | Annual | Allowances Withdrawn (1:1) | Thousand Tons | 0 | 0 | 0 | 0 | 0 | 0 | 0 | 0
BART SO2 Annual- Coal Creek 2- v6.17 | 148 | 6980 | Rate Constraint in lbs/MMBtu | FALSE | L | Annual | Allowances Withdrawn (n:1) | Thousand Tons | 0 | 0 | 0 | 0 | 0 | 0 | 0 | 0
BART SO2 Annual- Coal Creek 2- v6.17 | 148 | 6980 | Rate Constraint in lbs/MMBtu | FALSE | L | Annual | Net Emissions Allowance Position | Thousand Tons | 3.1704 | 3.1704 | 3.1134 | 3.1134 | 3.1134 | 3.1134 | 3.1134 | 3.1134
BART SO2 Annual- Coal Creek 2- v6.17 | 148 | 6980 | Rate Constraint in lbs/MMBtu | FALSE | L | Annual | Fuel Consumed | TBtu | 44.339 | 44.339 | 43.5409 | 43.5409 | 43.5409 | 43.5409 | 43.5409 | 43.5409
BART SO2 Annual- Coal Creek 2- v6.17 | 148 | 6980 | Rate Constraint in lbs/MMBtu | FALSE | L | Annual | Rate | lb/MMBtu | 0.14301 | 0.14301 | 0.14301 | 0.14301 | 0.14301 | 0.14301 | 0.14301 | 0.14301
BART SO2 Annual- Coal Creek 2- v6.17 | 148 | 6980 | Rate Constraint in lbs/MMBtu | FALSE | L | Annual | Generation | TWh | 4.2083 | 4.2083 | 4.2083 | 4.2083 | 4.2083 | 4.2083 | 4.2083 | 4.2083
BART SO2 Annual- Coal Creek 2- v6.17 | 148 | 6980 | Rate Constraint in lbs/MMBtu | FALSE | L | Annual | Qualifying Generation | TWh | 4.2083 | 4.2083 | 4.2083 | 4.2083 | 4.2083 | 4.2083 | 4.2083 | 4.2083
BART SO2 Annual- Coal Creek 2- v6.17 | 148 | 6980 | Rate Constraint in lbs/MMBtu | FALSE | L | Annual | Rate | lb/MWh | 1.5067 | 1.5067 | 1.4796 | 1.4796 | 1.4796 | 1.4796 | 1.4796 | 1.4796
BART SO2 Annual- Coal Creek 2- v6.17 | 148 | 6980 | Rate Constraint in lbs/MMBtu | FALSE | L | Annual | Constraint Shadow Price | US2016$/Ton | 0 | 0 | 0 | 0 | 0 | 0 | 0 | 0
BART SO2 Annual- Comanche 1- v5.16 | 149 | 6681 | Rate Constraint in lbs/MMBtu | FALSE | L | Annual | Seasons Included | Seasons | Winter, WintShld, Summer | Winter, WintShld, Summer | Winter, WintShld, Summer | Winter, WintShld, Summer | Winter, WintShld, Summer | Winter, WintShld, Summer | Winter, WintShld, Summer | Winter, WintShld, Summer
BART SO2 Annual- Comanche 1- v5.16 | 149 | 6681 | Rate Constraint in lbs/MMBtu | FALSE | L | Annual | Standard SO2 | lb/MMBtu | 0.12 | 0.12 | 0.12 | 0.12 | 0.12 | 0.12 | 0.12 | 0.12
BART SO2 Annual- Comanche 1- v5.16 | 149 | 6681 | Rate Constraint in lbs/MMBtu | FALSE | L | Annual | Emissions at Affected Plants SO2 | Thousand Tons | 0.99855 | 0.99855 | 0.97958 | 0.97958 | 0.89249 | 0.91174 | 0.97958 | 0.94959
BART SO2 Annual- Comanche 1- v5.16 | 149 | 6681 | Rate Constraint in lbs/MMBtu | FALSE | L | Annual | Allowances Purchased SO2 | Thousand Tons | 0 | 0 | 0 | 0 | 0 | 0 | 0 | 0
BART SO2 Annual- Comanche 1- v5.16 | 149 | 6681 | Rate Constraint in lbs/MMBtu | FALSE | L | Annual | Allowances Sold SO2 | Thousand Tons | 0 | 0 | 0 | 0 | 0 | 0 | 0 | 0
BART SO2 Annual- Comanche 1- v5.16 | 149 | 6681 | Rate Constraint in lbs/MMBtu | FALSE | L | Annual | Allowances Banked | Thousand Tons | 0 | 0 | 0 | 0 | 0 | 0 | 0 | 0
BART SO2 Annual- Comanche 1- v5.16 | 149 | 6681 | Rate Constraint in lbs/MMBtu | FALSE | L | Annual | Allowances Withdrawn (1:1) | Thousand Tons | 0 | 0 | 0 | 0 | 0 | 0 | 0 | 0
BART SO2 Annual- Comanche 1- v5.16 | 149 | 6681 | Rate Constraint in lbs/MMBtu | FALSE | L | Annual | Allowances Withdrawn (n:1) | Thousand Tons | 0 | 0 | 0 | 0 | 0 | 0 | 0 | 0
BART SO2 Annual- Comanche 1- v5.16 | 149 | 6681 | Rate Constraint in lbs/MMBtu | FALSE | L | Annual | Net Emissions Allowance Position | Thousand Tons | 0.99855 | 0.99855 | 0.97958 | 0.97958 | 0.89249 | 0.91174 | 0.97958 | 0.94959
BART SO2 Annual- Comanche 1- v5.16 | 149 | 6681 | Rate Constraint in lbs/MMBtu | FALSE | L | Annual | Fuel Consumed | TBtu | 24.9638 | 24.9638 | 24.4895 | 24.4895 | 22.3122 | 22.7935 | 24.4895 | 23.7398
BART SO2 Annual- Comanche 1- v5.16 | 149 | 6681 | Rate Constraint in lbs/MMBtu | FALSE | L | Annual | Rate | lb/MMBtu | 0.08 | 0.08 | 0.08 | 0.08 | 0.08 | 0.08 | 0.08 | 0.08
BART SO2 Annual- Comanche 1- v5.16 | 149 | 6681 | Rate Constraint in lbs/MMBtu | FALSE | L | Annual | Generation | TWh | 2.332 | 2.332 | 2.332 | 2.332 | 2.1246 | 2.1705 | 2.332 | 2.2606
BART SO2 Annual- Comanche 1- v5.16 | 149 | 6681 | Rate Constraint in lbs/MMBtu | FALSE | L | Annual | Qualifying Generation | TWh | 2.332 | 2.332 | 2.332 | 2.332 | 2.1246 | 2.1705 | 2.332 | 2.2606
BART SO2 Annual- Comanche 1- v5.16 | 149 | 6681 | Rate Constraint in lbs/MMBtu | FALSE | L | Annual | Rate | lb/MWh | 0.8564 | 0.8564 | 0.84013 | 0.84013 | 0.84013 | 0.84013 | 0.84013 | 0.84013
BART SO2 Annual- Comanche 1- v5.16 | 149 | 6681 | Rate Constraint in lbs/MMBtu | FALSE | L | Annual | Constraint Shadow Price | US2016$/Ton | 0 | 0 | 0 | 0 | 0 | 0 | 0 | 0
BART SO2 Annual- Comanche 1,2- v5.16 | 150 | 6683 | Rate Constraint in lbs/MMBtu | FALSE | L | Annual | Seasons Included | Seasons | Winter, WintShld, Summer | Winter, WintShld, Summer | Winter, WintShld, Summer | Winter, WintShld, Summer | Winter, WintShld, Summer | Winter, WintShld, Summer | Winter, WintShld, Summer | Winter, WintShld, Summer
BART SO2 Annual- Comanche 1,2- v5.16 | 150 | 6683 | Rate Constraint in lbs/MMBtu | FALSE | L | Annual | Standard SO2 | lb/MMBtu | 0.1 | 0.1 | 0.1 | 0.1 | 0.1 | 0.1 | 0.1 | 0.1
BART SO2 Annual- Comanche 1,2- v5.16 | 150 | 6683 | Rate Constraint in lbs/MMBtu | FALSE | L | Annual | Emissions at Affected Plants SO2 | Thousand Tons | 2.0178 | 2.0178 | 1.9795 | 1.9795 | 1.8035 | 1.9117 | 1.9795 | 1.9495
BART SO2 Annual- Comanche 1,2- v5.16 | 150 | 6683 | Rate Constraint in lbs/MMBtu | FALSE | L | Annual | Allowances Purchased SO2 | Thousand Tons | 0 | 0 | 0 | 0 | 0 | 0 | 0 | 0
BART SO2 Annual- Comanche 1,2- v5.16 | 150 | 6683 | Rate Constraint in lbs/MMBtu | FALSE | L | Annual | Allowances Sold SO2 | Thousand Tons | 0 | 0 | 0 | 0 | 0 | 0 | 0 | 0
BART SO2 Annual- Comanche 1,2- v5.16 | 150 | 6683 | Rate Constraint in lbs/MMBtu | FALSE | L | Annual | Allowances Banked | Thousand Tons | 0 | 0 | 0 | 0 | 0 | 0 | 0 | 0
BART SO2 Annual- Comanche 1,2- v5.16 | 150 | 6683 | Rate Constraint in lbs/MMBtu | FALSE | L | Annual | Allowances Withdrawn (1:1) | Thousand Tons | 0 | 0 | 0 | 0 | 0 | 0 | 0 | 0
BART SO2 Annual- Comanche 1,2- v5.16 | 150 | 6683 | Rate Constraint in lbs/MMBtu | FALSE | L | Annual | Allowances Withdrawn (n:1) | Thousand Tons | 0 | 0 | 0 | 0 | 0 | 0 | 0 | 0
BART SO2 Annual- Comanche 1,2- v5.16 | 150 | 6683 | Rate Constraint in lbs/MMBtu | FALSE | L | Annual | Net Emissions Allowance Position | Thousand Tons | 2.0178 | 2.0178 | 1.9795 | 1.9795 | 1.8035 | 1.9117 | 1.9795 | 1.9495
BART SO2 Annual- Comanche 1,2- v5.16 | 150 | 6683 | Rate Constraint in lbs/MMBtu | FALSE | L | Annual | Fuel Consumed | TBtu | 50.4458 | 50.4458 | 49.4873 | 49.4873 | 45.0875 | 47.7913 | 49.4873 | 48.7376
BART SO2 Annual- Comanche 1,2- v5.16 | 150 | 6683 | Rate Constraint in lbs/MMBtu | FALSE | L | Annual | Rate | lb/MMBtu | 0.08 | 0.08 | 0.08 | 0.08 | 0.08 | 0.08 | 0.08 | 0.08
BART SO2 Annual- Comanche 1,2- v5.16 | 150 | 6683 | Rate Constraint in lbs/MMBtu | FALSE | L | Annual | Generation | TWh | 4.7357 | 4.7357 | 4.7357 | 4.7357 | 4.3147 | 4.5742 | 4.7357 | 4.6643
BART SO2 Annual- Comanche 1,2- v5.16 | 150 | 6683 | Rate Constraint in lbs/MMBtu | FALSE | L | Annual | Qualifying Generation | TWh | 4.7357 | 4.7357 | 4.7357 | 4.7357 | 4.3147 | 4.5742 | 4.7357 | 4.6643
BART SO2 Annual- Comanche 1,2- v5.16 | 150 | 6683 | Rate Constraint in lbs/MMBtu | FALSE | L | Annual | Rate | lb/MWh | 0.85218 | 0.85218 | 0.83599 | 0.83599 | 0.83599 | 0.83584 | 0.83599 | 0.83592
BART SO2 Annual- Comanche 1,2- v5.16 | 150 | 6683 | Rate Constraint in lbs/MMBtu | FALSE | L | Annual | Constraint Shadow Price | US2016$/Ton | 0 | 0 | 0 | 0 | 0 | 0 | 0 | 0
BART SO2 Annual- Comanche 2- v5.16 | 151 | 6682 | Rate Constraint in lbs/MMBtu | FALSE | L | Annual | Seasons Included | Seasons | Winter, WintShld, Summer | Winter, WintShld, Summer | Winter, WintShld, Summer | Winter, WintShld, Summer | Winter, WintShld, Summer | Winter, WintShld, Summer | Winter, WintShld, Summer | Winter, WintShld, Summer
BART SO2 Annual- Comanche 2- v5.16 | 151 | 6682 | Rate Constraint in lbs/MMBtu | FALSE | L | Annual | Standard SO2 | lb/MMBtu | 0.12 | 0.12 | 0.12 | 0.12 | 0.12 | 0.12 | 0.12 | 0.12
BART SO2 Annual- Comanche 2- v5.16 | 151 | 6682 | Rate Constraint in lbs/MMBtu | FALSE | L | Annual | Emissions at Affected Plants SO2 | Thousand Tons | 1.0193 | 1.0193 | 0.99991 | 0.99991 | 0.91101 | 0.99991 | 0.99991 | 0.99991
BART SO2 Annual- Comanche 2- v5.16 | 151 | 6682 | Rate Constraint in lbs/MMBtu | FALSE | L | Annual | Allowances Purchased SO2 | Thousand Tons | 0 | 0 | 0 | 0 | 0 | 0 | 0 | 0
BART SO2 Annual- Comanche 2- v5.16 | 151 | 6682 | Rate Constraint in lbs/MMBtu | FALSE | L | Annual | Allowances Sold SO2 | Thousand Tons | 0 | 0 | 0 | 0 | 0 | 0 | 0 | 0
BART SO2 Annual- Comanche 2- v5.16 | 151 | 6682 | Rate Constraint in lbs/MMBtu | FALSE | L | Annual | Allowances Banked | Thousand Tons | 0 | 0 | 0 | 0 | 0 | 0 | 0 | 0
BART SO2 Annual- Comanche 2- v5.16 | 151 | 6682 | Rate Constraint in lbs/MMBtu | FALSE | L | Annual | Allowances Withdrawn (1:1) | Thousand Tons | 0 | 0 | 0 | 0 | 0 | 0 | 0 | 0
BART SO2 Annual- Comanche 2- v5.16 | 151 | 6682 | Rate Constraint in lbs/MMBtu | FALSE | L | Annual | Allowances Withdrawn (n:1) | Thousand Tons | 0 | 0 | 0 | 0 | 0 | 0 | 0 | 0
BART SO2 Annual- Comanche 2- v5.16 | 151 | 6682 | Rate Constraint in lbs/MMBtu | FALSE | L | Annual | Net Emissions Allowance Position | Thousand Tons | 1.0193 | 1.0193 | 0.99991 | 0.99991 | 0.91101 | 0.99991 | 0.99991 | 0.99991
BART SO2 Annual- Comanche 2- v5.16 | 151 | 6682 | Rate Constraint in lbs/MMBtu | FALSE | L | Annual | Fuel Consumed | TBtu | 25.482 | 25.482 | 24.9978 | 24.9978 | 22.7753 | 24.9978 | 24.9978 | 24.9978
BART SO2 Annual- Comanche 2- v5.16 | 151 | 6682 | Rate Constraint in lbs/MMBtu | FALSE | L | Annual | Rate | lb/MMBtu | 0.08 | 0.08 | 0.08 | 0.08 | 0.08 | 0.08 | 0.08 | 0.08
BART SO2 Annual- Comanche 2- v5.16 | 151 | 6682 | Rate Constraint in lbs/MMBtu | FALSE | L | Annual | Generation | TWh | 2.4037 | 2.4037 | 2.4037 | 2.4037 | 2.19 | 2.4037 | 2.4037 | 2.4037
BART SO2 Annual- Comanche 2- v5.16 | 151 | 6682 | Rate Constraint in lbs/MMBtu | FALSE | L | Annual | Qualifying Generation | TWh | 2.4037 | 2.4037 | 2.4037 | 2.4037 | 2.19 | 2.4037 | 2.4037 | 2.4037
BART SO2 Annual- Comanche 2- v5.16 | 151 | 6682 | Rate Constraint in lbs/MMBtu | FALSE | L | Annual | Rate | lb/MWh | 0.84808 | 0.84808 | 0.83197 | 0.83197 | 0.83197 | 0.83197 | 0.83197 | 0.83197
BART SO2 Annual- Comanche 2- v5.16 | 151 | 6682 | Rate Constraint in lbs/MMBtu | FALSE | L | Annual | Constraint Shadow Price | US2016$/Ton | 0 | 0 | 0 | 0 | 0 | 0 | 0 | 0
BART SO2 Annual- Danskammer 4- v6.17 | 152 | 7004 | Rate Constraint in lbs/MMBtu | FALSE | L | Annual | Seasons Included | Seasons | Winter, WintShld, Summer | Winter, WintShld, Summer | Winter, WintShld, Summer | Winter, WintShld, Summer | Winter, WintShld, Summer | Winter, WintShld, Summer | Winter, WintShld, Summer | Winter, WintShld, Summer
BART SO2 Annual- Danskammer 4- v6.17 | 152 | 7004 | Rate Constraint in lbs/MMBtu | FALSE | L | Annual | Standard SO2 | lb/MMBtu | 0.09 | 0.09 | 0.09 | 0.09 | 0.09 | 0.09 | 0.09 | 0.09
BART SO2 Annual- Danskammer 4- v6.17 | 152 | 7004 | Rate Constraint in lbs/MMBtu | FALSE | L | Annual | Emissions at Affected Plants SO2 | Thousand Tons | 0 | 0 | 0 | 0 | 0 | 0 | 0 | 0
BART SO2 Annual- Danskammer 4- v6.17 | 152 | 7004 | Rate Constraint in lbs/MMBtu | FALSE | L | Annual | Allowances Purchased SO2 | Thousand Tons | 0 | 0 | 0 | 0 | 0 | 0 | 0 | 0
BART SO2 Annual- Danskammer 4- v6.17 | 152 | 7004 | Rate Constraint in lbs/MMBtu | FALSE | L | Annual | Allowances Sold SO2 | Thousand Tons | 0 | 0 | 0 | 0 | 0 | 0 | 0 | 0
BART SO2 Annual- Danskammer 4- v6.17 | 152 | 7004 | Rate Constraint in lbs/MMBtu | FALSE | L | Annual | Allowances Banked | Thousand Tons | 0 | 0 | 0 | 0 | 0 | 0 | 0 | 0
BART SO2 Annual- Danskammer 4- v6.17 | 152 | 7004 | Rate Constraint in lbs/MMBtu | FALSE | L | Annual | Allowances Withdrawn (1:1) | Thousand Tons | 0 | 0 | 0 | 0 | 0 | 0 | 0 | 0
BART SO2 Annual- Danskammer 4- v6.17 | 152 | 7004 | Rate Constraint in lbs/MMBtu | FALSE | L | Annual | Allowances Withdrawn (n:1) | Thousand Tons | 0 | 0 | 0 | 0 | 0 | 0 | 0 | 0
BART SO2 Annual- Danskammer 4- v6.17 | 152 | 7004 | Rate Constraint in lbs/MMBtu | FALSE | L | Annual | Net Emissions Allowance Position | Thousand Tons | 0 | 0 | 0 | 0 | 0 | 0 | 0 | 0
BART SO2 Annual- Danskammer 4- v6.17 | 152 | 7004 | Rate Constraint in lbs/MMBtu | FALSE | L | Annual | Fuel Consumed | TBtu | 0.3793 | 0.38117 | 0.58119 | 0.97436 | 1.158 | 1.0895 | 0.57496 | 0.57932
BART SO2 Annual- Danskammer 4- v6.17 | 152 | 7004 | Rate Constraint in lbs/MMBtu | FALSE | L | Annual | Rate | lb/MMBtu | 0 | 0 | 0 | 0 | 0 | 0 | 0 | 0
BART SO2 Annual- Danskammer 4- v6.17 | 152 | 7004 | Rate Constraint in lbs/MMBtu | FALSE | L | Annual | Generation | TWh | 0.034472 | 0.034642 | 0.052821 | 0.088554 | 0.10525 | 0.099021 | 0.052255 | 0.052651
BART SO2 Annual- Danskammer 4- v6.17 | 152 | 7004 | Rate Constraint in lbs/MMBtu | FALSE | L | Annual | Qualifying Generation | TWh | 0.034472 | 0.034642 | 0.052821 | 0.088554 | 0.10525 | 0.099021 | 0.052255 | 0.052651
BART SO2 Annual- Danskammer 4- v6.17 | 152 | 7004 | Rate Constraint in lbs/MMBtu | FALSE | L | Annual | Rate | lb/MWh | 0 | 0 | 0 | 0 | 0 | 0 | 0 | 0
BART SO2 Annual- Danskammer 4- v6.17 | 152 | 7004 | Rate Constraint in lbs/MMBtu | FALSE | L | Annual | Constraint Shadow Price | US2016$/Ton | 0 | 0 | 0 | 0 | 0 | 0 | 0 | 0
BART SO2 Annual- Hayden 1- v5.16 | 156 | 6684 | Rate Constraint in lbs/MMBtu | FALSE | L | Annual | Seasons Included | Seasons | Winter, WintShld, Summer | Winter, WintShld, Summer | Winter, WintShld, Summer | Winter, WintShld, Summer | Winter, WintShld, Summer | Winter, WintShld, Summer | Winter, WintShld, Summer | Winter, WintShld, Summer
BART SO2 Annual- Hayden 1- v5.16 | 156 | 6684 | Rate Constraint in lbs/MMBtu | FALSE | L | Annual | Standard SO2 | lb/MMBtu | 0.13 | 0.13 | 0.13 | 0.13 | 0.13 | 0.13 | 0.13 | 0.13
BART SO2 Annual- Hayden 1- v5.16 | 156 | 6684 | Rate Constraint in lbs/MMBtu | FALSE | L | Annual | Emissions at Affected Plants SO2 | Thousand Tons | 0.83426 | 0.85612 | 0.84556 | 0.88028 | 0.80138 | 0.80138 | 0.78197 | 0.80138
BART SO2 Annual- Hayden 1- v5.16 | 156 | 6684 | Rate Constraint in lbs/MMBtu | FALSE | L | Annual | Allowances Purchased SO2 | Thousand Tons | 0 | 0 | 0 | 0 | 0 | 0 | 0 | 0
BART SO2 Annual- Hayden 1- v5.16 | 156 | 6684 | Rate Constraint in lbs/MMBtu | FALSE | L | Annual | Allowances Sold SO2 | Thousand Tons | 0 | 0 | 0 | 0 | 0 | 0 | 0 | 0
BART SO2 Annual- Hayden 1- v5.16 | 156 | 6684 | Rate Constraint in lbs/MMBtu | FALSE | L | Annual | Allowances Banked | Thousand Tons | 0 | 0 | 0 | 0 | 0 | 0 | 0 | 0
BART SO2 Annual- Hayden 1- v5.16 | 156 | 6684 | Rate Constraint in lbs/MMBtu | FALSE | L | Annual | Allowances Withdrawn (1:1) | Thousand Tons | 0 | 0 | 0 | 0 | 0 | 0 | 0 | 0
BART SO2 Annual- Hayden 1- v5.16 | 156 | 6684 | Rate Constraint in lbs/MMBtu | FALSE | L | Annual | Allowances Withdrawn (n:1) | Thousand Tons | 0 | 0 | 0 | 0 | 0 | 0 | 0 | 0
BART SO2 Annual- Hayden 1- v5.16 | 156 | 6684 | Rate Constraint in lbs/MMBtu | FALSE | L | Annual | Net Emissions Allowance Position | Thousand Tons | 0.83426 | 0.85612 | 0.84556 | 0.88028 | 0.80138 | 0.80138 | 0.78197 | 0.80138
BART SO2 Annual- Hayden 1- v5.16 | 156 | 6684 | Rate Constraint in lbs/MMBtu | FALSE | L | Annual | Fuel Consumed | TBtu | 13.5399 | 13.8946 | 13.7234 | 14.2868 | 13.0063 | 13.0063 | 12.6913 | 13.0063
BART SO2 Annual- Hayden 1- v5.16 | 156 | 6684 | Rate Constraint in lbs/MMBtu | FALSE | L | Annual | Rate | lb/MMBtu | 0.12323 | 0.12323 | 0.12323 | 0.12323 | 0.12323 | 0.12323 | 0.12323 | 0.12323
BART SO2 Annual- Hayden 1- v5.16 | 156 | 6684 | Rate Constraint in lbs/MMBtu | FALSE | L | Annual | Generation | TWh | 1.2317 | 1.264 | 1.2752 | 1.3275 | 1.2085 | 1.2085 | 1.1793 | 1.2085
BART SO2 Annual- Hayden 1- v5.16 | 156 | 6684 | Rate Constraint in lbs/MMBtu | FALSE | L | Annual | Qualifying Generation | TWh | 1.2317 | 1.264 | 1.2752 | 1.3275 | 1.2085 | 1.2085 | 1.1793 | 1.2085
BART SO2 Annual- Hayden 1- v5.16 | 156 | 6684 | Rate Constraint in lbs/MMBtu | FALSE | L | Annual | Rate | lb/MWh | 1.3547 | 1.3547 | 1.3262 | 1.3262 | 1.3262 | 1.3262 | 1.3262 | 1.3262
BART SO2 Annual- Hayden 1- v5.16 | 156 | 6684 | Rate Constraint in lbs/MMBtu | FALSE | L | Annual | Constraint Shadow Price | US2016$/Ton | 0 | 0 | 0 | 0 | 0 | 0 | 0 | 0
BART SO2 Annual- Hayden 2- v5.16 | 157 | 6685 | Rate Constraint in lbs/MMBtu | FALSE | L | Annual | Seasons Included | Seasons | Winter, WintShld, Summer | Winter, WintShld, Summer | Winter, WintShld, Summer | Winter, WintShld, Summer | Winter, WintShld, Summer | Winter, WintShld, Summer | Winter, WintShld, Summer | Winter, WintShld, Summer
BART SO2 Annual- Hayden 2- v5.16 | 157 | 6685 | Rate Constraint in lbs/MMBtu | FALSE | L | Annual | Standard SO2 | lb/MMBtu | 0.13 | 0.13 | 0.13 | 0.13 | 0.13 | 0.13 | 0.13 | 0.13
BART SO2 Annual- Hayden 2- v5.16 | 157 | 6685 | Rate Constraint in lbs/MMBtu | FALSE | L | Annual | Emissions at Affected Plants SO2 | Thousand Tons | 1.111 | 1.1588 | 1.1756 | 1.1945 | 1.066 | 1.066 | 1.066 | 1.066
BART SO2 Annual- Hayden 2- v5.16 | 157 | 6685 | Rate Constraint in lbs/MMBtu | FALSE | L | Annual | Allowances Purchased SO2 | Thousand Tons | 0 | 0 | 0 | 0 | 0 | 0 | 0 | 0
BART SO2 Annual- Hayden 2- v5.16 | 157 | 6685 | Rate Constraint in lbs/MMBtu | FALSE | L | Annual | Allowances Sold SO2 | Thousand Tons | 0 | 0 | 0 | 0 | 0 | 0 | 0 | 0
BART SO2 Annual- Hayden 2- v5.16 | 157 | 6685 | Rate Constraint in lbs/MMBtu | FALSE | L | Annual | Allowances Banked | Thousand Tons | 0 | 0 | 0 | 0 | 0 | 0 | 0 | 0
BART SO2 Annual- Hayden 2- v5.16 | 157 | 6685 | Rate Constraint in lbs/MMBtu | FALSE | L | Annual | Allowances Withdrawn (1:1) | Thousand Tons | 0 | 0 | 0 | 0 | 0 | 0 | 0 | 0
BART SO2 Annual- Hayden 2- v5.16 | 157 | 6685 | Rate Constraint in lbs/MMBtu | FALSE | L | Annual | Allowances Withdrawn (n:1) | Thousand Tons | 0 | 0 | 0 | 0 | 0 | 0 | 0 | 0
BART SO2 Annual- Hayden 2- v5.16 | 157 | 6685 | Rate Constraint in lbs/MMBtu | FALSE | L | Annual | Net Emissions Allowance Position | Thousand Tons | 1.111 | 1.1588 | 1.1756 | 1.1945 | 1.066 | 1.066 | 1.066 | 1.066
BART SO2 Annual- Hayden 2- v5.16 | 157 | 6685 | Rate Constraint in lbs/MMBtu | FALSE | L | Annual | Fuel Consumed | TBtu | 18.0309 | 18.8074 | 19.0803 | 19.3859 | 17.3008 | 17.3008 | 17.3008 | 17.3008
BART SO2 Annual- Hayden 2- v5.16 | 157 | 6685 | Rate Constraint in lbs/MMBtu | FALSE | L | Annual | Rate | lb/MMBtu | 0.12323 | 0.12323 | 0.12323 | 0.12323 | 0.12323 | 0.12323 | 0.12323 | 0.12323
BART SO2 Annual- Hayden 2- v5.16 | 157 | 6685 | Rate Constraint in lbs/MMBtu | FALSE | L | Annual | Generation | TWh | 1.6527 | 1.7239 | 1.7828 | 1.8113 | 1.6165 | 1.6165 | 1.6165 | 1.6165
BART SO2 Annual- Hayden 2- v5.16 | 157 | 6685 | Rate Constraint in lbs/MMBtu | FALSE | L | Annual | Qualifying Generation | TWh | 1.6527 | 1.7239 | 1.7828 | 1.8113 | 1.6165 | 1.6165 | 1.6165 | 1.6165
BART SO2 Annual- Hayden 2- v5.16 | 157 | 6685 | Rate Constraint in lbs/MMBtu | FALSE | L | Annual | Rate | lb/MWh | 1.3444 | 1.3444 | 1.3189 | 1.3189 | 1.3189 | 1.3189 | 1.3189 | 1.3189
BART SO2 Annual- Hayden 2- v5.16 | 157 | 6685 | Rate Constraint in lbs/MMBtu | FALSE | L | Annual | Constraint Shadow Price | US2016$/Ton | 0 | 0 | 0 | 0 | 0 | 0 | 0 | 0
BART SO2 Annual- Laramie 1- v6.17 | 158 | 6981 | Rate Constraint in lbs/MMBtu | FALSE | L | Annual | Seasons Included | Seasons | Winter, WintShld, Summer | Winter, WintShld, Summer | Winter, WintShld, Summer | Winter, WintShld, Summer | Winter, WintShld, Summer | Winter, WintShld, Summer | Winter, WintShld, Summer | Winter, WintShld, Summer
BART SO2 Annual- Laramie 1- v6.17 | 158 | 6981 | Rate Constraint in lbs/MMBtu | FALSE | L | Annual | Standard SO2 | lb/MMBtu | 0.12 | 0.12 | 0.12 | 0.12 | 0.12 | 0.12 | 0.12 | 0.12
BART SO2 Annual- Laramie 1- v6.17 | 158 | 6981 | Rate Constraint in lbs/MMBtu | FALSE | L | Annual | Emissions at Affected Plants SO2 | Thousand Tons | 1.2651 | 1.2651 | 1.255 | 1.255 | 2.51 | 2.4856 | 2.5095 | 2.51
BART SO2 Annual- Laramie 1- v6.17 | 158 | 6981 | Rate Constraint in lbs/MMBtu | FALSE | L | Annual | Allowances Purchased SO2 | Thousand Tons | 0 | 0 | 0 | 0 | 0 | 0 | 0 | 0
BART SO2 Annual- Laramie 1- v6.17 | 158 | 6981 | Rate Constraint in lbs/MMBtu | FALSE | L | Annual | Allowances Sold SO2 | Thousand Tons | 0 | 0 | 0 | 0 | 0 | 0 | 0 | 0
BART SO2 Annual- Laramie 1- v6.17 | 158 | 6981 | Rate Constraint in lbs/MMBtu | FALSE | L | Annual | Allowances Banked | Thousand Tons | 0 | 0 | 0 | 0 | 0 | 0 | 0 | 0
BART SO2 Annual- Laramie 1- v6.17 | 158 | 6981 | Rate Constraint in lbs/MMBtu | FALSE | L | Annual | Allowances Withdrawn (1:1) | Thousand Tons | 0 | 0 | 0 | 0 | 0 | 0 | 0 | 0
BART SO2 Annual- Laramie 1- v6.17 | 158 | 6981 | Rate Constraint in lbs/MMBtu | FALSE | L | Annual | Allowances Withdrawn (n:1) | Thousand Tons | 0 | 0 | 0 | 0 | 0 | 0 | 0 | 0
BART SO2 Annual- Laramie 1- v6.17 | 158 | 6981 | Rate Constraint in lbs/MMBtu | FALSE | L | Annual | Net Emissions Allowance Position | Thousand Tons | 1.2651 | 1.2651 | 1.255 | 1.255 | 2.51 | 2.4856 | 2.5095 | 2.51
BART SO2 Annual- Laramie 1- v6.17 | 158 | 6981 | Rate Constraint in lbs/MMBtu | FALSE | L | Annual | Fuel Consumed | TBtu | 42.1706 | 42.1706 | 41.8332 | 41.8332 | 41.8332 | 41.4265 | 41.8256 | 41.8332
BART SO2 Annual- Laramie 1- v6.17 | 158 | 6981 | Rate Constraint in lbs/MMBtu | FALSE | L | Annual | Rate | lb/MMBtu | 0.06 | 0.06 | 0.06 | 0.06 | 0.12 | 0.12 | 0.12 | 0.12
BART SO2 Annual- Laramie 1- v6.17 | 158 | 6981 | Rate Constraint in lbs/MMBtu | FALSE | L | Annual | Generation | TWh | 4.0852 | 4.0852 | 4.0852 | 4.0852 | 4.0852 | 4.0455 | 4.0845 | 4.0852
BART SO2 Annual- Laramie 1- v6.17 | 158 | 6981 | Rate Constraint in lbs/MMBtu | FALSE | L | Annual | Qualifying Generation | TWh | 4.0852 | 4.0852 | 4.0852 | 4.0852 | 4.0852 | 4.0455 | 4.0845 | 4.0852
BART SO2 Annual- Laramie 1- v6.17 | 158 | 6981 | Rate Constraint in lbs/MMBtu | FALSE | L | Annual | Rate | lb/MWh | 0.61936 | 0.61936 | 0.6144 | 0.6144 | 1.2288 | 1.2288 | 1.2288 | 1.2288
BART SO2 Annual- Laramie 1- v6.17 | 158 | 6981 | Rate Constraint in lbs/MMBtu | FALSE | L | Annual | Constraint Shadow Price | US2016$/Ton | 0 | 0 | 0 | 0 | 152.6946 | 659.9577 | 1338.9939 | 1877.241
BART SO2 Annual- Laramie 2- v6.17 | 159 | 6982 | Rate Constraint in lbs/MMBtu | FALSE | L | Annual | Seasons Included | Seasons | Winter, WintShld, Summer | Winter, WintShld, Summer | Winter, WintShld, Summer | Winter, WintShld, Summer | Winter, WintShld, Summer | Winter, WintShld, Summer | Winter, WintShld, Summer | Winter, WintShld, Summer
BART SO2 Annual- Laramie 2- v6.17 | 159 | 6982 | Rate Constraint in lbs/MMBtu | FALSE | L | Annual | Standard SO2 | lb/MMBtu | 0.12 | 0.12 | 0.12 | 0.12 | 0.12 | 0.12 | 0.12 | 0.12
BART SO2 Annual- Laramie 2- v6.17 | 159 | 6982 | Rate Constraint in lbs/MMBtu | FALSE | L | Annual | Emissions at Affected Plants SO2 | Thousand Tons | 1.2632 | 1.2632 | 1.2531 | 1.2531 | 2.5061 | 2.5061 | 2.5061 | 2.5061
BART SO2 Annual- Laramie 2- v6.17 | 159 | 6982 | Rate Constraint in lbs/MMBtu | FALSE | L | Annual | Allowances Purchased SO2 | Thousand Tons | 0 | 0 | 0 | 0 | 0 | 0 | 0 | 0
BART SO2 Annual- Laramie 2- v6.17 | 159 | 6982 | Rate Constraint in lbs/MMBtu | FALSE | L | Annual | Allowances Sold SO2 | Thousand Tons | 0 | 0 | 0 | 0 | 0 | 0 | 0 | 0
BART SO2 Annual- Laramie 2- v6.17 | 159 | 6982 | Rate Constraint in lbs/MMBtu | FALSE | L | Annual | Allowances Banked | Thousand Tons | 0 | 0 | 0 | 0 | 0 | 0 | 0 | 0
BART SO2 Annual- Laramie 2- v6.17 | 159 | 6982 | Rate Constraint in lbs/MMBtu | FALSE | L | Annual | Allowances Withdrawn (1:1) | Thousand Tons | 0 | 0 | 0 | 0 | 0 | 0 | 0 | 0
BART SO2 Annual- Laramie 2- v6.17 | 159 | 6982 | Rate Constraint in lbs/MMBtu | FALSE | L | Annual | Allowances Withdrawn (n:1) | Thousand Tons | 0 | 0 | 0 | 0 | 0 | 0 | 0 | 0
BART SO2 Annual- Laramie 2- v6.17 | 159 | 6982 | Rate Constraint in lbs/MMBtu | FALSE | L | Annual | Net Emissions Allowance Position | Thousand Tons | 1.2632 | 1.2632 | 1.2531 | 1.2531 | 2.5061 | 2.5061 | 2.5061 | 2.5061
BART SO2 Annual- Laramie 2- v6.17 | 159 | 6982 | Rate Constraint in lbs/MMBtu | FALSE | L | Annual | Fuel Consumed | TBtu | 42.1056 | 42.1056 | 41.7688 | 41.7688 | 41.7688 | 41.7688 | 41.7688 | 41.7688
BART SO2 Annual- Laramie 2- v6.17 | 159 | 6982 | Rate Constraint in lbs/MMBtu | FALSE | L | Annual | Rate | lb/MMBtu | 0.06 | 0.06 | 0.06 | 0.06 | 0.12 | 0.12 | 0.12 | 0.12
BART SO2 Annual- Laramie 2- v6.17 | 159 | 6982 | Rate Constraint in lbs/MMBtu | FALSE | L | Annual | Generation | TWh | 4.1084 | 4.1084 | 4.1084 | 4.1084 | 4.1084 | 4.1084 | 4.1084 | 4.1084
BART SO2 Annual- Laramie 2- v6.17 | 159 | 6982 | Rate Constraint in lbs/MMBtu | FALSE | L | Annual | Qualifying Generation | TWh | 4.1084 | 4.1084 | 4.1084 | 4.1084 | 4.1084 | 4.1084 | 4.1084 | 4.1084
BART SO2 Annual- Laramie 2- v6.17 | 159 | 6982 | Rate Constraint in lbs/MMBtu | FALSE | L | Annual | Rate | lb/MWh | 0.61493 | 0.61493 | 0.61001 | 0.61001 | 1.22 | 1.22 | 1.22 | 1.22
BART SO2 Annual- Laramie 2- v6.17 | 159 | 6982 | Rate Constraint in lbs/MMBtu | FALSE | L | Annual | Constraint Shadow Price | US2016$/Ton | 0 | 0 | 0 | 0 | 152.6946 | 659.9577 | 1338.9939 | 1877.241
BART SO2 Annual- Martin Drake 6- v5.16 | 160 | 6687 | Rate Constraint in lbs/MMBtu | FALSE | L | Annual | Seasons Included | Seasons | Winter, WintShld, Summer | Winter, WintShld, Summer | Winter, WintShld, Summer | Winter, WintShld, Summer | Winter, WintShld, Summer | Winter, WintShld, Summer | Winter, WintShld, Summer | Winter, WintShld, Summer
BART SO2 Annual- Martin Drake 6- v5.16 | 160 | 6687 | Rate Constraint in lbs/MMBtu | FALSE | L | Annual | Standard SO2 | lb/MMBtu | 0.13 | 0.13 | 0.13 | 0.13 | 0.13 | 0.13 | 0.13 | 0.13
BART SO2 Annual- Martin Drake 6- v5.16 | 160 | 6687 | Rate Constraint in lbs/MMBtu | FALSE | L | Annual | Emissions at Affected Plants SO2 | Thousand Tons | 0.2362 | 0.26091 | 0.25256 | 0.25256 | 0.16984 | 0.22253 | 0.22253 | 0.22253
BART SO2 Annual- Martin Drake 6- v5.16 | 160 | 6687 | Rate Constraint in lbs/MMBtu | FALSE | L | Annual | Allowances Purchased SO2 | Thousand Tons | 0 | 0 | 0 | 0 | 0 | 0 | 0 | 0
BART SO2 Annual- Martin Drake 6- v5.16 | 160 | 6687 | Rate Constraint in lbs/MMBtu | FALSE | L | Annual | Allowances Sold SO2 | Thousand Tons | 0 | 0 | 0 | 0 | 0 | 0 | 0 | 0
BART SO2 Annual- Martin Drake 6- v5.16 | 160 | 6687 | Rate Constraint in lbs/MMBtu | FALSE | L | Annual | Allowances Banked | Thousand Tons | 0 | 0 | 0 | 0 | 0 | 0 | 0 | 0
BART SO2 Annual- Martin Drake 6- v5.16 | 160 | 6687 | Rate Constraint in lbs/MMBtu | FALSE | L | Annual | Allowances Withdrawn (1:1) | Thousand Tons | 0 | 0 | 0 | 0 | 0 | 0 | 0 | 0
BART SO2 Annual- Martin Drake 6- v5.16 | 160 | 6687 | Rate Constraint in lbs/MMBtu | FALSE | L | Annual | Allowances Withdrawn (n:1) | Thousand Tons | 0 | 0 | 0 | 0 | 0 | 0 | 0 | 0
BART SO2 Annual- Martin Drake 6- v5.16 | 160 | 6687 | Rate Constraint in lbs/MMBtu | FALSE | L | Annual | Net Emissions Allowance Position | Thousand Tons | 0.2362 | 0.26091 | 0.25256 | 0.25256 | 0.16984 | 0.22253 | 0.22253 | 0.22253
BART SO2 Annual- Martin Drake 6- v5.16 | 160 | 6687 | Rate Constraint in lbs/MMBtu | FALSE | L | Annual | Fuel Consumed | TBtu | 6.2004 | 6.8488 | 6.6296 | 6.6296 | 4.4582 | 5.8413 | 5.8413 | 5.8413
BART SO2 Annual- Martin Drake 6- v5.16 | 160 | 6687 | Rate Constraint in lbs/MMBtu | FALSE | L | Annual | Rate | lb/MMBtu | 0.07619 | 0.07619 | 0.07619 | 0.07619 | 0.07619 | 0.07619 | 0.07619 | 0.07619
BART SO2 Annual- Martin Drake 6- v5.16 | 160 | 6687 | Rate Constraint in lbs/MMBtu | FALSE | L | Annual | Generation | TWh | 0.52193 | 0.57651 | 0.57651 | 0.57651 | 0.38768 | 0.50796 | 0.50796 | 0.50796
BART SO2 Annual- Martin Drake 6- v5.16 | 160 | 6687 | Rate Constraint in lbs/MMBtu | FALSE | L | Annual | Qualifying Generation | TWh | 0.52193 | 0.57651 | 0.57651 | 0.57651 | 0.38768 | 0.50796 | 0.50796 | 0.50796
BART SO2 Annual- Martin Drake 6- v5.16 | 160 | 6687 | Rate Constraint in lbs/MMBtu | FALSE | L | Annual | Rate | lb/MWh | 0.90512 | 0.90512 | 0.87616 | 0.87616 | 0.87616 | 0.87616 | 0.87616 | 0.87616
BART SO2 Annual- Martin Drake 6- v5.16 | 160 | 6687 | Rate Constraint in lbs/MMBtu | FALSE | L | Annual | Constraint Shadow Price | US2016$/Ton | 0 | 0 | 0 | 0 | 0 | 0 | 0 | 0
BART SO2 Annual- Martin Drake 7- v5.16 | 161 | 6688 | Rate Constraint in lbs/MMBtu | FALSE | L | Annual | Seasons Included | Seasons | Winter, WintShld, Summer | Winter, WintShld, Summer | Winter, WintShld, Summer | Winter, WintShld, Summer | Winter, WintShld, Summer | Winter, WintShld, Summer | Winter, WintShld, Summer | Winter, WintShld, Summer
BART SO2 Annual- Martin Drake 7- v5.16 | 161 | 6688 | Rate Constraint in lbs/MMBtu | FALSE | L | Annual | Standard SO2 | lb/MMBtu | 0.13 | 0.13 | 0.13 | 0.13 | 0.13 | 0.13 | 0.13 | 0.13
BART SO2 Annual- Martin Drake 7- v5.16 | 161 | 6688 | Rate Constraint in lbs/MMBtu | FALSE | L | Annual | Emissions at Affected Plants SO2 | Thousand Tons | 0.40866 | 0.43827 | 0.42425 | 0.42425 | 0.36821 | 0.36821 | 0.36821 | 0.40496
BART SO2 Annual- Martin Drake 7- v5.16 | 161 | 6688 | Rate Constraint in lbs/MMBtu | FALSE | L | Annual | Allowances Purchased SO2 | Thousand Tons | 0 | 0 | 0 | 0 | 0 | 0 | 0 | 0
BART SO2 Annual- Martin Drake 7- v5.16 | 161 | 6688 | Rate Constraint in lbs/MMBtu | FALSE | L | Annual | Allowances Sold SO2 | Thousand Tons | 0 | 0 | 0 | 0 | 0 | 0 | 0 | 0
BART SO2 Annual- Martin Drake 7- v5.16 | 161 | 6688 | Rate Constraint in lbs/MMBtu | FALSE | L | Annual | Allowances Banked | Thousand Tons | 0 | 0 | 0 | 0 | 0 | 0 | 0 | 0
BART SO2 Annual- Martin Drake 7- v5.16 | 161 | 6688 | Rate Constraint in lbs/MMBtu | FALSE | L | Annual | Allowances Withdrawn (1:1) | Thousand Tons | 0 | 0 | 0 | 0 | 0 | 0 | 0 | 0
BART SO2 Annual- Martin Drake 7- v5.16 | 161 | 6688 | Rate Constraint in lbs/MMBtu | FALSE | L | Annual | Allowances Withdrawn (n:1) | Thousand Tons | 0 | 0 | 0 | 0 | 0 | 0 | 0 | 0
BART SO2 Annual- Martin Drake 7- v5.16 | 161 | 6688 | Rate Constraint in lbs/MMBtu | FALSE | L | Annual | Net Emissions Allowance Position | Thousand Tons | 0.40866 | 0.43827 | 0.42425 | 0.42425 | 0.36821 | 0.36821 | 0.36821 | 0.40496
BART SO2 Annual- Martin Drake 7- v5.16 | 161 | 6688 | Rate Constraint in lbs/MMBtu | FALSE | L | Annual | Fuel Consumed | TBtu | 10.7273 | 11.5047 | 11.1365 | 11.1365 | 9.6656 | 9.6656 | 9.6656 | 10.6301
BART SO2 Annual- Martin Drake 7- v5.16 | 161 | 6688 | Rate Constraint in lbs/MMBtu | FALSE | L | Annual | Rate | lb/MMBtu | 0.07619 | 0.07619 | 0.07619 | 0.07619 | 0.07619 | 0.07619 | 0.07619 | 0.07619
BART SO2 Annual- Martin Drake 7- v5.16 | 161 | 6688 | Rate Constraint in lbs/MMBtu | FALSE | L | Annual | Generation | TWh | 0.90588 | 0.97152 | 0.97152 | 0.97152 | 0.8432 | 0.8432 | 0.8432 | 0.92734
BART SO2 Annual- Martin Drake 7- v5.16 | 161 | 6688 | Rate Constraint in lbs/MMBtu | FALSE | L | Annual | Qualifying Generation | TWh | 0.90588 | 0.97152 | 0.97152 | 0.97152 | 0.8432 | 0.8432 | 0.8432 | 0.92734
BART SO2 Annual- Martin Drake 7- v5.16 | 161 | 6688 | Rate Constraint in lbs/MMBtu | FALSE | L | Annual | Rate | lb/MWh | 0.90224 | 0.90224 | 0.87337 | 0.87337 | 0.87337 | 0.87337 | 0.87337 | 0.87337
BART SO2 Annual- Martin Drake 7- v5.16 | 161 | 6688 | Rate Constraint in lbs/MMBtu | FALSE | L | Annual | Constraint Shadow Price | US2016$/Ton | 0 | 0 | 0 | 0 | 0 | 0 | 0 | 0
BART SO2 Annual- Nebraska City- v6.17 | 162 | 6978 | Rate Constraint in lbs/MMBtu | FALSE | L | Annual | Seasons Included | Seasons | Winter, WintShld, Summer | Winter, WintShld, Summer | Winter, WintShld, Summer | Winter, WintShld, Summer | Winter, WintShld, Summer | Winter, WintShld, Summer | Winter, WintShld, Summer | Winter, WintShld, Summer
BART SO2 Annual- Nebraska City- v6.17 | 162 | 6978 | Rate Constraint in lbs/MMBtu | FALSE | L | Annual | Standard SO2 | lb/MMBtu | 1.2 | 1.2 | 1.2 | 1.2 | 1.2 | 1.2 | 1.2 | 1.2
BART SO2 Annual- Nebraska City- v6.17 | 162 | 6978 | Rate Constraint in lbs/MMBtu | FALSE | L | Annual | Emissions at Affected Plants SO2 | Thousand Tons | 1.8458 | 1.8458 | 1.8458 | 1.8458 | 1.8458 | 1.8458 | 1.8458 | 1.8458
BART SO2 Annual- Nebraska City- v6.17 | 162 | 6978 | Rate Constraint in lbs/MMBtu | FALSE | L | Annual | Allowances Purchased SO2 | Thousand Tons | 0 | 0 | 0 | 0 | 0 | 0 | 0 | 0
BART SO2 Annual- Nebraska City- v6.17 | 162 | 6978 | Rate Constraint in lbs/MMBtu | FALSE | L | Annual | Allowances Sold SO2 | Thousand Tons | 0 | 0 | 0 | 0 | 0 | 0 | 0 | 0
BART SO2 Annual- Nebraska City- v6.17 | 162 | 6978 | Rate Constraint in lbs/MMBtu | FALSE | L | Annual | Allowances Banked | Thousand Tons | 0 | 0 | 0 | 0 | 0 | 0 | 0 | 0
BART SO2 Annual- Nebraska City- v6.17 | 162 | 6978 | Rate Constraint in lbs/MMBtu | FALSE | L | Annual | Allowances Withdrawn (1:1) | Thousand Tons | 0 | 0 | 0 | 0 | 0 | 0 | 0 | 0
BART SO2 Annual- Nebraska City- v6.17 | 162 | 6978 | Rate Constraint in lbs/MMBtu | FALSE | L | Annual | Allowances Withdrawn (n:1) | Thousand Tons | 0 | 0 | 0 | 0 | 0 | 0 | 0 | 0
BART SO2 Annual- Nebraska City- v6.17 | 162 | 6978 | Rate Constraint in lbs/MMBtu | FALSE | L | Annual | Net Emissions Allowance Position | Thousand Tons | 1.8458 | 1.8458 | 1.8458 | 1.8458 | 1.8458 | 1.8458 | 1.8458 | 1.8458
BART SO2 Annual- Nebraska City- v6.17 | 162 | 6978 | Rate Constraint in lbs/MMBtu | FALSE | L | Annual | Fuel Consumed | TBtu | 46.1453 | 46.1453 | 46.1453 | 46.1453 | 46.1453 | 46.1453 | 46.1453 | 46.1453
BART SO2 Annual- Nebraska City- v6.17 | 162 | 6978 | Rate Constraint in lbs/MMBtu | FALSE | L | Annual | Rate | lb/MMBtu | 0.08 | 0.08 | 0.08 | 0.08 | 0.08 | 0.08 | 0.08 | 0.08
BART SO2 Annual- Nebraska City- v6.17 | 162 | 6978 | Rate Constraint in lbs/MMBtu | FALSE | L | Annual | Generation | TWh | 4.6632 | 4.6632 | 4.6632 | 4.6632 | 4.6632 | 4.6632 | 4.6632 | 4.6632
BART SO2 Annual- Nebraska City- v6.17 | 162 | 6978 | Rate Constraint in lbs/MMBtu | FALSE | L | Annual | Qualifying Generation | TWh | 4.6632 | 4.6632 | 4.6632 | 4.6632 | 4.6632 | 4.6632 | 4.6632 | 4.6632
BART SO2 Annual- Nebraska City- v6.17 | 162 | 6978 | Rate Constraint in lbs/MMBtu | FALSE | L | Annual | Rate | lb/MWh | 0.79164 | 0.79164 | 0.79164 | 0.79164 | 0.79164 | 0.79164 | 0.79164 | 0.79164
BART SO2 Annual- Nebraska City- v6.17 | 162 | 6978 | Rate Constraint in lbs/MMBtu | FALSE | L | Annual | Constraint Shadow Price | US2016$/Ton | 0 | 0 | 0 | 0 | 0 | 0 | 0 | 0
BART SO2 Annual- Oswego Harbor 5- v5.16 | 163 | 6672 | Rate Constraint in lbs/MMBtu | FALSE | L | Annual | Seasons Included | Seasons | Winter, WintShld, Summer | Winter, WintShld, Summer | Winter, WintShld, Summer | Winter, WintShld, Summer | Winter, WintShld, Summer | Winter, WintShld, Summer | Winter, WintShld, Summer | Winter, WintShld, Summer
BART SO2 Annual- Oswego Harbor 5- v5.16 | 163 | 6672 | Rate Constraint in lbs/MMBtu | FALSE | L | Annual | Standard SO2 | lb/MMBtu | 0.8 | 0.8 | 0.8 | 0.8 | 0.8 | 0.8 | 0.8 | 0.8
BART SO2 Annual- Oswego Harbor 5- v5.16 | 163 | 6672 | Rate Constraint in lbs/MMBtu | FALSE | L | Annual | Emissions at Affected Plants SO2 | Thousand Tons | 0 | 0 | 0 | 0 | 0 | 0 | 0 | 0
BART SO2 Annual- Oswego Harbor 5- v5.16 | 163 | 6672 | Rate Constraint in lbs/MMBtu | FALSE | L | Annual | Allowances Purchased SO2 | Thousand Tons | 0 | 0 | 0 | 0 | 0 | 0 | 0 | 0
BART SO2 Annual- Oswego Harbor 5- v5.16 | 163 | 6672 | Rate Constraint in lbs/MMBtu | FALSE | L | Annual | Allowances Sold SO2 | Thousand Tons | 0 | 0 | 0 | 0 | 0 | 0 | 0 | 0
BART SO2 Annual- Oswego Harbor 5- v5.16 | 163 | 6672 | Rate Constraint in lbs/MMBtu | FALSE | L | Annual | Allowances Banked | Thousand Tons | 0 | 0 | 0 | 0 | 0 | 0 | 0 | 0
BART SO2 Annual- Oswego Harbor 5- v5.16 | 163 | 6672 | Rate Constraint in lbs/MMBtu | FALSE | L | Annual | Allowances Withdrawn (1:1) | Thousand Tons | 0 | 0 | 0 | 0 | 0 | 0 | 0 | 0
BART SO2 Annual- Oswego Harbor 5- v5.16 | 163 | 6672 | Rate Constraint in lbs/MMBtu | FALSE | L | Annual | Allowances Withdrawn (n:1) | Thousand Tons | 0 | 0 | 0 | 0 | 0 | 0 | 0 | 0
BART SO2 Annual- Oswego Harbor 5- v5.16 | 163 | 6672 | Rate Constraint in lbs/MMBtu | FALSE | L | Annual | Net Emissions Allowance Position | Thousand Tons | 0 | 0 | 0 | 0 | 0 | 0 | 0 | 0
BART SO2 Annual- Oswego Harbor 5- v5.16 | 163 | 6672 | Rate Constraint in lbs/MMBtu | FALSE | L | Annual | Fuel Consumed | TBtu | 0 | 0 | 0 | 0 | 0 | 0 | 0 | 0
BART SO2 Annual- Oswego Harbor 5- v5.16 | 163 | 6672 | Rate Constraint in lbs/MMBtu | FALSE | L | Annual | Rate | lb/MMBtu | 0 | 0 | 0 | 0 | 0 | 0 | 0 | 0
BART SO2 Annual- Oswego Harbor 5- v5.16 | 163 | 6672 | Rate Constraint in lbs/MMBtu | FALSE | L | Annual | Generation | TWh | 0 | 0 | 0 | 0 | 0 | 0 | 0 | 0
BART SO2 Annual- Oswego Harbor 5- v5.16 | 163 | 6672 | Rate Constraint in lbs/MMBtu | FALSE | L | Annual | Qualifying Generation | TWh | 0 | 0 | 0 | 0 | 0 | 0 | 0 | 0
BART SO2 Annual- Oswego Harbor 5- v5.16 | 163 | 6672 | Rate Constraint in lbs/MMBtu | FALSE | L | Annual | Rate | lb/MWh | 0 | 0 | 0 | 0 | 0 | 0 | 0 | 0
BART SO2 Annual- Oswego Harbor 5- v5.16 | 163 | 6672 | Rate Constraint in lbs/MMBtu | FALSE | L | Annual | Constraint Shadow Price | US2016$/Ton | 0 | 0 | 0 | 0 | 0 | 0 | 0 | 0
BART SO2 Annual- Oswego Harbor 6- v6.17 | 164 | 6986 | Rate Constraint in lbs/MMBtu | FALSE | L | Annual | Seasons Included | Seasons | Winter, WintShld, Summer | Winter, WintShld, Summer | Winter, WintShld, Summer | Winter, WintShld, Summer | Winter, WintShld, Summer | Winter, WintShld, Summer | Winter, WintShld, Summer | Winter, WintShld, Summer
BART SO2 Annual- Oswego Harbor 6- v6.17 | 164 | 6986 | Rate Constraint in lbs/MMBtu | FALSE | L | Annual | Standard SO2 | lb/MMBtu | 0.8 | 0.8 | 0.8 | 0.8 | 0.8 | 0.8 | 0.8 | 0.8
BART SO2 Annual- Oswego Harbor 6- v6.17 | 164 | 6986 | Rate Constraint in lbs/MMBtu | FALSE | L | Annual | Emissions at Affected Plants SO2 | Thousand Tons | 0 | 0 | 0 | 0 | 0 | 0 | 0 | 0
BART SO2 Annual- Oswego Harbor 6- v6.17 | 164 | 6986 | Rate Constraint in lbs/MMBtu | FALSE | L | Annual | Allowances Purchased SO2 | Thousand Tons | 0 | 0 | 0 | 0 | 0 | 0 | 0 | 0
BART SO2 Annual- Oswego Harbor 6- v6.17 | 164 | 6986 | Rate Constraint in lbs/MMBtu | FALSE | L | Annual | Allowances Sold SO2 | Thousand Tons | 0 | 0 | 0 | 0 | 0 | 0 | 0 | 0
BART SO2 Annual- Oswego Harbor 6- v6.17 | 164 | 6986 | Rate Constraint in lbs/MMBtu | FALSE | L | Annual | Allowances Banked | Thousand Tons | 0 | 0 | 0 | 0 | 0 | 0 | 0 | 0
BART SO2 Annual- Oswego Harbor 6- v6.17 | 164 | 6986 | Rate Constraint in lbs/MMBtu | FALSE | L | Annual | Allowances Withdrawn (1:1) | Thousand Tons | 0 | 0 | 0 | 0 | 0 | 0 | 0 | 0
BART SO2 Annual- Oswego Harbor 6- v6.17 | 164 | 6986 | Rate Constraint in lbs/MMBtu | FALSE | L | Annual | Allowances Withdrawn (n:1) | Thousand Tons | 0 | 0 | 0 | 0 | 0 | 0 | 0 | 0
BART SO2 Annual- Oswego Harbor 6- v6.17 | 164 | 6986 | Rate Constraint in lbs/MMBtu | FALSE | L | Annual | Net Emissions Allowance Position | Thousand Tons | 0 | 0 | 0 | 0 | 0 | 0 | 0 | 0
BART SO2 Annual- Oswego Harbor 6- v6.17 | 164 | 6986 | Rate Constraint in lbs/MMBtu | FALSE | L | Annual | Fuel Consumed | TBtu | 1.5105 | 2.0495 | 2.9592 | 4.5873 | 1.8189 | 0.74563 | 0.29014 | 0.31345
BART SO2 Annual- Oswego Harbor 6- v6.17 | 164 | 6986 | Rate Constraint in lbs/MMBtu | FALSE | L | Annual | Rate | lb/MMBtu | 0 | 0 | 0 | 0 | 0 | 0 | 0 | 0
BART SO2 Annual- Oswego Harbor 6- v6.17 | 164 | 6986 | Rate Constraint in lbs/MMBtu | FALSE | L | Annual | Generation | TWh | 0.12581 | 0.17071 | 0.24647 | 0.38208 | 0.1515 | 0.062104 | 0.024167 | 0.026107
BART SO2 Annual- Oswego Harbor 6- v6.17 | 164 | 6986 | Rate Constraint in lbs/MMBtu | FALSE | L | Annual | Qualifying Generation | TWh | 0.12581 | 0.17071 | 0.24647 | 0.38208 | 0.1515 | 0.062104 | 0.024167 | 0.026107
BART SO2 Annual- Oswego Harbor 6- v6.17 | 164 | 6986 | Rate Constraint in lbs/MMBtu | FALSE | L | Annual | Rate | lb/MWh | 0 | 0 | 0 | 0 | 0 | 0 | 0 | 0
BART SO2 Annual- Oswego Harbor 6- v6.17 | 164 | 6986 | Rate Constraint in lbs/MMBtu | FALSE | L | Annual | Constraint Shadow Price | US2016$/Ton | 0 | 0 | 0 | 0 | 0 | 0 | 0 | 0
BART SO2 Annual Rate-Seminole 1&2 -v5.13 | 165 | 6313 | Rate Constraint in lbs/MMBtu | FALSE | L | Annual | Seasons Included | Seasons | Winter, WintShld, Summer | Winter, WintShld, Summer | Winter, WintShld, Summer | Winter, WintShld, Summer | Winter, WintShld, Summer | Winter, WintShld, Summer | Winter, WintShld, Summer | Winter, WintShld, Summer
BART SO2 Annual Rate-Seminole 1&2 -v5.13 | 165 | 6313 | Rate Constraint in lbs/MMBtu | FALSE | L | Annual | Standard SO2 | lb/MMBtu | 0.25 | 0.25 | 0.25 | 0.25 | 0.25 | 0.25 | 0.25 | 0.25
BART SO2 Annual Rate-Seminole 1&2 -v5.13 | 165 | 6313 | Rate Constraint in lbs/MMBtu | FALSE | L | Annual | Emissions at Affected Plants SO2 | Thousand Tons | 3.8267 | 3.8267 | 3.796 | 4.4791 | 4.6089 | 6.0694 | 7.1955 | 7.1803
BART SO2 Annual Rate-Seminole 1&2 -v5.13 | 165 | 6313 | Rate Constraint in lbs/MMBtu | FALSE | L | Annual | Allowances Purchased SO2 | Thousand Tons | 0 | 0 | 0 | 0 | 0 | 0 | 0 | 0
BART SO2 Annual Rate-Seminole 1&2 -v5.13 | 165 | 6313 | Rate Constraint in lbs/MMBtu | FALSE | L | Annual | Allowances Sold SO2 | Thousand Tons | 0 | 0 | 0 | 0 | 0 | 0 | 0 | 0
BART SO2 Annual Rate-Seminole 1&2 -v5.13 | 165 | 6313 | Rate Constraint in lbs/MMBtu | FALSE | L | Annual | Allowances Banked | Thousand Tons | 0 | 0 | 0 | 0 | 0 | 0 | 0 | 0
BART SO2 Annual Rate-Seminole 1&2 -v5.13 | 165 | 6313 | Rate Constraint in lbs/MMBtu | FALSE | L | Annual | Allowances Withdrawn (1:1) | Thousand Tons | 0 | 0 | 0 | 0 | 0 | 0 | 0 | 0
BART SO2 Annual Rate-Seminole 1&2 -v5.13 | 165 | 6313 | Rate Constraint in lbs/MMBtu | FALSE | L | Annual | Allowances Withdrawn (n:1) | Thousand Tons | 0 | 0 | 0 | 0 | 0 | 0 | 0 | 0
BART SO2 Annual Rate-Seminole 1&2 -v5.13 | 165 | 6313 | Rate Constraint in lbs/MMBtu | FALSE | L | Annual | Net Emissions Allowance Position | Thousand Tons | 3.8267 | 3.8267 | 3.796 | 4.4791 | 4.6089 | 6.0694 | 7.1955 | 7.1803
BART SO2 Annual Rate-Seminole 1&2 -v5.13 | 165 | 6313 | Rate Constraint in lbs/MMBtu | FALSE | L | Annual | Fuel Consumed | TBtu | 30.6133 | 30.6133 | 30.3684 | 35.8328 | 40.957 | 53.9357 | 57.5638 | 57.4427
BART SO2 Annual Rate-Seminole 1&2 -v5.13 | 165 | 6313 | Rate Constraint in lbs/MMBtu | FALSE | L | Annual | Rate | lb/MMBtu | 0.25 | 0.25 | 0.25 | 0.25 | 0.22506 | 0.22506 | 0.25 | 0.25
BART SO2 Annual Rate-Seminole 1&2 -v5.13 | 165 | 6313 | Rate Constraint in lbs/MMBtu | FALSE | L | Annual | Generation | TWh | 3.069 | 3.069 | 3.069 | 3.6212 | 4.1391 | 5.4507 | 5.8173 | 5.8051
BART SO2 Annual Rate-Seminole 1&2 -v5.13 | 165 | 6313 | Rate Constraint in lbs/MMBtu | FALSE | L | Annual | Qualifying Generation | TWh | 3.069 | 3.069 | 3.069 | 3.6212 | 4.1391 | 5.4507 | 5.8173 | 5.8051
BART SO2 Annual Rate-Seminole 1&2 -v5.13 | 165 | 6313 | Rate Constraint in lbs/MMBtu | FALSE | L | Annual | Rate | lb/MWh | 2.4937 | 2.4937 | 2.4738 | 2.4738 | 2.227 | 2.227 | 2.4738 | 2.4738
BART SO2 Annual Rate-Seminole 1&2 -v5.13 | 165 | 6313 | Rate Constraint in lbs/MMBtu | FALSE | L | Annual | Constraint Shadow Price | US2016$/Ton | 31.858 | 68.534 | 68.0669 | 27.1564 | 0 | 0 | 13.5489 | 13.4815
BART SO2 Annual- Roseton 1- v5.16 | 166 | 6678 | Rate Constraint in lbs/MMBtu | FALSE | L | Annual | Seasons Included | Seasons | Winter, WintShld, Summer | Winter, WintShld, Summer | Winter, WintShld, Summer | Winter, WintShld, Summer | Winter, WintShld, Summer | Winter, WintShld, Summer | Winter, WintShld, Summer | Winter, WintShld, Summer
BART SO2 Annual- Roseton 1- v5.16 | 166 | 6678 | Rate Constraint in lbs/MMBtu | FALSE | L | Annual | Standard SO2 | lb/MMBtu | 0.55 | 0.55 | 0.55 | 0.55 | 0.55 | 0.55 | 0.55 | 0.55
BART SO2 Annual- Roseton 1- v5.16 | 166 | 6678 | Rate Constraint in lbs/MMBtu | FALSE | L | Annual | Emissions at Affected Plants SO2 | Thousand Tons | 0 | 0 | 0 | 0 | 0 | 0 | 0 | 0
BART SO2 Annual- Roseton 1- v5.16 | 166 | 6678 | Rate Constraint in lbs/MMBtu | FALSE | L | Annual | Allowances Purchased SO2 | Thousand Tons | 0 | 0 | 0 | 0 | 0 | 0 | 0 | 0
BART SO2 Annual- Roseton 1- v5.16 | 166 | 6678 | Rate Constraint in lbs/MMBtu | FALSE | L | Annual | Allowances Sold SO2 | Thousand Tons | 0 | 0 | 0 | 0 | 0 | 0 | 0 | 0
BART SO2 Annual- Roseton 1- v5.16 | 166 | 6678 | Rate Constraint in lbs/MMBtu | FALSE | L | Annual | Allowances Banked | Thousand Tons | 0 | 0 | 0 | 0 | 0 | 0 | 0 | 0
BART SO2 Annual- Roseton 1- v5.16 | 166 | 6678 | Rate Constraint in lbs/MMBtu | FALSE | L | Annual | Allowances Withdrawn (1:1) | Thousand Tons | 0 | 0 | 0 | 0 | 0 | 0 | 0 | 0
BART SO2 Annual- Roseton 1- v5.16 | 166 | 6678 | Rate Constraint in lbs/MMBtu | FALSE | L | Annual | Allowances Withdrawn (n:1) | Thousand Tons | 0 | 0 | 0 | 0 | 0 | 0 | 0 | 0
BART SO2 Annual- Roseton 1- v5.16 | 166 | 6678 | Rate Constraint in lbs/MMBtu | FALSE | L | Annual | Net Emissions Allowance Position | Thousand Tons | 0 | 0 | 0 | 0 | 0 | 0 | 0 | 0
BART SO2 Annual- Roseton 1- v5.16 | 166 | 6678 | Rate Constraint in lbs/MMBtu | FALSE | L | Annual | Fuel Consumed | TBtu | 1.0161 | 1.0161 | 1.0161 | 1.1219 | 1.1809 | 1.0161 | 1.0161 | 1.0161
BART SO2 Annual- Roseton 1- v5.16 | 166 | 6678 | Rate Constraint in lbs/MMBtu | FALSE | L | Annual | Rate | lb/MMBtu | 0 | 0 | 0 | 0 | 0 | 0 | 0 | 0
BART SO2 Annual- Roseton 1- v5.16 | 166 | 6678 | Rate Constraint in lbs/MMBtu | FALSE | L | Annual | Generation | TWh | 0.08914 | 0.08914 | 0.08914 | 0.09842 | 0.1036 | 0.08914 | 0.08914 | 0.08914
BART SO2 Annual- Roseton 1- v5.16 | 166 | 6678 | Rate Constraint in lbs/MMBtu | FALSE | L | Annual | Qualifying Generation | TWh | 0.08914 | 0.08914 | 0.08914 | 0.09842 | 0.1036 | 0.08914 | 0.08914 | 0.08914
BART SO2 Annual- Roseton 1- v5.16 | 166 | 6678 | Rate Constraint in lbs/MMBtu | FALSE | L | Annual | Rate | lb/MWh | 0 | 0 | 0 | 0 | 0 | 0 | 0 | 0
BART SO2 Annual- Roseton 1- v5.16 | 166 | 6678 | Rate Constraint in lbs/MMBtu | FALSE | L | Annual | Constraint Shadow Price | US2016$/Ton | 0 | 0 | 0 | 0 | 0 | 0 | 0 | 0
BART SO2 Annual- Roseton 2- v5.16 | 167 | 6679 | Rate Constraint in lbs/MMBtu | FALSE | L | Annual | Seasons Included | Seasons | Winter, WintShld, Summer | Winter, WintShld, Summer | Winter, WintShld, Summer | Winter, WintShld, Summer | Winter, WintShld, Summer | Winter, WintShld, Summer | Winter, WintShld, Summer | Winter, WintShld, Summer
BART SO2 Annual- Roseton 2- v5.16 | 167 | 6679 | Rate Constraint in lbs/MMBtu | FALSE | L | Annual | Standard SO2 | lb/MMBtu | 0.55 | 0.55 | 0.55 | 0.55 | 0.55 | 0.55 | 0.55 | 0.55
BART SO2 Annual- Roseton 2- v5.16 | 167 | 6679 | Rate Constraint in lbs/MMBtu | FALSE | L | Annual | Emissions at Affected Plants SO2 | Thousand Tons | 0 | 0 | 0 | 0 | 0 | 0 | 0 | 0
BART SO2 Annual- Roseton 2- v5.16 | 167 | 6679 | Rate Constraint in lbs/MMBtu | FALSE | L | Annual | Allowances Purchased SO2 | Thousand Tons | 0 | 0 | 0 | 0 | 0 | 0 | 0 | 0
BART SO2 Annual- Roseton 2- v5.16 | 167 | 6679 | Rate Constraint in lbs/MMBtu | FALSE | L | Annual | Allowances Sold SO2 | Thousand Tons | 0 | 0 | 0 | 0 | 0 | 0 | 0 | 0
BART SO2 Annual- Roseton 2- v5.16 | 167 | 6679 | Rate Constraint in lbs/MMBtu | FALSE | L | Annual | Allowances Banked | Thousand Tons | 0 | 0 | 0 | 0 | 0 | 0 | 0 | 0
BART SO2 Annual- Roseton 2- v5.16 | 167 | 6679 | Rate Constraint in lbs/MMBtu | FALSE | L | Annual | Allowances Withdrawn (1:1) | Thousand Tons | 0 | 0 | 0 | 0 | 0 | 0 | 0 | 0
BART SO2 Annual- Roseton 2- v5.16 | 167 | 6679 | Rate Constraint in lbs/MMBtu | FALSE | L | Annual | Allowances Withdrawn (n:1) | Thousand Tons | 0 | 0 | 0 | 0 | 0 | 0 | 0 | 0
BART SO2 Annual- Roseton 2- v5.16 | 167 | 6679 | Rate Constraint in lbs/MMBtu | FALSE | L | Annual | Net Emissions Allowance Position | Thousand Tons | 0 | 0 | 0 | 0 | 0 | 0 | 0 | 0
BART SO2 Annual- Roseton 2- v5.16 | 167 | 6679 | Rate Constraint in lbs/MMBtu | FALSE | L | Annual | Fuel Consumed | TBtu | 1.0238 | 1.0274 | 1.0271 | 1.4947 | 1.5013 | 1.2861 | 1.1606 | 1.1223
BART SO2 Annual- Roseton 2- v5.16 | 167 | 6679 | Rate Constraint in lbs/MMBtu | FALSE | L | Annual | Rate | lb/MMBtu | 0 | 0 | 0 | 0 | 0 | 0 | 0 | 0
BART SO2 Annual- Roseton 2- v5.16 | 167 | 6679 | Rate Constraint in lbs/MMBtu | FALSE | L | Annual | Generation | TWh | 0.089996 | 0.090313 | 0.090288 | 0.13139 | 0.13197 | 0.11305 | 0.10202 | 0.098658
BART SO2 Annual- Roseton 2- v5.16 | 167 | 6679 | Rate Constraint in lbs/MMBtu | FALSE | L | Annual | Qualifying Generation | TWh | 0.089996 | 0.090313 | 0.090288 | 0.13139 | 0.13197 | 0.11305 | 0.10202 | 0.098658
BART SO2 Annual- Roseton 2- v5.16 | 167 | 6679 | Rate Constraint in lbs/MMBtu | FALSE | L | Annual | Rate | lb/MWh | 0 | 0 | 0 | 0 | 0 | 0 | 0 | 0
BART SO2 Annual- Roseton 2- v5.16 | 167 | 6679 | Rate Constraint in lbs/MMBtu | FALSE | L | Annual | Constraint Shadow Price | US2016$/Ton | 0 | 0 | 0 | 0 | 0 | 0 | 0 | 0
BART SO2 Annual- Sherburne County 1- v5.16 | 168 | 6653 | Rate Constraint in lbs/MMBtu | FALSE | L | Annual | Seasons Included | Seasons | Winter, WintShld, Summer | Winter, WintShld, Summer | Winter, WintShld, Summer | Winter, WintShld, Summer | Winter, WintShld, Summer | Winter, WintShld, Summer | Winter, WintShld, Summer | Winter, WintShld, Summer
BART SO2 Annual- Sherburne County 1- v5.16 | 168 | 6653 | Rate Constraint in lbs/MMBtu | FALSE | L | Annual | Standard SO2 | lb/MMBtu | 0.05 | 0.05 | 0.05 | 0.05 | 0.05 | 0.05 | 0.05 | 0.05
BART SO2 Annual- Sherburne County 1- v5.16 | 168 | 6653 | Rate Constraint in lbs/MMBtu | FALSE | L | Annual | Emissions at Affected Plants SO2 | Thousand Tons | 0 | 0 | 0 | 0 | 0 | 0 | 0 | 0
BART SO2 Annual- Sherburne County 1- v5.16 | 168 | 6653 | Rate Constraint in lbs/MMBtu | FALSE | L | Annual | Allowances Purchased SO2 | Thousand Tons | 0 | 0 | 0 | 0 | 0 | 0 | 0 | 0
BART SO2 Annual- Sherburne County 1- v5.16 | 168 | 6653 | Rate Constraint in lbs/MMBtu | FALSE | L | Annual | Allowances Sold SO2 | Thousand Tons | 0 | 0 | 0 | 0 | 0 | 0 | 0 | 0
BART SO2 Annual- Sherburne County 1- v5.16 | 168 | 6653 | Rate Constraint in lbs/MMBtu | FALSE | L | Annual | Allowances Banked | Thousand Tons | 0 | 0 | 0 | 0 | 0 | 0 | 0 | 0
BART SO2 Annual- Sherburne County 1- v5.16 | 168 | 6653 | Rate Constraint in lbs/MMBtu | FALSE | L | Annual | Allowances Withdrawn (1:1) | Thousand Tons | 0 | 0 | 0 | 0 | 0 | 0 | 0 | 0
BART SO2 Annual- Sherburne County 1- v5.16 | 168 | 6653 | Rate Constraint in lbs/MMBtu | FALSE | L | Annual | Allowances Withdrawn (n:1) | Thousand Tons | 0 | 0 | 0 | 0 | 0 | 0 | 0 | 0
BART SO2 Annual- Sherburne County 1- v5.16 | 168 | 6653 | Rate Constraint in lbs/MMBtu | FALSE | L | Annual | Net Emissions Allowance Position | Thousand Tons | 0 | 0 | 0 | 0 | 0 | 0 | 0 | 0
BART SO2 Annual- Sherburne County 1- v5.16 | 168 | 6653 | Rate Constraint in lbs/MMBtu | FALSE | L | Annual | Fuel Consumed | TBtu | 0 | 0 | 0 | 0 | 0 | 0 | 0 | 0
BART SO2 Annual- Sherburne County 1- v5.16 | 168 | 6653 | Rate Constraint in lbs/MMBtu | FALSE | L | Annual | Rate | lb/MMBtu | 0 | 0 | 0 | 0 | 0 | 0 | 0 | 0
BART SO2 Annual- Sherburne County 1- v5.16 | 168 | 6653 | Rate Constraint in lbs/MMBtu | FALSE | L | Annual | Generation | TWh | 0 | 0 | 0 | 0 | 0 | 0 | 0 | 0
BART SO2 Annual- Sherburne County 1- v5.16 | 168 | 6653 | Rate Constraint in lbs/MMBtu | FALSE | L | Annual | Qualifying Generation | TWh | 0 | 0 | 0 | 0 | 0 | 0 | 0 | 0
BART SO2 Annual- Sherburne County 1- v5.16 | 168 | 6653 | Rate Constraint in lbs/MMBtu | FALSE | L | Annual | Rate | lb/MWh | 0 | 0 | 0 | 0 | 0 | 0 | 0 | 0
BART SO2 Annual- Sherburne County 1- v5.16 | 168 | 6653 | Rate Constraint in lbs/MMBtu | FALSE | L | Annual | Constraint Shadow Price | US2016$/Ton | 0 | 0 | 0 | 0 | 0 | 0 | 0 | 0
BART SO2 Annual- Sherburne County 2- v5.16 | 169 | 6654 | Rate Constraint in lbs/MMBtu | FALSE | L | Annual | Seasons Included | Seasons | Winter, WintShld, Summer | Winter, WintShld, Summer | Winter, WintShld, Summer | Winter, WintShld, Summer | Winter, WintShld, Summer | Winter, WintShld, Summer | Winter, WintShld, Summer | Winter, WintShld, Summer
BART SO2 Annual- Sherburne County 2- v5.16 | 169 | 6654 | Rate Constraint in lbs/MMBtu | FALSE | L | Annual | Standard SO2 | lb/MMBtu | 0.05 | 0.05 | 0.05 | 0.05 | 0.05 | 0.05 | 0.05 | 0.05
BART SO2 Annual- Sherburne County 2- v5.16 | 169 | 6654 | Rate Constraint in lbs/MMBtu | FALSE | L | Annual | Emissions at Affected Plants SO2 | Thousand Tons | 1.1929 | 1.2858 | 1.2627 | 0 | 0 | 0 | 0 | 0
BART SO2 Annual- Sherburne County 2- v5.16 | 169 | 6654 | Rate Constraint in lbs/MMBtu | FALSE | L | Annual | Allowances Purchased SO2 | Thousand Tons | 0 | 0 | 0 | 0 | 0 | 0 | 0 | 0
BART SO2 Annual- Sherburne County 2- v5.16 | 169 | 6654 | Rate Constraint in lbs/MMBtu | FALSE | L | Annual | Allowances Sold SO2 | Thousand Tons | 0 | 0 | 0 | 0 | 0 | 0 | 0 | 0
BART SO2 Annual- Sherburne County 2- v5.16 | 169 | 6654 | Rate Constraint in lbs/MMBtu | FALSE | L | Annual | Allowances Banked | Thousand Tons | 0 | 0 | 0 | 0 | 0 | 0 | 0 | 0
BART SO2 Annual- Sherburne County 2- v5.16 | 169 | 6654 | Rate Constraint in lbs/MMBtu | FALSE | L | Annual | Allowances Withdrawn (1:1) | Thousand Tons | 0 | 0 | 0 | 0 | 0 | 0 | 0 | 0
BART SO2 Annual- Sherburne County 2- v5.16 | 169 | 6654 | Rate Constraint in lbs/MMBtu | FALSE | L | Annual | Allowances Withdrawn (n:1) | Thousand Tons | 0 | 0 | 0 | 0 | 0 | 0 | 0 | 0
BART SO2 Annual- Sherburne County 2- v5.16 | 169 | 6654 | Rate Constraint in lbs/MMBtu | FALSE | L | Annual | Net Emissions Allowance Position | Thousand Tons | 1.1929 | 1.2858 | 1.2627 | 0 | 0 | 0 | 0 | 0
BART SO2 Annual- Sherburne County 2- v5.16 | 169 | 6654 | Rate Constraint in lbs/MMBtu | FALSE | L | Annual | Fuel Consumed | TBtu | 47.7145 | 51.4336 | 50.5078 | 0 | 0 | 0 | 0 | 0
BART SO2 Annual- Sherburne County 2- v5.16 | 169 | 6654 | Rate Constraint in lbs/MMBtu | FALSE | L | Annual | Rate | lb/MMBtu | 0.05 | 0.05 | 0.05 | 0 | 0 | 0 | 0 | 0
BART SO2 Annual- Sherburne County 2- v5.16 | 169 | 6654 | Rate Constraint in lbs/MMBtu | FALSE | L | Annual | Generation | TWh | 4.5586 | 4.9139 | 4.9139 | 0 | 0 | 0 | 0 | 0
BART SO2 Annual- Sherburne County 2- v5.16 | 169 | 6654 | Rate Constraint in lbs/MMBtu | FALSE | L | Annual | Qualifying Generation | TWh | 4.5586 | 4.9139 | 4.9139 | 0 | 0 | 0 | 0 | 0
BART SO2 Annual- Sherburne County 2- v5.16 | 169 | 6654 | Rate Constraint in lbs/MMBtu | FALSE | L | Annual | Rate | lb/MWh | 0.52335 | 0.52335 | 0.51393 | 0 | 0 | 0 | 0 | 0
BART SO2 Annual- Sherburne County 2- v5.16 | 169 | 6654 | Rate Constraint in lbs/MMBtu | FALSE | L | Annual | Constraint Shadow Price | US2016$/Ton | 0 | 0 | 0 | 0 | 0 | 0 | 0 | 0
BART SO2 Annual- Sherburne County 3- v5.16 | 170 | 6655 | Rate Constraint in lbs/MMBtu | FALSE | L | Annual | Seasons Included | Seasons | Winter, WintShld, Summer | Winter, WintShld, Summer | Winter, WintShld, Summer | Winter, WintShld, Summer | Winter, WintShld, Summer | Winter, WintShld, Summer | Winter, WintShld, Summer | Winter, WintShld, Summer
BART SO2 Annual- Sherburne County 3- v5.16 | 170 | 6655 | Rate Constraint in lbs/MMBtu | FALSE | L | Annual | Standard SO2 | lb/MMBtu | 0.29 | 0.29 | 0.29 | 0.29 | 0.29 | 0.29 | 0.29 | 0.29
BART SO2 Annual- Sherburne County 3- v5.16 | 170 | 6655 | Rate Constraint in lbs/MMBtu | FALSE | L | Annual | Emissions at Affected Plants SO2 | Thousand Tons | 7.9683 | 5.3423 | 8.663 | 8.663 | 8.663 | 8.663 | 8.663 | 8.663
BART SO2 Annual- Sherburne County 3- v5.16 | 170 | 6655 | Rate Constraint in lbs/MMBtu | FALSE | L | Annual | Allowances Purchased SO2 | Thousand Tons | 0 | 0 | 0 | 0 | 0 | 0 | 0 | 0
BART SO2 Annual- Sherburne County 3- v5.16 | 170 | 6655 | Rate Constraint in lbs/MMBtu | FALSE | L | Annual | Allowances Sold SO2 | Thousand Tons | 0 | 0 | 0 | 0 | 0 | 0 | 0 | 0
BART SO2 Annual- Sherburne County 3- v5.16 | 170 | 6655 | Rate Constraint in lbs/MMBtu | FALSE | L | Annual | Allowances Banked | Thousand Tons | 0 | 0 | 0 | 0 | 0 | 0 | 0 | 0
BART SO2 Annual- Sherburne County 3- v5.16 | 170 | 6655 | Rate Constraint in lbs/MMBtu | FALSE | L | Annual | Allowances Withdrawn (1:1) | Thousand Tons | 0 | 0 | 0 | 0 | 0 | 0 | 0 | 0
BART SO2 Annual- Sherburne County 3- v5.16 | 170 | 6655 | Rate Constraint in lbs/MMBtu | FALSE | L | Annual | Allowances Withdrawn (n:1) | Thousand Tons | 0 | 0 | 0 | 0 | 0 | 0 | 0 | 0
BART SO2 Annual- Sherburne County 3- v5.16 | 170 | 6655 | Rate Constraint in lbs/MMBtu | FALSE | L | Annual | Net Emissions Allowance Position | Thousand Tons | 7.9683 | 5.3423 | 8.663 | 8.663 | 8.663 | 8.663 | 8.663 | 8.663
BART SO2 Annual- Sherburne County 3- v5.16 | 170 | 6655 | Rate Constraint in lbs/MMBtu | FALSE | L | Annual | Fuel Consumed | TBtu | 64.4974 | 64.4974 | 63.9814 | 63.9814 | 63.9814 | 63.9814 | 63.9814 | 63.9814
BART SO2 Annual- Sherburne County 3- v5.16 | 170 | 6655 | Rate Constraint in lbs/MMBtu | FALSE | L | Annual | Rate | lb/MMBtu | 0.24709 | 0.16566 | 0.2708 | 0.2708 | 0.2708 | 0.2708 | 0.2708 | 0.2708
BART SO2 Annual- Sherburne County 3- v5.16 | 170 | 6655 | Rate Constraint in lbs/MMBtu | FALSE | L | Annual | Generation | TWh | 6.2741 | 6.2741 | 6.2741 | 6.2741 | 6.2741 | 6.2741 | 6.2741 | 6.2741
BART SO2 Annual- Sherburne County 3- v5.16 | 170 | 6655 | Rate Constraint in lbs/MMBtu | FALSE | L | Annual | Qualifying Generation | TWh | 6.2741 | 6.2741 | 6.2741 | 6.2741 | 6.2741 | 6.2741 | 6.2741 | 6.2741
BART SO2 Annual- Sherburne County 3- v5.16 | 170 | 6655 | Rate Constraint in lbs/MMBtu | FALSE | L | Annual | Rate | lb/MWh | 2.5401 | 1.703 | 2.7615 | 2.7615 | 2.7615 | 2.7615 | 2.7615 | 2.7615
BART SO2 Annual- Sherburne County 3- v5.16 | 170 | 6655 | Rate Constraint in lbs/MMBtu | FALSE | L | Annual | Constraint Shadow Price | US2016$/Ton | 0 | 0 | 0 | 0 | 0 | 0 | 0 | 0
BART SO2 Annual- Transalta Centralia 1,2- v5.16 | 171 | 6729 | Rate Constraint in MTons | FALSE | L | Annual | Seasons Included | Seasons | Winter, WintShld, Summer | Winter, WintShld, Summer | Winter, WintShld, Summer | Winter, WintShld, Summer | Winter, WintShld, Summer | Winter, WintShld, Summer | Winter, WintShld, Summer | Winter, WintShld, Summer
BART SO2 Annual- Transalta Centralia 1,2- v5.16 | 171 | 6729 | Rate Constraint in MTons | FALSE | L | Annual | Standard SO2 | Thousand Tons | 10 | 10 | 10 | 10 | 10 | 10 | 10 | 10
BART SO2 Annual- Transalta Centralia 1,2- v5.16 | 171 | 6729 | Rate Constraint in MTons | FALSE | L | Annual | Emissions at Affected Plants SO2 | Thousand Tons | 0 | 0 | 0 | 0 | 0 | 0 | 0 | 0
BART SO2 Annual- Transalta Centralia 1,2- v5.16 | 171 | 6729 | Rate Constraint in MTons | FALSE | L | Annual | Allowances Purchased SO2 | Thousand Tons | 0 | 0 | 0 | 0 | 0 | 0 | 0 | 0
BART SO2 Annual- Transalta Centralia 1,2- v5.16 | 171 | 6729 | Rate Constraint in MTons | FALSE | L | Annual | Allowances Sold SO2 | Thousand Tons | 0 | 0 | 0 | 0 | 0 | 0 | 0 | 0
BART SO2 Annual- Transalta Centralia 1,2- v5.16 | 171 | 6729 | Rate Constraint in MTons | FALSE | L | Annual | Allowances Banked | Thousand Tons | 0 | 0 | 0 | 0 | 0 | 0 | 0 | 0
BART SO2 Annual- Transalta Centralia 1,2- v5.16 | 171 | 6729 | Rate Constraint in MTons | FALSE | L | Annual | Allowances Withdrawn (1:1) | Thousand Tons | 0 | 0 | 0 | 0 | 0 | 0 | 0 | 0
BART SO2 Annual- Transalta Centralia 1,2- v5.16 | 171 | 6729 | Rate Constraint in MTons | FALSE | L | Annual | Allowances Withdrawn (n:1) | Thousand Tons | 0 | 0 | 0 | 0 | 0 | 0 | 0 | 0
BART SO2 Annual- Transalta Centralia 1,2- v5.16 | 171 | 6729 | Rate Constraint in MTons | FALSE | L | Annual | Net Emissions Allowance Position | Thousand Tons | 0 | 0 | 0 | 0 | 0 | 0 | 0 | 0
BART SO2 Annual- Transalta Centralia 1,2- v5.16 | 171 | 6729 | Rate Constraint in MTons | FALSE | L | Annual | Fuel Consumed | TBtu | 0 | 0 | 0 | 0 | 0 | 0 | 0 | 0
BART SO2 Annual- Transalta Centralia 1,2- v5.16 | 171 | 6729 | Rate Constraint in MTons | FALSE | L | Annual | Rate | lb/MMBtu | 0 | 0 | 0 | 0 | 0 | 0 | 0 | 0
BART SO2 Annual- Transalta Centralia 1,2- v5.16 | 171 | 6729 | Rate Constraint in MTons | FALSE | L | Annual | Generation | TWh | 0 | 0 | 0 | 0 | 0 | 0 | 0 | 0
BART SO2 Annual- Transalta Centralia 1,2- v5.16 | 171 | 6729 | Rate Constraint in MTons | FALSE | L | Annual | Qualifying Generation | TWh | 0 | 0 | 0 | 0 | 0 | 0 | 0 | 0
BART SO2 Annual- Transalta Centralia 1,2- v5.16 | 171 | 6729 | Rate Constraint in MTons | FALSE | L | Annual | Rate | lb/MWh | 0 | 0 | 0 | 0 | 0 | 0 | 0 | 0
BART SO2 Annual- Transalta Centralia 1,2- v5.16 | 171 | 6729 | Rate Constraint in MTons | FALSE | L | Annual | Constraint Shadow Price | US2016$/Ton | 0 | 0 | 0 | 0 | 0 | 0 | 0 | 0
BART SO2 Annual-Apache Station 2 -v5.13 | 174 | 5867 | Rate Constraint in lbs/MMBtu | FALSE | L | Annual | Seasons Included | Seasons | Winter, WintShld, Summer | Winter, WintShld, Summer | Winter, WintShld, Summer | Winter, WintShld, Summer | Winter, WintShld, Summer | Winter, WintShld, Summer | Winter, WintShld, Summer | Winter, WintShld, Summer
BART SO2 Annual-Apache Station 2 -v5.13 | 174 | 5867 | Rate Constraint in lbs/MMBtu | FALSE | L | Annual | Standard SO2 | lb/MMBtu | 0.00064 | 0.00064 | 0.00064 | 0.00064 | 0.00064 | 0.00064 | 0.00064 | 0.00064
BART SO2 Annual-Apache Station 2 -v5.13 | 174 | 5867 | Rate Constraint in lbs/MMBtu | FALSE | L | Annual | Emissions at Affected Plants SO2 | Thousand Tons | 0 | 0 | 0 | 0 | 0 | 0 | 0 | 0
BART SO2 Annual-Apache Station 2 -v5.13 | 174 | 5867 | Rate Constraint in lbs/MMBtu | FALSE | L | Annual | Allowances Purchased SO2 | Thousand Tons | 0 | 0 | 0 | 0 | 0 | 0 | 0 | 0
BART SO2 Annual-Apache Station 2 -v5.13 | 174 | 5867 | Rate Constraint in lbs/MMBtu | FALSE | L | Annual | Allowances Sold SO2 | Thousand Tons | 0 | 0 | 0 | 0 | 0 | 0 | 0 | 0
BART SO2 Annual-Apache Station 2 -v5.13 | 174 | 5867 | Rate Constraint in lbs/MMBtu | FALSE | L | Annual | Allowances Banked | Thousand Tons | 0 | 0 | 0 | 0 | 0 | 0 | 0 | 0
BART SO2 Annual-Apache Station 2 -v5.13 | 174 | 5867 | Rate Constraint in lbs/MMBtu | FALSE | L | Annual | Allowances Withdrawn (1:1) | Thousand Tons | 0 | 0 | 0 | 0 | 0 | 0 | 0 | 0
BART SO2 Annual-Apache Station 2 -v5.13 | 174 | 5867 | Rate Constraint in lbs/MMBtu | FALSE | L | Annual | Allowances Withdrawn (n:1) | Thousand Tons | 0 | 0 | 0 | 0 | 0 | 0 | 0 | 0
BART SO2 Annual-Apache Station 2 -v5.13 | 174 | 5867 | Rate Constraint in lbs/MMBtu | FALSE | L | Annual | Net Emissions Allowance Position | Thousand Tons | 0 | 0 | 0 | 0 | 0 | 0 | 0 | 0
BART SO2 Annual-Apache Station 2 -v5.13 | 174 | 5867 | Rate Constraint in lbs/MMBtu | FALSE | L | Annual | Fuel Consumed | TBtu | 0 | 0 | 0 | 0.31419 | 0.31419 | 0.31419 | 0.0090573 | 0.0090573
BART SO2 Annual-Apache Station 2 -v5.13 | 174 | 5867 | Rate Constraint in lbs/MMBtu | FALSE | L | Annual | Rate | lb/MMBtu | 0 | 0 | 0 | 0 | 0 | 0 | 0 | 0
BART SO2 Annual-Apache Station 2 -v5.13 | 174 | 5867 | Rate Constraint in lbs/MMBtu | FALSE | L | Annual | Generation | TWh | 0 | 0 | 0 | 0.028757 | 0.028757 | 0.028757 | 0.00082896 | 0.00082896
BART SO2 Annual-Apache Station 2 -v5.13 | 174 | 5867 | Rate Constraint in lbs/MMBtu | FALSE | L | Annual | Qualifying Generation | TWh | 0 | 0 | 0 | 0.028757 | 0.028757 | 0.028757 | 0.00082896 | 0.00082896
BART SO2 Annual-Apache Station 2 -v5.13 | 174 | 5867 | Rate Constraint in lbs/MMBtu | FALSE | L | Annual | Rate | lb/MWh | 0 | 0 | 0 | 0 | 0 | 0 | 0 | 0
BART SO2 Annual-Apache Station 2 -v5.13 | 174 | 5867 | Rate Constraint in lbs/MMBtu | FALSE | L | Annual | Constraint Shadow Price | US2016$/Ton | 0 | 0 | 0 | 0 | 0 | 0 | 0 | 0
BART SO2 Annual-Apache Station 3 -v5.13 | 175 | 5868 | Rate Constraint in lbs/MMBtu | FALSE | L | Annual | Seasons Included | Seasons | Winter, WintShld, Summer | Winter, WintShld, Summer | Winter, WintShld, Summer | Winter, WintShld, Summer | Winter, WintShld, Summer | Winter, WintShld, Summer | Winter, WintShld, Summer | Winter, WintShld, Summer
BART SO2 Annual-Apache Station 3 -v5.13 | 175 | 5868 | Rate Constraint in lbs/MMBtu | FALSE | L | Annual | Standard SO2 | lb/MMBtu | 0.15 | 0.15 | 0.15 | 0.15 | 0.15 | 0.15 | 0.15 | 0.15
BART SO2 Annual-Apache Station 3 -v5.13 | 175 | 5868 | Rate Constraint in lbs/MMBtu | FALSE | L | Annual | Emissions at Affected Plants SO2 | Thousand Tons | 0 | 0 | 0 | 0.18313 | 0.28146 | 0.47218 | 0.47771 | 0.47291
BART SO2 Annual-Apache Station 3 -v5.13 | 175 | 5868 | Rate Constraint in lbs/MMBtu | FALSE | L | Annual | Allowances Purchased SO2 | Thousand Tons | 0 | 0 | 0 | 0 | 0 | 0 | 0 | 0
BART SO2 Annual-Apache Station 3 -v5.13 | 175 | 5868 | Rate Constraint in lbs/MMBtu | FALSE | L | Annual | Allowances Sold SO2 | Thousand Tons | 0 | 0 | 0 | 0 | 0 | 0 | 0 | 0
BART SO2 Annual-Apache Station 3 -v5.13 | 175 | 5868 | Rate Constraint in lbs/MMBtu | FALSE | L | Annual | Allowances Banked | Thousand Tons | 0 | 0 | 0 | 0 | 0 | 0 | 0 | 0
BART SO2 Annual-Apache Station 3 -v5.13 | 175 | 5868 | Rate Constraint in lbs/MMBtu | FALSE | L | Annual | Allowances Withdrawn (1:1) | Thousand Tons | 0 | 0 | 0 | 0 | 0 | 0 | 0 | 0
BART SO2 Annual-Apache Station 3 -v5.13 | 175 | 5868 | Rate Constraint in lbs/MMBtu | FALSE | L | Annual | Allowances Withdrawn (n:1) | Thousand Tons | 0 | 0 | 0 | 0 | 0 | 0 | 0 | 0
BART SO2 Annual-Apache Station 3 -v5.13 | 175 | 5868 | Rate Constraint in lbs/MMBtu | FALSE | L | Annual | Net Emissions Allowance Position | Thousand Tons | 0 | 0 | 0 | 0.18313 | 0.28146 | 0.47218 | 0.47771 | 0.47291
BART SO2 Annual-Apache Station 3 -v5.13 | 175 | 5868 | Rate Constraint in lbs/MMBtu | FALSE | L | Annual | Fuel Consumed | TBtu | 0 | 0 | 0 | 2.4418 | 3.7528 | 6.2958 | 6.3694 | 6.3055
BART SO2 Annual-Apache Station 3 -v5.13 | 175 | 5868 | Rate Constraint in lbs/MMBtu | FALSE | L | Annual | Rate | lb/MMBtu | 0 | 0 | 0 | 0.15 | 0.15 | 0.15 | 0.15 | 0.15
BART SO2 Annual-Apache Station 3 -v5.13 | 175 | 5868 | Rate Constraint in lbs/MMBtu | FALSE | L | Annual | Generation | TWh | 0 | 0 | 0 | 0.21912 | 0.33676 | 0.56496 | 0.57157 | 0.56584
BART SO2 Annual-Apache Station 3 -v5.13 | 175 | 5868 | Rate Constraint in lbs/MMBtu | FALSE | L | Annual | Qualifying Generation | TWh | 0 | 0 | 0 | 0.21912 | 0.33676 | 0.56496 | 0.57157 | 0.56584
BART SO2 Annual-Apache Station 3 -v5.13 | 175 | 5868 | Rate Constraint in lbs/MMBtu | FALSE | L | Annual | Rate | lb/MWh | 0 | 0 | 0 | 1.6716 | 1.6716 | 1.6716 | 1.6716 | 1.6715
BART SO2 Annual-Apache Station 3 -v5.13 | 175 | 5868 | Rate Constraint in lbs/MMBtu | FALSE | L | Annual | Constraint Shadow Price | US2016$/Ton | 3468.922 | 6190.1845 | 4993.3469 | 5900.2647 | 5296.5825 | 4667.1607 | 4049.4005 | 3180.1699
BART SO2 Annual-Campbell 1 -v5.14 | 176 | 6117 | Rate Constraint in lbs/MMBtu | FALSE | L | Annual | Seasons Included | Seasons | Winter, WintShld, Summer | Winter, WintShld, Summer | Winter, WintShld, Summer | Winter, WintShld, Summer | Winter, WintShld, Summer | Winter, WintShld, Summer | Winter, WintShld, Summer | Winter, WintShld, Summer
BART SO2 Annual-Campbell 1 -v5.14 | 176 | 6117 | Rate Constraint in lbs/MMBtu | FALSE | L | Annual | Standard SO2 | lb/MMBtu | 0.29 | 0.29 | 0.29 | 0.29 | 0.29 | 0.29 | 0.29 | 0.29
BART SO2 Annual-Campbell 1 -v5.14 | 176 | 6117 | Rate Constraint in lbs/MMBtu | FALSE | L | Annual | Emissions at Affected Plants SO2 | Thousand Tons | 0.97952 | 1.1989 | 1.4853 | 1.4853 | 1.3428 | 1.3428 | 1.4853 | 0
BART SO2 Annual-Campbell 1 -v5.14 | 176 | 6117 | Rate Constraint in lbs/MMBtu | FALSE | L | Annual | Allowances Purchased SO2 | Thousand Tons | 0 | 0 | 0 | 0 | 0 | 0 | 0 | 0
BART SO2 Annual-Campbell 1 -v5.14 | 176 | 6117 | Rate Constraint in lbs/MMBtu | FALSE | L | Annual | Allowances Sold SO2 | Thousand Tons | 0 | 0 | 0 | 0 | 0 | 0 | 0 | 0
BART SO2 Annual-Campbell 1 -v5.14 | 176 | 6117 | Rate Constraint in lbs/MMBtu | FALSE | L | Annual | Allowances Banked | Thousand Tons | 0 | 0 | 0 | 0 | 0 | 0 | 0 | 0
BART SO2 Annual-Campbell 1 -v5.14 | 176 | 6117 | Rate Constraint in lbs/MMBtu | FALSE | L | Annual | Allowances Withdrawn (1:1) | Thousand Tons | 0 | 0 | 0 | 0 | 0 | 0 | 0 | 0
BART SO2 Annual-Campbell 1 -v5.14 | 176 | 6117 | Rate Constraint in lbs/MMBtu | FALSE | L | Annual | Allowances Withdrawn (n:1) | Thousand Tons | 0 | 0 | 0 | 0 | 0 | 0 | 0 | 0
BART SO2 Annual-Campbell 1 -v5.14 | 176 | 6117 | Rate Constraint in lbs/MMBtu | FALSE | L | Annual | Net Emissions Allowance Position | Thousand Tons | 0.97952 | 1.1989 | 1.4853 | 1.4853 | 1.3428 | 1.3428 | 1.4853 | 0
BART SO2 Annual-Campbell 1 -v5.14 | 176 | 6117 | Rate Constraint in lbs/MMBtu | FALSE | L | Annual | Fuel Consumed | TBtu | 7.8764 | 9.6402 | 10.2431 | 10.2431 | 9.2605 | 9.2605 | 10.2431 | 0
BART SO2 Annual-Campbell 1 -v5.14 | 176 | 6117 | Rate Constraint in lbs/MMBtu | FALSE | L | Annual | Rate | lb/MMBtu | 0.24872 | 0.24872 | 0.29 | 0.29 | 0.29 | 0.29 | 0.29 | 0
BART SO2 Annual-Campbell 1 -v5.14 | 176 | 6117 | Rate Constraint in lbs/MMBtu | FALSE | L | Annual | Generation | TWh | 0.73875 | 0.90419 | 0.96849 | 0.96849 | 0.87558 | 0.87558 | 0.96849 | 0
BART SO2 Annual-Campbell 1 -v5.14 | 176 | 6117 | Rate Constraint in lbs/MMBtu | FALSE | L | Annual | Qualifying Generation | TWh | 0.73875 | 0.90419 | 0.96849 | 0.96849 | 0.87558 | 0.87558 | 0.96849 | 0
BART SO2 Annual-Campbell 1 -v5.14 | 176 | 6117 | Rate Constraint in lbs/MMBtu | FALSE | L | Annual | Rate | lb/MWh | 2.6518 | 2.6518 | 3.0672 | 3.0672 | 3.0672 | 3.0672 | 3.0672 | 0
BART SO2 Annual-Campbell 1 -v5.14 | 176 | 6117 | Rate Constraint in lbs/MMBtu | FALSE | L | Annual | Constraint Shadow Price | US2016$/Ton | 0 | 0 | 657.79 | 1617.1704 | 1720.2981 | 1618.8513 | 0 | 828.4973
BART SO2 Annual-Campbell 2 -v5.14 | 177 | 6118 | Rate Constraint in lbs/MMBtu | FALSE | L | Annual | Seasons Included | Seasons | Winter, WintShld, Summer | Winter, WintShld, Summer | Winter, WintShld, Summer | Winter, WintShld, Summer | Winter, WintShld, Summer | Winter, WintShld, Summer | Winter, WintShld, Summer | Winter, WintShld, Summer
BART SO2 Annual-Campbell 2 -v5.14 | 177 | 6118 | Rate Constraint in lbs/MMBtu | FALSE | L | Annual | Standard SO2 | lb/MMBtu | 0.32 | 0.32 | 0.32 | 0.32 | 0.32 | 0.32 | 0.32 | 0.32
BART SO2 Annual-Campbell 2 -v5.14 | 177 | 6118 | Rate Constraint in lbs/MMBtu | FALSE | L | Annual | Emissions at Affected Plants SO2 | Thousand Tons | 1.2284 | 1.2862 | 1.7648 | 2.219 | 1.8744 | 1.9599 | 1.9784 | 0
BART SO2 Annual-Campbell 2 -v5.14 | 177 | 6118 | Rate Constraint in lbs/MMBtu | FALSE | L | Annual | Allowances Purchased SO2 | Thousand Tons | 0 | 0 | 0 | 0 | 0 | 0 | 0 | 0
BART SO2 Annual-Campbell 2 -v5.14 | 177 | 6118 | Rate Constraint in lbs/MMBtu | FALSE | L | Annual | Allowances Sold SO2 | Thousand Tons | 0 | 0 | 0 | 0 | 0 | 0 | 0 | 0
BART SO2 Annual-Campbell 2 -v5.14 | 177 | 6118 | Rate Constraint in lbs/MMBtu | FALSE | L | Annual | Allowances Banked | Thousand Tons | 0 | 0 | 0 | 0 | 0 | 0 | 0 | 0
BART SO2 Annual-Campbell 2 -v5.14 | 177 | 6118 | Rate Constraint in lbs/MMBtu | FALSE | L | Annual | Allowances Withdrawn (1:1) | Thousand Tons | 0 | 0 | 0 | 0 | 0 | 0 | 0 | 0
BART SO2 Annual-Campbell 2 -v5.14 | 177 | 6118 | Rate Constraint in lbs/MMBtu | FALSE | L | Annual | Allowances Withdrawn (n:1) | Thousand Tons | 0 | 0 | 0 | 0 | 0 | 0 | 0 | 0
BART SO2 Annual-Campbell 2 -v5.14 | 177 | 6118 | Rate Constraint in lbs/MMBtu | FALSE | L | Annual | Net Emissions Allowance Position | Thousand Tons | 1.2284 | 1.2862 | 1.7648 | 2.219 | 1.8744 | 1.9599 | 1.9784 | 0
BART SO2 Annual-Campbell 2 -v5.14 | 177 | 6118 | Rate Constraint in lbs/MMBtu | FALSE | L | Annual | Fuel Consumed | TBtu | 9.878 | 9.9996 | 11.0298 | 13.869 | 11.7151 | 12.2495 | 12.3651 | 0
BART SO2 Annual-Campbell 2 -v5.14 | 177 | 6118 | Rate Constraint in lbs/MMBtu | FALSE | L | Annual | Rate | lb/MMBtu | 0.24872 | 0.25726 | 0.32 | 0.32 | 0.32 | 0.32 | 0.32 | 0
BART SO2 Annual-Campbell 2 -v5.14 | 177 | 6118 | Rate Constraint in lbs/MMBtu | FALSE | L | Annual | Generation | TWh | 0.9138 | 0.92505 | 1.0286 | 1.2934 | 1.0925 | 1.1423 | 1.1531 | 0
BART SO2 Annual-Campbell 2 -v5.14 | 177 | 6118 | Rate Constraint in lbs/MMBtu | FALSE | L | Annual | Qualifying Generation | TWh | 0.9138 | 0.92505 | 1.0286 | 1.2934 | 1.0925 | 1.1423 | 1.1531 | 0
BART SO2 Annual-Campbell 2 -v5.14 | 177 | 6118 | Rate Constraint in lbs/MMBtu | FALSE | L | Annual | Rate | lb/MWh | 2.6886 | 2.7809 | 3.4314 | 3.4314 | 3.4314 | 3.4314 | 3.4314 | 0
BART SO2 Annual-Campbell 2 -v5.14 | 177 | 6118 | Rate Constraint in lbs/MMBtu | FALSE | L | Annual | Constraint Shadow Price | US2016$/Ton | 0 | 0 | 657.79 | 0 | 0 | 0 | 0 | 543.7882
BART SO2 Annual-Campbell 3 -v5.14 | 178 | 6119 | Rate Constraint in lbs/MMBtu | FALSE | L | Annual | Seasons Included | Seasons | Winter, WintShld, Summer | Winter, WintShld, Summer | Winter, WintShld, Summer | Winter, WintShld, Summer | Winter, WintShld, Summer | Winter, WintShld, Summer | Winter, WintShld, Summer | Winter, WintShld, Summer
BART SO2 Annual-Campbell 3 -v5.14 | 178 | 6119 | Rate Constraint in lbs/MMBtu | FALSE | L | Annual | Standard SO2 | lb/MMBtu | 0.07 | 0.07 | 0.07 | 0.07 | 0.07 | 0.07 | 0.07 | 0.07
BART SO2 Annual-Campbell 3 -v5.14 | 178 | 6119 | Rate Constraint in lbs/MMBtu | FALSE | L | Annual | Emissions at Affected Plants SO2 | Thousand Tons | 1.7325 | 1.8639 | 1.9794 | 2.0719 | 1.8784 | 1.8784 | 1.8784 | 1.5541
BART SO2 Annual-Campbell 3 -v5.14 | 178 | 6119 | Rate Constraint in lbs/MMBtu | FALSE | L | Annual | Allowances Purchased SO2 | Thousand Tons | 0 | 0 | 0 | 0 | 0 | 0 | 0 | 0
BART SO2 Annual-Campbell 3 -v5.14 | 178 | 6119 | Rate Constraint in lbs/MMBtu | FALSE | L | Annual | Allowances Sold SO2 | Thousand Tons | 0 | 0 | 0 | 0 | 0 | 0 | 0 | 0
BART SO2 Annual-Campbell 3 -v5.14 | 178 | 6119 | Rate Constraint in lbs/MMBtu | FALSE | L | Annual | Allowances Banked | Thousand Tons | 0 | 0 | 0 | 0 | 0 | 0 | 0 | 0
BART SO2 Annual-Campbell 3 -v5.14 | 178 | 6119 | Rate Constraint in lbs/MMBtu | FALSE | L | Annual | Allowances Withdrawn (1:1) | Thousand Tons | 0 | 0 | 0 | 0 | 0 | 0 | 0 | 0
BART SO2 Annual-Campbell 3 -v5.14 | 178 | 6119 | Rate Constraint in lbs/MMBtu | FALSE | L | Annual | Allowances Withdrawn (n:1) | Thousand Tons | 0 | 0 | 0 | 0 | 0 | 0 | 0 | 0
BART SO2 Annual-Campbell 3 -v5.14 | 178 | 6119 | Rate Constraint in lbs/MMBtu | FALSE | L | Annual | Net Emissions Allowance Position | Thousand Tons | 1.7325 | 1.8639 | 1.9794 | 2.0719 | 1.8784 | 1.8784 | 1.8784 | 1.5541
BART SO2 Annual-Campbell 3 -v5.14 | 178 | 6119 | Rate Constraint in lbs/MMBtu | FALSE | L | Annual | Fuel Consumed | TBtu | 52.7281 | 56.7276 | 60.2437 | 63.0589 | 57.1679 | 57.1679 | 57.1679 | 47.1087
BART SO2 Annual-Campbell 3 -v5.14 | 178 | 6119 | Rate Constraint in lbs/MMBtu | FALSE | L | Annual | Rate | lb/MMBtu | 0.065714 | 0.065714 | 0.065714 | 0.065714 | 0.065714 | 0.065714 | 0.065714 | 0.065977
BART SO2 Annual-Campbell 3 -v5.14 | 178 | 6119 | Rate Constraint in lbs/MMBtu | FALSE | L | Annual | Generation | TWh | 4.9666 | 5.3433 | 5.7203 | 5.9876 | 5.4282 | 5.4282 | 5.4282 | 4.4731
BART SO2 Annual-Campbell 3 -v5.14 | 178 | 6119 | Rate Constraint in lbs/MMBtu | FALSE | L | Annual | Qualifying Generation | TWh | 4.9666 | 5.3433 | 5.7203 | 5.9876 | 5.4282 | 5.4282 | 5.4282 | 4.4731
BART SO2 Annual-Campbell 3 -v5.14 | 178 | 6119 | Rate Constraint in lbs/MMBtu | FALSE | L | Annual | Rate | lb/MWh | 0.69766 | 0.69766 | 0.69208 | 0.69208 | 0.69208 | 0.69208 | 0.69208 | 0.69485
BART SO2 Annual-Campbell 3 -v5.14 | 178 | 6119 | Rate Constraint in lbs/MMBtu | FALSE | L | Annual | Constraint Shadow Price | US2016$/Ton | 0 | 0 | 0 | 0 | 0 | 0 | 0 | 0
BART SO2 Annual-Cherokee 4 -v5.13 | 179 | 5874 | Rate Constraint in MTons | FALSE | L | Annual | Seasons Included | Seasons | Winter, WintShld, Summer | Winter, WintShld, Summer | Winter, WintShld, Summer | Winter, WintShld, Summer | Winter, WintShld, Summer | Winter, WintShld, Summer | Winter, WintShld, Summer | Winter, WintShld, Summer
BART SO2 Annual-Cherokee 4 -v5.13 | 179 | 5874 | Rate Constraint in MTons | FALSE | L | Annual | Standard SO2 | Thousand Tons | 0.00781 | 0.00781 | 0.00781 | 0.00781 | 0.00781 | 0.00781 | 0.00781 | 0.00781
BART SO2 Annual-Cherokee 4 -v5.13 | 179 | 5874 | Rate Constraint in MTons | FALSE | L | Annual | Emissions at Affected Plants SO2 | Thousand Tons | 0 | 0 | 0 | 0 | 0 | 0 | 0 | 0
BART SO2 Annual-Cherokee 4 -v5.13 | 179 | 5874 | Rate Constraint in MTons | FALSE | L | Annual | Allowances Purchased SO2 | Thousand Tons | 0 | 0 | 0 | 0 | 0 | 0 | 0 | 0
BART SO2 Annual-Cherokee 4 -v5.13 | 179 | 5874 | Rate Constraint in MTons | FALSE | L | Annual | Allowances Sold SO2 | Thousand Tons | 0 | 0 | 0 | 0 | 0 | 0 | 0 | 0
BART SO2 Annual-Cherokee 4 -v5.13 | 179 | 5874 | Rate Constraint in MTons | FALSE | L | Annual | Allowances Banked | Thousand Tons | 0 | 0 | 0 | 0 | 0 | 0 | 0 | 0
BART SO2 Annual-Cherokee 4 -v5.13 | 179 | 5874 | Rate Constraint in MTons | FALSE | L | Annual | Allowances Withdrawn (1:1) | Thousand Tons | 0 | 0 | 0 | 0 | 0 | 0 | 0 | 0
BART SO2 Annual-Cherokee 4 -v5.13 | 179 | 5874 | Rate Constraint in MTons | FALSE | L | Annual | Allowances Withdrawn (n:1) | Thousand Tons | 0 | 0 | 0 | 0 | 0 | 0 | 0 | 0
BART SO2 Annual-Cherokee 4 -v5.13 | 179 | 5874 | Rate Constraint in MTons | FALSE | L | Annual | Net Emissions Allowance Position | Thousand Tons | 0 | 0 | 0 | 0 | 0 | 0 | 0 | 0
BART SO2 Annual-Cherokee 4 -v5.13 | 179 | 5874 | Rate Constraint in MTons | FALSE | L | Annual | Fuel Consumed | TBtu | 1.1392 | 1.5617 | 2.0893 | 2.6537 | 3.5427 | 4.1236 | 3.613 | 3.1709
BART SO2 Annual-Cherokee 4 -v5.13 | 179 | 5874 | Rate Constraint in MTons | FALSE | L | Annual | Rate | lb/MMBtu | 0 | 0 | 0 | 0 | 0 | 0 | 0 | 0
BART SO2 Annual-Cherokee 4 -v5.13 | 179 | 5874 | Rate Constraint in MTons | FALSE | L | Annual | Generation | TWh | 0.10739 | 0.14722 | 0.19695 | 0.25016 | 0.33397 | 0.38873 | 0.34059 | 0.29891
BART SO2 Annual-Cherokee 4 -v5.13 | 179 | 5874 | Rate Constraint in MTons | FALSE | L | Annual | Qualifying Generation | TWh | 0.10739 | 0.14722 | 0.19695 | 0.25016 | 0.33397 | 0.38873 | 0.34059 | 0.29891
BART SO2 Annual-Cherokee 4 -v5.13 | 179 | 5874 | Rate Constraint in MTons | FALSE | L | Annual | Rate | lb/MWh | 0 | 0 | 0 | 0 | 0 | 0 | 0 | 0
BART SO2 Annual-Cherokee 4 -v5.13 | 179 | 5874 | Rate Constraint in MTons | FALSE | L | Annual | Constraint Shadow Price | US2016$/Ton | 0 | 0 | 0 | 0 | 0 | 0 | 0 | 0
BART SO2 Annual-Cholla 3 -v5.13 | 180 | 5870 | Rate Constraint in lbs/MMBtu | FALSE | L | Annual | Seasons Included | Seasons | Winter, WintShld, Summer | Winter, WintShld, Summer | Winter, WintShld, Summer | Winter, WintShld, Summer | Winter, WintShld, Summer | Winter, WintShld, Summer | Winter, WintShld, Summer | Winter, WintShld, Summer
BART SO2 Annual-Cholla 3 -v5.13 | 180 | 5870 | Rate Constraint in lbs/MMBtu | FALSE | L | Annual | Standard SO2 | lb/MMBtu | 0.15 | 0.15 | 0.0006 | 0.0006 | 0.0006 | 0.0006 | 0.0006 | 0.0006
BART SO2 Annual-Cholla 3 -v5.13 | 180 | 5870 | Rate Constraint in lbs/MMBtu | FALSE | L | Annual | Emissions at Affected Plants SO2 | Thousand Tons | 1.1391 | 1.1391 | 0 | 0 | 0 | 0 | 0 | 0
BART SO2 Annual-Cholla 3 -v5.13 | 180 | 5870 | Rate Constraint in lbs/MMBtu | FALSE | L | Annual | Allowances Purchased SO2 | Thousand Tons | 0 | 0 | 0 | 0 | 0 | 0 | 0 | 0
BART SO2 Annual-Cholla 3 -v5.13 | 180 | 5870 | Rate Constraint in lbs/MMBtu | FALSE | L | Annual | Allowances Sold SO2 | Thousand Tons | 0 | 0 | 0 | 0 | 0 | 0 | 0 | 0
BART SO2 Annual-Cholla 3 -v5.13 | 180 | 5870 | Rate Constraint in lbs/MMBtu | FALSE | L | Annual | Allowances Banked | Thousand Tons | 0 | 0 | 0 | 0 | 0 | 0 | 0 | 0
BART SO2 Annual-Cholla 3 -v5.13 | 180 | 5870 | Rate Constraint in lbs/MMBtu | FALSE | L | Annual | Allowances Withdrawn (1:1) | Thousand Tons | 0 | 0 | 0 | 0 | 0 | 0 | 0 | 0
BART SO2 Annual-Cholla 3 -v5.13 | 180 | 5870 | Rate Constraint in lbs/MMBtu | FALSE | L | Annual | Allowances Withdrawn (n:1) | Thousand Tons | 0 | 0 | 0 | 0 | 0 | 0 | 0 | 0
BART SO2 Annual-Cholla 3 -v5.13 | 180 | 5870 | Rate Constraint in lbs/MMBtu | FALSE | L | Annual | Net Emissions Allowance Position | Thousand Tons | 1.1391 | 1.1391 | 0 | 0 | 0 | 0 | 0 | 0
BART SO2 Annual-Cholla 3 -v5.13 | 180 | 5870 | Rate Constraint in lbs/MMBtu | FALSE | L | Annual | Fuel Consumed | TBtu | 20.9724 | 20.9724 | 0 | 0 | 0 | 0 | 0 | 0
BART SO2 Annual-Cholla 3 -v5.13 | 180 | 5870 | Rate Constraint in lbs/MMBtu | FALSE | L | Annual | Rate | lb/MMBtu | 0.10863 | 0.10863 | 0 | 0 | 0 | 0 | 0 | 0
BART SO2 Annual-Cholla 3 -v5.13 | 180 | 5870 | Rate Constraint in lbs/MMBtu | FALSE | L | Annual | Generation | TWh | 1.8735 | 1.8735 | 0 | 0 | 0 | 0 | 0 | 0
BART SO2 Annual-Cholla 3 -v5.13 | 180 | 5870 | Rate Constraint in lbs/MMBtu | FALSE | L | Annual | Qualifying Generation | TWh | 1.8735 | 1.8735 | 0 | 0 | 0 | 0 | 0 | 0
BART SO2 Annual-Cholla 3 -v5.13 | 180 | 5870 | Rate Constraint in lbs/MMBtu | FALSE | L | Annual | Rate | lb/MWh | 1.216 | 1.216 | 0 | 0 | 0 | 0 | 0 | 0
BART SO2 Annual-Cholla 3 -v5.13 | 180 | 5870 | Rate Constraint in lbs/MMBtu | FALSE | L | Annual | Constraint Shadow Price | US2016$/Ton | 0 | 0 | 25619.8084 | 57538.1863 | 77725.4874 | 96706.1684 | 4178732.0182 | 87582.8048
BART SO2 Annual-Cholla 4 -v5.13 | 181 | 5871 | Rate Constraint in lbs/MMBtu | FALSE | L | Annual | Seasons Included | Seasons | Winter, WintShld, Summer | Winter, WintShld, Summer | Winter, WintShld, Summer | Winter, WintShld, Summer | Winter, WintShld, Summer | Winter, WintShld, Summer | Winter, WintShld, Summer | Winter, WintShld, Summer
BART SO2 Annual-Cholla 4 -v5.13 | 181 | 5871 | Rate Constraint in lbs/MMBtu | FALSE | L | Annual | Standard SO2 | lb/MMBtu | 0.15 | 0.15 | 0.0006 | 0.0006 | 0.0006 | 0.0006 | 0.0006 | 0.0006
BART SO2 Annual-Cholla 4 -v5.13 | 181 | 5871 | Rate Constraint in lbs/MMBtu | FALSE | L | Annual | Emissions at Affected Plants SO2 | Thousand Tons | 0 | 0 | 0 | 0 | 0 | 0 | 0 | 0
BART SO2 Annual-Cholla 4 -v5.13 | 181 | 5871 | Rate Constraint in lbs/MMBtu | FALSE | L | Annual | Allowances Purchased SO2 | Thousand Tons | 0 | 0 | 0 | 0 | 0 | 0 | 0 | 0
BART SO2 Annual-Cholla 4 -v5.13 | 181 | 5871 | Rate Constraint in lbs/MMBtu | FALSE | L | Annual | Allowances Sold SO2 | Thousand Tons | 0 | 0 | 0 | 0 | 0 | 0 | 0 | 0
BART SO2 Annual-Cholla 4 -v5.13 | 181 | 5871 | Rate Constraint in lbs/MMBtu | FALSE | L | Annual | Allowances Banked | Thousand Tons | 0 | 0 | 0 | 0 | 0 | 0 | 0 | 0
BART SO2 Annual-Cholla 4 -v5.13 | 181 | 5871 | Rate Constraint in lbs/MMBtu | FALSE | L | Annual | Allowances Withdrawn (1:1) | Thousand Tons | 0 | 0 | 0 | 0 | 0 | 0 | 0 | 0
BART SO2 Annual-Cholla 4 -v5.13 | 181 | 5871 | Rate Constraint in lbs/MMBtu | FALSE | L | Annual | Allowances Withdrawn (n:1) | Thousand Tons | 0 | 0 | 0 | 0 | 0 | 0 | 0 | 0
BART SO2 Annual-Cholla 4 -v5.13 | 181 | 5871 | Rate Constraint in lbs/MMBtu | FALSE | L | Annual | Net Emissions Allowance Position | Thousand Tons | 0 | 0 | 0 | 0 | 0 | 0 | 0 | 0
BART SO2 Annual-Cholla 4 -v5.13 | 181 | 5871 | Rate Constraint in lbs/MMBtu | FALSE | L | Annual | Fuel Consumed | TBtu | 0 | 0 | 0 | 0 | 0 | 0 | 0 | 0
BART SO2 Annual-Cholla 4 -v5.13 | 181 | 5871 | Rate Constraint in lbs/MMBtu | FALSE | L | Annual | Rate | lb/MMBtu | 0 | 0 | 0 | 0 | 0 | 0 | 0 | 0
BART SO2 Annual-Cholla 4 -v5.13 | 181 | 5871 | Rate Constraint in lbs/MMBtu | FALSE | L | Annual | Generation | TWh | 0 | 0 | 0 | 0 | 0 | 0 | 0 | 0
BART SO2 Annual-Cholla 4 -v5.13 | 181 | 5871 | Rate Constraint in lbs/MMBtu | FALSE | L | Annual | Qualifying Generation | TWh | 0 | 0 | 0 | 0 | 0 | 0 | 0 | 0
BART SO2 Annual-Cholla 4 -v5.13 | 181 | 5871 | Rate Constraint in lbs/MMBtu | FALSE | L | Annual | Rate | lb/MWh | 0 | 0 | 0 | 0 | 0 | 0 | 0 | 0
BART SO2 Annual-Cholla 4 -v5.13 | 181 | 5871 | Rate Constraint in lbs/MMBtu | FALSE | L | Annual | Constraint Shadow Price | US2016$/Ton | 0 | 0 | 18142.2189 | 31917.5005 | 45630.3555 | 56965.8555 | 6275379.2471 | 54665.7127
BART SO2 Annual-Coronado U1B -v5.13 | 182 | 5872 | Rate Constraint in lbs/MMBtu | FALSE | L | Annual | Seasons Included | Seasons | Winter, WintShld, Summer | Winter, WintShld, Summer | Winter, WintShld, Summer | Winter, WintShld, Summer | Winter, WintShld, Summer | Winter, WintShld, Summer | Winter, WintShld, Summer | Winter, WintShld, Summer
BART SO2 Annual-Coronado U1B -v5.13 | 182 | 5872 | Rate Constraint in lbs/MMBtu | FALSE | L | Annual | Standard SO2 | lb/MMBtu | 0.08 | 0.08 | 0.08 | 0.08 | 0.08 | 0.08 | 0.08 | 0.08
BART SO2 Annual-Coronado U1B -v5.13 | 182 | 5872 | Rate Constraint in lbs/MMBtu | FALSE | L | Annual | Emissions at Affected Plants SO2 | Thousand Tons | 0.66587 | 1.045 | 1.0266 | 0.76462 | 0.76462 | 0.76462 | 0.76462 | 0.76462
BART SO2 Annual-Coronado U1B -v5.13 | 182 | 5872 | Rate Constraint in lbs/MMBtu | FALSE | L | Annual | Allowances Purchased SO2 | Thousand Tons | 0 | 0 | 0 | 0 | 0 | 0 | 0 | 0
BART SO2 Annual-Coronado U1B -v5.13 | 182 | 5872 | Rate Constraint in lbs/MMBtu | FALSE | L | Annual | Allowances Sold SO2 | Thousand Tons | 0 | 0 | 0 | 0 | 0 | 0 | 0 | 0
BART SO2 Annual-Coronado U1B -v5.13 | 182 | 5872 | Rate Constraint in lbs/MMBtu | FALSE | L | Annual | Allowances Banked | Thousand Tons | 0 | 0 | 0 | 0 | 0 | 0 | 0 | 0
BART SO2 Annual-Coronado U1B -v5.13 | 182 | 5872 | Rate Constraint in lbs/MMBtu | FALSE | L | Annual | Allowances Withdrawn (1:1) | Thousand Tons | 0 | 0 | 0 | 0 | 0 | 0 | 0 | 0
BART SO2 Annual-Coronado U1B -v5.13 | 182 | 5872 | Rate Constraint in lbs/MMBtu | FALSE | L | Annual | Allowances Withdrawn (n:1) | Thousand Tons | 0 | 0 | 0 | 0 | 0 | 0 | 0 | 0
BART SO2 Annual-Coronado U1B -v5.13 | 182 | 5872 | Rate Constraint in lbs/MMBtu | FALSE | L | Annual | Net Emissions Allowance Position | Thousand Tons | 0.66587 | 1.045 | 1.0266 | 0.76462 | 0.76462 | 0.76462 | 0.76462 | 0.76462
BART SO2 Annual-Coronado U1B -v5.13 | 182 | 5872 | Rate Constraint in lbs/MMBtu | FALSE | L | Annual | Fuel Consumed | TBtu | 16.6467 | 26.125 | 25.6658 | 19.1156 | 19.1156 | 19.1156 | 19.1156 | 19.1156
BART SO2 Annual-Coronado U1B -v5.13 | 182 | 5872 | Rate Constraint in lbs/MMBtu | FALSE | L | Annual | Rate | lb/MMBtu | 0.08 | 0.08 | 0.08 | 0.08 | 0.08 | 0.08 | 0.08 | 0.08
BART SO2 Annual-Coronado U1B -v5.13 | 182 | 5872 | Rate Constraint in lbs/MMBtu | FALSE | L | Annual | Generation | TWh | 1.5663 | 2.4581 | 2.4617 | 1.8334 | 1.8334 | 1.8334 | 1.8334 | 1.8334
BART SO2 Annual-Coronado U1B -v5.13 | 182 | 5872 | Rate Constraint in lbs/MMBtu | FALSE | L | Annual | Qualifying Generation | TWh | 1.5663 | 2.4581 | 2.4617 | 1.8334 | 1.8334 | 1.8334 | 1.8334 | 1.8334
BART SO2 Annual-Coronado U1B -v5.13 | 182 | 5872 | Rate Constraint in lbs/MMBtu | FALSE | L | Annual | Rate | lb/MWh | 0.85024 | 0.85024 | 0.83409 | 0.83409 | 0.83409 | 0.83409 | 0.83409 | 0.83409
BART SO2 Annual-Coronado U1B -v5.13 | 182 | 5872 | Rate Constraint in lbs/MMBtu | FALSE | L | Annual | Constraint Shadow Price | US2016$/Ton | 43256.71 | 44791.0118 | 51261.7893 | 52042.6075 | 47756.1477 | 44492.5399 | 41549.9776 | 38454.6565
BART SO2 Annual-Coronado U2B -v5.13 | 183 | 5873 | Rate Constraint in lbs/MMBtu | FALSE | L | Annual | Seasons Included | Seasons | Winter, WintShld, Summer | Winter, WintShld, Summer | Winter, WintShld, Summer | Winter, WintShld, Summer | Winter, WintShld, Summer | Winter, WintShld, Summer | Winter, WintShld, Summer | Winter, WintShld, Summer
BART SO2 Annual-Coronado U2B -v5.13 | 183 | 5873 | Rate Constraint in lbs/MMBtu | FALSE | L | Annual | Standard SO2 | lb/MMBtu | 0.08 | 0.08 | 0.08 | 0.08 | 0.08 | 0.08 | 0.08 | 0.08
BART SO2 Annual-Coronado U2B -v5.13 | 183 | 5873 | Rate Constraint in lbs/MMBtu | FALSE | L | Annual | Emissions at Affected Plants SO2 | Thousand Tons | 0.68079 | 0.82318 | 1.0481 | 0.78176 | 0.78176 | 0.78176 | 0.78176 | 0.78176
BART SO2 Annual-Coronado U2B -v5.13 | 183 | 5873 | Rate Constraint in lbs/MMBtu | FALSE | L | Annual | Allowances Purchased SO2 | Thousand Tons | 0 | 0 | 0 | 0 | 0 | 0 | 0 | 0
BART SO2 Annual-Coronado U2B -v5.13 | 183 | 5873 | Rate Constraint in lbs/MMBtu | FALSE | L | Annual | Allowances Sold SO2 | Thousand Tons | 0 | 0 | 0 | 0 | 0 | 0 | 0 | 0
BART SO2 Annual-Coronado U2B -v5.13 | 183 | 5873 | Rate Constraint in lbs/MMBtu | FALSE | L | Annual | Allowances Banked | Thousand Tons | 0 | 0 | 0 | 0 | 0 | 0 | 0 | 0
BART SO2 Annual-Coronado U2B -v5.13 | 183 | 5873 | Rate Constraint in lbs/MMBtu | FALSE | L | Annual | Allowances Withdrawn (1:1) | Thousand Tons | 0 | 0 | 0 | 0 | 0 | 0 | 0 | 0
BART SO2 Annual-Coronado U2B -v5.13 | 183 | 5873 | Rate Constraint in lbs/MMBtu | FALSE | L | Annual | Allowances Withdrawn (n:1) | Thousand Tons | 0 | 0 | 0 | 0 | 0 | 0 | 0 | 0
BART SO2 Annual-Coronado U2B -v5.13 | 183 | 5873 | Rate Constraint in lbs/MMBtu | FALSE | L | Annual | Net Emissions Allowance Position | Thousand Tons | 0.68079 | 0.82318 | 1.0481 | 0.78176 | 0.78176 | 0.78176 | 0.78176 | 0.78176
BART SO2 Annual-Coronado U2B -v5.13 | 183 | 5873 | Rate Constraint in lbs/MMBtu | FALSE | L | Annual | Fuel Consumed | TBtu | 17.0199 | 20.5795 | 26.203 | 19.544 | 19.544 | 19.544 | 19.544 | 19.544
BART SO2 Annual-Coronado U2B -v5.13 | 183 | 5873 | Rate Constraint in lbs/MMBtu | FALSE | L | Annual | Rate | lb/MMBtu | 0.08 | 0.08 | 0.08 | 0.08 | 0.08 | 0.08 | 0.08 | 0.08
BART SO2 Annual-Coronado U2B -v5.13 | 183 | 5873 | Rate Constraint in lbs/MMBtu | FALSE | L | Annual | Generation | TWh | 1.5871 | 1.919 | 2.4907 | 1.8578 | 1.8578 | 1.8578 | 1.8578 | 1.8578
BART SO2 Annual-Coronado U2B -v5.13 | 183 | 5873 | Rate Constraint in lbs/MMBtu | FALSE | L | Annual | Qualifying Generation | TWh | 1.5871 | 1.919 | 2.4907 | 1.8578 | 1.8578 | 1.8578 | 1.8578 | 1.8578
BART SO2 Annual-Coronado U2B -v5.13 | 183 | 5873 | Rate Constraint in lbs/MMBtu | FALSE | L | Annual | Rate | lb/MWh | 0.85792 | 0.85792 | 0.84162 | 0.84162 | 0.84162 | 0.84162 | 0.84162 | 0.84162
BART SO2 Annual-Coronado U2B -v5.13 | 183 | 5873 | Rate Constraint in lbs/MMBtu | FALSE | L | Annual | Constraint Shadow Price | US2016$/Ton | 43256.71 | 44791.0118 | 51261.7893 | 52042.6075 | 47756.1477 | 44492.5399 | 41549.9776 | 38454.6565
BART SO2 Annual-Craig C1 -v5.14 | 184 | 6097 | Rate Constraint in lbs/MMBtu | FALSE | L | Annual | Seasons Included | Seasons | Winter, WintShld, Summer | Winter, WintShld, Summer | Winter, WintShld, Summer | Winter, WintShld, Summer | Winter, WintShld, Summer | Winter, WintShld, Summer | Winter, WintShld, Summer | Winter, WintShld, Summer
BART SO2 Annual-Craig C1 -v5.14 | 184 | 6097 | Rate Constraint in lbs/MMBtu | FALSE | L | Annual | Standard SO2 | lb/MMBtu | 0.11 | 0.11 | 0.11 | 0.11 | 0.11 | 0.11 | 0.11 | 0.11
BART SO2 Annual-Craig C1 -v5.14 | 184 | 6097 | Rate Constraint in lbs/MMBtu | FALSE | L | Annual | Emissions at Affected Plants SO2 | Thousand Tons | 0.94055 | 0.94055 | 0.93303 | 0.0043599 | 0.0043599 | 0.0043599 | 0.0043599 | 0.0043599
BART SO2 Annual-Craig C1 -v5.14 | 184 | 6097 | Rate Constraint in lbs/MMBtu | FALSE | L | Annual | Allowances Purchased SO2 | Thousand Tons | 0 | 0 | 0 | 0 | 0 | 0 | 0 | 0
BART SO2 Annual-Craig C1 -v5.14 | 184 | 6097 | Rate Constraint in lbs/MMBtu | FALSE | L | Annual | Allowances Sold SO2 | Thousand Tons | 0 | 0 | 0 | 0 | 0 | 0 | 0 | 0
BART SO2 Annual-Craig C1 -v5.14 | 184 | 6097 | Rate Constraint in lbs/MMBtu | FALSE | L | Annual | Allowances Banked | Thousand Tons | 0 | 0 | 0 | 0 | 0 | 0 | 0 | 0
BART SO2 Annual-Craig C1 -v5.14 | 184 | 6097 | Rate Constraint in lbs/MMBtu | FALSE | L | Annual | Allowances Withdrawn (1:1) | Thousand Tons | 0 | 0 | 0 | 0 | 0 | 0 | 0 | 0
BART SO2 Annual-Craig C1 -v5.14 | 184 | 6097 | Rate Constraint in lbs/MMBtu | FALSE | L | Annual | Allowances Withdrawn (n:1) | Thousand Tons | 0 | 0 | 0 | 0 | 0 | 0 | 0 | 0
BART SO2 Annual-Craig C1 -v5.14 | 184 | 6097 | Rate Constraint in lbs/MMBtu | FALSE | L | Annual | Net Emissions Allowance Position | Thousand Tons | 0.94055 | 0.94055 | 0.93303 | 0.0043599 | 0.0043599 | 0.0043599 | 0.0043599 | 0.0043599
BART SO2 Annual-Craig C1 -v5.14 | 184 | 6097 | Rate Constraint in lbs/MMBtu | FALSE | L | Annual | Fuel Consumed | TBtu | 32.9193 | 32.9193 | 32.656 | 0.14533 | 0.14533 | 0.14533 | 0.1526 | 0.1526
BART SO2 Annual-Craig C1 -v5.14 | 184 | 6097 | Rate Constraint in lbs/MMBtu | FALSE | L | Annual | Rate | lb/MMBtu | 0.057143 | 0.057143 | 0.057143 | 0.06 | 0.06 | 0.06 | 0.057143 | 0.057143
BART SO2 Annual-Craig C1 -v5.14 | 184 | 6097 | Rate Constraint in lbs/MMBtu | FALSE | L | Annual | Generation | TWh | 3.0864 | 3.0864 | 3.0864 | 0.014422 | 0.014422 | 0.014422 | 0.014422 | 0.014422
BART SO2 Annual-Craig C1 -v5.14 | 184 | 6097 | Rate Constraint in lbs/MMBtu | FALSE | L | Annual | Qualifying Generation | TWh | 3.0864 | 3.0864 | 3.0864 | 0.014422 | 0.014422 | 0.014422 | 0.014422 | 0.014422
BART SO2 Annual-Craig C1 -v5.14 | 184 | 6097 | Rate Constraint in lbs/MMBtu | FALSE | L | Annual | Rate | lb/MWh | 0.60948 | 0.60948 | 0.6046 | 0.6046 | 0.6046 | 0.6046 | 0.6046 | 0.6046
BART SO2 Annual-Craig C1 -v5.14 | 184 | 6097 | Rate Constraint in lbs/MMBtu | FALSE | L | Annual | Constraint Shadow Price | US2016$/Ton | 0 | 0 | 0 | 0 | 0 | 0 | 0 | 0
BART SO2 Annual-Craig C2 -v5.14 | 185 | 6098 | Rate Constraint in lbs/MMBtu | FALSE | L | Annual | Seasons Included | Seasons | Winter, WintShld, Summer | Winter, WintShld, Summer | Winter, WintShld, Summer | Winter, WintShld, Summer | Winter, WintShld, Summer | Winter, WintShld, Summer | Winter, WintShld, Summer | Winter, WintShld, Summer
BART SO2 Annual-Craig C2 -v5.14 | 185 | 6098 | Rate Constraint in lbs/MMBtu | FALSE | L | Annual | Standard SO2 | lb/MMBtu | 0.11 | 0.11 | 0.11 | 0.11 | 0.11 | 0.11 | 0.11 | 0.11
BART SO2 Annual-Craig C2 -v5.14 | 185 | 6098 | Rate Constraint in lbs/MMBtu | FALSE | L | Annual | Emissions at Affected Plants SO2 | Thousand Tons | 0.94156 | 0.94156 | 0.93402 | 0.93402 | 0.93402 | 0.93402 | 0.93402 | 0.93402
BART SO2 Annual-Craig C2 -v5.14 | 185 | 6098 | Rate Constraint in lbs/MMBtu | FALSE | L | Annual | Allowances Purchased SO2 | Thousand Tons | 0 | 0 | 0 | 0 | 0 | 0 | 0 | 0
BART SO2 Annual-Craig C2 -v5.14 | 185 | 6098 | Rate Constraint in lbs/MMBtu | FALSE | L | Annual | Allowances Sold SO2 | Thousand Tons | 0 | 0 | 0 | 0 | 0 | 0 | 0 | 0
BART SO2 Annual-Craig C2 -v5.14 | 185 | 6098 | Rate Constraint in lbs/MMBtu | FALSE | L | Annual | Allowances Banked | Thousand Tons | 0 | 0 | 0 | 0 | 0 | 0 | 0 | 0
BART SO2 Annual-Craig C2 -v5.14 | 185 | 6098 | Rate Constraint in lbs/MMBtu | FALSE | L | Annual | Allowances Withdrawn (1:1) | Thousand Tons | 0 | 0 | 0 | 0 | 0 | 0 | 0 | 0
BART SO2 Annual-Craig C2 -v5.14 | 185 | 6098 | Rate Constraint in lbs/MMBtu | FALSE | L | Annual | Allowances Withdrawn (n:1) | Thousand Tons | 0 | 0 | 0 | 0 | 0 | 0 | 0 | 0
BART SO2 Annual-Craig C2 -v5.14 | 185 | 6098 | Rate Constraint in lbs/MMBtu | FALSE | L | Annual | Net Emissions Allowance Position | Thousand Tons | 0.94156 | 0.94156 | 0.93402 | 0.93402 | 0.93402 | 0.93402 | 0.93402 | 0.93402
BART SO2 Annual-Craig C2 -v5.14 | 185 | 6098 | Rate Constraint in lbs/MMBtu | FALSE | L | Annual | Fuel Consumed | TBtu | 32.9544 | 32.9544 | 32.6908 | 31.1341 | 31.1341 | 31.1341 | 32.6908 | 32.6908
BART SO2 Annual-Craig C2 -v5.14 | 185 | 6098 | Rate Constraint in lbs/MMBtu | FALSE | L | Annual | Rate | lb/MMBtu | 0.057143 | 0.057143 | 0.057143 | 0.06 | 0.06 | 0.06 | 0.057143 | 0.057143
BART SO2 Annual-Craig C2 -v5.14 | 185 | 6098 | Rate Constraint in lbs/MMBtu | FALSE | L | Annual | Generation | TWh | 3.0653 | 3.0653 | 3.0653 | 3.0653 | 3.0653 | 3.0653 | 3.0653 | 3.0653
BART SO2 Annual-Craig C2 -v5.14 | 185 | 6098 | Rate Constraint in lbs/MMBtu | FALSE | L | Annual | Qualifying Generation | TWh | 3.0653 | 3.0653 | 3.0653 | 3.0653 | 3.0653 | 3.0653 | 3.0653 | 3.0653
BART SO2 Annual-Craig C2 -v5.14 | 185 | 6098 | Rate Constraint in lbs/MMBtu | FALSE | L | Annual | Rate | lb/MWh | 0.61434 | 0.61434 | 0.60943 | 0.60943 | 0.60943 | 0.60943 | 0.60943 | 0.60943
BART SO2 Annual-Craig C2 -v5.14 | 185 | 6098 | Rate Constraint in lbs/MMBtu | FALSE | L | Annual | Constraint Shadow Price | US2016$/Ton | 0 | 0 | 0 | 0 | 0 | 0 | 0 | 0
BART SO2 Annual-Jeffrey Energy Center 1 -v5.13 | 186 | 5877 | Rate Constraint in lbs/MMBtu | FALSE | L | Annual | Seasons Included | Seasons | Winter, WintShld, Summer | Winter, WintShld, Summer | Winter, WintShld, Summer | Winter, WintShld, Summer | Winter, WintShld, Summer | Winter, WintShld, Summer | Winter, WintShld, Summer | Winter, WintShld, Summer
BART SO2 Annual-Jeffrey Energy Center 1 -v5.13 | 186 | 5877 | Rate Constraint in lbs/MMBtu | FALSE | L | Annual | Standard SO2 | lb/MMBtu | 0.15 | 0.15 | 0.15 | 0.15 | 0.15 | 0.15 | 0.15 | 0.15
BART SO2 Annual-Jeffrey Energy Center 1 -v5.13 | 186 | 5877 | Rate Constraint in lbs/MMBtu | FALSE | L | Annual | Emissions at Affected Plants SO2 | Thousand Tons | 1.472 | 1.7249 | 1.6766 | 1.5964 | 1.4164 | 1.4164 | 1.1971 | 1.4164
BART SO2 Annual-Jeffrey Energy Center 1 -v5.13 | 186 | 5877 | Rate Constraint in lbs/MMBtu | FALSE | L | Annual | Allowances Purchased SO2 | Thousand Tons | 0 | 0 | 0 | 0 | 0 | 0 | 0 | 0
BART SO2 Annual-Jeffrey Energy Center 1 -v5.13 | 186 | 5877 | Rate Constraint in lbs/MMBtu | FALSE | L | Annual | Allowances Sold SO2 | Thousand Tons | 0 | 0 | 0 | 0 | 0 | 0 | 0 | 0
BART SO2 Annual-Jeffrey Energy Center 1 -v5.13 | 186 | 5877 | Rate Constraint in lbs/MMBtu | FALSE | L | Annual | Allowances Banked | Thousand Tons | 0 | 0 | 0 | 0 | 0 | 0 | 0 | 0
BART SO2 Annual-Jeffrey Energy Center 1 -v5.13 | 186 | 5877 | Rate Constraint in lbs/MMBtu | FALSE | L | Annual | Allowances Withdrawn (1:1) | Thousand Tons | 0 | 0 | 0 | 0 | 0 | 0 | 0 | 0
BART SO2 Annual-Jeffrey Energy Center 1 -v5.13 | 186 | 5877 | Rate Constraint in lbs/MMBtu | FALSE | L | Annual | Allowances Withdrawn (n:1) | Thousand Tons | 0 | 0 | 0 | 0 | 0 | 0 | 0 | 0
BART SO2 Annual-Jeffrey Energy Center 1 -v5.13 | 186 | 5877 | Rate Constraint in lbs/MMBtu | FALSE | L | Annual | Net Emissions Allowance Position | Thousand Tons | 1.472 | 1.7249 | 1.6766 | 1.5964 | 1.4164 | 1.4164 | 1.1971 | 1.4164
BART SO2 Annual-Jeffrey Energy Center 1 -v5.13 | 186 | 5877 | Rate Constraint in lbs/MMBtu | FALSE | L | Annual | Fuel Consumed | TBtu | 49.0668 | 57.4956 | 55.8858 | 53.212 | 47.2137 | 47.2137 | 39.9025 | 47.2137
BART SO2 Annual-Jeffrey Energy Center 1 -v5.13 | 186 | 5877 | Rate Constraint in lbs/MMBtu | FALSE | L | Annual | Rate | lb/MMBtu | 0.06 | 0.06 | 0.06 | 0.06 | 0.06 | 0.06 | 0.06 | 0.06
BART SO2 Annual-Jeffrey Energy Center 1 -v5.13 | 186 | 5877 | Rate Constraint in lbs/MMBtu | FALSE | L | Annual | Generation | TWh | 4.4149 | 5.1733 | 5.1733 | 4.9258 | 4.3705 | 4.3705 | 3.6937 | 4.3705
BART SO2 Annual-Jeffrey Energy Center 1 -v5.13 | 186 | 5877 | Rate Constraint in lbs/MMBtu | FALSE | L | Annual | Qualifying Generation | TWh | 4.4149 | 5.1733 | 5.1733 | 4.9258 | 4.3705 | 4.3705 | 3.6937 | 4.3705
BART SO2 Annual-Jeffrey Energy Center 1 -v5.13 | 186 | 5877 | Rate Constraint in lbs/MMBtu | FALSE | L | Annual | Rate | lb/MWh | 0.66684 | 0.66684 | 0.64817 | 0.64817 | 0.64817 | 0.64817 | 0.64817 | 0.64817
BART SO2 Annual-Jeffrey Energy Center 1 -v5.13 | 186 | 5877 | Rate Constraint in lbs/MMBtu | FALSE | L | Annual | Constraint Shadow Price | US2016$/Ton | 0 | 0 | 0 | 0 | 0 | 0 | 0 | 0
BART SO2 Annual-Jeffrey Energy Center 2 -v5.13 | 187 | 5878 | Rate Constraint in lbs/MMBtu | FALSE | L | Annual | Seasons Included | Seasons | Winter, WintShld, Summer | Winter, WintShld, Summer | Winter, WintShld, Summer | Winter, WintShld, Summer | Winter, WintShld, Summer | Winter, WintShld, Summer | Winter, WintShld, Summer | Winter, WintShld, Summer
BART SO2 Annual-Jeffrey Energy Center 2 -v5.13 | 187 | 5878 | Rate Constraint in lbs/MMBtu | FALSE | L | Annual | Standard SO2 | lb/MMBtu | 0.15 | 0.15 | 0.15 | 0.15 | 0.15 | 0.15 | 0.15 | 0.15
BART SO2 Annual-Jeffrey Energy Center 2 -v5.13 | 187 | 5878 | Rate Constraint in lbs/MMBtu | FALSE | L | Annual | Emissions at Affected Plants SO2 | Thousand Tons | 1.4874 | 1.6048 | 1.5599 | 1.5599 | 1.2603 | 1.2148 | 1.2039 | 1.2228
BART SO2 Annual-Jeffrey Energy Center 2 -v5.13 | 187 | 5878 | Rate Constraint in lbs/MMBtu | FALSE | L | Annual | Allowances Purchased SO2 | Thousand Tons | 0 | 0 | 0 | 0 | 0 | 0 | 0 | 0
BART SO2 Annual-Jeffrey Energy Center 2 -v5.13 | 187 | 5878 | Rate Constraint in lbs/MMBtu | FALSE | L | Annual | Allowances Sold SO2 | Thousand Tons | 0 | 0 | 0 | 0 | 0 | 0 | 0 | 0
BART SO2 Annual-Jeffrey Energy Center 2 -v5.13 | 187 | 5878 | Rate Constraint in lbs/MMBtu | FALSE | L | Annual | Allowances Banked | Thousand Tons | 0 | 0 | 0 | 0 | 0 | 0 | 0 | 0
BART SO2 Annual-Jeffrey Energy Center 2 -v5.13 | 187 | 5878 | Rate Constraint in lbs/MMBtu | FALSE | L | Annual | Allowances Withdrawn (1:1) | Thousand Tons | 0 | 0 | 0 | 0 | 0 | 0 | 0 | 0
BART SO2 Annual-Jeffrey Energy Center 2 -v5.13 | 187 | 5878 | Rate Constraint in lbs/MMBtu | FALSE | L | Annual | Allowances Withdrawn (n:1) | Thousand Tons | 0 | 0 | 0 | 0 | 0 | 0 | 0 | 0
BART SO2 Annual-Jeffrey Energy Center 2 -v5.13 | 187 | 5878 | Rate Constraint in lbs/MMBtu | FALSE | L | Annual | Net Emissions Allowance Position | Thousand Tons | 1.4874 | 1.6048 | 1.5599 | 1.5599 | 1.2603 | 1.2148 | 1.2039 | 1.2228
BART SO2 Annual-Jeffrey Energy Center 2 -v5.13 | 187 | 5878 | Rate Constraint in lbs/MMBtu | FALSE | L | Annual | Fuel Consumed | TBtu | 49.5809 | 53.4934 | 51.9956 | 51.9956 | 42.0104 | 40.4929 | 40.1298 | 40.7617
BART SO2 Annual-Jeffrey Energy Center 2 -v5.13 | 187 | 5878 | Rate Constraint in lbs/MMBtu | FALSE | L | Annual | Rate | lb/MMBtu | 0.06 | 0.06 | 0.06 | 0.06 | 0.06 | 0.06 | 0.06 | 0.06
BART SO2 Annual-Jeffrey Energy Center 2 -v5.13 | 187 | 5878 | Rate Constraint in lbs/MMBtu | FALSE | L | Annual | Generation | TWh | 4.4541 | 4.8055 | 4.8055 | 4.8055 | 3.8819 | 3.7416 | 3.7082 | 3.7663
BART SO2 Annual-Jeffrey Energy Center 2 -v5.13 | 187 | 5878 | Rate Constraint in lbs/MMBtu | FALSE | L | Annual | Qualifying Generation | TWh | 4.4541 | 4.8055 | 4.8055 | 4.8055 | 3.8819 | 3.7416 | 3.7082 | 3.7663
BART SO2 Annual-Jeffrey Energy Center 2 -v5.13 | 187 | 5878 | Rate Constraint in lbs/MMBtu | FALSE | L | Annual | Rate | lb/MWh | 0.6679 | 0.6679 | 0.6492 | 0.6492 | 0.64932 | 0.64934 | 0.64931 | 0.64936
BART SO2 Annual-Jeffrey Energy Center 2 -v5.13 | 187 | 5878 | Rate Constraint in lbs/MMBtu | FALSE | L | Annual | Constraint Shadow Price | US2016$/Ton | 0 | 0 | 0 | 0 | 0 | 0 | 0 | 0
BART SO2 Annual-La Cygne 1 -v5.13 | 188 | 5879 | Rate Constraint in lbs/MMBtu | FALSE | L | Annual | Seasons Included | Seasons | Winter, WintShld, Summer | Winter, WintShld, Summer | Winter, WintShld, Summer | Winter, WintShld, Summer | Winter, WintShld, Summer | Winter, WintShld, Summer | Winter, WintShld, Summer | Winter, WintShld, Summer
BART SO2 Annual-La Cygne 1 -v5.13 | 188 | 5879 | Rate Constraint in lbs/MMBtu | FALSE | L | Annual | Standard SO2 | lb/MMBtu | 0.15 | 0.15 | 0.15 | 0.15 | 0.15 | 0.15 | 0.15 | 0.15
BART SO2 Annual-La Cygne 1 -v5.13 | 188 | 5879 | Rate Constraint in lbs/MMBtu | FALSE | L | Annual | Emissions at Affected Plants SO2 | Thousand Tons | 2.1024 | 2.3866 | 2.4603 | 2.3253 | 2.3784 | 2.4607 | 2.6767 | 2.3845
BART SO2 Annual-La Cygne 1 -v5.13 | 188 | 5879 | Rate Constraint in lbs/MMBtu | FALSE | L | Annual | Allowances Purchased SO2 | Thousand Tons | 0 | 0 | 0 | 0 | 0 | 0 | 0 | 0
BART SO2 Annual-La Cygne 1 -v5.13 | 188 | 5879 | Rate Constraint in lbs/MMBtu | FALSE | L | Annual | Allowances Sold SO2 | Thousand Tons | 0 | 0 | 0 | 0 | 0 | 0 | 0 | 0
BART SO2 Annual-La Cygne 1 -v5.13 | 188 | 5879 | Rate Constraint in lbs/MMBtu | FALSE | L | Annual | Allowances Banked | Thousand Tons | 0 | 0 | 0 | 0 | 0 | 0 | 0 | 0
BART SO2 Annual-La Cygne 1 -v5.13 | 188 | 5879 | Rate Constraint in lbs/MMBtu | FALSE | L | Annual | Allowances Withdrawn (1:1) | Thousand Tons | 0 | 0 | 0 | 0 | 0 | 0 | 0 | 0
BART SO2 Annual-La Cygne 1 -v5.13 | 188 | 5879 | Rate Constraint in lbs/MMBtu | FALSE | L | Annual | Allowances Withdrawn (n:1) | Thousand Tons | 0 | 0 | 0 | 0 | 0 | 0 | 0 | 0
BART SO2 Annual-La Cygne 1 -v5.13 | 188 | 5879 | Rate Constraint in lbs/MMBtu | FALSE | L | Annual | Net Emissions Allowance Position | Thousand Tons | 2.1024 | 2.3866 | 2.4603 | 2.3253 | 2.3784 | 2.4607 | 2.6767 | 2.3845
BART SO2 Annual-La Cygne 1 -v5.13 | 188 | 5879 | Rate Constraint in lbs/MMBtu | FALSE | L | Annual | Fuel Consumed | TBtu | 31.2508 | 35.4755 | 36.5719 | 34.5641 | 35.3539 | 36.5764 | 39.7874 | 35.4446
BART SO2 Annual-La Cygne 1 -v5.13 | 188 | 5879 | Rate Constraint in lbs/MMBtu | FALSE | L | Annual | Rate | lb/MMBtu | 0.13455 | 0.13455 | 0.13455 | 0.13455 | 0.13455 | 0.13455 | 0.13455 | 0.13455
BART SO2 Annual-La Cygne 1 -v5.13 | 188 | 5879 | Rate Constraint in lbs/MMBtu | FALSE | L | Annual | Generation | TWh | 2.7694 | 3.1438 | 3.3003 | 3.1192 | 3.1904 | 3.3008 | 3.5905 | 3.1986
BART SO2 Annual-La Cygne 1 -v5.13 | 188 | 5879 | Rate Constraint in lbs/MMBtu | FALSE | L | Annual | Qualifying Generation | TWh | 2.7694 | 3.1438 | 3.3003 | 3.1192 | 3.1904 | 3.3008 | 3.5905 | 3.1986
BART SO2 Annual-La Cygne 1 -v5.13 | 188 | 5879 | Rate Constraint in lbs/MMBtu | FALSE | L | Annual | Rate | lb/MWh | 1.5183 | 1.5183 | 1.491 | 1.491 | 1.491 | 1.491 | 1.491 | 1.491
BART SO2 Annual-La Cygne 1 -v5.13 | 188 | 5879 | Rate Constraint in lbs/MMBtu | FALSE | L | Annual | Constraint Shadow Price | US2016$/Ton | 0 | 0 | 0 | 0 | 0 | 0 | 0 | 0
BART SO2 Annual-La Cygne 2 -v5.13 | 189 | 5880 | Rate Constraint in lbs/MMBtu | FALSE | L | Annual | Seasons Included | Seasons | Winter, WintShld, Summer | Winter, WintShld, Summer | Winter, WintShld, Summer | Winter, WintShld, Summer | Winter, WintShld, Summer | Winter, WintShld, Summer | Winter, WintShld, Summer | Winter, WintShld, Summer
BART SO2 Annual-La Cygne 2 -v5.13 | 189 | 5880 | Rate Constraint in lbs/MMBtu | FALSE | L | Annual | Standard SO2 | lb/MMBtu | 0.15 | 0.15 | 0.15 | 0.15 | 0.15 | 0.15 | 0.15 | 0.15
BART SO2 Annual-La Cygne 2 -v5.13 | 189 | 5880 | Rate Constraint in lbs/MMBtu | FALSE | L | Annual | Emissions at Affected Plants SO2 | Thousand Tons | 0.75847 | 0.9652 | 1.2699 | 0.88961 | 0.88961 | 0.98696 | 0.98696 | 0.85919
BART SO2 Annual-La Cygne 2 -v5.13 | 189 | 5880 | Rate Constraint in lbs/MMBtu | FALSE | L | Annual | Allowances Purchased SO2 | Thousand Tons | 0 | 0 | 0 | 0 | 0 | 0 | 0 | 0
BART SO2 Annual-La Cygne 2 -v5.13 | 189 | 5880 | Rate Constraint in lbs/MMBtu | FALSE | L | Annual | Allowances Sold SO2 | Thousand Tons | 0 | 0 | 0 | 0 | 0 | 0 | 0 | 0
BART SO2 Annual-La Cygne 2 -v5.13 | 189 | 5880 | Rate Constraint in lbs/MMBtu | FALSE | L | Annual | Allowances Banked | Thousand Tons | 0 | 0 | 0 | 0 | 0 | 0 | 0 | 0
BART SO2 Annual-La Cygne 2 -v5.13 | 189 | 5880 | Rate Constraint in lbs/MMBtu | FALSE | L | Annual | Allowances Withdrawn (1:1) | Thousand Tons | 0 | 0 | 0 | 0 | 0 | 0 | 0 | 0
BART SO2 Annual-La Cygne 2 -v5.13 | 189 | 5880 | Rate Constraint in lbs/MMBtu | FALSE | L | Annual | Allowances Withdrawn (n:1) | Thousand Tons | 0 | 0 | 0 | 0 | 0 | 0 | 0 | 0
BART SO2 Annual-La Cygne 2 -v5.13 | 189 | 5880 | Rate Constraint in lbs/MMBtu | FALSE | L | Annual | Net Emissions Allowance Position | Thousand Tons | 0.75847 | 0.9652 | 1.2699 | 0.88961 | 0.88961 | 0.98696 | 0.98696 | 0.85919
BART SO2 Annual-La Cygne 2 -v5.13 | 189 | 5880 | Rate Constraint in lbs/MMBtu | FALSE | L | Annual | Fuel Consumed | TBtu | 26.5463 | 33.7818 | 44.4448 | 31.1363 | 31.1363 | 34.5435 | 34.5435 | 30.0717
BART SO2 Annual-La Cygne 2 -v5.13 | 189 | 5880 | Rate Constraint in lbs/MMBtu | FALSE | L | Annual | Rate | lb/MMBtu | 0.057143 | 0.057143 | 0.057143 | 0.057143 | 0.057143 | 0.057143 | 0.057143 | 0.057143
BART SO2 Annual-La Cygne 2 -v5.13 | 189 | 5880 | Rate Constraint in lbs/MMBtu | FALSE | L | Annual | Generation | TWh | 2.462 | 3.133 | 4.1552 | 2.911 | 2.911 | 3.2295 | 3.2295 | 2.8114
BART SO2 Annual-La Cygne 2 -v5.13 | 189 | 5880 | Rate Constraint in lbs/MMBtu | FALSE | L | Annual | Qualifying Generation | TWh | 2.462 | 3.133 | 4.1552 | 2.911 | 2.911 | 3.2295 | 3.2295 | 2.8114
BART SO2 Annual-La Cygne 2 -v5.13 | 189 | 5880 | Rate Constraint in lbs/MMBtu | FALSE | L | Annual | Rate | lb/MWh | 0.61614 | 0.61614 | 0.61121 | 0.61121 | 0.61121 | 0.61121 | 0.61121 | 0.61121
BART SO2 Annual-La Cygne 2 -v5.13 | 189 | 5880 | Rate Constraint in lbs/MMBtu | FALSE | L | Annual | Constraint Shadow Price | US2016$/Ton | 0 | 0 | 0 | 0 | 0 | 0 | 0 | 0
BART SO2 Annual-Lawrence 4 -v5.14 | 190 | 6092 | Rate Constraint in lbs/MMBtu | FALSE | L | Annual | Seasons Included | Seasons | Winter, WintShld, Summer | Winter, WintShld, Summer | Winter, WintShld, Summer | Winter, WintShld, Summer | Winter, WintShld, Summer | Winter, WintShld, Summer | Winter, WintShld, Summer | Winter, WintShld, Summer
BART SO2 Annual-Lawrence 4 -v5.14 | 190 | 6092 | Rate Constraint in lbs/MMBtu | FALSE | L | Annual | Standard SO2 | lb/MMBtu | 0.15 | 0.15 | 0.15 | 0.15 | 0.15 | 0.15 | 0.15 | 0.15
BART SO2 Annual-Lawrence 4 -v5.14 | 190 | 6092 | Rate Constraint in lbs/MMBtu | FALSE | L | Annual | Emissions at Affected Plants SO2 | Thousand Tons | 0.11036 | 0.14137 | 0.14071 | 0.13044 | 0.13044 | 0.14231 | 0.16645 | 0.14071
BART SO2 Annual-Lawrence 4 -v5.14 | 190 | 6092 | Rate Constraint in lbs/MMBtu | FALSE | L | Annual | Allowances Purchased SO2 | Thousand Tons | 0 | 0 | 0 | 0 | 0 | 0 | 0 | 0
BART SO2 Annual-Lawrence 4 -v5.14 | 190 | 6092 | Rate Constraint in lbs/MMBtu | FALSE | L | Annual | Allowances Sold SO2 | Thousand Tons | 0 | 0 | 0 | 0 | 0 | 0 | 0 | 0
BART SO2 Annual-Lawrence 4 -v5.14 | 190 | 6092 | Rate Constraint in lbs/MMBtu | FALSE | L | Annual | Allowances Banked | Thousand Tons | 0 | 0 | 0 | 0 | 0 | 0 | 0 | 0
BART SO2 Annual-Lawrence 4 -v5.14 | 190 | 6092 | Rate Constraint in lbs/MMBtu | FALSE | L | Annual | Allowances Withdrawn (1:1) | Thousand Tons | 0 | 0 | 0 | 0 | 0 | 0 | 0 | 0
BART SO2 Annual-Lawrence 4 -v5.14 | 190 | 6092 | Rate Constraint in lbs/MMBtu | FALSE | L | Annual | Allowances Withdrawn (n:1) | Thousand Tons | 0 | 0 | 0 | 0 | 0 | 0 | 0 | 0
BART SO2 Annual-Lawrence 4 -v5.14 | 190 | 6092 | Rate Constraint in lbs/MMBtu | FALSE | L | Annual | Net Emissions Allowance Position | Thousand Tons | 0.11036 | 0.14137 | 0.14071 | 0.13044 | 0.13044 | 0.14231 | 0.16645 | 0.14071
BART SO2 Annual-Lawrence 4 -v5.14 | 190 | 6092 | Rate Constraint in lbs/MMBtu | FALSE | L | Annual | Fuel Consumed | TBtu | 3.6788 | 4.7123 | 4.6902 | 4.3479 | 4.3479 | 4.7436 | 5.5484 | 4.6902
BART SO2 Annual-Lawrence 4 -v5.14 | 190 | 6092 | Rate Constraint in lbs/MMBtu | FALSE | L | Annual | Rate | lb/MMBtu | 0.06 | 0.06 | 0.06 | 0.06 | 0.06 | 0.06 | 0.06 | 0.06
BART SO2 Annual-Lawrence 4 -v5.14 | 190 | 6092 | Rate Constraint in lbs/MMBtu | FALSE | L | Annual | Generation | TWh | 0.32202 | 0.41249 | 0.42413 | 0.39317 | 0.39317 | 0.42896 | 0.50173 | 0.42413
BART SO2 Annual-Lawrence 4 -v5.14 | 190 | 6092 | Rate Constraint in lbs/MMBtu | FALSE | L | Annual | Qualifying Generation | TWh | 0.32202 | 0.41249 | 0.42413 | 0.39317 | 0.39317 | 0.42896 | 0.50173 | 0.42413
BART SO2 Annual-Lawrence 4 -v5.14 | 190 | 6092 | Rate Constraint in lbs/MMBtu | FALSE | L | Annual | Rate | lb/MWh | 0.68544 | 0.68544 | 0.66351 | 0.66351 | 0.66351 | 0.66351 | 0.66351 | 0.66351
BART SO2 Annual-Lawrence 4 -v5.14 | 190 | 6092 | Rate Constraint in lbs/MMBtu | FALSE | L | Annual | Constraint Shadow Price | US2016$/Ton | 0 | 0 | 0 | 0 | 0 | 0 | 0 | 0
BART SO2 Annual-Lawrence 5 -v5.14 | 191 | 6093 | Rate Constraint in lbs/MMBtu | FALSE | L | Annual | Seasons Included | Seasons | Winter, WintShld, Summer | Winter, WintShld, Summer | Winter, WintShld, Summer | Winter, WintShld, Summer | Winter, WintShld, Summer | Winter, WintShld, Summer | Winter, WintShld, Summer | Winter, WintShld, Summer
BART SO2 Annual-Lawrence 5 -v5.14 | 191 | 6093 | Rate Constraint in lbs/MMBtu | FALSE | L | Annual | Standard SO2 | lb/MMBtu | 0.15 | 0.15 | 0.15 | 0.15 | 0.15 | 0.15 | 0.15 | 0.15
BART SO2 Annual-Lawrence 5 -v5.14 | 191 | 6093 | Rate Constraint in lbs/MMBtu | FALSE | L | Annual | Emissions at Affected Plants SO2 | Thousand Tons | 0.65862 | 0.78029 | 0.79505 | 0.74113 | 0.56435 | 0.56435 | 0.56435 | 0.48578
BART SO2 Annual-Lawrence 5 -v5.14 | 191 | 6093 | Rate Constraint in lbs/MMBtu | FALSE | L | Annual | Allowances Purchased SO2 | Thousand Tons | 0 | 0 | 0 | 0 | 0 | 0 | 0 | 0
BART SO2 Annual-Lawrence 5 -v5.14 | 191 | 6093 | Rate Constraint in lbs/MMBtu | FALSE | L | Annual | Allowances Sold SO2 | Thousand Tons | 0 | 0 | 0 | 0 | 0 | 0 | 0 | 0
BART SO2 Annual-Lawrence 5 -v5.14 | 191 | 6093 | Rate Constraint in lbs/MMBtu | FALSE | L | Annual | Allowances Banked | Thousand Tons | 0 | 0 | 0 | 0 | 0 | 0 | 0 | 0
BART SO2 Annual-Lawrence 5 -v5.14 | 191 | 6093 | Rate Constraint in lbs/MMBtu | FALSE | L | Annual | Allowances Withdrawn (1:1) | Thousand Tons | 0 | 0 | 0 | 0 | 0 | 0 | 0 | 0
BART SO2 Annual-Lawrence 5 -v5.14 | 191 | 6093 | Rate Constraint in lbs/MMBtu | FALSE | L | Annual | Allowances Withdrawn (n:1) | Thousand Tons | 0 | 0 | 0 | 0 | 0 | 0 | 0 | 0
BART SO2 Annual-Lawrence 5 -v5.14 | 191 | 6093 | Rate Constraint in lbs/MMBtu | FALSE | L | Annual | Net Emissions Allowance Position | Thousand Tons | 0.65862 | 0.78029 | 0.79505 | 0.74113 | 0.56435 | 0.56435 | 0.56435 | 0.48578
BART SO2 Annual-Lawrence 5 -v5.14 | 191 | 6093 | Rate Constraint in lbs/MMBtu | FALSE | L | Annual | Fuel Consumed | TBtu | 21.9539 | 26.0096 | 26.5017 | 24.7043 | 18.8118 | 18.8118 | 18.8118 | 16.1927
BART SO2 Annual-Lawrence 5 -v5.14 | 191 | 6093 | Rate Constraint in lbs/MMBtu | FALSE | L | Annual | Rate | lb/MMBtu | 0.06 | 0.06 | 0.06 | 0.06 | 0.06 | 0.06 | 0.06 | 0.06
BART SO2 Annual-Lawrence 5 -v5.14 | 191 | 6093 | Rate Constraint in lbs/MMBtu | FALSE | L | Annual | Generation | TWh | 2.06 | 2.4406 | 2.5349 | 2.363 | 1.7994 | 1.7994 | 1.7994 | 1.5489
BART SO2 Annual-Lawrence 5 -v5.14 | 191 | 6093 | Rate Constraint in lbs/MMBtu | FALSE | L | Annual | Qualifying Generation | TWh | 2.06 | 2.4406 | 2.5349 | 2.363 | 1.7994 | 1.7994 | 1.7994 | 1.5489
BART SO2 Annual-Lawrence 5 -v5.14 | 191 | 6093 | Rate Constraint in lbs/MMBtu | FALSE | L | Annual | Rate | lb/MWh | 0.63942 | 0.63942 | 0.62727 | 0.62727 | 0.62727 | 0.62727 | 0.62727 | 0.62727
BART SO2 Annual-Lawrence 5 -v5.14 | 191 | 6093 | Rate Constraint in lbs/MMBtu | FALSE | L | Annual | Constraint Shadow Price | US2016$/Ton | 0 | 0 | 0 | 0 | 0 | 0 | 0 | 0
BART SO2 Annual-Leland Olds 1 -v5.13 | 192 | 5883 | Rate Constraint in lbs/MMBtu | FALSE | L | Annual | Seasons Included | Seasons | Winter, WintShld, Summer | Winter, WintShld, Summer | Winter, WintShld, Summer | Winter, WintShld, Summer | Winter, WintShld, Summer | Winter, WintShld, Summer | Winter, WintShld, Summer | Winter, WintShld, Summer
BART SO2 Annual-Leland Olds 1 -v5.13 | 192 | 5883 | Rate Constraint in lbs/MMBtu | FALSE | L | Annual | Standard SO2 | lb/MMBtu | 0.15 | 0.15 | 0.15 | 0.15 | 0.15 | 0.15 | 0.15 | 0.15
BART SO2 Annual-Leland Olds 1 -v5.13 | 192 | 5883 | Rate Constraint in lbs/MMBtu | FALSE | L | Annual | Emissions at Affected Plants SO2 | Thousand Tons | 0.59337 | 0.53627 | 0.52071 | 0.52071 | 0.52071 | 0.52071 | 0.52071 | 0.52071
BART SO2 Annual-Leland Olds 1 -v5.13 | 192 | 5883 | Rate Constraint in lbs/MMBtu | FALSE | L | Annual | Allowances Purchased SO2 | Thousand Tons | 0 | 0 | 0 | 0 | 0 | 0 | 0 | 0
BART SO2 Annual-Leland Olds 1 -v5.13 | 192 | 5883 | Rate Constraint in lbs/MMBtu | FALSE | L | Annual | Allowances Sold SO2 | Thousand Tons | 0 | 0 | 0 | 0 | 0 | 0 | 0 | 0
BART SO2 Annual-Leland Olds 1 -v5.13 | 192 | 5883 | Rate Constraint in lbs/MMBtu | FALSE | L | Annual | Allowances Banked | Thousand Tons | 0 | 0 | 0 | 0 | 0 | 0 | 0 | 0
BART SO2 Annual-Leland Olds 1 -v5.13 | 192 | 5883 | Rate Constraint in lbs/MMBtu | FALSE | L | Annual | Allowances Withdrawn (1:1) | Thousand Tons | 0 | 0 | 0 | 0 | 0 | 0 | 0 | 0
BART SO2 Annual-Leland Olds 1 -v5.13 | 192 | 5883 | Rate Constraint in lbs/MMBtu | FALSE | L | Annual | Allowances Withdrawn (n:1) | Thousand Tons | 0 | 0 | 0 | 0 | 0 | 0 | 0 | 0
BART SO2 Annual-Leland Olds 1 -v5.13 | 192 | 5883 | Rate Constraint in lbs/MMBtu | FALSE | L | Annual | Net Emissions Allowance Position | Thousand Tons | 0.59337 | 0.53627 | 0.52071 | 0.52071 | 0.52071 | 0.52071 | 0.52071 | 0.52071
BART SO2 Annual-Leland Olds 1 -v5.13 | 192 | 5883 | Rate Constraint in lbs/MMBtu | FALSE | L | Annual | Fuel Consumed | TBtu | 17.8755 | 17.8755 | 17.3571 | 17.3571 | 17.3571 | 17.3571 | 17.3571 | 17.3571
BART SO2 Annual-Leland Olds 1 -v5.13 | 192 | 5883 | Rate Constraint in lbs/MMBtu | FALSE | L | Annual | Rate | lb/MMBtu | 0.066389 | 0.06 | 0.06 | 0.06 | 0.06 | 0.06 | 0.06 | 0.06
BART SO2 Annual-Leland Olds 1 -v5.13 | 192 | 5883 | Rate Constraint in lbs/MMBtu | FALSE | L | Annual | Generation | TWh | 1.5348 | 1.5348 | 1.5348 | 1.5348 | 1.5348 | 1.5348 | 1.5348 | 1.5348
BART SO2 Annual-Leland Olds 1 -v5.13 | 192 | 5883 | Rate Constraint in lbs/MMBtu | FALSE | L | Annual | Qualifying Generation | TWh | 1.5348 | 1.5348 | 1.5348 | 1.5348 | 1.5348 | 1.5348 | 1.5348 | 1.5348
BART SO2 Annual-Leland Olds 1 -v5.13 | 192 | 5883 | Rate Constraint in lbs/MMBtu | FALSE | L | Annual | Rate | lb/MWh | 0.77323 | 0.69882 | 0.67855 | 0.67855 | 0.67855 | 0.67855 | 0.67855 | 0.67855
BART SO2 Annual-Leland Olds 1 -v5.13 | 192 | 5883 | Rate Constraint in lbs/MMBtu | FALSE | L | Annual | Constraint Shadow Price | US2016$/Ton | 0 | 0 | 0 | 0 | 0 | 0 | 0 | 0
BART SO2 Annual-Leland Olds 2 -v5.13 | 193 | 5884 | Rate Constraint in lbs/MMBtu | FALSE | L | Annual | Seasons Included | Seasons | Winter, WintShld, Summer | Winter, WintShld, Summer | Winter, WintShld, Summer | Winter, WintShld, Summer | Winter, WintShld, Summer | Winter, WintShld, Summer | Winter, WintShld, Summer | Winter, WintShld, Summer
BART SO2 Annual-Leland Olds 2 -v5.13 | 193 | 5884 | Rate Constraint in lbs/MMBtu | FALSE | L | Annual | Standard SO2 | lb/MMBtu | 0.15 | 0.15 | 0.15 | 0.15 | 0.15 | 0.15 | 0.15 | 0.15
BART SO2 Annual-Leland Olds 2 -v5.13 | 193 | 5884 | Rate Constraint in lbs/MMBtu | FALSE | L | Annual | Emissions at Affected Plants SO2 | Thousand Tons | 1.1738 | 1.1172 | 1.0848 | 1.0848 | 1.0848 | 1.0848 | 1.0848 | 1.0848
BART SO2 Annual-Leland Olds 2 -v5.13 | 193 | 5884 | Rate Constraint in lbs/MMBtu | FALSE | L | Annual | Allowances Purchased SO2 | Thousand Tons | 0 | 0 | 0 | 0 | 0 | 0 | 0 | 0
BART SO2 Annual-Leland Olds 2 -v5.13 | 193 | 5884 | Rate Constraint in lbs/MMBtu | FALSE | L | Annual | Allowances Sold SO2 | Thousand Tons | 0 | 0 | 0 | 0 | 0 | 0 | 0 | 0
BART SO2 Annual-Leland Olds 2 -v5.13 | 193 | 5884 | Rate Constraint in lbs/MMBtu | FALSE | L | Annual | Allowances Banked | Thousand Tons | 0 | 0 | 0 | 0 | 0 | 0 | 0 | 0
BART SO2 Annual-Leland Olds 2 -v5.13 | 193 | 5884 | Rate Constraint in lbs/MMBtu | FALSE | L | Annual | Allowances Withdrawn (1:1) | Thousand Tons | 0 | 0 | 0 | 0 | 0 | 0 | 0 | 0
BART SO2 Annual-Leland Olds 2 -v5.13 | 193 | 5884 | Rate Constraint in lbs/MMBtu | FALSE | L | Annual | Allowances Withdrawn (n:1) | Thousand Tons | 0 | 0 | 0 | 0 | 0 | 0 | 0 | 0
BART SO2 Annual-Leland Olds 2 -v5.13 | 193 | 5884 | Rate Constraint in lbs/MMBtu | FALSE | L | Annual | Net Emissions Allowance Position | Thousand Tons | 1.1738 | 1.1172 | 1.0848 | 1.0848 | 1.0848 | 1.0848 | 1.0848 | 1.0848
BART SO2 Annual-Leland Olds 2 -v5.13 | 193 | 5884 | Rate Constraint in lbs/MMBtu | FALSE | L | Annual | Fuel Consumed | TBtu | 37.2404 | 37.2404 | 36.1605 | 36.1605 | 36.1605 | 36.1605 | 36.1605 | 36.1605
BART SO2 Annual-Leland Olds 2 -v5.13 | 193 | 5884 | Rate Constraint in lbs/MMBtu | FALSE | L | Annual | Rate | lb/MMBtu | 0.063039 | 0.06 | 0.06 | 0.06 | 0.06 | 0.06 | 0.06 | 0.06
BART SO2 Annual-Leland Olds 2 -v5.13 | 193 | 5884 | Rate Constraint in lbs/MMBtu | FALSE | L | Annual | Generation | TWh | 3.209 | 3.209 | 3.209 | 3.209 | 3.209 | 3.209 | 3.209 | 3.209
BART SO2 Annual-Leland Olds 2 -v5.13 | 193 | 5884 | Rate Constraint in lbs/MMBtu | FALSE | L | Annual | Qualifying Generation | TWh | 3.209 | 3.209 | 3.209 | 3.209 | 3.209 | 3.209 | 3.209 | 3.209
BART SO2 Annual-Leland Olds 2 -v5.13 | 193 | 5884 | Rate Constraint in lbs/MMBtu | FALSE | L | Annual | Rate | lb/MWh | 0.73157 | 0.6963 | 0.67611 | 0.67611 | 0.67611 | 0.67611 | 0.67611 | 0.67611
BART SO2 Annual-Leland Olds 2 -v5.13 | 193 | 5884 | Rate Constraint in lbs/MMBtu | FALSE | L | Annual | Constraint Shadow Price | US2016$/Ton | 0 | 0 | 0 | 0 | 0 | 0 | 0 | 0
BART SO2 Annual-Milton R Young B1 -v5.13 | 194 | 5885 | Rate Constraint in lbs/MMBtu | FALSE | L | Annual | Seasons Included | Seasons | Winter, WintShld, Summer | Winter, WintShld, Summer | Winter, WintShld, Summer | Winter, WintShld, Summer | Winter, WintShld, Summer | Winter, WintShld, Summer | Winter, WintShld, Summer | Winter, WintShld, Summer
BART SO2 Annual-Milton R Young B1 -v5.13 | 194 | 5885 | Rate Constraint in lbs/MMBtu | FALSE | L | Annual | Standard SO2 | lb/MMBtu | 0.15 | 0.15 | 0.15 | 0.15 | 0.15 | 0.15 | 0.15 | 0.15
BART SO2 Annual-Milton R Young B1 -v5.13 | 194 | 5885 | Rate Constraint in lbs/MMBtu | FALSE | L | Annual | Emissions at Affected Plants SO2 | Thousand Tons | 0.49512 | 0.65599 | 0.63487 | 0.6362 | 0.43454 | 0.4532 | 0.4532 | 0.43454
BART SO2 Annual-Milton R Young B1 -v5.13 | 194 | 5885 | Rate Constraint in lbs/MMBtu | FALSE | L | Annual | Allowances Purchased SO2 | Thousand Tons | 0 | 0 | 0 | 0 | 0 | 0 | 0 | 0
BART SO2 Annual-Milton R Young B1 -v5.13 | 194 | 5885 | Rate Constraint in lbs/MMBtu | FALSE | L | Annual | Allowances Sold SO2 | Thousand Tons | 0 | 0 | 0 | 0 | 0 | 0 | 0 | 0
BART SO2 Annual-Milton R Young B1 -v5.13 | 194 | 5885 | Rate Constraint in lbs/MMBtu | FALSE | L | Annual | Allowances Banked | Thousand Tons | 0 | 0 | 0 | 0 | 0 | 0 | 0 | 0
BART SO2 Annual-Milton R Young B1 -v5.13 | 194 | 5885 | Rate Constraint in lbs/MMBtu | FALSE | L | Annual | Allowances Withdrawn (1:1) | Thousand Tons | 0 | 0 | 0 | 0 | 0 | 0 | 0 | 0
BART SO2 Annual-Milton R Young B1 -v5.13 | 194 | 5885 | Rate Constraint in lbs/MMBtu | FALSE | L | Annual | Allowances Withdrawn (n:1) | Thousand Tons | 0 | 0 | 0 | 0 | 0 | 0 | 0 | 0
BART SO2 Annual-Milton R Young B1 -v5.13 | 194 | 5885 | Rate Constraint in lbs/MMBtu | FALSE | L | Annual | Net Emissions Allowance Position | Thousand Tons | 0.49512 | 0.65599 | 0.63487 | 0.6362 | 0.43454 | 0.4532 | 0.4532 | 0.43454
BART SO2 Annual-Milton R Young B1 -v5.13 | 194 | 5885 | Rate Constraint in lbs/MMBtu | FALSE | L | Annual | Fuel Consumed | TBtu | 14.3439 | 19.0043 | 18.3924 | 18.4311 | 12.5887 | 13.1293 | 13.1293 | 12.5887
BART SO2 Annual-Milton R Young B1 -v5.13 | 194 | 5885 | Rate Constraint in lbs/MMBtu | FALSE | L | Annual | Rate | lb/MMBtu | 0.069036 | 0.069036 | 0.069036 | 0.069036 | 0.069036 | 0.069036 | 0.069036 | 0.069036
BART SO2 Annual-Milton R Young B1 -v5.13 | 194 | 5885 | Rate Constraint in lbs/MMBtu | FALSE | L | Annual | Generation | TWh | 1.2487 | 1.6544 | 1.649 | 1.6524 | 1.1286 | 1.1771 | 1.1771 | 1.1286
BART SO2 Annual-Milton R Young B1 -v5.13 | 194 | 5885 | Rate Constraint in lbs/MMBtu | FALSE | L | Annual | Qualifying Generation | TWh | 1.2487 | 1.6544 | 1.649 | 1.6524 | 1.1286 | 1.1771 | 1.1771 | 1.1286
BART SO2 Annual-Milton R Young B1 -v5.13 | 194 | 5885 | Rate Constraint in lbs/MMBtu | FALSE | L | Annual | Rate | lb/MWh | 0.79302 | 0.79302 | 0.77002 | 0.77002 | 0.77002 | 0.77002 | 0.77002 | 0.77002
BART SO2 Annual-Milton R Young B1 -v5.13 | 194 | 5885 | Rate Constraint in lbs/MMBtu | FALSE | L | Annual | Constraint Shadow Price | US2016$/Ton | 0 | 0 | 0 | 0 | 0 | 0 | 0 | 0
BART SO2 Annual-Milton R Young B2 -v5.13 | 195 | 5886 | Rate Constraint in lbs/MMBtu | FALSE | L | Annual | Seasons Included | Seasons | Winter, WintShld, Summer | Winter, WintShld, Summer | Winter, WintShld, Summer | Winter, WintShld, Summer | Winter, WintShld, Summer | Winter, WintShld, Summer | Winter, WintShld, Summer | Winter, WintShld, Summer
BART SO2 Annual-Milton R Young B2 -v5.13 | 195 | 5886 | Rate Constraint in lbs/MMBtu | FALSE | L | Annual | Standard SO2 | lb/MMBtu | 0.15 | 0.15 | 0.15 | 0.15 | 0.15 | 0.15 | 0.15 | 0.15
BART SO2 Annual-Milton R Young B2 -v5.13 | 195 | 5886 | Rate Constraint in lbs/MMBtu | FALSE | L | Annual | Emissions at Affected Plants SO2 | Thousand Tons | 0.90884 | 1.2908 | 1.2284 | 1.1954 | 1.1868 | 1.2161 | 1.2161 | 1.0706
BART SO2 Annual-Milton R Young B2 -v5.13 | 195 | 5886 | Rate Constraint in lbs/MMBtu | FALSE | L | Annual | Allowances Purchased SO2 | Thousand Tons | 0 | 0 | 0 | 0 | 0 | 0 | 0 | 0
BART SO2 Annual-Milton R Young B2 -v5.13 | 195 | 5886 | Rate Constraint in lbs/MMBtu | FALSE | L | Annual | Allowances Sold SO2 | Thousand Tons | 0 | 0 | 0 | 0 | 0 | 0 | 0 | 0
BART SO2 Annual-Milton R Young B2 -v5.13 | 195 | 5886 | Rate Constraint in lbs/MMBtu | FALSE | L | Annual | Allowances Banked | Thousand Tons | 0 | 0 | 0 | 0 | 0 | 0 | 0 | 0
BART SO2 Annual-Milton R Young B2 -v5.13 | 195 | 5886 | Rate Constraint in lbs/MMBtu | FALSE | L | Annual | Allowances Withdrawn (1:1) | Thousand Tons | 0 | 0 | 0 | 0 | 0 | 0 | 0 | 0
BART SO2 Annual-Milton R Young B2 -v5.13 | 195 | 5886 | Rate Constraint in lbs/MMBtu | FALSE | L | Annual | Allowances Withdrawn (n:1) | Thousand Tons | 0 | 0 | 0 | 0 | 0 | 0 | 0 | 0
BART SO2 Annual-Milton R Young B2 -v5.13 | 195 | 5886 | Rate Constraint in lbs/MMBtu | FALSE | L | Annual | Net Emissions Allowance Position | Thousand Tons | 0.90884 | 1.2908 | 1.2284 | 1.1954 | 1.1868 | 1.2161 | 1.2161 | 1.0706
BART SO2 Annual-Milton R Young B2 -v5.13 | 195 | 5886 | Rate Constraint in lbs/MMBtu | FALSE | L | Annual | Fuel Consumed | TBtu | 24.6307 | 34.9829 | 33.2908 | 32.3969 | 32.1641 | 32.9571 | 32.9571 | 29.0141
BART SO2 Annual-Milton R Young B2 -v5.13 | 195 | 5886 | Rate Constraint in lbs/MMBtu | FALSE | L | Annual | Rate | lb/MMBtu | 0.073797 | 0.073797 | 0.073797 | 0.073797 | 0.073797 | 0.073797 | 0.073797 | 0.073797
BART SO2 Annual-Milton R Young B2 -v5.13 | 195 | 5886 | Rate Constraint in lbs/MMBtu | FALSE | L | Annual | Generation | TWh | 2.1875 | 3.1068 | 3.0449 | 2.9631 | 2.9418 | 3.0143 | 3.0143 | 2.6537
BART SO2 Annual-Milton R Young B2 -v5.13 | 195 | 5886 | Rate Constraint in lbs/MMBtu | FALSE | L | Annual | Qualifying Generation | TWh | 2.1875 | 3.1068 | 3.0449 | 2.9631 | 2.9418 | 3.0143 | 3.0143 | 2.6537
BART SO2 Annual-Milton R Young B2 -v5.13 | 195 | 5886 | Rate Constraint in lbs/MMBtu | FALSE | L | Annual | Rate | lb/MWh | 0.83096 | 0.83096 | 0.80686 | 0.80686 | 0.80686 | 0.80686 | 0.80686 | 0.80686
BART SO2 Annual-Milton R Young B2 -v5.13 | 195 | 5886 | Rate Constraint in lbs/MMBtu | FALSE | L | Annual | Constraint Shadow Price | US2016$/Ton | 0 | 0 | 0 | 0 | 0 | 0 | 0 | 0
BART SO2 Annual-Muskogee 4 -v5.13 | 196 | 5888 | Rate Constraint in lbs/MMBtu | FALSE | L | Annual | Seasons Included | Seasons | Winter, WintShld, Summer | Winter, WintShld, Summer | Winter, WintShld, Summer | Winter, WintShld, Summer | Winter, WintShld, Summer | Winter, WintShld, Summer | Winter, WintShld, Summer | Winter, WintShld, Summer
BART SO2 Annual-Muskogee 4 -v5.13 | 196 | 5888 | Rate Constraint in lbs/MMBtu | FALSE | L | Annual | Standard SO2 | lb/MMBtu | 0.06 | 0.06 | 0.06 | 0.06 | 0.06 | 0.06 | 0.06 | 0.06
BART SO2 Annual-Muskogee 4 -v5.13 | 196 | 5888 | Rate Constraint in lbs/MMBtu | FALSE | L | Annual | Emissions at Affected Plants SO2 | Thousand Tons | 0 | 0 | 0 | 0 | 0 | 0 | 0 | 0
BART SO2 Annual-Muskogee 4 -v5.13 | 196 | 5888 | Rate Constraint in lbs/MMBtu | FALSE | L | Annual | Allowances Purchased SO2 | Thousand Tons | 0 | 0 | 0 | 0 | 0 | 0 | 0 | 0
BART SO2 Annual-Muskogee 4 -v5.13 | 196 | 5888 | Rate Constraint in lbs/MMBtu | FALSE | L | Annual | Allowances Sold SO2 | Thousand Tons | 0 | 0 | 0 | 0 | 0 | 0 | 0 | 0
BART SO2 Annual-Muskogee 4 -v5.13 | 196 | 5888 | Rate Constraint in lbs/MMBtu | FALSE | L | Annual | Allowances Banked | Thousand Tons | 0 | 0 | 0 | 0 | 0 | 0 | 0 | 0
BART SO2 Annual-Muskogee 4 -v5.13 | 196 | 5888 | Rate Constraint in lbs/MMBtu | FALSE | L | Annual | Allowances Withdrawn (1:1) | Thousand Tons | 0 | 0 | 0 | 0 | 0 | 0 | 0 | 0
BART SO2 Annual-Muskogee 4 -v5.13 | 196 | 5888 | Rate Constraint in lbs/MMBtu | FALSE | L | Annual | Allowances Withdrawn (n:1) | Thousand Tons | 0 | 0 | 0 | 0 | 0 | 0 | 0 | 0
BART SO2 Annual-Muskogee 4 -v5.13 | 196 | 5888 | Rate Constraint in lbs/MMBtu | FALSE | L | Annual | Net Emissions Allowance Position | Thousand Tons | 0 | 0 | 0 | 0 | 0 | 0 | 0 | 0
BART SO2 Annual-Muskogee 4 -v5.13 | 196 | 5888 | Rate Constraint in lbs/MMBtu | FALSE | L | Annual | Fuel Consumed | TBtu | 2.624 | 3.5341 | 3.6072 | 3.6072 | 4.4595 | 3.6207 | 3.3695 | 0.83754
BART SO2 Annual-Muskogee 4 -v5.13 | 196 | 5888 | Rate Constraint in lbs/MMBtu | FALSE | L | Annual | Rate | lb/MMBtu | 0 | 0 | 0 | 0 | 0 | 0 | 0 | 0
BART SO2 Annual-Muskogee 4 -v5.13 | 196 | 5888 | Rate Constraint in lbs/MMBtu | FALSE | L | Annual | Generation | TWh | 0.23854 | 0.32128 | 0.32793 | 0.32793 | 0.40541 | 0.32915 | 0.30632 | 0.07614
BART SO2 Annual-Muskogee 4 -v5.13 | 196 | 5888 | Rate Constraint in lbs/MMBtu | FALSE | L | Annual | Qualifying Generation | TWh | 0.23854 | 0.32128 | 0.32793 | 0.32793 | 0.40541 | 0.32915 | 0.30632 | 0.07614
BART SO2 Annual-Muskogee 4 -v5.13 | 196 | 5888 | Rate Constraint in lbs/MMBtu | FALSE | L | Annual | Rate | lb/MWh | 0 | 0 | 0 | 0 | 0 | 0 | 0 | 0
BART SO2 Annual-Muskogee 4 -v5.13 | 196 | 5888 | Rate Constraint in lbs/MMBtu | FALSE | L | Annual | Constraint Shadow Price | US2016$/Ton | 0 | 0 | 0 | 0 | 0 | 0 | 0 | 0
BART SO2 Annual-Muskogee 5 -v5.13 | 197 | 5889 | Rate Constraint in lbs/MMBtu | FALSE | L | Annual | Seasons Included | Seasons | Winter, WintShld, Summer | Winter, WintShld, Summer | Winter, WintShld, Summer | Winter, WintShld, Summer | Winter, WintShld, Summer | Winter, WintShld, Summer | Winter, WintShld, Summer | Winter, WintShld, Summer
BART SO2 Annual-Muskogee 5 -v5.13 | 197 | 5889 | Rate Constraint in lbs/MMBtu | FALSE | L | Annual | Standard SO2 | lb/MMBtu | 0.06 | 0.06 | 0.06 | 0.06 | 0.06 | 0.06 | 0.06 | 0.06
BART SO2 Annual-Muskogee 5 -v5.13 | 197 | 5889 | Rate Constraint in lbs/MMBtu | FALSE | L | Annual | Emissions at Affected Plants SO2 | Thousand Tons | 0 | 0 | 0 | 0 | 0 | 0 | 0 | 0
BART SO2 Annual-Muskogee 5 -v5.13 | 197 | 5889 | Rate Constraint in lbs/MMBtu | FALSE | L | Annual | Allowances Purchased SO2 | Thousand Tons | 0 | 0 | 0 | 0 | 0 | 0 | 0 | 0
BART SO2 Annual-Muskogee 5 -v5.13 | 197 | 5889 | Rate Constraint in lbs/MMBtu | FALSE | L | Annual | Allowances Sold SO2 | Thousand Tons | 0 | 0 | 0 | 0 | 0 | 0 | 0 | 0
BART SO2 Annual-Muskogee 5 -v5.13 | 197 | 5889 | Rate Constraint in lbs/MMBtu | FALSE | L | Annual | Allowances Banked | Thousand Tons | 0 | 0 | 0 | 0 | 0 | 0 | 0 | 0
BART SO2 Annual-Muskogee 5 -v5.13 | 197 | 5889 | Rate Constraint in lbs/MMBtu | FALSE | L | Annual | Allowances Withdrawn (1:1) | Thousand Tons | 0 | 0 | 0 | 0 | 0 | 0 | 0 | 0
BART SO2 Annual-Muskogee 5 -v5.13 | 197 | 5889 | Rate Constraint in lbs/MMBtu | FALSE | L | Annual | Allowances Withdrawn (n:1) | Thousand Tons | 0 | 0 | 0 | 0 | 0 | 0 | 0 | 0
BART SO2 Annual-Muskogee 5 -v5.13 | 197 | 5889 | Rate Constraint in lbs/MMBtu | FALSE | L | Annual | Net Emissions Allowance Position | Thousand Tons | 0 | 0 | 0 | 0 | 0 | 0 | 0 | 0
BART SO2 Annual-Muskogee 5 -v5.13 | 197 | 5889 | Rate Constraint in lbs/MMBtu | FALSE | L | Annual | Fuel Consumed | TBtu | 2.6585 | 3.5217 | 3.5356 | 3.5828 | 4.3538 | 3.5348 | 3.2896 | 0.81768
BART SO2 Annual-Muskogee 5 -v5.13 | 197 | 5889 | Rate Constraint in lbs/MMBtu | FALSE | L | Annual | Rate | lb/MMBtu | 0 | 0 | 0 | 0 | 0 | 0 | 0 | 0
BART SO2 Annual-Muskogee 5 -v5.13 | 197 | 5889 | Rate Constraint in lbs/MMBtu | FALSE | L | Annual | Generation | TWh | 0.2417 | 0.32018 | 0.32145 | 0.32574 | 0.39584 | 0.32138 | 0.29908 | 0.074341
BART SO2 Annual-Muskogee 5 -v5.13 | 197 | 5889 | Rate Constraint in lbs/MMBtu | FALSE | L | Annual | Qualifying Generation | TWh | 0.2417 | 0.32018 | 0.32145 | 0.32574 | 0.39584 | 0.32138 | 0.29908 | 0.074341
BART SO2 Annual-Muskogee 5 -v5.13 | 197 | 5889 | Rate Constraint in lbs/MMBtu | FALSE | L | Annual | Rate | lb/MWh | 0 | 0 | 0 | 0 | 0 | 0 | 0 | 0
BART SO2 Annual-Muskogee 5 -v5.13 | 197 | 5889 | Rate Constraint in lbs/MMBtu | FALSE | L | Annual | Constraint Shadow Price | US2016$/Ton | 0 | 0 | 0 | 0 | 0 | 0 | 0 | 0
BART SO2 Annual-Northeastern 3313 -v5.13 | 198 | 5890 | Rate Constraint in lbs/MMBtu | FALSE | L | Annual | Seasons Included | Seasons | Winter, WintShld, Summer | Winter, WintShld, Summer | Winter, WintShld, Summer | Winter, WintShld, Summer | Winter, WintShld, Summer | Winter, WintShld, Summer | Winter, WintShld, Summer | Winter, WintShld, Summer
BART SO2 Annual-Northeastern 3313 -v5.13 | 198 | 5890 | Rate Constraint in lbs/MMBtu | FALSE | L | Annual | Standard SO2 | lb/MMBtu | 0.4 | 0.4 | 0.4 | 0 | 0 | 0 | 0 | 0
BART SO2 Annual-Northeastern 3313 -v5.13 | 198 | 5890 | Rate Constraint in lbs/MMBtu | FALSE | L | Annual | Emissions at Affected Plants SO2 | Thousand Tons | 2.8567 | 3.2094 | 3.0863 | 0 | 0 | 0 | 0 | 0
BART SO2 Annual-Northeastern 3313 -v5.13 | 198 | 5890 | Rate Constraint in lbs/MMBtu | FALSE | L | Annual | Allowances Purchased SO2 | Thousand Tons | 0 | 0 | 0 | 0 | 0 | 0 | 0 | 0
BART SO2 Annual-Northeastern 3313 -v5.13 | 198 | 5890 | Rate Constraint in lbs/MMBtu | FALSE | L | Annual | Allowances Sold SO2 | Thousand Tons | 0 | 0 | 0 | 0 | 0 | 0 | 0 | 0
BART SO2 Annual-Northeastern 3313 -v5.13 | 198 | 5890 | Rate Constraint in lbs/MMBtu | FALSE | L | Annual | Allowances Banked | Thousand Tons | 0 | 0 | 0 | 0 | 0 | 0 | 0 | 0
BART SO2 Annual-Northeastern 3313 -v5.13 | 198 | 5890 | Rate Constraint in lbs/MMBtu | FALSE | L | Annual | Allowances Withdrawn (1:1) | Thousand Tons | 0 | 0 | 0 | 0 | 0 | 0 | 0 | 0
BART SO2 Annual-Northeastern 3313 -v5.13 | 198 | 5890 | Rate Constraint in lbs/MMBtu | FALSE | L | Annual | Allowances Withdrawn (n:1) | Thousand Tons | 0 | 0 | 0 | 0 | 0 | 0 | 0 | 0
BART SO2 Annual-Northeastern 3313 -v5.13 | 198 | 5890 | Rate Constraint in lbs/MMBtu | FALSE | L | Annual | Net Emissions Allowance Position | Thousand Tons | 2.8567 | 3.2094 | 3.0863 | 0 | 0 | 0 | 0 | 0
BART SO2 Annual-Northeastern 3313 -v5.13 | 198 | 5890 | Rate Constraint in lbs/MMBtu | FALSE | L | Annual | Fuel Consumed | TBtu | 16.9855 | 19.0825 | 18.3506 | 0 | 0 | 0 | 0 | 0
BART SO2 Annual-Northeastern 3313 -v5.13 | 198 | 5890 | Rate Constraint in lbs/MMBtu | FALSE | L | Annual | Rate | lb/MMBtu | 0.33637 | 0.33637 | 0.33637 | 0 | 0 | 0 | 0 | 0
BART SO2 Annual-Northeastern 3313 -v5.13 | 198 | 5890 | Rate Constraint in lbs/MMBtu | FALSE | L | Annual | Generation | TWh | 1.5683 | 1.7619 | 1.708 | 0 | 0 | 0 | 0 | 0
BART SO2 Annual-Northeastern 3313 -v5.13 | 198 | 5890 | Rate Constraint in lbs/MMBtu | FALSE | L | Annual | Qualifying Generation | TWh | 1.5683 | 1.7619 | 1.708 | 0 | 0 | 0 | 0 | 0
BART SO2 Annual-Northeastern 3313 -v5.13 | 198 | 5890 | Rate Constraint in lbs/MMBtu | FALSE | L | Annual | Rate | lb/MWh | 3.6432 | 3.6432 | 3.614 | 0 | 0 | 0 | 0 | 0
BART SO2 Annual-Northeastern 3313 -v5.13 | 198 | 5890 | Rate Constraint in lbs/MMBtu | FALSE | L | Annual | Constraint Shadow Price | US2016$/Ton | 0 | 0 | 0 | 237339.6262 | 198432.5288 | 206812.4386 | 223789.744 | 193502.0599
BART SO2 Annual-Pawnee 1 -v5.13 | 199 | 5875 | Rate Constraint in lbs/MMBtu | FALSE | L | Annual | Seasons Included | Seasons | Winter, WintShld, Summer | Winter, WintShld, Summer | Winter, WintShld, Summer | Winter, WintShld, Summer | Winter, WintShld, Summer | Winter, WintShld, Summer | Winter, WintShld, Summer | Winter, WintShld, Summer
BART SO2 Annual-Pawnee 1 -v5.13 | 199 | 5875 | Rate Constraint in lbs/MMBtu | FALSE | L | Annual | Standard SO2 | lb/MMBtu | 0.12 | 0.12 | 0.12 | 0.12 | 0.12 | 0.12 | 0.12 | 0.12
BART SO2 Annual-Pawnee 1 -v5.13 | 199 | 5875 | Rate Constraint in lbs/MMBtu | FALSE | L | Annual | Emissions at Affected Plants SO2 | Thousand Tons | 1.543 | 1.543 | 1.5153 | 1.5153 | 1.5153 | 1.5153 | 1.5153 | 1.5153
BART SO2 Annual-Pawnee 1 -v5.13 | 199 | 5875 | Rate Constraint in lbs/MMBtu | FALSE | L | Annual | Allowances Purchased SO2 | Thousand Tons | 0 | 0 | 0 | 0 | 0 | 0 | 0 | 0
BART SO2 Annual-Pawnee 1 -v5.13 | 199 | 5875 | Rate Constraint in lbs/MMBtu | FALSE | L | Annual | Allowances Sold SO2 | Thousand Tons | 0 | 0 | 0 | 0 | 0 | 0 | 0 | 0
BART SO2 Annual-Pawnee 1 -v5.13 | 199 | 5875 | Rate Constraint in lbs/MMBtu | FALSE | L | Annual | Allowances Banked | Thousand Tons | 0 | 0 | 0 | 0 | 0 | 0 | 0 | 0
BART SO2 Annual-Pawnee 1 -v5.13 | 199 | 5875 | Rate Constraint in lbs/MMBtu | FALSE | L | Annual | Allowances Withdrawn (1:1) | Thousand Tons | 0 | 0 | 0 | 0 | 0 | 0 | 0 | 0
BART SO2 Annual-Pawnee 1 -v5.13 | 199 | 5875 | Rate Constraint in lbs/MMBtu | FALSE | L | Annual | Allowances Withdrawn (n:1) | Thousand Tons | 0 | 0 | 0 | 0 | 0 | 0 | 0 | 0
BART SO2 Annual-Pawnee 1 -v5.13 | 199 | 5875 | Rate Constraint in lbs/MMBtu | FALSE | L | Annual | Net Emissions Allowance Position | Thousand Tons | 1.543 | 1.543 | 1.5153 | 1.5153 | 1.5153 | 1.5153 | 1.5153 | 1.5153
BART SO2 Annual-Pawnee 1 -v5.13 | 199 | 5875 | Rate Constraint in lbs/MMBtu | FALSE | L | Annual | Fuel Consumed | TBtu | 38.5762 | 38.5762 | 37.8819 | 37.8819 | 37.8819 | 37.8819 | 37.8819 | 37.8819
BART SO2 Annual-Pawnee 1 -v5.13 | 199 | 5875 | Rate Constraint in lbs/MMBtu | FALSE | L | Annual | Rate | lb/MMBtu | 0.08 | 0.08 | 0.08 | 0.08 | 0.08 | 0.08 | 0.08 | 0.08
BART SO2 Annual-Pawnee 1 -v5.13 | 199 | 5875 | Rate Constraint in lbs/MMBtu | FALSE | L | Annual | Generation | TWh | 3.6417 | 3.6417 | 3.6417 | 3.6417 | 3.6417 | 3.6417 | 3.6417 | 3.6417
BART SO2 Annual-Pawnee 1 -v5.13 | 199 | 5875 | Rate Constraint in lbs/MMBtu | FALSE | L | Annual | Qualifying Generation | TWh | 3.6417 | 3.6417 | 3.6417 | 3.6417 | 3.6417 | 3.6417 | 3.6417 | 3.6417
BART SO2 Annual-Pawnee 1 -v5.13 | 199 | 5875 | Rate Constraint in lbs/MMBtu | FALSE | L | Annual | Rate | lb/MWh | 0.84744 | 0.84744 | 0.83219 | 0.83219 | 0.83219 | 0.83219 | 0.83219 | 0.83219
BART SO2 Annual-Pawnee 1 -v5.13 | 199 | 5875 | Rate Constraint in lbs/MMBtu | FALSE | L | Annual | Constraint Shadow Price | US2016$/Ton | 0 | 0 | 0 | 0 | 0 | 0 | 0 | 0
BART SO2 Annual-Ray D Nixon 1 -v5.13 | 200 | 5876 | Rate Constraint in lbs/MMBtu | FALSE | L | Annual | Seasons Included | Seasons | Winter, WintShld, Summer | Winter, WintShld, Summer | Winter, WintShld, Summer | Winter, WintShld, Summer | Winter, WintShld, Summer | Winter, WintShld, Summer | Winter, WintShld, Summer | Winter, WintShld, Summer
BART SO2 Annual-Ray D Nixon 1 -v5.13 | 200 | 5876 | Rate Constraint in lbs/MMBtu | FALSE | L | Annual | Standard SO2 | lb/MMBtu | 0.11 | 0.11 | 0.11 | 0.11 | 0.11 | 0.11 | 0.11 | 0.11
BART SO2 Annual-Ray D Nixon 1 -v5.13 | 200 | 5876 | Rate Constraint in lbs/MMBtu | FALSE | L | Annual | Emissions at Affected Plants SO2 | Thousand Tons | 0.60694 | 0.60694 | 0.59541 | 0.59541 | 0.59541 | 0.59541 | 0.69698 | 0.69698
BART SO2 Annual-Ray D Nixon 1 -v5.13 | 200 | 5876 | Rate Constraint in lbs/MMBtu | FALSE | L | Annual | Allowances Purchased SO2 | Thousand Tons | 0 | 0 | 0 | 0 | 0 | 0 | 0 | 0
BART SO2 Annual-Ray D Nixon 1 -v5.13 | 200 | 5876 | Rate Constraint in lbs/MMBtu | FALSE | L | Annual | Allowances Sold SO2 | Thousand Tons | 0 | 0 | 0 | 0 | 0 | 0 | 0 | 0
BART SO2 Annual-Ray D Nixon 1 -v5.13 | 200 | 5876 | Rate Constraint in lbs/MMBtu | FALSE | L | Annual | Allowances Banked | Thousand Tons | 0 | 0 | 0 | 0 | 0 | 0 | 0 | 0
BART SO2 Annual-Ray D Nixon 1 -v5.13 | 200 | 5876 | Rate Constraint in lbs/MMBtu | FALSE | L | Annual | Allowances Withdrawn (1:1) | Thousand Tons | 0 | 0 | 0 | 0 | 0 | 0 | 0 | 0
BART SO2 Annual-Ray D Nixon 1 -v5.13 | 200 | 5876 | Rate Constraint in lbs/MMBtu | FALSE | L | Annual | Allowances Withdrawn (n:1) | Thousand Tons | 0 | 0 | 0 | 0 | 0 | 0 | 0 | 0
BART SO2 Annual-Ray D Nixon 1 -v5.13 | 200 | 5876 | Rate Constraint in lbs/MMBtu | FALSE | L | Annual | Net Emissions Allowance Position | Thousand Tons | 0.60694 | 0.60694 | 0.59541 | 0.59541 | 0.59541 | 0.59541 | 0.69698 | 0.69698
BART SO2 Annual-Ray D Nixon 1 -v5.13 | 200 | 5876 | Rate Constraint in lbs/MMBtu | FALSE | L | Annual | Fuel Consumed | TBtu | 15.9323 | 15.9323 | 15.6296 | 15.6296 | 15.6296 | 15.6296 | 15.6296 | 15.6296
BART SO2 Annual-Ray D Nixon 1 -v5.13 | 200 | 5876 | Rate Constraint in lbs/MMBtu | FALSE | L | Annual | Rate | lb/MMBtu | 0.07619 | 0.07619 | 0.07619 | 0.07619 | 0.07619 | 0.07619 | 0.089187 | 0.089187
BART SO2 Annual-Ray D Nixon 1 -v5.13 | 200 | 5876 | Rate Constraint in lbs/MMBtu | FALSE | L | Annual | Generation | TWh | 1.438 | 1.438 | 1.438 | 1.438 | 1.438 | 1.438 | 1.438 | 1.438
BART SO2 Annual-Ray D Nixon 1 -v5.13 | 200 | 5876 | Rate Constraint in lbs/MMBtu | FALSE | L | Annual | Qualifying Generation | TWh | 1.438 | 1.438 | 1.438 | 1.438 | 1.438 | 1.438 | 1.438 | 1.438
BART SO2 Annual-Ray D Nixon 1 -v5.13 | 200 | 5876 | Rate Constraint in lbs/MMBtu | FALSE | L | Annual | Rate | lb/MWh | 0.84416 | 0.84416 | 0.82812 | 0.82812 | 0.82812 | 0.82812 | 0.96938 | 0.96938
BART SO2 Annual-Ray D Nixon 1 -v5.13 | 200 | 5876 | Rate Constraint in lbs/MMBtu | FALSE | L | Annual | Constraint Shadow Price | US2016$/Ton | 0 | 0 | 0 | 0 | 0 | 0 | 0 | 0
BART SO2 Annual-Sooner 1 -v5.13 | 201 | 5892 | Rate Constraint in lbs/MMBtu | FALSE | L | Annual | Seasons Included | Seasons | Winter, WintShld, Summer | Winter, WintShld, Summer | Winter, WintShld, Summer | Winter, WintShld, Summer | Winter, WintShld, Summer | Winter, WintShld, Summer | Winter, WintShld, Summer | Winter, WintShld, Summer
BART SO2 Annual-Sooner 1 -v5.13 | 201 | 5892 | Rate Constraint in lbs/MMBtu | FALSE | L | Annual | Standard SO2 | lb/MMBtu | 0.06 | 0.06 | 0.06 | 0.06 | 0.06 | 0.06 | 0.06 | 0.06
BART SO2 Annual-Sooner 1 -v5.13 | 201 | 5892 | Rate Constraint in lbs/MMBtu | FALSE | L | Annual | Emissions at Affected Plants SO2 | Thousand Tons | 0.573 | 0.93238 | 0.96965 | 0.9742 | 0.69769 | 0.7724 | 0.7724 | 0.66973
BART SO2 Annual-Sooner 1 -v5.13 | 201 | 5892 | Rate Constraint in lbs/MMBtu | FALSE | L | Annual | Allowances Purchased SO2 | Thousand Tons | 0 | 0 | 0 | 0 | 0 | 0 | 0 | 0
BART SO2 Annual-Sooner 1 -v5.13 | 201 | 5892 | Rate Constraint in lbs/MMBtu | FALSE | L | Annual | Allowances Sold SO2 | Thousand Tons | 0 | 0 | 0 | 0 | 0 | 0 | 0 | 0
BART SO2 Annual-Sooner 1 -v5.13 | 201 | 5892 | Rate Constraint in lbs/MMBtu | FALSE | L | Annual | Allowances Banked | Thousand Tons | 0 | 0 | 0 | 0 | 0 | 0 | 0 | 0
BART SO2 Annual-Sooner 1 -v5.13 | 201 | 5892 | Rate Constraint in lbs/MMBtu | FALSE | L | Annual | Allowances Withdrawn (1:1) | Thousand Tons | 0 | 0 | 0 | 0 | 0 | 0 | 0 | 0
BART SO2 Annual-Sooner 1 -v5.13 | 201 | 5892 | Rate Constraint in lbs/MMBtu | FALSE | L | Annual | Allowances Withdrawn (n:1) | Thousand Tons | 0 | 0 | 0 | 0 | 0 | 0 | 0 | 0
BART SO2 Annual-Sooner 1 -v5.13 | 201 | 5892 | Rate Constraint in lbs/MMBtu | FALSE | L | Annual | Net Emissions Allowance Position | Thousand Tons | 0.573 | 0.93238 | 0.96965 | 0.9742 | 0.69769 | 0.7724 | 0.7724 | 0.66973
BART SO2 Annual-Sooner 1 -v5.13 | 201 | 5892 | Rate Constraint in lbs/MMBtu | FALSE | L | Annual | Fuel Consumed | TBtu | 19.4237 | 31.6059 | 32.8696 | 33.0239 | 23.6504 | 26.1829 | 26.1829 | 22.7027
BART SO2 Annual-Sooner 1 -v5.13 | 201 | 5892 | Rate Constraint in lbs/MMBtu | FALSE | L | Annual | Rate | lb/MMBtu | 0.059 | 0.059 | 0.059 | 0.059 | 0.059 | 0.059 | 0.059 | 0.059
BART SO2 Annual-Sooner 1 -v5.13 | 201 | 5892 | Rate Constraint in lbs/MMBtu | FALSE | L | Annual | Generation | TWh | 1.8257 | 2.9708 | 3.1462 | 3.1609 | 2.2637 | 2.5061 | 2.5061 | 2.173
BART SO2 Annual-Sooner 1 -v5.13 | 201 | 5892 | Rate Constraint in lbs/MMBtu | FALSE | L | Annual | Qualifying Generation | TWh | 1.8257 | 2.9708 | 3.1462 | 3.1609 | 2.2637 | 2.5061 | 2.5061 | 2.173
BART SO2 Annual-Sooner 1 -v5.13 | 201 | 5892 | Rate Constraint in lbs/MMBtu | FALSE | L | Annual | Rate | lb/MWh | 0.6277 | 0.6277 | 0.6164 | 0.6164 | 0.6164 | 0.6164 | 0.6164 | 0.6164
BART SO2 Annual-Sooner 1 -v5.13 | 201 | 5892 | Rate Constraint in lbs/MMBtu | FALSE | L | Annual | Constraint Shadow Price | US2016$/Ton | 0 | 0 | 0 | 0 | 0 | 0 | 0 | 0
BART SO2 Annual-Sooner 2 -v5.13 | 202 | 5893 | Rate Constraint in lbs/MMBtu | FALSE | L | Annual | Seasons Included | Seasons | Winter, WintShld, Summer | Winter, WintShld, Summer | Winter, WintShld, Summer | Winter, WintShld, Summer | Winter, WintShld, Summer | Winter, WintShld, Summer | Winter, WintShld, Summer | Winter, WintShld, Summer
BART SO2 Annual-Sooner 2 -v5.13 | 202 | 5893 | Rate Constraint in lbs/MMBtu | FALSE | L | Annual | Standard SO2 | lb/MMBtu | 0.06 | 0.06 | 0.06 | 0.06 | 0.06 | 0.06 | 0.06 | 0.06
BART SO2 Annual-Sooner 2 -v5.13 | 202 | 5893 | Rate Constraint in lbs/MMBtu | FALSE | L | Annual | Emissions at Affected Plants SO2 | Thousand Tons | 0.56139 | 0.95754 | 0.95724 | 0.96078 | 0.76596 | 0.76596 | 0.76596 | 0.68949
BART SO2 Annual-Sooner 2 -v5.13 | 202 | 5893 | Rate Constraint in lbs/MMBtu | FALSE | L | Annual | Allowances Purchased SO2 | Thousand Tons | 0 | 0 | 0 | 0 | 0 | 0 | 0 | 0
BART SO2 Annual-Sooner 2 -v5.13 | 202 | 5893 | Rate Constraint in lbs/MMBtu | FALSE | L | Annual | Allowances Sold SO2 | Thousand Tons | 0 | 0 | 0 | 0 | 0 | 0 | 0 | 0
BART SO2 Annual-Sooner 2 -v5.13 | 202 | 5893 | Rate Constraint in lbs/MMBtu | FALSE | L | Annual | Allowances Banked | Thousand Tons | 0 | 0 | 0 | 0 | 0 | 0 | 0 | 0
BART SO2 Annual-Sooner 2 -v5.13 | 202 | 5893 | Rate Constraint in lbs/MMBtu | FALSE | L | Annual | Allowances Withdrawn (1:1) | Thousand Tons | 0 | 0 | 0 | 0 | 0 | 0 | 0 | 0
BART SO2 Annual-Sooner 2 -v5.13 | 202 | 5893 | Rate Constraint in lbs/MMBtu | FALSE | L | Annual | Allowances Withdrawn (n:1) | Thousand Tons | 0 | 0 | 0 | 0 | 0 | 0 | 0 | 0
BART SO2 Annual-Sooner 2 -v5.13 | 202 | 5893 | Rate Constraint in lbs/MMBtu | FALSE | L | Annual | Net Emissions Allowance Position | Thousand Tons | 0.56139 | 0.95754 | 0.95724 | 0.96078 | 0.76596 | 0.76596 | 0.76596 | 0.68949
BART SO2 Annual-Sooner 2 -v5.13 | 202 | 5893 | Rate Constraint in lbs/MMBtu | FALSE | L | Annual | Fuel Consumed | TBtu | 19.0303 | 32.4591 | 32.4489 | 32.5689 | 25.9649 | 25.9649 | 25.9649 | 23.3724
BART SO2 Annual-Sooner 2 -v5.13 | 202 | 5893 | Rate Constraint in lbs/MMBtu | FALSE | L | Annual | Rate | lb/MMBtu | 0.059 | 0.059 | 0.059 | 0.059 | 0.059 | 0.059 | 0.059 | 0.059
BART SO2 Annual-Sooner 2 -v5.13 | 202 | 5893 | Rate Constraint in lbs/MMBtu | FALSE | L | Annual | Generation | TWh | 1.8002 | 3.0706 | 3.1259 | 3.1374 | 2.5013 | 2.5013 | 2.5013 | 2.2515
BART SO2 Annual-Sooner 2 -v5.13 | 202 | 5893 | Rate Constraint in lbs/MMBtu | FALSE | L | Annual | Qualifying Generation | TWh | 1.8002 | 3.0706 | 3.1259 | 3.1374 | 2.5013 | 2.5013 | 2.5013 | 2.2515
BART SO2 Annual-Sooner 2 -v5.13 | 202 | 5893 | Rate Constraint in lbs/MMBtu | FALSE | L | Annual | Rate | lb/MWh | 0.62369 | 0.62369 | 0.61246 | 0.61246 | 0.61246 | 0.61246 | 0.61246 | 0.61246
BART SO2 Annual-Sooner 2 -v5.13 | 202 | 5893 | Rate Constraint in lbs/MMBtu | FALSE | L | Annual | Constraint Shadow Price | US2016$/Ton | 0 | 0 | 0 | 0 | 0 | 0 | 0 | 0
Black RiverGen MER Rate Limit v3.1 | 203 | 2045 | Rate Constraint in lbs/MMBtu | FALSE | L | Annual | Seasons Included | Seasons | Winter, WintShld, Summer | Winter, WintShld, Summer | Winter, WintShld, Summer | Winter, WintShld, Summer | Winter, WintShld, Summer | Winter, WintShld, Summer | Winter, WintShld, Summer | Winter, WintShld, Summer
Black RiverGen MER Rate Limit v3.1 | 203 | 2045 | Rate Constraint in lbs/MMBtu | FALSE | L | Annual | Standard MER | lb/MMBtu | 6e-07 | 6e-07 | 6e-07 | 6e-07 | 6e-07 | 6e-07 | 6e-07 | 6e-07
Black RiverGen MER Rate Limit v3.1 | 203 | 2045 | Rate Constraint in lbs/MMBtu | FALSE | L | Annual | Emissions at Affected Plants MER | lbs | 0 | 0 | 0 | 0 | 0 | 0 | 0 | 0
Black RiverGen MER Rate Limit v3.1 | 203 | 2045 | Rate Constraint in lbs/MMBtu | FALSE | L | Annual | Allowances Purchased MER | lbs | 0 | 0 | 0 | 0 | 0 | 0 | 0 | 0
Black RiverGen MER Rate Limit v3.1 | 203 | 2045 | Rate Constraint in lbs/MMBtu | FALSE | L | Annual | Allowances Sold MER | lbs | 0 | 0 | 0 | 0 | 0 | 0 | 0 | 0
Black RiverGen MER Rate Limit v3.1 | 203 | 2045 | Rate Constraint in lbs/MMBtu | FALSE | L | Annual | Allowances Banked | lbs | 0 | 0 | 0 | 0 | 0 | 0 | 0 | 0
Black RiverGen MER Rate Limit v3.1 | 203 | 2045 | Rate Constraint in lbs/MMBtu | FALSE | L | Annual | Allowances Withdrawn (1:1) | lbs | 0 | 0 | 0 | 0 | 0 | 0 | 0 | 0
Black RiverGen MER Rate Limit v3.1 | 203 | 2045 | Rate Constraint in lbs/MMBtu | FALSE | L | Annual | Allowances Withdrawn (n:1) | lbs | 0 | 0 | 0 | 0 | 0 | 0 | 0 | 0
Black RiverGen MER Rate Limit v3.1 | 203 | 2045 | Rate Constraint in lbs/MMBtu | FALSE | L | Annual | Net Emissions Allowance Position | lbs | 0 | 0 | 0 | 0 | 0 | 0 | 0 | 0
Black RiverGen MER Rate Limit v3.1 | 203 | 2045 | Rate Constraint in lbs/MMBtu | FALSE | L | Annual | Fuel Consumed | TBtu | 0 | 0 | 0 | 0 | 0 | 0 | 0 | 0
Black RiverGen MER Rate Limit v3.1 | 203 | 2045 | Rate Constraint in lbs/MMBtu | FALSE | L | Annual | Rate | lb/MMBtu | 0 | 0 | 0 | 0 | 0 | 0 | 0 | 0
Black RiverGen MER Rate Limit v3.1 | 203 | 2045 | Rate Constraint in lbs/MMBtu | FALSE | L | Annual | Generation | TWh | 0 | 0 | 0 | 0 | 0 | 0 | 0 | 0
Black RiverGen MER Rate Limit v3.1 | 203 | 2045 | Rate Constraint in lbs/MMBtu | FALSE | L | Annual | Qualifying Generation | TWh | 0 | 0 | 0 | 0 | 0 | 0 | 0 | 0
Black RiverGen MER Rate Limit v3.1 | 203 | 2045 | Rate Constraint in lbs/MMBtu | FALSE | L | Annual | Rate | lb/MWh | 0 | 0 | 0 | 0 | 0 | 0 | 0 | 0
Black RiverGen MER Rate Limit v3.1 | 203 | 2045 | Rate Constraint in lbs/MMBtu | FALSE | L | Annual | Constraint Shadow Price | US2016$/Lb | 0 | 0 | 0 | 0 | 0 | 0 | 0 | 0
CA AB 32- CO2 Constraint- v.5.13 | 204 | 5895 | Rate Constraint in MTons | FALSE | L | Annual | Seasons Included | Seasons | Winter, WintShld, Summer | Winter, WintShld, Summer | Winter, WintShld, Summer | Winter, WintShld, Summer | Winter, WintShld, Summer | Winter, WintShld, Summer | Winter, WintShld, Summer | Winter, WintShld, Summer
CA AB 32- CO2 Constraint- v.5.13 | 204 | 5895 | Rate Constraint in MTons | FALSE | L | Annual | Standard CO2 | Thousand Tons | 0 | 0 | 0 | 0 | 0 | 0 | 0 | 0
CA AB 32- CO2 Constraint- v.5.13 | 204 | 5895 | Rate Constraint in MTons | FALSE | L | Annual | Emissions at Affected Plants CO2 | Thousand Tons | 53772.4875 | 58722.0644 | 61269.1831 | 33728.1057 | 33003.4068 | 34734.0126 | 36596.5607 | 38149.7766
CA AB 32- CO2 Constraint- v.5.13 | 204 | 5895 | Rate Constraint in MTons | FALSE | L | Annual | Allowances Purchased CO2 | Thousand Tons | -53772.4875 | -58722.0644 | -61269.1831 | -33728.1057 | -33003.4068 | -34734.0126 | -36596.5607 | -38149.7766
CA AB 32- CO2 Constraint- v.5.13 | 204 | 5895 | Rate Constraint in MTons | FALSE | L | Annual | Allowances Sold CO2 | Thousand Tons | 0 | 0 | 0 | 0 | 0 | 0 | 0 | 0
CA AB 32- CO2 Constraint- v.5.13 | 204 | 5895 | Rate Constraint in MTons | FALSE | L | Annual | Allowances Banked | Thousand Tons | 0 | 0 | 0 | 0 | 0 | 0 | 0 | 0
CA AB 32- CO2 Constraint- v.5.13 | 204 | 5895 | Rate Constraint in MTons | FALSE | L | Annual | Allowances Withdrawn (1:1) | Thousand Tons | 0 | 0 | 0 | 0 | 0 | 0 | 0 | 0
CA AB 32- CO2 Constraint- v.5.13 | 204 | 5895 | Rate Constraint in MTons | FALSE | L | Annual | Allowances Withdrawn (n:1) | Thousand Tons | 0 | 0 | 0 | 0 | 0 | 0 | 0 | 0
CA AB 32- CO2 Constraint- v.5.13 | 204 | 5895 | Rate Constraint in MTons | FALSE | L | Annual | Net Emissions Allowance Position | Thousand Tons | 4.8215e-06 | 3.3144e-06 | 9.484e-07 | -8.473e-07 | -3.5976e-06 | -1.3139e-06 | -3.6876e-06 | -3.247e-06
CA AB 32- CO2 Constraint- v.5.13 | 204 | 5895 | Rate Constraint in MTons | FALSE | L | Annual | Fuel Consumed | TBtu | 913.7081 | 993.1121 | 1034.871 | 580.521 | 568.1089 | 597.3571 | 625.2667 | 654.7452
CA AB 32- CO2 Constraint- v.5.13 | 204 | 5895 | Rate Constraint in MTons | FALSE | L | Annual | Rate | lb/MMBtu | 117.7017 | 118.2587 | 118.4093 | 116.1994 | 116.1869 | 116.2923 | 117.059 | 116.5332
CA AB 32- CO2 Constraint- v.5.13 | 204 | 5895 | Rate Constraint in MTons | FALSE | L | Annual | Generation | TWh | 123.3448 | 133.0308 | 138.1148 | 81.2763 | 79.3787 | 84.7515 | 88.8953 | 96.9485
CA AB 32- CO2 Constraint- v.5.13 | 204 | 5895 | Rate Constraint in MTons | FALSE | L | Annual | Qualifying Generation | TWh | 123.3448 | 133.0308 | 138.1148 | 81.2763 | 79.3603 | 83.5365 | 88.1742 | 94.5564
CA AB 32- CO2 Constraint- v.5.13 | 204 | 5895 | Rate Constraint in MTons | FALSE | L | Annual | Rate | lb/MWh | 871.9054 | 882.8341 | 887.2208 | 829.962 | 831.7363 | 831.5892 | 830.0972 | 806.921
CA AB 32- CO2 Constraint- v.5.13 | 204 | 5895 | Rate Constraint in MTons | FALSE | L | Annual | Constraint Shadow Price | US2016$/Ton | 13.321 | 13.32 | 13.3202 | 67.6707 | 67.6705 | 67.6706 | 67.6708 | 67.6709
CA NOx Annual v5.14 | 205 | 6121 | Rate Constraint in MTons | FALSE | L | Annual | Seasons Included | Seasons | Winter, WintShld, Summer | Winter, WintShld, Summer | Winter, WintShld, Summer | Winter, WintShld, Summer | Winter, WintShld, Summer | Winter, WintShld, Summer | Winter, WintShld, Summer | Winter, WintShld, Summer
CA NOx Annual v5.14 | 205 | 6121 | Rate Constraint in MTons | FALSE | L | Annual | Standard NOX | Thousand Tons | 9.676 | 9.676 | 9.676 | 9.676 | 9.676 | 9.676 | 9.676 | 9.676
CA NOx Annual v5.14 | 205 | 6121 | Rate Constraint in MTons | FALSE | L | Annual | Emissions at Affected Plants NOX | Thousand Tons | 0.44075 | 0.47891 | 0.50823 | 0.25101 | 0.28189 | 0.25649 | 0.24463 | 0.19477
CA NOx Annual v5.14 | 205 | 6121 | Rate Constraint in MTons | FALSE | L | Annual | Allowances Purchased NOX | Thousand Tons | 0 | 0 | 0 | 0 | 0 | 0 | 0 | 0
CA NOx Annual v5.14 | 205 | 6121 | Rate Constraint in MTons | FALSE | L | Annual | Allowances Sold NOX | Thousand Tons | 0 | 0 | 0 | 0 | 0 | 0 | 0 | 0
CA NOx Annual v5.14 | 205 | 6121 | Rate Constraint in MTons | FALSE | L | Annual | Allowances Banked | Thousand Tons | 0 | 0 | 0 | 0 | 0 | 0 | 0 | 0
CA NOx Annual v5.14 | 205 | 6121 | Rate Constraint in MTons | FALSE | L | Annual | Allowances Withdrawn (1:1) | Thousand Tons | 0 | 0 | 0 | 0 | 0 | 0 | 0 | 0
CA NOx Annual v5.14 | 205 | 6121 | Rate Constraint in MTons | FALSE | L | Annual | Allowances Withdrawn (n:1) | Thousand Tons | 0 | 0 | 0 | 0 | 0 | 0 | 0 | 0
CA NOx Annual v5.14 | 205 | 6121 | Rate Constraint in MTons | FALSE | L | Annual | Net Emissions Allowance Position | Thousand Tons | 0.44075 | 0.47891 | 0.50823 | 0.25101 | 0.28189 | 0.25649 | 0.24463 | 0.19477
CA NOx Annual v5.14 | 205 | 6121 | Rate Constraint in MTons | FALSE | L | Annual | Fuel Consumed | TBtu | 104.8634 | 104.2205 | 103.2579 | 71.7653 | 77.6647 | 71.659 | 69.3988 | 56.0445
CA NOx Annual v5.14 | 205 | 6121 | Rate Constraint in MTons | FALSE | L | Annual | Rate | lb/MMBtu | 0.0084061 | 0.0091903 | 0.009844 | 0.0069952 | 0.0072591 | 0.0071585 | 0.00705 | 0.0069507
CA NOx Annual v5.14 | 205 | 6121 | Rate Constraint in MTons | FALSE | L | Annual | Generation | TWh | 14.268 | 14.2373 | 14.1892 | 10.0071 | 10.8067 | 9.9852 | 9.6787 | 7.8421
CA NOx Annual v5.14 | 205 | 6121 | Rate Constraint in MTons | FALSE | L | Annual | Qualifying Generation | TWh | 14.268 | 14.2373 | 14.1892 | 10.0071 | 10.8067 | 9.9852 | 9.6787 | 7.8421
CA NOx Annual v5.14 | 205 | 6121 | Rate Constraint in MTons | FALSE | L | Annual | Rate | lb/MWh | 0.061781 | 0.067275 | 0.071637 | 0.050166 | 0.052169 | 0.051373 | 0.05055 | 0.049674
CA NOx Annual v5.14 | 205 | 6121 | Rate Constraint in MTons | FALSE | L | Annual | Constraint Shadow Price | US2016$/Ton | 0 | 0 | 0 | 0 | 0 | 0 | 0 | 0
CA SO2 Annual v5.14 | 206 | 6122 | Rate Constraint in MTons | FALSE | L | Annual | Seasons Included | Seasons | Winter, WintShld, Summer | Winter, WintShld, Summer | Winter, WintShld, Summer | Winter, WintShld, Summer | Winter, WintShld, Summer | Winter, WintShld, Summer | Winter, WintShld, Summer | Winter, WintShld, Summer
CA SO2 Annual v5.14 | 206 | 6122 | Rate Constraint in MTons | FALSE | L | Annual | Standard SO2 | Thousand Tons | 2.219 | 2.219 | 2.219 | 2.219 | 2.219 | 2.219 | 2.219 | 2.219
CA SO2 Annual v5.14 | 206 | 6122 | Rate Constraint in MTons | FALSE | L | Annual | Emissions at Affected Plants SO2 | Thousand Tons | 0 | 0 | 0 | 0 | 0 | 0 | 0 | 0
CA SO2 Annual v5.14 | 206 | 6122 | Rate Constraint in MTons | FALSE | L | Annual | Allowances Purchased SO2 | Thousand Tons | 0 | 0 | 0 | 0 | 0 | 0 | 0 | 0
CA SO2 Annual v5.14 | 206 | 6122 | Rate Constraint in MTons | FALSE | L | Annual | Allowances Sold SO2 | Thousand Tons | 0 | 0 | 0 | 0 | 0 | 0 | 0 | 0
CA SO2 Annual v5.14 | 206 | 6122 | Rate Constraint in MTons | FALSE | L | Annual | Allowances Banked | Thousand Tons | 0 | 0 | 0 | 0 | 0 | 0 | 0 | 0
CA SO2 Annual v5.14 | 206 | 6122 | Rate Constraint in MTons | FALSE | L | Annual | Allowances Withdrawn (1:1) | Thousand Tons | 0 | 0 | 0 | 0 | 0 | 0 | 0 | 0
CA SO2 Annual v5.14 | 206 | 6122 | Rate Constraint in MTons | FALSE | L | Annual | Allowances Withdrawn (n:1) | Thousand Tons | 0 | 0 | 0 | 0 | 0 | 0 | 0 | 0
CA SO2 Annual v5.14 | 206 | 6122 | Rate Constraint in MTons | FALSE | L | Annual | Net Emissions Allowance Position | Thousand Tons | 0 | 0 | 0 | 0 | 0 | 0 | 0 | 0
CA SO2 Annual v5.14 | 206 | 6122 | Rate Constraint in MTons | FALSE | L | Annual | Fuel Consumed | TBtu | 0.01917 | 0 | 0 | 0.00093309 | 0.00045696 | 0 | 0 | 0.00068595
CA SO2 Annual v5.14 | 206 | 6122 | Rate Constraint in MTons | FALSE | L | Annual | Rate | lb/MMBtu | 0 | 0 | 0 | 0 | 0 | 0 | 0 | 0
CA SO2 Annual v5.14 | 206 | 6122 | Rate Constraint in MTons | FALSE | L | Annual | Generation | TWh | 0.0017841 | 0 | 0 | 7.9089e-05 | 3.8732e-05 | 0 | 0 | 5.8141e-05
CA SO2 Annual v5.14 | 206 | 6122 | Rate Constraint in MTons | FALSE | L | Annual | Qualifying Generation | TWh | 0.0017841 | 0 | 0 | 7.9089e-05 | 3.8732e-05 | 0 | 0 | 5.8141e-05
CA SO2 Annual v5.14 | 206 | 6122 | Rate Constraint in MTons | FALSE | L | Annual | Rate | lb/MWh | 0 | 0 | 0 | 0 | 0 | 0 | 0 | 0
CA SO2 Annual v5.14 | 206 | 6122 | Rate Constraint in MTons | FALSE | L | Annual | Constraint Shadow Price | US2016$/Ton | 0 | 0 | 0 | 0 | 0 | 0 | 0 | 0
CO Hg Rate Annual - Comanche 1,2 & 3 v5.14 | 207 | 6123 | Rate Constraint in lbs/MWh | FALSE | L | Annual | Seasons Included | Seasons | Winter, WintShld, Summer | Winter, WintShld, Summer | Winter, WintShld, Summer | Winter, WintShld, Summer | Winter, WintShld, Summer | Winter, WintShld, Summer | Winter, WintShld, Summer | Winter, WintShld, Summer
CO Hg Rate Annual - Comanche 1,2 & 3 v5.14 | 207 | 6123 | Rate Constraint in lbs/MWh | FALSE | L | Annual | Standard MER | lb/MWh | 1.3e-05 | 1.3e-05 | 1.3e-05 | 1.3e-05 | 1.3e-05 | 1.3e-05 | 1.3e-05 | 1.3e-05
CO Hg Rate Annual - Comanche 1,2 & 3 v5.14 | 207 | 6123 | Rate Constraint in lbs/MWh | FALSE | L | Annual | Emissions at Affected Plants MER | lbs | 58.6279 | 59.1501 | 58.3656 | 58.3656 | 53.0271 | 54.5442 | 58.309 | 56.9569
CO Hg Rate Annual - Comanche 1,2 & 3 v5.14 | 207 | 6123 | Rate Constraint in lbs/MWh | FALSE | L | Annual | Allowances Purchased MER | lbs | 0 | 0 | 0 | 0 | 0 | 0 | 0 | 0
CO Hg Rate Annual - Comanche 1,2 & 3 v5.14 | 207 | 6123 | Rate Constraint in lbs/MWh | FALSE | L | Annual | Allowances Sold MER | lbs | 0 | 0 | 0 | 0 | 0 | 0 | 0 | 0
CO Hg Rate Annual - Comanche 1,2 & 3 v5.14 | 207 | 6123 | Rate Constraint in lbs/MWh | FALSE | L | Annual | Allowances Banked | lbs | 0 | 0 | 0 | 0 | 0 | 0 | 0 | 0
CO Hg Rate Annual - Comanche 1,2 & 3 v5.14 | 207 | 6123 | Rate Constraint in lbs/MWh | FALSE | L | Annual | Allowances Withdrawn (1:1) | lbs | 0 | 0 | 0 | 0 | 0 | 0 | 0 | 0
CO Hg Rate Annual - Comanche 1,2 & 3 v5.14 | 207 | 6123 | Rate Constraint in lbs/MWh | FALSE | L | Annual | Allowances Withdrawn (n:1) | lbs | 0 | 0 | 0 | 0 | 0 | 0 | 0 | 0
CO Hg Rate Annual - Comanche 1,2 & 3 v5.14 | 207 | 6123 | Rate Constraint in lbs/MWh | FALSE | L | Annual | Net Emissions Allowance Position | lbs | 58.6279 | 59.1501 | 58.3656 | 58.3656 | 53.0271 | 54.5442 | 58.309 | 56.9569
CO Hg Rate Annual - Comanche 1,2 & 3 v5.14 | 207 | 6123 | Rate Constraint in lbs/MWh | FALSE | L | Annual | Fuel Consumed | TBtu | 104.4828 | 105.4135 | 104.0153 | 104.0153 | 94.5014 | 97.2052 | 103.9145 | 101.5048
CO Hg Rate Annual - Comanche 1,2 & 3 v5.14 | 207 | 6123 | Rate Constraint in lbs/MWh | FALSE | L | Annual | Rate | lb/MMBtu | 5.6112e-07 | 5.6112e-07 | 5.6112e-07 | 5.6112e-07 | 5.6112e-07 | 5.6112e-07 | 5.6112e-07 | 5.6112e-07
CO Hg Rate Annual - Comanche 1,2 & 3 v5.14 | 207 | 6123 | Rate Constraint in lbs/MWh | FALSE | L | Annual | Generation | TWh | 10.048 | 10.1395 | 10.1395 | 10.1395 | 9.2117 | 9.4712 | 10.1295 | 9.8936
CO Hg Rate Annual - Comanche 1,2 & 3 v5.14 | 207 | 6123 | Rate Constraint in lbs/MWh | FALSE | L | Annual | Qualifying Generation | TWh | 10.048 | 10.1395 | 10.1395 | 10.1395 | 9.2117 | 9.4712 | 10.1295 | 9.8936
CO Hg Rate Annual - Comanche 1,2 & 3 v5.14 | 207 | 6123 | Rate Constraint in lbs/MWh | FALSE | L | Annual | Constraint Shadow Price | US2016$/Lb | 0 | 0 | 0 | 0 | 0 | 0 | 0 | 0
CO Hg Rule - MER Removal Annual v3.1 | 208 | 1515 | MACT Fuel Choice Floor in lbs/MMBtu | FALSE | L | Annual | Seasons Included | Seasons | Winter, WintShld, Summer | Winter, WintShld, Summer | Winter, WintShld, Summer | Winter, WintShld, Summer | Winter, WintShld, Summer | Winter, WintShld, Summer | Winter, WintShld, Summer | Winter, WintShld, Summer
CO Hg Rule - MER Removal Annual v3.1 | 208 | 1515 | MACT Fuel Choice Floor in lbs/MMBtu | FALSE | L | Annual | Emission Floor | lbs/MMBtu | 8.248e-07 | 8.248e-07 | 8.248e-07 | 8.248e-07 | 8.248e-07 | 8.248e-07 | 8.248e-07 | 8.248e-07
CO Hg Rule - MER Removal Annual v3.1 | 208 | 1515 | MACT Fuel Choice Floor in lbs/MMBtu | FALSE | L | Annual | Emissions at Affected Plants MER | lbs | 96.9551 | 110.9147 | 109.5554 | 87.4801 | 84.852 | 85.5911 | 91.365 | 91.9443
CO Hg Rule - MER Removal Annual v3.1 | 208 | 1515 | MACT Fuel Choice Floor in lbs/MMBtu | FALSE | L | Annual | Allowances Purchased MER | lbs | 0 | 0 | 0 | 0 | 0 | 0 | 0 | 0
CO Hg Rule - MER Removal Annual v3.1 | 208 | 1515 | MACT Fuel Choice Floor in lbs/MMBtu | FALSE | L | Annual | Allowances Sold MER | lbs | 0 | 0 | 0 | 0 | 0 | 0 | 0 | 0
CO Hg Rule - MER Removal Annual v3.1 | 208 | 1515 | MACT Fuel Choice Floor in lbs/MMBtu | FALSE | L | Annual | Allowances Banked | lbs | 0 | 0 | 0 | 0 | 0 | 0 | 0 | 0
CO Hg Rule - MER Removal Annual v3.1 | 208 | 1515 | MACT Fuel Choice Floor in lbs/MMBtu | FALSE | L | Annual | Allowances Withdrawn (1:1) | lbs | 0 | 0 | 0 | 0 | 0 | 0 | 0 | 0
CO Hg Rule - MER Removal Annual v3.1 | 208 | 1515 | MACT Fuel Choice Floor in lbs/MMBtu | FALSE | L | Annual | Allowances Withdrawn (n:1) | lbs | 0 | 0 | 0 | 0 | 0 | 0 | 0 | 0
CO Hg Rule - MER Removal Annual v3.1 | 208 | 1515 | MACT Fuel Choice Floor in lbs/MMBtu | FALSE | L | Annual | Net Emissions Allowance Position | lbs | 96.9551 | 110.9147 | 109.5554 | 87.4801 | 84.852 | 85.5911 | 91.365 | 91.9443
CO Hg Rule - MER Removal Annual v3.1 | 208 | 1515 | MACT Fuel Choice Floor in lbs/MMBtu | FALSE | L | Annual | Fuel Consumed | TBtu | 231.3385 | 224.9598 | 222.5218 | 189.3235 | 182.3155 | 183.6986 | 184.9476 | 186.2271
CO Hg Rule - MER Removal Annual v3.1 | 208 | 1515 | MACT Fuel Choice Floor in lbs/MMBtu | FALSE | L | Annual | Rate | lb/MMBtu | 4.191e-07 | 4.9304e-07 | 4.9234e-07 | 4.6207e-07 | 4.6541e-07 | 4.6593e-07 | 4.94e-07 | 4.9372e-07
CO Hg Rule - MER Removal Annual v3.1 | 208 | 1515 | MACT Fuel Choice Floor in lbs/MMBtu | FALSE | L | Annual | Generation | TWh | 21.4253 | 20.932 | 21.002 | 18.011 | 17.38 | 17.5003 | 17.471 | 17.5844
CO Hg Rule - MER Removal Annual v3.1 | 208 | 1515 | MACT Fuel Choice Floor in lbs/MMBtu | FALSE | L | Annual | Qualifying Generation | TWh | 21.4253 | 20.932 | 21.002 | 18.011 | 17.38 | 17.5003 | 17.471 | 17.5844
CO Hg Rule - MER Removal Annual v3.1 | 208 | 1515 | MACT Fuel Choice Floor in lbs/MMBtu | FALSE | L | Annual | Constraint Shadow Price | US2016$/Lb | 0 | 0 | 0 | 0 | 0 | 0 | 0 | 0
CO NOX Rate Annual - Craig 1,3 v5.14 | 209 | 6124 | Rate Constraint in lbs/MMBtu | FALSE | L | Annual | Seasons Included | Seasons | Winter, WintShld, Summer | Winter, WintShld, Summer | Winter, WintShld, Summer | Winter, WintShld, Summer | Winter, WintShld, Summer | Winter, WintShld, Summer | Winter, WintShld, Summer | Winter, WintShld, Summer
CO NOX Rate Annual - Craig 1,3 v5.14 | 209 | 6124 | Rate Constraint in lbs/MMBtu | FALSE | L | Annual | Standard NOX | lb/MMBtu | 0.28 | 0.28 | 0.28 | 0.28 | 0.28 | 0.28 | 0.28 | 0.28
CO NOX Rate Annual - Craig 1,3 v5.14 | 209 | 6124 | Rate Constraint in lbs/MMBtu | FALSE | L | Annual | Emissions at Affected Plants NOX | Thousand Tons | 5.018 | 5.018 | 4.9778 | 3.8944 | 3.8944 | 3.8944 | 3.8944 | 3.8944
CO NOX Rate Annual - Craig 1,3 v5.14 | 209 | 6124 | Rate Constraint in lbs/MMBtu | FALSE | L | Annual | Allowances Purchased NOX | Thousand Tons | 0 | 0 | 0 | 0 | 0 | 0 | 0 | 0
CO NOX Rate Annual - Craig 1,3 v5.14 | 209 | 6124 | Rate Constraint in lbs/MMBtu | FALSE | L | Annual | Allowances Sold NOX | Thousand Tons | 0 | 0 | 0 | 0 | 0 | 0 | 0 | 0
CO NOX Rate Annual - Craig 1,3 v5.14 | 209 | 6124 | Rate Constraint in lbs/MMBtu | FALSE | L | Annual | Allowances Banked | Thousand Tons | 0 | 0 | 0 | 0 | 0 | 0 | 0 | 0
CO NOX Rate Annual - Craig 1,3 v5.14 | 209 | 6124 | Rate Constraint in lbs/MMBtu | FALSE | L | Annual | Allowances Withdrawn (1:1) | Thousand Tons | 0 | 0 | 0 | 0 | 0 | 0 | 0 | 0
CO NOX Rate Annual - Craig 1,3 v5.14 | 209 | 6124 | Rate Constraint in lbs/MMBtu | FALSE | L | Annual | Allowances Withdrawn (n:1) | Thousand Tons | 0 | 0 | 0 | 0 | 0 | 0 | 0 | 0
CO NOX Rate Annual - Craig 1,3 v5.14 | 209 | 6124 | Rate Constraint in lbs/MMBtu | FALSE | L | Annual | Net Emissions Allowance Position | Thousand Tons | 5.018 | 5.018 | 4.9778 | 3.8944 | 3.8944 | 3.8944 | 3.8944 | 3.8944
CO NOX Rate Annual - Craig 1,3 v5.14 | 209 | 6124 | Rate Constraint in lbs/MMBtu | FALSE | L | Annual | Fuel Consumed | TBtu | 67.0857 | 67.0857 | 66.549 | 34.0384 | 34.0384 | 34.0384 | 34.0457 | 34.0457
CO NOX Rate Annual - Craig 1,3 v5.14 | 209 | 6124 | Rate Constraint in lbs/MMBtu | FALSE | L | Annual | Rate | lb/MMBtu | 0.1496 | 0.1496 | 0.1496 | 0.22882 | 0.22882 | 0.22882 | 0.22877 | 0.22877
CO NOX Rate Annual - Craig 1,3 v5.14 | 209 | 6124 | Rate Constraint in lbs/MMBtu | FALSE | L | Annual | Generation | TWh | 6.3154 | 6.3154 | 6.3154 | 3.2434 | 3.2434 | 3.2434 | 3.2434 | 3.2434
CO NOX Rate Annual - Craig 1,3 v5.14 | 209 | 6124 | Rate Constraint in lbs/MMBtu | FALSE | L | Annual | Qualifying Generation | TWh | 6.3154 | 6.3154 | 6.3154 | 3.2434 | 3.2434 | 3.2434 | 3.2434 | 3.2434
CO NOX Rate Annual - Craig 1,3 v5.14 | 209 | 6124 | Rate Constraint in lbs/MMBtu | FALSE | L | Annual | Rate | lb/MWh | 1.5891 | 1.5891 | 1.5764 | 2.4014 | 2.4014 | 2.4014 | 2.4014 | 2.4014
CO NOX Rate Annual - Craig 1,3 v5.14 | 209 | 6124 | Rate Constraint in lbs/MMBtu | FALSE | L | Annual | Constraint Shadow Price | US2016$/Ton | 0 | 0 | 0 | 0 | 0 | 0 | 0 | 0
CO NOX Rate Annual - Craig 2 v5.14 | 210 | 6125 | Rate Constraint in lbs/MMBtu | FALSE | L | Annual | Seasons Included | Seasons | Winter, WintShld, Summer | Winter, WintShld, Summer | Winter, WintShld, Summer | Winter, WintShld, Summer | Winter, WintShld, Summer | Winter, WintShld, Summer | Winter, WintShld, Summer | Winter, WintShld, Summer
CO NOX Rate Annual - Craig 2 v5.14 | 210 | 6125 | Rate Constraint in lbs/MMBtu | FALSE | L | Annual | Standard NOX | lb/MMBtu | 0.08 | 0.08 | 0.08 | 0.08 | 0.08 | 0.08 | 0.08 | 0.08
CO NOX Rate Annual - Craig 2 v5.14 | 210 | 6125 | Rate Constraint in lbs/MMBtu | FALSE | L | Annual | Emissions at Affected Plants NOX | Thousand Tons | 0.78463 | 0.78463 | 0.77835 | 1.0897 | 1.0897 | 1.0897 | 0.77835 | 0.77835
CO NOX Rate Annual - Craig 2 v5.14 | 210 | 6125 | Rate Constraint in lbs/MMBtu | FALSE | L | Annual | Allowances Purchased NOX | Thousand Tons | 0 | 0 | 0 | 0 | 0 | 0 | 0 | 0
CO NOX Rate Annual - Craig 2 v5.14 | 210 | 6125 | Rate Constraint in lbs/MMBtu | FALSE | L | Annual | Allowances Sold NOX | Thousand Tons | 0 | 0 | 0 | 0 | 0 | 0 | 0 | 0
CO NOX Rate Annual - Craig 2 v5.14 | 210 | 6125 | Rate Constraint in lbs/MMBtu | FALSE | L | Annual | Allowances Banked | Thousand Tons | 0 | 0 | 0 | 0 | 0 | 0 | 0 | 0
CO NOX Rate Annual - Craig 2 v5.14 | 210 | 6125 | Rate Constraint in lbs/MMBtu | FALSE | L | Annual | Allowances Withdrawn (1:1) | Thousand Tons | 0 | 0 | 0 | 0 | 0 | 0 | 0 | 0
CO NOX Rate Annual - Craig 2 v5.14 | 210 | 6125 | Rate Constraint in lbs/MMBtu | FALSE | L | Annual | Allowances Withdrawn (n:1) | Thousand Tons | 0 | 0 | 0 | 0 | 0 | 0 | 0 | 0
CO NOX Rate Annual - Craig 2 v5.14 | 210 | 6125 | Rate Constraint in lbs/MMBtu | FALSE | L | Annual | Net Emissions Allowance Position | Thousand Tons | 0.78463 | 0.78463 | 0.77835 | 1.0897 | 1.0897 | 1.0897 | 0.77835 | 0.77835
CO NOX Rate Annual - Craig 2 v5.14 | 210 | 6125 | Rate Constraint in lbs/MMBtu | FALSE | L | Annual | Fuel Consumed | TBtu | 32.9544 | 32.9544 | 32.6908 | 31.1341 | 31.1341 | 31.1341 | 32.6908 | 32.6908
CO NOX Rate Annual - Craig 2 v5.14 | 210 | 6125 | Rate Constraint in lbs/MMBtu | FALSE | L | Annual | Rate | lb/MMBtu | 0.047619 | 0.047619 | 0.047619 | 0.07 | 0.07 | 0.07 | 0.047619 | 0.047619
CO NOX Rate Annual - Craig 2 v5.14 | 210 | 6125 | Rate Constraint in lbs/MMBtu | FALSE | L | Annual | Generation | TWh | 3.0653 | 3.0653 | 3.0653 | 3.0653 | 3.0653 | 3.0653 | 3.0653 | 3.0653
CO NOX Rate Annual - Craig 2 v5.14 | 210 | 6125 | Rate Constraint in lbs/MMBtu | FALSE | L | Annual | Qualifying Generation | TWh | 3.0653 | 3.0653 | 3.0653 | 3.0653 | 3.0653 | 3.0653 | 3.0653 | 3.0653
CO NOX Rate Annual - Craig 2 v5.14 | 210 | 6125 | Rate Constraint in lbs/MMBtu | FALSE | L | Annual | Rate | lb/MWh | 0.51195 | 0.51195 | 0.50785 | 0.711 | 0.711 | 0.711 | 0.50785 | 0.50785
CO NOX Rate Annual - Craig 2 v5.14 | 210 | 6125 | Rate Constraint in lbs/MMBtu | FALSE | L | Annual | Constraint Shadow Price | US2016$/Ton | 0 | 0 | 0 | 0 | 0 | 0 | 0 | 0
CSAPR- NOX Annual- AL | 211 | 6393 | Rate Constraint in MTons | FALSE | L | Annual | Seasons Included | Seasons | Winter, WintShld, Summer | Winter, WintShld, Summer | Winter, WintShld, Summer | Winter, WintShld, Summer | Winter, WintShld, Summer | Winter, WintShld, Summer | Winter, WintShld, Summer | Winter, WintShld, Summer
CSAPR- NOX Annual- AL | 211 | 6393 | Rate Constraint in MTons | FALSE | L | Annual | Standard NOX | Thousand Tons | 84.9152 | 84.9152 | 84.9152 | 84.9152 | 84.9152 | 84.9152 | 84.9152 | 84.9152
CSAPR- NOX Annual- AL | 211 | 6393 | Rate Constraint in MTons | FALSE | L | Annual | Emissions at Affected Plants NOX | Thousand Tons | 10.885 | 9.6332 | 9.7493 | 11.5467 | 12.356 | 11.0716 | 11.2072 | 10.901
CSAPR- NOX Annual- AL | 211 | 6393 | Rate Constraint in MTons | FALSE | L | Annual | Allowances Purchased NOX | Thousand Tons | 0 | 0 | 0 | 0 | 0 | 0 | 0 | 0
CSAPR- NOX Annual- AL | 211 | 6393 | Rate Constraint in MTons | FALSE | L | Annual | Allowances Sold NOX | Thousand Tons | 0 | 0 | 0 | 0 | 0 | 0 | 0 | 0
CSAPR- NOX Annual- AL | 211 | 6393 | Rate Constraint in MTons | FALSE | L | Annual | Allowances Banked | Thousand Tons | 0 | 0 | 0 | 0 | 0 | 0 | 0 | 0
CSAPR- NOX Annual- AL | 211 | 6393 | Rate Constraint in MTons | FALSE | L | Annual | Allowances Withdrawn (1:1) | Thousand Tons | 0 | 0 | 0 | 0 | 0 | 0 | 0 | 0
CSAPR- NOX Annual- AL | 211 | 6393 | Rate Constraint in MTons | FALSE | L | Annual | Allowances Withdrawn (n:1) | Thousand Tons | 0 | 0 | 0 | 0 | 0 | 0 | 0 | 0
CSAPR- NOX Annual- AL | 211 | 6393 | Rate Constraint in MTons | FALSE | L | Annual | Net Emissions Allowance Position | Thousand Tons | 10.885 | 9.6332 | 9.7493 | 11.5467 | 12.356 | 11.0716 | 11.2072 | 10.901
CSAPR- NOX Annual- AL | 211 | 6393 | Rate Constraint in MTons | FALSE | L | Annual | Fuel Consumed | TBtu | 696.5736 | 646.5363 | 650.477 | 690.3297 | 687.7499 | 688.1965 | 705.5912 | 732.1102
CSAPR- NOX Annual- AL | 211 | 6393 | Rate Constraint in MTons | FALSE | L | Annual | Rate | lb/MMBtu | 0.031253 | 0.029799 | 0.029976 | 0.033453 | 0.035932 | 0.032176 | 0.031767 | 0.02978
CSAPR- NOX Annual- AL | 211 | 6393 | Rate Constraint in MTons | FALSE | L | Annual | Generation | TWh | 86.8601 | 81.1638 | 81.5596 | 85.2421 | 96.2243 | 119.9242 | 143.9894 | 180.0641
CSAPR- NOX Annual- AL | 211 | 6393 | Rate Constraint in MTons | FALSE | L | Annual | Qualifying Generation | TWh | 86.8601 | 81.1638 | 81.5596 | 85.2421 | 85.3507 | 87.4506 | 91.0289 | 96.7789
CSAPR- NOX Annual- AL | 211 | 6393 | Rate Constraint in MTons | FALSE | L | Annual | Rate | lb/MWh | 0.25063 | 0.23738 | 0.23907 | 0.27092 | 0.28954 | 0.25321 | 0.24623 | 0.22528
CSAPR- NOX Annual- AL | 211 | 6393 | Rate Constraint in MTons | FALSE | L | Annual | Constraint Shadow Price | US2016$/Ton | 0 | 0 | 0 | 0 | 0 | 0 | 0 | 0
CSAPR- NOX Annual- GA | 212 | 6399 | Rate Constraint in MTons | FALSE | L | Annual | Seasons Included | Seasons | Winter, WintShld, Summer | Winter, WintShld, Summer | Winter, WintShld, Summer | Winter, WintShld, Summer | Winter, WintShld, Summer | Winter, WintShld, Summer | Winter, WintShld, Summer | Winter, WintShld, Summer
CSAPR- NOX Annual- GA | 212 | 6399 | Rate Constraint in MTons | FALSE | L | Annual | Standard NOX | Thousand Tons | 63.4108 | 63.4108 | 63.4108 | 63.4108 | 63.4108 | 63.4108 | 63.4108 | 63.4108
CSAPR- NOX Annual- GA | 212 | 6399 | Rate Constraint in MTons | FALSE | L | Annual | Emissions at Affected Plants NOX | Thousand Tons | 14.888 | 13.6964 | 14.0004 | 15.4075 | 14.7178 | 15.186 | 15.6764 | 15.7513
CSAPR- NOX Annual- GA | 212 | 6399 | Rate Constraint in MTons | FALSE | L | Annual | Allowances Purchased NOX | Thousand Tons | 0 | 0 | 0 | 0 | 0 | 0 | 0 | 0
CSAPR- NOX Annual- GA | 212 | 6399 | Rate Constraint in MTons | FALSE | L | Annual | Allowances Sold NOX | Thousand Tons | 0 | 0 | 0 | 0 | 0 | 0 | 0 | 0
CSAPR- NOX Annual- GA | 212 | 6399 | Rate Constraint in MTons | FALSE | L | Annual | Allowances Banked | Thousand Tons | 0 | 0 | 0 | 0 | 0 | 0 | 0 | 0
CSAPR- NOX Annual- GA | 212 | 6399 | Rate Constraint in MTons | FALSE | L | Annual | Allowances Withdrawn (1:1) | Thousand Tons | 0 | 0 | 0 | 0 | 0 | 0 | 0 | 0
CSAPR- NOX Annual- GA | 212 | 6399 | Rate Constraint in MTons | FALSE | L | Annual | Allowances Withdrawn (n:1) | Thousand Tons | 0 | 0 | 0 | 0 | 0 | 0 | 0 | 0
CSAPR- NOX Annual- GA | 212 | 6399 | Rate Constraint in MTons | FALSE | L | Annual | Net Emissions Allowance Position | Thousand Tons | 14.888 | 13.6964 | 14.0004 | 15.4075 | 14.7178 | 15.186 | 15.6764 | 15.7513
CSAPR- NOX Annual- GA | 212 | 6399 | Rate Constraint in MTons | FALSE | L | Annual | Fuel Consumed | TBtu | 671.1268 | 636.0889 | 644.8556 | 677.6708 | 662.1239 | 722.6899 | 770.6656 | 821.6006
CSAPR- NOX Annual- GA | 212 | 6399 | Rate Constraint in MTons | FALSE | L | Annual | Rate | lb/MMBtu | 0.044367 | 0.043064 | 0.043422 | 0.045472 | 0.044456 | 0.042026 | 0.040683 | 0.038343
CSAPR- NOX Annual- GA | 212 | 6399 | Rate Constraint in MTons | FALSE | L | Annual | Generation | TWh | 83.7016 | 79.7217 | 80.7956 | 111.083 | 143.9746 | 188.5229 | 231.5829 | 285.151
CSAPR- NOX Annual- GA | 212 | 6399 | Rate Constraint in MTons | FALSE | L | Annual | Qualifying Generation | TWh | 83.7016 | 79.7217 | 80.7956 | 84.0248 | 82.4253 | 92.7408 | 100.5437 | 110.1559
CSAPR- NOX Annual- GA | 212 | 6399 | Rate Constraint in MTons | FALSE | L | Annual | Rate | lb/MWh | 0.35574 | 0.34361 | 0.34656 | 0.36674 | 0.35712 | 0.32749 | 0.31183 | 0.28598
CSAPR- NOX Annual- GA | 212 | 6399 | Rate Constraint in MTons | FALSE | L | Annual | Constraint Shadow Price | US2016$/Ton | 0 | 0 | 0 | 0 | 0 | 0 | 0 | 0
CSAPR- NOX Annual- IA | 213 | 6401 | Rate Constraint in MTons | FALSE | L | Annual | Seasons Included | Seasons | Winter, WintShld, Summer | Winter, WintShld, Summer | Winter, WintShld, Summer | Winter, WintShld, Summer | Winter, WintShld, Summer | Winter, WintShld, Summer | Winter, WintShld, Summer | Winter, WintShld, Summer
CSAPR- NOX Annual- IA | 213 | 6401 | Rate Constraint in MTons | FALSE | L | Annual | Standard NOX | Thousand Tons | 44.2476 | 44.2476 | 44.2476 | 44.2476 | 44.2476 | 44.2476 | 44.2476 | 44.2476
CSAPR- NOX Annual- IA | 213 | 6401 | Rate Constraint in MTons | FALSE | L | Annual | Emissions at Affected Plants NOX | Thousand Tons | 23.1322 | 24.5364 | 24.7342 | 24.3463 | 23.0936 | 23.2524 | 23.1846 | 22.8415
CSAPR- NOX Annual- IA | 213 | 6401 | Rate Constraint in MTons | FALSE | L | Annual | Allowances Purchased NOX | Thousand Tons | 0 | 0 | 0 | 0 | 0 | 0 | 0 | 0
CSAPR- NOX Annual- IA | 213 | 6401 | Rate Constraint in MTons | FALSE | L | Annual | Allowances Sold NOX | Thousand Tons | 0 | 0 | 0 | 0 | 0 | 0 | 0 | 0
CSAPR- NOX Annual- IA | 213 | 6401 | Rate Constraint in MTons | FALSE | L | Annual | Allowances Banked | Thousand Tons | 0 | 0 | 0 | 0 | 0 | 0 | 0 | 0
CSAPR- NOX Annual- IA | 213 | 6401 | Rate Constraint in MTons | FALSE | L | Annual | Allowances Withdrawn (1:1) | Thousand Tons | 0 | 0 | 0 | 0 | 0 | 0 | 0 | 0
CSAPR- NOX Annual- IA | 213 | 6401 | Rate Constraint in MTons | FALSE | L | Annual | Allowances Withdrawn (n:1) | Thousand Tons | 0 | 0 | 0 | 0 | 0 | 0 | 0 | 0
CSAPR- NOX Annual- IA | 213 | 6401 | Rate Constraint in MTons | FALSE | L | Annual | Net Emissions Allowance Position | Thousand Tons | 23.1322 | 24.5364 | 24.7342 | 24.3463 | 23.0936 | 23.2524 | 23.1846 | 22.8415
CSAPR- NOX Annual- IA | 213 | 6401 | Rate Constraint in MTons | FALSE | L | Annual | Fuel Consumed | TBtu | 355.0277 | 378.803 | 380.394 | 387.6278 | 385.6958 | 376.8869 | 363.3776 | 365.921
CSAPR- NOX Annual- IA | 213 | 6401 | Rate Constraint in MTons | FALSE | L | Annual | Rate | lb/MMBtu | 0.13031 | 0.12955 | 0.13004 | 0.12562 | 0.11975 | 0.12339 | 0.12761 | 0.12484
CSAPR- NOX Annual- IA | 213 | 6401 | Rate Constraint in MTons | FALSE | L | Annual | Generation | TWh | 37.205 | 39.461 | 39.9663 | 40.9598 | 41.1416 | 43.4349 | 43.5505 | 45.2763
CSAPR- NOX Annual- IA | 213 | 6401 | Rate Constraint in MTons | FALSE | L | Annual | Qualifying Generation | TWh | 37.205 | 39.461 | 39.9663 | 40.9598 | 41.1416 | 39.9924 | 37.9467 | 38.5674
CSAPR- NOX Annual- IA | 213 | 6401 | Rate Constraint in MTons | FALSE | L | Annual | Rate | lb/MWh | 1.2435 | 1.2436 | 1.2378 | 1.1888 | 1.1226 | 1.1628 | 1.222 | 1.1845
CSAPR- NOX Annual- IA | 213 | 6401 | Rate Constraint in MTons | FALSE | L | Annual | Constraint Shadow Price | US2016$/Ton | 0 | 0 | 0 | 0 | 0 | 0 | 0 | 0
CSAPR- NOX Annual- IL | 214 | 6403 | Rate Constraint in MTons | FALSE | L | Annual | Seasons Included | Seasons | Winter, WintShld, Summer | Winter, WintShld, Summer | Winter, WintShld, Summer | Winter, WintShld, Summer | Winter, WintShld, Summer | Winter, WintShld, Summer | Winter, WintShld, Summer | Winter, WintShld, Summer
CSAPR- NOX Annual- IL | 214 | 6403 | Rate Constraint in MTons | FALSE | L | Annual | Standard NOX | Thousand Tons | 56.489 | 56.489 | 56.489 | 56.489 | 56.489 | 56.489 | 56.489 | 56.489
CSAPR- NOX Annual- IL | 214 | 6403 | Rate Constraint in MTons | FALSE | L | Annual | Emissions at Affected Plants NOX | Thousand Tons | 25.6696 | 26.4493 | 26.2505 | 27.2544 | 25.8725 | 26.0993 | 25.2468 | 24.6462
CSAPR- NOX Annual- IL | 214 | 6403 | Rate Constraint in MTons | FALSE | L | Annual | Allowances Purchased NOX | Thousand Tons | 0 | 0 | 0 | 0 | 0 | 0 | 0 | 0
CSAPR- NOX Annual- IL | 214 | 6403 | Rate Constraint in MTons | FALSE | L | Annual | Allowances Sold NOX | Thousand Tons | 0 | 0 | 0 | 0 | 0 | 0 | 0 | 0
CSAPR- NOX Annual- IL | 214 | 6403 | Rate Constraint in MTons | FALSE | L | Annual | Allowances Banked | Thousand Tons | 0 | 0 | 0 | 0 | 0 | 0 | 0 | 0
CSAPR- NOX Annual- IL | 214 | 6403 | Rate Constraint in MTons | FALSE | L | Annual | Allowances Withdrawn (1:1) | Thousand Tons | 0 | 0 | 0 | 0 | 0 | 0 | 0 | 0
CSAPR- NOX Annual- IL | 214 | 6403 | Rate Constraint in MTons | FALSE | L | Annual | Allowances Withdrawn (n:1) | Thousand Tons | 0 | 0 | 0 | 0 | 0 | 0 | 0 | 0
CSAPR- NOX Annual- IL | 214 | 6403 | Rate Constraint in MTons | FALSE | L | Annual | Net Emissions Allowance Position | Thousand Tons | 25.6696 | 26.4493 | 26.2505 | 27.2544 | 25.8725 | 26.0993 | 25.2468 | 24.6462
CSAPR- NOX Annual- IL | 214 | 6403 | Rate Constraint in MTons | FALSE | L | Annual | Fuel Consumed | TBtu | 647.9152 | 658.5868 | 652.0422 | 692.0165 | 685.2546 | 670.9547 | 626.4342 | 600.7129
CSAPR- NOX Annual- IL | 214 | 6403 | Rate Constraint in MTons | FALSE | L | Annual | Rate | lb/MMBtu | 0.079237 | 0.080321 | 0.080518 | 0.078768 | 0.075512 | 0.077797 | 0.080605 | 0.082057
CSAPR- NOX Annual- IL | 214 | 6403 | Rate Constraint in MTons | FALSE | L | Annual | Generation | TWh | 66.7742 | 67.4293 | 67.0864 | 71.7762 | 83.5326 | 90.9442 | 98.809 | 110.7961
CSAPR- NOX Annual- IL | 214 | 6403 | Rate Constraint in MTons | FALSE | L | Annual | Qualifying Generation | TWh | 66.7742 | 67.4293 | 67.0864 | 71.7762 | 72.0274 | 69.9884 | 64.6757 | 61.7182
CSAPR- NOX Annual- IL | 214 | 6403 | Rate Constraint in MTons | FALSE | L | Annual | Rate | lb/MWh | 0.76885 | 0.7845 | 0.78259 | 0.75943 | 0.71841 | 0.74582 | 0.78072 | 0.79867
CSAPR- NOX Annual- IL | 214 | 6403 | Rate Constraint in MTons | FALSE | L | Annual | Constraint Shadow Price | US2016$/Ton | 0 | 0 | 0 | 0 | 0 | 0 | 0 | 0
CSAPR- NOX Annual- IN | 215 | 6405 | Rate Constraint in MTons | FALSE | L | Annual | Seasons Included | Seasons | Winter, WintShld, Summer | Winter, WintShld, Summer | Winter, WintShld, Summer | Winter, WintShld, Summer | Winter, WintShld, Summer | Winter, WintShld, Summer | Winter, WintShld, Summer | Winter, WintShld, Summer
CSAPR- NOX Annual- IN | 215 | 6405 | Rate Constraint in MTons | FALSE | L | Annual | Standard NOX | Thousand Tons | 127.9403 | 127.9403 | 127.9403 | 127.9403 | 127.9403 | 127.9403 | 127.9403 | 127.9403
CSAPR- NOX Annual- IN | 215 | 6405 | Rate Constraint in MTons | FALSE | L | Annual | Emissions at Affected Plants NOX | Thousand Tons | 41.9997 | 45.1594 | 44.403 | 45.0355 | 42.0478 | 42.0741 | 40.7798 | 30.9387
CSAPR- NOX Annual- IN | 215 | 6405 | Rate Constraint in MTons | FALSE | L | Annual | Allowances Purchased NOX | Thousand Tons | 0 | 0 | 0 | 0 | 0 | 0 | 0 | 0
CSAPR- NOX Annual- IN | 215 | 6405 | Rate Constraint in MTons | FALSE | L | Annual | Allowances Sold NOX | Thousand Tons | 0 | 0 | 0 | 0 | 0 | 0 | 0 | 0
CSAPR- NOX Annual- IN | 215 | 6405 | Rate Constraint in MTons | FALSE | L | Annual | Allowances Banked | Thousand Tons | 0 | 0 | 0 | 0 | 0 | 0 | 0 | 0
CSAPR- NOX Annual- IN | 215 | 6405 | Rate Constraint in MTons | FALSE | L | Annual | Allowances Withdrawn (1:1) | Thousand Tons | 0 | 0 | 0 | 0 | 0 | 0 | 0 | 0
CSAPR- NOX Annual- IN | 215 | 6405 | Rate Constraint in MTons | FALSE | L | Annual | Allowances Withdrawn (n:1) | Thousand Tons | 0 | 0 | 0 | 0 | 0 | 0 | 0 | 0
CSAPR- NOX Annual- IN | 215 | 6405 | Rate Constraint in MTons | FALSE | L | Annual | Net Emissions Allowance Position | Thousand Tons | 41.9997 | 45.1594 | 44.403 | 45.0355 | 42.0478 | 42.0741 | 40.7798 | 30.9387
CSAPR- NOX Annual- IN | 215 | 6405 | Rate Constraint in MTons | FALSE | L | Annual | Fuel Consumed | TBtu | 745.4717 | 797.5406 | 785.5481 | 802.903 | 803.5247 | 847.0905 | 904.5028 | 876.9667
CSAPR- NOX Annual- IN | 215 | 6405 | Rate Constraint in MTons | FALSE | L | Annual | Rate | lb/MMBtu | 0.11268 | 0.11325 | 0.11305 | 0.11218 | 0.10466 | 0.099338 | 0.090171 | 0.070559
CSAPR- NOX Annual- IN | 215 | 6405 | Rate Constraint in MTons | FALSE | L | Annual | Generation | TWh | 78.1315 | 82.8558 | 82.5887 | 84.4658 | 99.4035 | 115.862 | 139.7682 | 170.3484
CSAPR- NOX Annual- IN | 215 | 6405 | Rate Constraint in MTons | FALSE | L | Annual | Qualifying Generation | TWh | 78.1315 | 82.8558 | 82.5887 | 84.4658 | 87.1372 | 94.7574 | 106.308 | 114.2318
CSAPR- NOX Annual- IN | 215 | 6405 | Rate Constraint in MTons | FALSE | L | Annual | Rate | lb/MWh | 1.0751 | 1.0901 | 1.0753 | 1.0664 | 0.96509 | 0.88804 | 0.7672 | 0.54168
CSAPR- NOX Annual- IN | 215 | 6405 | Rate Constraint in MTons | FALSE | L | Annual | Constraint Shadow Price | US2016$/Ton | 0 | 0 | 0 | 0 | 0 | 0 | 0 | 0
CSAPR- NOX Annual- KS | 216 | 6407 | Rate Constraint in MTons | FALSE | L | Annual | Seasons Included | Seasons | Winter, WintShld, Summer | Winter, WintShld, Summer | Winter, WintShld, Summer | Winter, WintShld, Summer | Winter, WintShld, Summer | Winter, WintShld, Summer | Winter, WintShld, Summer | Winter, WintShld, Summer
CSAPR- NOX Annual- KS | 216 | 6407 | Rate Constraint in MTons | FALSE | L | Annual | Standard NOX | Thousand Tons | 36.9977 | 36.9977 | 36.9977 | 36.9977 | 36.9977 | 36.9977 | 36.9977 | 36.9977
CSAPR- NOX Annual- KS | 216 | 6407 | Rate Constraint in MTons | FALSE | L | Annual | Emissions at Affected Plants NOX | Thousand Tons | 13.985 | 15.4076 | 16.2434 | 14.9416 | 13.5946 | 13.8539 | 13.5195 | 12.9854
CSAPR- NOX Annual- KS | 216 | 6407 | Rate Constraint in MTons | FALSE | L | Annual | Allowances Purchased NOX | Thousand Tons | 0 | 0 | 0 | 0 | 0 | 0 | 0 | 0
CSAPR- NOX Annual- KS | 216 | 6407 | Rate Constraint in MTons | FALSE | L | Annual | Allowances Sold NOX | Thousand Tons | 0 | 0 | 0 | 0 | 0 | 0 | 0 | 0
CSAPR- NOX Annual- KS | 216 | 6407 | Rate Constraint in MTons | FALSE | L | Annual | Allowances Banked | Thousand Tons | 0 | 0 | 0 | 0 | 0 | 0 | 0 | 0
CSAPR- NOX Annual- KS | 216 | 6407 | Rate Constraint in MTons | FALSE | L | Annual | Allowances Withdrawn (1:1) | Thousand Tons | 0 | 0 | 0 | 0 | 0 | 0 | 0 | 0
CSAPR- NOX Annual- KS | 216 | 6407 | Rate Constraint in MTons | FALSE | L | Annual | Allowances Withdrawn (n:1) | Thousand Tons | 0 | 0 | 0 | 0 | 0 | 0 | 0 | 0
CSAPR- NOX Annual- KS | 216 | 6407 | Rate Constraint in MTons | FALSE | L | Annual | Net Emissions Allowance Position | Thousand Tons | 13.985 | 15.4076 | 16.2434 | 14.9416 | 13.5946 | 13.8539 | 13.5195 | 12.9854
CSAPR- NOX Annual- KS | 216 | 6407 | Rate Constraint in MTons | FALSE | L | Annual | Fuel Consumed | TBtu | 285.8466 | 318.5608 | 333.1874 | 306.4248 | 293.9181 | 301.9097 | 295.4629 | 291.7295
CSAPR- NOX Annual- KS | 216 | 6407 | Rate Constraint in MTons | FALSE | L | Annual | Rate | lb/MMBtu | 0.09785 | 0.096733 | 0.097503 | 0.097522 | 0.092506 | 0.091775 | 0.091514 | 0.089024
CSAPR- NOX Annual- KS | 216 | 6407 | Rate Constraint in MTons | FALSE | L | Annual | Generation | TWh | 26.4144 | 29.3781 | 31.3649 | 28.8775 | 44.442 | 70.6529 | 83.6195 | 84.6525
CSAPR- NOX Annual- KS | 216 | 6407 | Rate Constraint in MTons | FALSE | L | Annual | Qualifying Generation | TWh | 26.4144 | 29.3781 | 31.3649 | 28.8775 | 28.2116 | 29.0959 | 28.5945 | 28.2392
CSAPR- NOX Annual- KS | 216 | 6407 | Rate Constraint in MTons | FALSE | L | Annual | Rate | lb/MWh | 1.0589 | 1.0489 | 1.0358 | 1.0348 | 0.96376 | 0.95229 | 0.9456 | 0.91967
CSAPR- NOX Annual- KS | 216 | 6407 | Rate Constraint in MTons | FALSE | L | Annual | Constraint Shadow Price | US2016$/Ton | 0 | 0 | 0 | 0 | 0 | 0 | 0 | 0
CSAPR- NOX Annual- KY | 217 | 6409 | Rate Constraint in MTons | FALSE | L | Annual | Seasons Included | Seasons | Winter, WintShld, Summer | Winter, WintShld, Summer | Winter, WintShld, Summer | Winter, WintShld, Summer | Winter, WintShld, Summer | Winter, WintShld, Summer | Winter, WintShld, Summer | Winter, WintShld, Summer
CSAPR- NOX Annual- KY | 217 | 6409 | Rate Constraint in MTons | FALSE | L | Annual | Standard NOX | Thousand Tons | 91.1408 | 91.1408 | 91.1408 | 91.1408 | 91.1408 | 91.1408 | 91.1408 | 91.1408
CSAPR- NOX Annual- KY | 217 | 6409 | Rate Constraint in MTons | FALSE | L | Annual | Emissions at Affected Plants NOX | Thousand Tons | 18.8924 | 20.0375 | 18.4362 | 16.8724 | 15.2552 | 16.295 | 16.4059 | 15.5996
CSAPR- NOX Annual- KY | 217 | 6409 | Rate Constraint in MTons | FALSE | L | Annual | Allowances Purchased NOX | Thousand Tons | 0 | 0 | 0 | 0 | 0 | 0 | 0 | 0
CSAPR- NOX Annual- KY | 217 | 6409 | Rate Constraint in MTons | FALSE | L | Annual | Allowances Sold NOX | Thousand Tons | 0 | 0 | 0 | 0 | 0 | 0 | 0 | 0
CSAPR- NOX Annual- KY | 217 | 6409 | Rate Constraint in MTons | FALSE | L | Annual | Allowances Banked | Thousand Tons | 0 | 0 | 0 | 0 | 0 | 0 | 0 | 0
CSAPR- NOX Annual- KY | 217 | 6409 | Rate Constraint in MTons | FALSE | L | Annual | Allowances Withdrawn (1:1) | Thousand Tons | 0 | 0 | 0 | 0 | 0 | 0 | 0 | 0
CSAPR- NOX Annual- KY | 217 | 6409 | Rate Constraint in MTons | FALSE | L | Annual | Allowances Withdrawn (n:1) | Thousand Tons | 0 | 0 | 0 | 0 | 0 | 0 | 0 | 0
CSAPR- NOX Annual- KY | 217 | 6409 | Rate Constraint in MTons | FALSE | L | Annual | Net Emissions Allowance Position | Thousand Tons | 18.8924 | 20.0375 | 18.4362 | 16.8724 | 15.2552 | 16.295 | 16.4059 | 15.5996
CSAPR- NOX Annual- KY | 217 | 6409 | Rate Constraint in MTons | FALSE | L | Annual | Fuel Consumed | TBtu | 302.7213 | 375.6706 | 366.9123 | 412.0773 | 433.2917 | 468.6097 | 501.1096 | 540.632
CSAPR- NOX Annual- KY | 217 | 6409 | Rate Constraint in MTons | FALSE | L | Annual | Rate | lb/MMBtu | 0.12482 | 0.10668 | 0.10049 | 0.08189 | 0.070415 | 0.069546 | 0.065478 | 0.057709
CSAPR- NOX Annual- KY | 217 | 6409 | Rate Constraint in MTons | FALSE | L | Annual | Generation | TWh | 32.9384 | 43.9247 | 43.8593 | 52.4162 | 84.8238 | 113.2364 | 153.8565 | 217.3537
CSAPR- NOX Annual- KY | 217 | 6409 | Rate Constraint in MTons | FALSE | L | Annual | Qualifying Generation | TWh | 32.9384 | 43.9247 | 43.8593 | 52.4162 | 57.9685 | 63.4325 | 69.0025 | 76.1437
CSAPR- NOX Annual- KY | 217 | 6409 | Rate Constraint in MTons | FALSE | L | Annual | Rate | lb/MWh | 1.1471 | 0.91236 | 0.8407 | 0.64379 | 0.52633 | 0.51378 | 0.47552 | 0.40974
CSAPR- NOX Annual- KY | 217 | 6409 | Rate Constraint in MTons | FALSE | L | Annual | Constraint Shadow Price | US2016$/Ton | 0 | 0 | 0 | 0 | 0 | 0 | 0 | 0
CSAPR- NOX Annual- MD | 218 | 6411 | Rate Constraint in MTons | FALSE | L | Annual | Seasons Included | Seasons | Winter, WintShld, Summer | Winter, WintShld, Summer | Winter, WintShld, Summer | Winter, WintShld, Summer | Winter, WintShld, Summer | Winter, WintShld, Summer | Winter, WintShld, Summer | Winter, WintShld, Summer
CSAPR- NOX Annual- MD | 218 | 6411 | Rate Constraint in MTons | FALSE | L | Annual | Standard NOX | Thousand Tons | 19.5573 | 19.5573 | 19.5573 | 19.5573 | 19.5573 | 19.5573 | 19.5573 | 19.5573
CSAPR- NOX Annual- MD | 218 | 6411 | Rate Constraint in MTons | FALSE | L | Annual | Emissions at Affected Plants NOX | Thousand Tons | 1.5749 | 2.0506 | 1.948 | 1.6142 | 1.373 | 0.94383 | 0.80336 | 0.63659
CSAPR- NOX Annual- MD | 218 | 6411 | Rate Constraint in MTons | FALSE | L | Annual | Allowances Purchased NOX | Thousand Tons | 0 | 0 | 0 | 0 | 0 | 0 | 0 | 0
CSAPR- NOX Annual- MD | 218 | 6411 | Rate Constraint in MTons | FALSE | L | Annual | Allowances Sold NOX | Thousand Tons | 0 | 0 | 0 | 0 | 0 | 0 | 0 | 0
CSAPR- NOX Annual- MD | 218 | 6411 | Rate Constraint in MTons | FALSE | L | Annual | Allowances Banked | Thousand Tons | 0 | 0 | 0 | 0 | 0 | 0 | 0 | 0
CSAPR- NOX Annual- MD | 218 | 6411 | Rate Constraint in MTons | FALSE | L | Annual | Allowances Withdrawn (1:1) | Thousand Tons | 0 | 0 | 0 | 0 | 0 | 0 | 0 | 0
CSAPR- NOX Annual- MD | 218 | 6411 | Rate Constraint in MTons | FALSE | L | Annual | Allowances Withdrawn (n:1) | Thousand Tons | 0 | 0 | 0 | 0 | 0 | 0 | 0 | 0
CSAPR- NOX Annual- MD | 218 | 6411 | Rate Constraint in MTons | FALSE | L | Annual | Net Emissions Allowance Position | Thousand Tons | 1.5749 | 2.0506 | 1.948 | 1.6142 | 1.373 | 0.94383 | 0.80336 | 0.63659
CSAPR- NOX Annual- MD | 218 | 6411 | Rate Constraint in MTons | FALSE | L | Annual | Fuel Consumed | TBtu | 153.3324 | 177.1105 | 171.501 | 155.9398 | 152.723 | 142.0777 | 126.9602 | 104.685
CSAPR- NOX Annual- MD | 218 | 6411 | Rate Constraint in MTons | FALSE | L | Annual | Rate | lb/MMBtu | 0.020543 | 0.023157 | 0.022717 | 0.020702 | 0.01798 | 0.013286 | 0.012655 | 0.012162
CSAPR- NOX Annual- MD | 218 | 6411 | Rate Constraint in MTons | FALSE | L | Annual | Generation | TWh | 22.7818 | 25.1724 | 24.6323 | 31.7399 | 83.5423 | 107.927 | 119.7349 | 148.0635
CSAPR- NOX Annual- MD | 218 | 6411 | Rate Constraint in MTons | FALSE | L | Annual | Qualifying Generation | TWh | 22.7814 | 25.172 | 24.6318 | 23.1825 | 23.3378 | 22.1583 | 19.7361 | 16.1263
CSAPR- NOX Annual- MD | 218 | 6411 | Rate Constraint in MTons | FALSE | L | Annual | Rate | lb/MWh | 0.13827 | 0.16293 | 0.15817 | 0.13926 | 0.11766 | 0.08519 | 0.08141 | 0.078951
CSAPR- NOX Annual- MD | 218 | 6411 | Rate Constraint in MTons | FALSE | L | Annual | Constraint Shadow Price | US2016$/Ton | 0 | 0 | 0 | 0 | 0 | 0 | 0 | 0
CSAPR- NOX Annual- MI | 219 | 6413 | Rate Constraint in MTons | FALSE | L | Annual | Seasons Included | Seasons | Winter, WintShld, Summer | Winter, WintShld, Summer | Winter, WintShld, Summer | Winter, WintShld, Summer | Winter, WintShld, Summer | Winter, WintShld, Summer | Winter, WintShld, Summer | Winter, WintShld, Summer
CSAPR- NOX Annual- MI | 219 | 6413 | Rate Constraint in MTons | FALSE | L | Annual | Standard NOX | Thousand Tons | 74.3872 | 74.3872 | 74.3872 | 74.3872 | 74.3872 | 74.3872 | 74.3872 | 74.3872
CSAPR- NOX Annual- MI | 219 | 6413 | Rate Constraint in MTons | FALSE | L | Annual | Emissions at Affected Plants NOX | Thousand Tons | 24.7643 | 28.6368 | 29.111 | 29.6004 | 27.0691 | 27.0358 | 26.3693 | 23.3777
CSAPR- NOX Annual- MI | 219 | 6413 | Rate Constraint in MTons | FALSE | L | Annual | Allowances Purchased NOX | Thousand Tons | 0 | 0 | 0 | 0 | 0 | 0 | 0 | 0
CSAPR- NOX Annual- MI | 219 | 6413 | Rate Constraint in MTons | FALSE | L | Annual | Allowances Sold NOX | Thousand Tons | 0 | 0 | 0 | 0 | 0 | 0 | 0 | 0
CSAPR- NOX Annual- MI | 219 | 6413 | Rate Constraint in MTons | FALSE | L | Annual | Allowances Banked | Thousand Tons | 0 | 0 | 0 | 0 | 0 | 0 | 0 | 0
CSAPR- NOX Annual- MI | 219 | 6413 | Rate Constraint in MTons | FALSE | L | Annual | Allowances Withdrawn (1:1) | Thousand Tons | 0 | 0 | 0 | 0 | 0 | 0 | 0 | 0
CSAPR- NOX Annual- MI | 219 | 6413 | Rate Constraint in MTons | FALSE | L | Annual | Allowances Withdrawn (n:1) | Thousand Tons | 0 | 0 | 0 | 0 | 0 | 0 | 0 | 0
CSAPR- NOX Annual- MI | 219 | 6413 | Rate Constraint in MTons | FALSE | L | Annual | Net Emissions Allowance Position | Thousand Tons | 24.7643 | 28.6368 | 29.111 | 29.6004 | 27.0691 | 27.0358 | 26.3693 | 23.3777
CSAPR- NOX Annual- MI | 219 | 6413 | Rate Constraint in MTons | FALSE | L | Annual | Fuel Consumed | TBtu | 614.4029 | 668.0655 | 681.4439 | 690.4616 | 734.7776 | 766.0294 | 758.9236 | 802.1407
CSAPR- NOX Annual- MI | 219 | 6413 | Rate Constraint in MTons | FALSE | L | Annual | Rate | lb/MMBtu | 0.080613 | 0.085731 | 0.085439 | 0.085741 | 0.07368 | 0.070587 | 0.069491 | 0.058288
CSAPR- NOX Annual- MI | 219 | 6413 | Rate Constraint in MTons | FALSE | L | Annual | Generation | TWh | 66.7937 | 71.8938 | 73.5325 | 74.2918 | 97.5923 | 117.0351 | 134.8721 | 177.7033
CSAPR- NOX Annual- MI | 219 | 6413 | Rate Constraint in MTons | FALSE | L | Annual | Qualifying Generation | TWh | 66.7937 | 71.8938 | 73.5325 | 74.2918 | 84.397 | 90.0847 | 90.1394 | 102.858
CSAPR- NOX Annual- MI | 219 | 6413 | Rate Constraint in MTons | FALSE | L | Annual | Rate | lb/MWh | 0.74152 | 0.79664 | 0.79179 | 0.79687 | 0.64147 | 0.60023 | 0.58508 | 0.45456
CSAPR- NOX Annual- MI | 219 | 6413 | Rate Constraint in MTons | FALSE | L | Annual | Constraint Shadow Price | US2016$/Ton | 0 | 0 | 0 | 0 | 0 | 0 | 0 | 0
CSAPR- NOX Annual- MN | 220 | 6415 | Rate Constraint in MTons | FALSE | L | Annual | Seasons Included | Seasons | Winter, WintShld, Summer | Winter, WintShld, Summer | Winter, WintShld, Summer | Winter, WintShld, Summer | Winter, WintShld, Summer | Winter, WintShld, Summer | Winter, WintShld, Summer | Winter, WintShld, Summer
CSAPR- NOX Annual- MN | 220 | 6415 | Rate Constraint in MTons | FALSE | L | Annual | Standard NOX | Thousand Tons | 34.895 | 34.895 | 34.895 | 34.895 | 34.895 | 34.895 | 34.895 | 34.895
CSAPR- NOX Annual- MN | 220 | 6415 | Rate Constraint in MTons | FALSE | L | Annual | Emissions at Affected Plants NOX | Thousand Tons | 13.6648 | 14.2065 | 14.895 | 11.8275 | 11.3563 | 11.6363 | 11.1701 | 10.8973
CSAPR- NOX Annual- MN | 220 | 6415 | Rate Constraint in MTons | FALSE | L | Annual | Allowances Purchased NOX | Thousand Tons | 0 | 0 | 0 | 0 | 0 | 0 | 0 | 0
CSAPR- NOX Annual- MN | 220 | 6415 | Rate Constraint in MTons | FALSE | L | Annual | Allowances Sold NOX | Thousand Tons | 0 | 0 | 0 | 0 | 0 | 0 | 0 | 0
CSAPR- NOX Annual- MN | 220 | 6415 | Rate Constraint in MTons | FALSE | L | Annual | Allowances Banked | Thousand Tons | 0 | 0 | 0 | 0 | 0 | 0 | 0 | 0
CSAPR- NOX Annual- MN | 220 | 6415 | Rate Constraint in MTons | FALSE | L | Annual | Allowances Withdrawn (1:1) | Thousand Tons | 0 | 0 | 0 | 0 | 0 | 0 | 0 | 0
CSAPR- NOX Annual- MN | 220 | 6415 | Rate Constraint in MTons | FALSE | L | Annual | Allowances Withdrawn (n:1) | Thousand Tons | 0 | 0 | 0 | 0 | 0 | 0 | 0 | 0
CSAPR- NOX Annual- MN | 220 | 6415 | Rate Constraint in MTons | FALSE | L | Annual | Net Emissions Allowance Position | Thousand Tons | 13.6648 | 14.2065 | 14.895 | 11.8275 | 11.3563 | 11.6363 | 11.1701 | 10.8973
CSAPR- NOX Annual- MN | 220 | 6415 | Rate Constraint in MTons | FALSE | L | Annual | Fuel Consumed | TBtu | 292.0039 | 294.519 | 300.807 | 283.3798 | 293.8389 | 294.7506 | 256.2374 | 253.1627
CSAPR- NOX Annual- MN | 220 | 6415 | Rate Constraint in MTons | FALSE | L | Annual | Rate | lb/MMBtu | 0.093593 | 0.096473 | 0.099034 | 0.083474 | 0.077296 | 0.078957 | 0.087186 | 0.086089
CSAPR- NOX Annual- MN | 220 | 6415 | Rate Constraint in MTons | FALSE | L | Annual | Generation | TWh | 32.1252 | 32.0016 | 32.4755 | 31.8823 | 46.7463 | 53.2418 | 50.5737 | 71.3747
CSAPR- NOX Annual- MN | 220 | 6415 | Rate Constraint in MTons | FALSE | L | Annual | Qualifying Generation | TWh | 32.1252 | 32.0016 | 32.4755 | 31.8823 | 33.6584 | 33.4611 | 28.4424 | 28.2653
CSAPR- NOX Annual- MN | 220 | 6415 | Rate Constraint in MTons | FALSE | L | Annual | Rate | lb/MWh | 0.85072 | 0.88786 | 0.91731 | 0.74194 | 0.6748 | 0.69551 | 0.78545 | 0.77107
CSAPR- NOX Annual- MN | 220 | 6415 | Rate Constraint in MTons | FALSE | L | Annual | Constraint Shadow Price | US2016$/Ton | 0 | 0 | 0 | 0 | 0 | 0 | 0 | 0
CSAPR- NOX Annual- MO | 221 | 6417 | Rate Constraint in MTons | FALSE | L | Annual | Seasons Included | Seasons | Winter, WintShld, Summer | Winter, WintShld, Summer | Winter, WintShld, Summer | Winter, WintShld, Summer | Winter, WintShld, Summer | Winter, WintShld, Summer | Winter, WintShld, Summer | Winter, WintShld, Summer
CSAPR- NOX Annual- MO | 221 | 6417 | Rate Constraint in MTons | FALSE | L | Annual | Standard NOX | Thousand Tons | 57.5167 | 57.5167 | 57.5167 | 57.5167 | 57.5167 | 57.5167 | 57.5167 | 57.5167
CSAPR- NOX Annual- MO | 221 | 6417 | Rate Constraint in MTons | FALSE | L | Annual | Emissions at Affected Plants NOX | Thousand Tons | 41.5136 | 49.339 | 48.7207 | 46.371 | 44.0629 | 44.2836 | 43.9193 | 43.7738
CSAPR- NOX Annual- MO | 221 | 6417 | Rate Constraint in MTons | FALSE | L | Annual | Allowances Purchased NOX | Thousand Tons | 0 | 0 | 0 | 0 | 0 | 0 | 0 | 0
CSAPR- NOX Annual- MO | 221 | 6417 | Rate Constraint in MTons | FALSE | L | Annual | Allowances Sold NOX | Thousand Tons | 0 | 0 | 0 | 0 | 0 | 0 | 0 | 0
CSAPR- NOX Annual- MO | 221 | 6417 | Rate Constraint in MTons | FALSE | L | Annual | Allowances Banked | Thousand Tons | 0 | 0 | 0 | 0 | 0 | 0 | 0 | 0
CSAPR- NOX Annual- MO | 221 | 6417 | Rate Constraint in MTons | FALSE | L | Annual | Allowances Withdrawn (1:1) | Thousand Tons | 0 | 0 | 0 | 0 | 0 | 0 | 0 | 0
CSAPR- NOX Annual- MO | 221 | 6417 | Rate Constraint in MTons | FALSE | L | Annual | Allowances Withdrawn (n:1) | Thousand Tons | 0 | 0 | 0 | 0 | 0 | 0 | 0 | 0
CSAPR- NOX Annual- MO | 221 | 6417 | Rate Constraint in MTons | FALSE | L | Annual | Net Emissions Allowance Position | Thousand Tons | 41.5136 | 49.339 | 48.7207 | 46.371 | 44.0629 | 44.2836 | 43.9193 | 43.7738
CSAPR- NOX Annual- MO | 221 | 6417 | Rate Constraint in MTons | FALSE | L | Annual | Fuel Consumed | TBtu | 673.5067 | 748.4263 | 739.7144 | 726.9926 | 708.1995 | 732.2351 | 736.0206 | 727.8931
CSAPR- NOX Annual- MO | 221 | 6417 | Rate Constraint in MTons | FALSE | L | Annual | Rate | lb/MMBtu | 0.12328 | 0.13185 | 0.13173 | 0.12757 | 0.12444 | 0.12095 | 0.11934 | 0.12028
CSAPR- NOX Annual- MO | 221 | 6417 | Rate Constraint in MTons | FALSE | L | Annual | Generation | TWh | 68.8253 | 76.1129 | 75.5957 | 74.5517 | 89.9546 | 118.5767 | 132.4434 | 133.2497
CSAPR- NOX Annual- MO | 221 | 6417 | Rate Constraint in MTons | FALSE | L | Annual | Qualifying Generation | TWh | 68.8253 | 76.1129 | 75.5957 | 74.5517 | 73.0942 | 76.407 | 77.2798 | 76.3165
CSAPR- NOX Annual- MO | 221 | 6417 | Rate Constraint in MTons | FALSE | L | Annual | Rate | lb/MWh | 1.2063 | 1.2965 | 1.289 | 1.244 | 1.2056 | 1.1592 | 1.1366 | 1.1472
CSAPR- NOX Annual- MO | 221 | 6417 | Rate Constraint in MTons | FALSE | L | Annual | Constraint Shadow Price | US2016$/Ton | 0 | 0 | 0 | 0 | 0 | 0 | 0 | 0
CSAPR- NOX Annual- NC | 222 | 6419 | Rate Constraint in MTons | FALSE | L | Annual | Seasons Included | Seasons | Winter, WintShld, Summer | Winter, WintShld, Summer | Winter, WintShld, Summer | Winter, WintShld, Summer | Winter, WintShld, Summer | Winter, WintShld, Summer | Winter, WintShld, Summer | Winter, WintShld, Summer
CSAPR- NOX Annual- NC | 222 | 6419 | Rate Constraint in MTons | FALSE | L | Annual | Standard NOX | Thousand Tons | 49.0325 | 49.0325 | 49.0325 | 49.0325 | 49.0325 | 49.0325 | 49.0325 | 49.0325
CSAPR- NOX Annual- NC | 222 | 6419 | Rate Constraint in MTons | FALSE | L | Annual | Emissions at Affected Plants NOX | Thousand Tons | 28.0405 | 28.2646 | 26.5555 | 21.799 | 15.9358 | 14.6646 | 14.7451 | 14.4983
CSAPR- NOX Annual- NC | 222 | 6419 | Rate Constraint in MTons | FALSE | L | Annual | Allowances Purchased NOX | Thousand Tons | 0 | 0 | 0 | 0 | 0 | 0 | 0 | 0
CSAPR- NOX Annual- NC | 222 | 6419 | Rate Constraint in MTons | FALSE | L | Annual | Allowances Sold NOX | Thousand Tons | 0 | 0 | 0 | 0 | 0 | 0 | 0 | 0
CSAPR- NOX Annual- NC | 222 | 6419 | Rate Constraint in MTons | FALSE | L | Annual | Allowances Banked | Thousand Tons | 0 | 0 | 0 | 0 | 0 | 0 | 0 | 0
CSAPR- NOX Annual- NC | 222 | 6419 | Rate Constraint in MTons | FALSE | L | Annual | Allowances Withdrawn (1:1) | Thousand Tons | 0 | 0 | 0 | 0 | 0 | 0 | 0 | 0
CSAPR- NOX Annual- NC | 222 | 6419 | Rate Constraint in MTons | FALSE | L | Annual | Allowances Withdrawn (n:1) | Thousand Tons | 0 | 0 | 0 | 0 | 0 | 0 | 0 | 0
CSAPR- NOX Annual- NC | 222 | 6419 | Rate Constraint in MTons | FALSE | L | Annual | Net Emissions Allowance Position | Thousand Tons | 28.0405 | 28.2646 | 26.5555 | 21.799 | 15.9358 | 14.6646 | 14.7451 | 14.4983
CSAPR- NOX Annual- NC | 222 | 6419 | Rate Constraint in MTons | FALSE | L | Annual | Fuel Consumed | TBtu | 595.6358 | 589.6798 | 590.4093 | 601.8474 | 605.4443 | 601.1764 | 638.6396 | 677.1613
CSAPR- NOX Annual- NC | 222 | 6419 | Rate Constraint in MTons | FALSE | L | Annual | Rate | lb/MMBtu | 0.094153 | 0.095864 | 0.089956 | 0.07244 | 0.052642 | 0.048786 | 0.046177 | 0.042821
CSAPR- NOX Annual- NC | 222 | 6419 | Rate Constraint in MTons | FALSE | L | Annual | Generation | TWh | 72.502 | 71.5581 | 71.6815 | 89.0126 | 114.1375 | 130.7833 | 155.81 | 184.9785
CSAPR- NOX Annual- NC | 222 | 6419 | Rate Constraint in MTons | FALSE | L | Annual | Qualifying Generation | TWh | 72.502 | 71.5581 | 71.6815 | 77.392 | 81.3962 | 83.6212 | 90.132 | 97.177
CSAPR- NOX Annual- NC | 222 | 6419 | Rate Constraint in MTons | FALSE | L | Annual | Rate | lb/MWh | 0.77351 | 0.78998 | 0.74093 | 0.56334 | 0.39156 | 0.35074 | 0.32719 | 0.29839
CSAPR- NOX Annual- NC | 222 | 6419 | Rate Constraint in MTons | FALSE | L | Annual | Constraint Shadow Price | US2016$/Ton | 0 | 0 | 0 | 0 | 0 | 0 | 0 | 0
CSAPR- NOX Annual- NE | 223 | 6421 | Rate Constraint in MTons | FALSE | L | Annual | Seasons Included | Seasons | Winter, WintShld, Summer | Winter, WintShld, Summer | Winter, WintShld, Summer | Winter, WintShld, Summer | Winter, WintShld, Summer | Winter, WintShld, Summer | Winter, WintShld, Summer | Winter, WintShld, Summer
CSAPR- NOX Annual- NE | 223 | 6421 | Rate Constraint in MTons | FALSE | L | Annual | Standard NOX | Thousand Tons | 35.446 | 35.446 | 35.446 | 35.446 | 35.446 | 35.446 | 35.446 | 35.446
CSAPR- NOX Annual- NE | 223 | 6421 | Rate Constraint in MTons | FALSE | L | Annual | Emissions at Affected Plants NOX | Thousand Tons | 25.1335 | 21.4439 | 21.217 | 21.223 | 20.8336 | 20.7842 | 20.6922 | 20.6379
CSAPR- NOX Annual- NE | 223 | 6421 | Rate Constraint in MTons | FALSE | L | Annual | Allowances Purchased NOX | Thousand Tons | 0 | 0 | 0 | 0 | 0 | 0 | 0 | 0
CSAPR- NOX Annual- NE | 223 | 6421 | Rate Constraint in MTons | FALSE | L | Annual | Allowances Sold NOX | Thousand Tons | 0 | 0 | 0 | 0 | 0 | 0 | 0 | 0
CSAPR- NOX Annual- NE | 223 | 6421 | Rate Constraint in MTons | FALSE | L | Annual | Allowances Banked | Thousand Tons | 0 | 0 | 0 | 0 | 0 | 0 | 0 | 0
CSAPR- NOX Annual- NE | 223 | 6421 | Rate Constraint in MTons | FALSE | L | Annual | Allowances Withdrawn (1:1) | Thousand Tons | 0 | 0 | 0 | 0 | 0 | 0 | 0 | 0
CSAPR- NOX Annual- NE | 223 | 6421 | Rate Constraint in MTons | FALSE | L | Annual | Allowances Withdrawn (n:1) | Thousand Tons | 0 | 0 | 0 | 0 | 0 | 0 | 0 | 0
CSAPR- NOX Annual- NE | 223 | 6421 | Rate Constraint in MTons | FALSE | L | Annual | Net Emissions Allowance Position | Thousand Tons | 25.1335 | 21.4439 | 21.217 | 21.223 | 20.8336 | 20.7842 | 20.6922 | 20.6379
CSAPR- NOX Annual- NE | 223 | 6421 | Rate Constraint in MTons | FALSE | L | Annual | Fuel Consumed | TBtu | 282.2393 | 261.2839 | 259.5463 | 259.5476 | 255.2716 | 256.2746 | 260.7006 | 257.2854
CSAPR- NOX Annual- NE | 223 | 6421 | Rate Constraint in MTons | FALSE | L | Annual | Rate | lb/MMBtu | 0.1781 | 0.16414 | 0.16349 | 0.16354 | 0.16323 | 0.1622 | 0.15874 | 0.16043
CSAPR- NOX Annual- NE | 223 | 6421 | Rate Constraint in MTons | FALSE | L | Annual | Generation | TWh | 27.2401 | 25.3403 | 25.475 | 25.4742 | 27.2812 | 27.9717 | 29.232 | 29.0236
CSAPR- NOX Annual- NE | 223 | 6421 | Rate Constraint in MTons | FALSE | L | Annual | Qualifying Generation | TWh | 27.2401 | 25.3403 | 25.475 | 25.4742 | 25.1093 | 25.2455 | 25.8047 | 25.4015
CSAPR- NOX Annual- NE | 223 | 6421 | Rate Constraint in MTons | FALSE | L | Annual | Rate | lb/MWh | 1.8453 | 1.6925 | 1.6657 | 1.6662 | 1.6594 | 1.6466 | 1.6038 | 1.6249
CSAPR- NOX Annual- NE | 223 | 6421 | Rate Constraint in MTons | FALSE | L | Annual | Constraint Shadow Price | US2016$/Ton | 0 | 0 | 0 | 0 | 0 | 0 | 0 | 0
CSAPR- NOX Annual- NJ | 224 | 6423 | Rate Constraint in MTons | FALSE | L | Annual | Seasons Included | Seasons | Winter, WintShld, Summer | Winter, WintShld, Summer | Winter, WintShld, Summer | Winter, WintShld, Summer | Winter, WintShld, Summer | Winter, WintShld, Summer | Winter, WintShld, Summer | Winter, WintShld, Summer
CSAPR- NOX Annual- NJ | 224 | 6423 | Rate Constraint in MTons | FALSE | L | Annual | Standard NOX | Thousand Tons | 9.3751 | 9.3751 | 9.3751 | 9.3751 | 9.3751 | 9.3751 | 9.3751 | 9.3751
CSAPR- NOX Annual- NJ | 224 | 6423 | Rate Constraint in MTons | FALSE | L | Annual | Emissions at Affected Plants NOX | Thousand Tons | 2.3084 | 2.7505 | 2.8699 | 3.0122 | 3.3046 | 2.9044 | 2.4921 | 1.8313
CSAPR- NOX Annual- NJ | 224 | 6423 | Rate Constraint in MTons | FALSE | L | Annual | Allowances Purchased NOX | Thousand Tons | 0 | 0 | 0 | 0 | 0 | 0 | 0 | 0
CSAPR- NOX Annual- NJ | 224 | 6423 | Rate Constraint in MTons | FALSE | L | Annual | Allowances Sold NOX | Thousand Tons | 0 | 0 | 0 | 0 | 0 | 0 | 0 | 0
CSAPR- NOX Annual- NJ | 224 | 6423 | Rate Constraint in MTons | FALSE | L | Annual | Allowances Banked | Thousand Tons | 0 | 0 | 0 | 0 | 0 | 0 | 0 | 0
CSAPR- NOX Annual- NJ | 224 | 6423 | Rate Constraint in MTons | FALSE | L | Annual | Allowances Withdrawn (1:1) | Thousand Tons | 0 | 0 | 0 | 0 | 0 | 0 | 0 | 0
CSAPR- NOX Annual- NJ | 224 | 6423 | Rate Constraint in MTons | FALSE | L | Annual | Allowances Withdrawn (n:1) | Thousand Tons | 0 | 0 | 0 | 0 | 0 | 0 | 0 | 0
CSAPR- NOX Annual- NJ | 224 | 6423 | Rate Constraint in MTons | FALSE | L | Annual | Net Emissions Allowance Position | Thousand Tons | 2.3084 | 2.7505 | 2.8699 | 3.0122 | 3.3046 | 2.9044 | 2.4921 | 1.8313
CSAPR- NOX Annual- NJ | 224 | 6423 | Rate Constraint in MTons | FALSE | L | Annual | Fuel Consumed | TBtu | 330.0949 | 369.1796 | 377.9248 | 395.6473 | 407.123 | 377.5043 | 346.2611 | 273.8471
CSAPR- NOX Annual- NJ | 224 | 6423 | Rate Constraint in MTons | FALSE | L | Annual | Rate | lb/MMBtu | 0.013986 | 0.014901 | 0.015188 | 0.015227 | 0.016234 | 0.015388 | 0.014395 | 0.013375
CSAPR- NOX Annual- NJ | 224 | 6423 | Rate Constraint in MTons | FALSE | L | Annual | Generation | TWh | 45.8726 | 50.8053 | 51.6955 | 53.9777 | 55.2949 | 51.6002 | 47.708 | 38.2901
CSAPR- NOX Annual- NJ | 224 | 6423 | Rate Constraint in MTons | FALSE | L | Annual | Qualifying Generation | TWh | 45.8726 | 50.8053 | 51.6955 | 53.9777 | 55.2949 | 51.6002 | 47.708 | 38.2735
CSAPR- NOX Annual- NJ | 224 | 6423 | Rate Constraint in MTons | FALSE | L | Annual | Rate | lb/MWh | 0.10064 | 0.10828 | 0.11103 | 0.11161 | 0.11953 | 0.11257 | 0.10447 | 0.095696
CSAPR- NOX Annual- NJ | 224 | 6423 | Rate Constraint in MTons | FALSE | L | Annual | Constraint Shadow Price | US2016$/Ton | 0 | 0 | 0 | 0 | 0 | 0 | 0 | 0
CSAPR- NOX Annual- NY | 225 | 6427 | Rate Constraint in MTons | FALSE | L | Annual | Seasons Included | Seasons | Winter, WintShld, Summer | Winter, WintShld, Summer | Winter, WintShld, Summer | Winter, WintShld, Summer | Winter, WintShld, Summer | Winter, WintShld, Summer | Winter, WintShld, Summer | Winter, WintShld, Summer
CSAPR- NOX Annual- NY | 225 | 6427 | Rate Constraint in MTons | FALSE | L | Annual | Standard NOX | Thousand Tons | 25.632 | 25.632 | 25.632 | 25.632 | 25.632 | 25.632 | 25.632 | 25.632
CSAPR- NOX Annual- NY | 225 | 6427 | Rate Constraint in MTons | FALSE | L | Annual | Emissions at Affected Plants NOX | Thousand Tons | 5.1717 | 5.3615 | 5.2022 | 4.6709 | 4.5915 | 4.175 | 3.5419 | 3.7899
CSAPR- NOX Annual- NY | 225 | 6427 | Rate Constraint in MTons | FALSE | L | Annual | Allowances Purchased NOX | Thousand Tons | 0 | 0 | 0 | 0 | 0 | 0 | 0 | 0
CSAPR- NOX Annual- NY | 225 | 6427 | Rate Constraint in MTons | FALSE | L | Annual | Allowances Sold NOX | Thousand Tons | 0 | 0 | 0 | 0 | 0 | 0 | 0 | 0
CSAPR- NOX Annual- NY | 225 | 6427 | Rate Constraint in MTons | FALSE | L | Annual | Allowances Banked | Thousand Tons | 0 | 0 | 0 | 0 | 0 | 0 | 0 | 0
CSAPR- NOX Annual- NY | 225 | 6427 | Rate Constraint in MTons | FALSE | L | Annual | Allowances Withdrawn (1:1) | Thousand Tons | 0 | 0 | 0 | 0 | 0 | 0 | 0 | 0
CSAPR- NOX Annual- NY | 225 | 6427 | Rate Constraint in MTons | FALSE | L | Annual | Allowances Withdrawn (n:1) | Thousand Tons | 0 | 0 | 0 | 0 | 0 | 0 | 0 | 0
CSAPR- NOX Annual- NY | 225 | 6427 | Rate Constraint in MTons | FALSE | L | Annual | Net Emissions Allowance Position | Thousand Tons | 5.1717 | 5.3615 | 5.2022 | 4.6709 | 4.5915 | 4.175 | 3.5419 | 3.7899
CSAPR- NOX Annual- NY | 225 | 6427 | Rate Constraint in MTons | FALSE | L | Annual | Fuel Consumed | TBtu | 409.7749 | 413.9962 | 411.3434 | 385.9451 | 393.3342 | 387.458 | 365.7736 | 436.494
CSAPR- NOX Annual- NY | 225 | 6427 | Rate Constraint in MTons | FALSE | L | Annual | Rate | lb/MMBtu | 0.025242 | 0.025901 | 0.025294 | 0.024205 | 0.023346 | 0.021551 | 0.019367 | 0.017365
CSAPR- NOX Annual- NY | 225 | 6427 | Rate Constraint in MTons | FALSE | L | Annual | Generation | TWh | 54.2547 | 54.8879 | 54.7971 | 51.6915 | 52.8998 | 52.7046 | 50.7578 | 63.0649
CSAPR- NOX Annual- NY | 225 | 6427 | Rate Constraint in MTons | FALSE | L | Annual | Qualifying Generation | TWh | 54.2547 | 54.8879 | 54.7971 | 51.6915 | 52.8998 | 52.7046 | 50.7578 | 63.0649
CSAPR- NOX Annual- NY | 225 | 6427 | Rate Constraint in MTons | FALSE | L | Annual | Rate | lb/MWh | 0.19065 | 0.19536 | 0.18987 | 0.18072 | 0.17359 | 0.15843 | 0.13956 | 0.12019
CSAPR- NOX Annual- NY | 225 | 6427 | Rate Constraint in MTons | FALSE | L | Annual | Constraint Shadow Price | US2016$/Ton | 0 | 0 | 0 | 0 | 0 | 0 | 0 | 0
CSAPR- NOX Annual- OH | 226 | 6429 | Rate Constraint in MTons | FALSE | L | Annual | Seasons Included | Seasons | Winter, WintShld, Summer | Winter, WintShld, Summer | Winter, WintShld, Summer | Winter, WintShld, Summer | Winter, WintShld, Summer | Winter, WintShld, Summer | Winter, WintShld, Summer | Winter, WintShld, Summer
CSAPR- NOX Annual- OH | 226 | 6429 | Rate Constraint in MTons | FALSE | L | Annual | Standard NOX | Thousand Tons | 106.5044 | 106.5044 | 106.5044 | 106.5044 | 106.5044 | 106.5044 | 106.5044 | 106.5044
CSAPR- NOX Annual- OH | 226 | 6429 | Rate Constraint in MTons | FALSE | L | Annual | Emissions at Affected Plants NOX | Thousand Tons | 41.8803 | 36.6988 | 36.6465 | 35.8575 | 28.687 | 26.4079 | 25.0387 | 21.0662
CSAPR- NOX Annual- OH | 226 | 6429 | Rate Constraint in MTons | FALSE | L | Annual | Allowances Purchased NOX | Thousand Tons | 0 | 0 | 0 | 0 | 0 | 0 | 0 | 0
CSAPR- NOX Annual- OH | 226 | 6429 | Rate Constraint in MTons | FALSE | L | Annual | Allowances Sold NOX | Thousand Tons | 0 | 0 | 0 | 0 | 0 | 0 | 0 | 0
CSAPR- NOX Annual- OH | 226 | 6429 | Rate Constraint in MTons | FALSE | L | Annual | Allowances Banked | Thousand Tons | 0 | 0 | 0 | 0 | 0 | 0 | 0 | 0
CSAPR- NOX Annual- OH | 226 | 6429 | Rate Constraint in MTons | FALSE | L | Annual | Allowances Withdrawn (1:1) | Thousand Tons | 0 | 0 | 0 | 0 | 0 | 0 | 0 | 0
CSAPR- NOX Annual- OH | 226 | 6429 | Rate Constraint in MTons | FALSE | L | Annual | Allowances Withdrawn (n:1) | Thousand Tons | 0 | 0 | 0 | 0 | 0 | 0 | 0 | 0
CSAPR- NOX Annual- OH | 226 | 6429 | Rate Constraint in MTons | FALSE | L | Annual | Net Emissions Allowance Position | Thousand Tons | 41.8803 | 36.6988 | 36.6465 | 35.8575 | 28.687 | 26.4079 | 25.0387 | 21.0662
CSAPR- NOX Annual- OH | 226 | 6429 | Rate Constraint in MTons | FALSE | L | Annual | Fuel Consumed | TBtu | 957.4592 | 879.4422 | 899.4103 | 973.5281 | 896.141 | 915.5881 | 981.3111 | 992.6152
CSAPR- NOX Annual- OH | 226 | 6429 | Rate Constraint in MTons | FALSE | L | Annual | Rate | lb/MMBtu | 0.087482 | 0.083459 | 0.08149 | 0.073665 | 0.064023 | 0.057685 | 0.051031 | 0.042446
CSAPR- NOX Annual- OH | 226 | 6429 | Rate Constraint in MTons | FALSE | L | Annual | Generation | TWh | 109.316 | 104.2848 | 108.8584 | 127.3916 | 131.1696 | 144.7697 | 167.7254 | 191.2126
CSAPR- NOX Annual- OH | 226 | 6429 | Rate Constraint in MTons | FALSE | L | Annual | Qualifying Generation | TWh | 109.316 | 103.3587 | 106.8679 | 120.0735 | 115.2899 | 121.038 | 133.1197 | 140.3424
CSAPR- NOX Annual- OH | 226 | 6429 | Rate Constraint in MTons | FALSE | L | Annual | Rate | lb/MWh | 0.76622 | 0.71013 | 0.68583 | 0.59726 | 0.49765 | 0.43636 | 0.37618 | 0.30021
CSAPR- NOX Annual- OH | 226 | 6429 | Rate Constraint in MTons | FALSE | L | Annual | Constraint Shadow Price | US2016$/Ton | 0 | 0 | 0 | 0 | 0 | 0 | 0 | 0
CSAPR- NOX Annual- PA | 227 | 6431 | Rate Constraint in MTons | FALSE | L | Annual | Seasons Included | Seasons | Winter, WintShld, Summer | Winter, WintShld, Summer | Winter, WintShld, Summer | Winter, WintShld, Summer | Winter, WintShld, Summer | Winter, WintShld, Summer | Winter, WintShld, Summer | Winter, WintShld, Summer
CSAPR- NOX Annual- PA | 227 | 6431 | Rate Constraint in MTons | FALSE | L | Annual | Standard NOX | Thousand Tons | 140.6489 | 140.6489 | 140.6489 | 140.6489 | 140.6489 | 140.6489 | 140.6489 | 140.6489
CSAPR- NOX Annual- PA | 227 | 6431 | Rate Constraint in MTons | FALSE | L | Annual | Emissions at Affected Plants NOX | Thousand Tons | 21.6655 | 23.9502 | 24.5538 | 20.6527 | 21.6008 | 19.9935 | 17.6438 | 11.4705
CSAPR- NOX Annual- PA | 227 | 6431 | Rate Constraint in MTons | FALSE | L | Annual | Allowances Purchased NOX | Thousand Tons | 0 | 0 | 0 | 0 | 0 | 0 | 0 | 0
CSAPR- NOX Annual- PA | 227 | 6431 | Rate Constraint in MTons | FALSE | L | Annual | Allowances Sold NOX | Thousand Tons | 0 | 0 | 0 | 0 | 0 | 0 | 0 | 0
CSAPR- NOX Annual- PA | 227 | 6431 | Rate Constraint in MTons | FALSE | L | Annual | Allowances Banked | Thousand Tons | 0 | 0 | 0 | 0 | 0 | 0 | 0 | 0
CSAPR- NOX Annual- PA | 227 | 6431 | Rate Constraint in MTons | FALSE | L | Annual | Allowances Withdrawn (1:1) | Thousand Tons | 0 | 0 | 0 | 0 | 0 | 0 | 0 | 0
CSAPR- NOX Annual- PA | 227 | 6431 | Rate Constraint in MTons | FALSE | L | Annual | Allowances Withdrawn (n:1) | Thousand Tons | 0 | 0 | 0 | 0 | 0 | 0 | 0 | 0
CSAPR- NOX Annual- PA | 227 | 6431 | Rate Constraint in MTons | FALSE | L | Annual | Net Emissions Allowance Position | Thousand Tons | 21.6655 | 23.9502 | 24.5538 | 20.6527 | 21.6008 | 19.9935 | 17.6438 | 11.4705
CSAPR- NOX Annual- PA | 227 | 6431 | Rate Constraint in MTons | FALSE | L | Annual | Fuel Consumed | TBtu | 1149.2064 | 1206.3809 | 1220.4798 | 1200.691 | 1280.8925 | 1315.585 | 1400.2194 | 1570.1969
CSAPR- NOX Annual- PA | 227 | 6431 | Rate Constraint in MTons | FALSE | L | Annual | Rate | lb/MMBtu | 0.037705 | 0.039706 | 0.040236 | 0.034401 | 0.033728 | 0.030395 | 0.025201 | 0.01461
CSAPR- NOX Annual- PA | 227 | 6431 | Rate Constraint in MTons | FALSE | L | Annual | Generation | TWh | 148.2341 | 156.9231 | 161.5823 | 185.0447 | 255.5292 | 302.7899 | 355.2237 | 427.7376
CSAPR- NOX Annual- PA | 227 | 6431 | Rate Constraint in MTons | FALSE | L | Annual | Qualifying Generation | TWh | 148.2341 | 154.3019 | 155.9488 | 157.0993 | 169.1438 | 178.9593 | 197.8574 | 236.5381
CSAPR- NOX Annual- PA | 227 | 6431 | Rate Constraint in MTons | FALSE | L | Annual | Rate | lb/MWh | 0.29231 | 0.31043 | 0.3149 | 0.26293 | 0.25541 | 0.22344 | 0.17835 | 0.096987
CSAPR- NOX Annual- PA | 227 | 6431 | Rate Constraint in MTons | FALSE | L | Annual | Constraint Shadow Price | US2016$/Ton | 0 | 0 | 0 | 0 | 0 | 0 | 0 | 0
CSAPR- NOX Annual- SC | 228 | 6435 | Rate Constraint in MTons | FALSE | L | Annual | Seasons Included | Seasons | Winter, WintShld, Summer | Winter, WintShld, Summer | Winter, WintShld, Summer | Winter, WintShld, Summer | Winter, WintShld, Summer | Winter, WintShld, Summer | Winter, WintShld, Summer | Winter, WintShld, Summer
CSAPR- NOX Annual- SC | 228 | 6435 | Rate Constraint in MTons | FALSE | L | Annual | Standard NOX | Thousand Tons | 38.3476 | 38.3476 | 38.3476 | 38.3476 | 38.3476 | 38.3476 | 38.3476 | 38.3476
CSAPR- NOX Annual- SC | 228 | 6435 | Rate Constraint in MTons | FALSE | L | Annual | Emissions at Affected Plants NOX | Thousand Tons | 12.5829 | 12.0973 | 12.351 | 11.5036 | 9.8885 | 10.4726 | 10.5877 | 10.4966
CSAPR- NOX Annual- SC | 228 | 6435 | Rate Constraint in MTons | FALSE | L | Annual | Allowances Purchased NOX | Thousand Tons | 0 | 0 | 0 | 0 | 0 | 0 | 0 | 0
CSAPR- NOX Annual- SC | 228 | 6435 | Rate Constraint in MTons | FALSE | L | Annual | Allowances Sold NOX | Thousand Tons | 0 | 0 | 0 | 0 | 0 | 0 | 0 | 0
CSAPR- NOX Annual- SC | 228 | 6435 | Rate Constraint in MTons | FALSE | L | Annual | Allowances Banked | Thousand Tons | 0 | 0 | 0 | 0 | 0 | 0 | 0 | 0
CSAPR- NOX Annual- SC | 228 | 6435 | Rate Constraint in MTons | FALSE | L | Annual | Allowances Withdrawn (1:1) | Thousand Tons | 0 | 0 | 0 | 0 | 0 | 0 | 0 | 0
CSAPR- NOX Annual- SC | 228 | 6435 | Rate Constraint in MTons | FALSE | L | Annual | Allowances Withdrawn (n:1) | Thousand Tons | 0 | 0 | 0 | 0 | 0 | 0 | 0 | 0
CSAPR- NOX Annual- SC | 228 | 6435 | Rate Constraint in MTons | FALSE | L | Annual | Net Emissions Allowance Position | Thousand Tons | 12.5829 | 12.0973 | 12.351 | 11.5036 | 9.8885 | 10.4726 | 10.5877 | 10.4966
CSAPR- NOX Annual- SC | 228 | 6435 | Rate Constraint in MTons | FALSE | L | Annual | Fuel Consumed | TBtu | 393.8722 | 378.4686 | 387.4212 | 416.1908 | 433.2955 | 481.7742 | 511.6002 | 542.4028
CSAPR- NOX Annual- SC | 228 | 6435 | Rate Constraint in MTons | FALSE | L | Annual | Rate | lb/MMBtu | 0.063893 | 0.063928 | 0.06376 | 0.05528 | 0.045643 | 0.043475 | 0.041391 | 0.038704
CSAPR- NOX Annual- SC | 228 | 6435 | Rate Constraint in MTons | FALSE | L | Annual | Generation | TWh | 46.0747 | 44.4168 | 45.3515 | 67.5899 | 84.9452 | 101.9472 | 116.5129 | 132.1356
CSAPR- NOX Annual- SC | 228 | 6435 | Rate Constraint in MTons | FALSE | L | Annual | Qualifying Generation | TWh | 46.0747 | 44.4168 | 45.3515 | 52.1404 | 56.9139 | 64.1215 | 69.0489 | 74.493
CSAPR- NOX Annual- SC | 228 | 6435 | Rate Constraint in MTons | FALSE | L | Annual | Rate | lb/MWh | 0.54619 | 0.54472 | 0.54468 | 0.44126 | 0.34749 | 0.32665 | 0.30667 | 0.28181
CSAPR- NOX Annual- SC | 228 | 6435 | Rate Constraint in MTons | FALSE | L | Annual | Constraint Shadow Price | US2016$/Ton | 0 | 0 | 0 | 0 | 0 | 0 | 0 | 0
CSAPR- NOX Annual- TN | 229 | 6437 | Rate Constraint in MTons | FALSE | L | Annual | Seasons Included | Seasons | Winter, WintShld, Summer | Winter, WintShld, Summer | Winter, WintShld, Summer | Winter, WintShld, Summer | Winter, WintShld, Summer | Winter, WintShld, Summer | Winter, WintShld, Summer | Winter, WintShld, Summer
CSAPR- NOX Annual- TN | 229 | 6437 | Rate Constraint in MTons | FALSE | L | Annual | Standard NOX | Thousand Tons | 22.8177 | 22.8177 | 22.8177 | 22.8177 | 22.8177 | 22.8177 | 22.8177 | 22.8177
CSAPR- NOX Annual- TN | 229 | 6437 | Rate Constraint in MTons | FALSE | L | Annual | Emissions at Affected Plants NOX | Thousand Tons | 4.344 | 4.6737 | 4.7747 | 4.6298 | 4.4657 | 4.719 | 4.6432 | 3.6064
CSAPR- NOX Annual- TN | 229 | 6437 | Rate Constraint in MTons | FALSE | L | Annual | Allowances Purchased NOX | Thousand Tons | 0 | 0 | 0 | 0 | 0 | 0 | 0 | 0
CSAPR- NOX Annual- TN | 229 | 6437 | Rate Constraint in MTons | FALSE | L | Annual | Allowances Sold NOX | Thousand Tons | 0 | 0 | 0 | 0 | 0 | 0 | 0 | 0
CSAPR- NOX Annual- TN | 229 | 6437 | Rate Constraint in MTons | FALSE | L | Annual | Allowances Banked | Thousand Tons | 0 | 0 | 0 | 0 | 0 | 0 | 0 | 0
CSAPR- NOX Annual- TN | 229 | 6437 | Rate Constraint in MTons | FALSE | L | Annual | Allowances Withdrawn (1:1) | Thousand Tons | 0 | 0 | 0 | 0 | 0 | 0 | 0 | 0
CSAPR- NOX Annual- TN | 229 | 6437 | Rate Constraint in MTons | FALSE | L | Annual | Allowances Withdrawn (n:1) | Thousand Tons | 0 | 0 | 0 | 0 | 0 | 0 | 0 | 0
CSAPR- NOX Annual- TN | 229 | 6437 | Rate Constraint in MTons | FALSE | L | Annual | Net Emissions Allowance Position | Thousand Tons | 4.344 | 4.6737 | 4.7747 | 4.6298 | 4.4657 | 4.719 | 4.6432 | 3.6064
CSAPR- NOX Annual- TN | 229 | 6437 | Rate Constraint in MTons | FALSE | L | Annual | Fuel Consumed | TBtu | 227.5701 | 232.1486 | 234.2526 | 223.0938 | 252.6835 | 276.3252 | 305.5466 | 323.4174
CSAPR- NOX Annual- TN | 229 | 6437 | Rate Constraint in MTons | FALSE | L | Annual | Rate | lb/MMBtu | 0.038177 | 0.040265 | 0.040766 | 0.041506 | 0.035346 | 0.034156 | 0.030393 | 0.022302
CSAPR- NOX Annual- TN | 229 | 6437 | Rate Constraint in MTons | FALSE | L | Annual | Generation | TWh | 27.6314 | 28.0138 | 28.4003 | 27.1813 | 38.0971 | 44.815 | 55.1899 | 66.8211
CSAPR- NOX Annual- TN | 229 | 6437 | Rate Constraint in MTons | FALSE | L | Annual | Qualifying Generation | TWh | 27.6314 | 28.0138 | 28.4003 | 27.1813 | 32.5323 | 35.8829 | 40.8797 | 45.6253
CSAPR- NOX Annual- TN | 229 | 6437 | Rate Constraint in MTons | FALSE | L | Annual | Rate | lb/MWh | 0.31442 | 0.33367 | 0.33624 | 0.34066 | 0.27454 | 0.26302 | 0.22716 | 0.15809
CSAPR- NOX Annual- TN | 229 | 6437 | Rate Constraint in MTons | FALSE | L | Annual | Constraint Shadow Price | US2016$/Ton | 0 | 0 | 0 | 0 | 0 | 0 | 0 | 0
CSAPR- NOX Annual- VA | 230 | 6441 | Rate Constraint in MTons | FALSE | L | Annual | Seasons Included | Seasons | Winter, WintShld, Summer | Winter, WintShld, Summer | Winter, WintShld, Summer | Winter, WintShld, Summer | Winter, WintShld, Summer | Winter, WintShld, Summer | Winter, WintShld, Summer | Winter, WintShld, Summer
CSAPR- NOX Annual- VA | 230 | 6441 | Rate Constraint in MTons | FALSE | L | Annual | Standard NOX | Thousand Tons | 39.2256 | 39.2256 | 39.2256 | 39.2256 | 39.2256 | 39.2256 | 39.2256 | 39.2256
CSAPR- NOX Annual- VA | 230 | 6441 | Rate Constraint in MTons | FALSE | L | Annual | Emissions at Affected Plants NOX | Thousand Tons | 5.3712 | 6.3052 | 6.3973 | 6.7976 | 6.5993 | 5.7229 | 4.5879 | 3.082
CSAPR- NOX Annual- VA | 230 | 6441 | Rate Constraint in MTons | FALSE | L | Annual | Allowances Purchased NOX | Thousand Tons | 0 | 0 | 0 | 0 | 0 | 0 | 0 | 0
CSAPR- NOX Annual- VA | 230 | 6441 | Rate Constraint in MTons | FALSE | L | Annual | Allowances Sold NOX | Thousand Tons | 0 | 0 | 0 | 0 | 0 | 0 | 0 | 0
CSAPR- NOX Annual- VA | 230 | 6441 | Rate Constraint in MTons | FALSE | L | Annual | Allowances Banked | Thousand Tons | 0 | 0 | 0 | 0 | 0 | 0 | 0 | 0
CSAPR- NOX Annual- VA | 230 | 6441 | Rate Constraint in MTons | FALSE | L | Annual | Allowances Withdrawn (1:1) | Thousand Tons | 0 | 0 | 0 | 0 | 0 | 0 | 0 | 0
CSAPR- NOX Annual- VA | 230 | 6441 | Rate Constraint in MTons | FALSE | L | Annual | Allowances Withdrawn (n:1) | Thousand Tons | 0 | 0 | 0 | 0 | 0 | 0 | 0 | 0
CSAPR- NOX Annual- VA | 230 | 6441 | Rate Constraint in MTons | FALSE | L | Annual | Net Emissions Allowance Position | Thousand Tons | 5.3712 | 6.3052 | 6.3973 | 6.7976 | 6.5993 | 5.7229 | 4.5879 | 3.082
CSAPR- NOX Annual- VA | 230 | 6441 | Rate Constraint in MTons | FALSE | L | Annual | Fuel Consumed | TBtu | 490.8853 | 518.1409 | 519.1902 | 540.6531 | 582.9194 | 551.1335 | 496.909 | 408.4649
CSAPR- NOX Annual- VA | 230 | 6441 | Rate Constraint in MTons | FALSE | L | Annual | Rate | lb/MMBtu | 0.021884 | 0.024338 | 0.024643 | 0.025146 | 0.022642 | 0.020768 | 0.018466 | 0.015091
CSAPR- NOX Annual- VA | 230 | 6441 | Rate Constraint in MTons | FALSE | L | Annual | Generation | TWh | 66.6991 | 69.4712 | 69.8485 | 80.4916 | 159.0418 | 195.4949 | 225.6056 | 255.8927
CSAPR- NOX Annual- VA | 230 | 6441 | Rate Constraint in MTons | FALSE | L | Annual | Qualifying Generation | TWh | 66.6991 | 69.4712 | 69.8485 | 72.7228 | 79.3772 | 76.5612 | 70.603 | 59.1651
CSAPR- NOX Annual- VA | 230 | 6441 | Rate Constraint in MTons | FALSE | L | Annual | Rate | lb/MWh | 0.16106 | 0.18152 | 0.18318 | 0.18694 | 0.16628 | 0.1495 | 0.12996 | 0.10418
CSAPR- NOX Annual- VA | 230 | 6441 | Rate Constraint in MTons | FALSE | L | Annual | Constraint Shadow Price | US2016$/Ton | 0 | 0 | 0 | 0 | 0 | 0 | 0 | 0
CSAPR- NOX Annual- WI | 231 | 6443 | Rate Constraint in MTons | FALSE | L | Annual | Seasons Included | Seasons | Winter, WintShld, Summer | Winter, WintShld, Summer | Winter, WintShld, Summer | Winter, WintShld, Summer | Winter, WintShld, Summer | Winter, WintShld, Summer | Winter, WintShld, Summer | Winter, WintShld, Summer
CSAPR- NOX Annual- WI | 231 | 6443 | Rate Constraint in MTons | FALSE | L | Annual | Standard NOX | Thousand Tons | 38.7878 | 38.7878 | 38.7878 | 38.7878 | 38.7878 | 38.7878 | 38.7878 | 38.7878
CSAPR- NOX Annual- WI | 231 | 6443 | Rate Constraint in MTons | FALSE | L | Annual | Emissions at Affected Plants NOX | Thousand Tons | 8.0548 | 9.2405 | 9.1565 | 9.3973 | 8.6854 | 9.6569 | 9.4858 | 8.8226
CSAPR- NOX Annual- WI | 231 | 6443 | Rate Constraint in MTons | FALSE | L | Annual | Allowances Purchased NOX | Thousand Tons | 0 | 0 | 0 | 0 | 0 | 0 | 0 | 0
CSAPR- NOX Annual- WI | 231 | 6443 | Rate Constraint in MTons | FALSE | L | Annual | Allowances Sold NOX | Thousand Tons | 0 | 0 | 0 | 0 | 0 | 0 | 0 | 0
CSAPR- NOX Annual- WI | 231 | 6443 | Rate Constraint in MTons | FALSE | L | Annual | Allowances Banked | Thousand Tons | 0 | 0 | 0 | 0 | 0 | 0 | 0 | 0
CSAPR- NOX Annual- WI | 231 | 6443 | Rate Constraint in MTons | FALSE | L | Annual | Allowances Withdrawn (1:1) | Thousand Tons | 0 | 0 | 0 | 0 | 0 | 0 | 0 | 0
CSAPR- NOX Annual- WI | 231 | 6443 | Rate Constraint in MTons | FALSE | L | Annual | Allowances Withdrawn (n:1) | Thousand Tons | 0 | 0 | 0 | 0 | 0 | 0 | 0 | 0
CSAPR- NOX Annual- WI | 231 | 6443 | Rate Constraint in MTons | FALSE | L | Annual | Net Emissions Allowance Position | Thousand Tons | 8.0548 | 9.2405 | 9.1565 | 9.3973 | 8.6854 | 9.6569 | 9.4858 | 8.8226
CSAPR- NOX Annual- WI | 231 | 6443 | Rate Constraint in MTons | FALSE | L | Annual | Fuel Consumed | TBtu | 375.7323 | 408.9577 | 406.8407 | 412.8508 | 396.364 | 439.3569 | 456.8701 | 471.5664
CSAPR- NOX Annual- WI | 231 | 6443 | Rate Constraint in MTons | FALSE | L | Annual | Rate | lb/MMBtu | 0.042875 | 0.045191 | 0.045013 | 0.045524 | 0.043826 | 0.043959 | 0.041525 | 0.037418
CSAPR- NOX Annual- WI | 231 | 6443 | Rate Constraint in MTons | FALSE | L | Annual | Generation | TWh | 44.7956 | 47.9651 | 47.9614 | 48.5086 | 46.87 | 53.2781 | 56.9903 | 61.3915
CSAPR- NOX Annual- WI | 231 | 6443 | Rate Constraint in MTons | FALSE | L | Annual | Qualifying Generation | TWh | 44.7956 | 47.9651 | 47.9614 | 48.5086 | 46.87 | 52.3764 | 55.9145 | 59.8784
CSAPR- NOX Annual- WI | 231 | 6443 | Rate Constraint in MTons | FALSE | L | Annual | Rate | lb/MWh | 0.35962 | 0.3853 | 0.38183 | 0.38745 | 0.37062 | 0.36875 | 0.3393 | 0.29468
CSAPR- NOX Annual- WI | 231 | 6443 | Rate Constraint in MTons | FALSE | L | Annual | Constraint Shadow Price | US2016$/Ton | 0 | 0 | 0 | 0 | 0 | 0 | 0 | 0
CSAPR- NOX Annual- WV | 232 | 6517 | Rate Constraint in MTons | FALSE | L | Annual | Seasons Included | Seasons | Winter, WintShld, Summer | Winter, WintShld, Summer | Winter, WintShld, Summer | Winter, WintShld, Summer | Winter, WintShld, Summer | Winter, WintShld, Summer | Winter, WintShld, Summer | Winter, WintShld, Summer
CSAPR- NOX Annual- WV | 232 | 6517 | Rate Constraint in MTons | FALSE | L | Annual | Standard NOX | Thousand Tons | 64.4068 | 64.4068 | 64.4068 | 64.4068 | 64.4068 | 64.4068 | 64.4068 | 64.4068
CSAPR- NOX Annual- WV | 232 | 6517 | Rate Constraint in MTons | FALSE | L | Annual | Emissions at Affected Plants NOX | Thousand Tons | 47.7507 | 43.3882 | 41.8924 | 39.7636 | 27.5316 | 28.2913 | 28.7864 | 19.9546
CSAPR- NOX Annual- WV | 232 | 6517 | Rate Constraint in MTons | FALSE | L | Annual | Allowances Purchased NOX | Thousand Tons | 0 | 0 | 0 | 0 | 0 | 0 | 0 | 0
CSAPR- NOX Annual- WV | 232 | 6517 | Rate Constraint in MTons | FALSE | L | Annual | Allowances Sold NOX | Thousand Tons | 0 | 0 | 0 | 0 | 0 | 0 | 0 | 0
CSAPR- NOX Annual- WV | 232 | 6517 | Rate Constraint in MTons | FALSE | L | Annual | Allowances Banked | Thousand Tons | 0 | 0 | 0 | 0 | 0 | 0 | 0 | 0
CSAPR- NOX Annual- WV | 232 | 6517 | Rate Constraint in MTons | FALSE | L | Annual | Allowances Withdrawn (1:1) | Thousand Tons | 0 | 0 | 0 | 0 | 0 | 0 | 0 | 0
CSAPR- NOX Annual- WV | 232 | 6517 | Rate Constraint in MTons | FALSE | L | Annual | Allowances Withdrawn (n:1) | Thousand Tons | 0 | 0 | 0 | 0 | 0 | 0 | 0 | 0
CSAPR- NOX Annual- WV | 232 | 6517 | Rate Constraint in MTons | FALSE | L | Annual | Net Emissions Allowance Position | Thousand Tons | 47.7507 | 43.3882 | 41.8924 | 39.7636 | 27.5316 | 28.2913 | 28.7864 | 19.9546
CSAPR- NOX Annual- WV | 232 | 6517 | Rate Constraint in MTons | FALSE | L | Annual | Fuel Consumed | TBtu | 795.6291 | 758.8976 | 722.8502 | 727.516 | 717.0297 | 831.2965 | 901.837 | 868.5543
CSAPR- NOX Annual- WV | 232 | 6517 | Rate Constraint in MTons | FALSE | L | Annual | Rate | lb/MMBtu | 0.12003 | 0.11435 | 0.11591 | 0.10931 | 0.076794 | 0.068065 | 0.063839 | 0.045949
CSAPR- NOX Annual- WV | 232 | 6517 | Rate Constraint in MTons | FALSE | L | Annual | Generation | TWh | 79.7781 | 76.3934 | 73.3491 | 79.0168 | 121.9394 | 157.594 | 184.6429 | 205.8689
CSAPR- NOX Annual- WV | 232 | 6517 | Rate Constraint in MTons | FALSE | L | Annual | Qualifying Generation | TWh | 79.7781 | 76.3934 | 73.3491 | 75.9755 | 88.8587 | 107.5323 | 118.8768 | 118.2519
CSAPR- NOX Annual- WV | 232 | 6517 | Rate Constraint in MTons | FALSE | L | Annual | Rate | lb/MWh | 1.1971 | 1.1359 | 1.1423 | 1.0467 | 0.61967 | 0.52619 | 0.48431 | 0.33749
CSAPR- NOX Annual- WV | 232 | 6517 | Rate Constraint in MTons | FALSE | L | Annual | Constraint Shadow Price | US2016$/Ton | 0 | 0 | 0 | 0 | 0 | 0 | 0 | 0
CSAPR Rule Constraint- NOX Annual | 233 | 6395 | Rate Constraint in MTons | FALSE | L | Annual | Seasons Included | Seasons | Winter, WintShld, Summer | Winter, WintShld, Summer | Winter, WintShld, Summer | Winter, WintShld, Summer | Winter, WintShld, Summer | Winter, WintShld, Summer | Winter, WintShld, Summer | Winter, WintShld, Summer
CSAPR Rule Constraint- NOX Annual | 233 | 6395 | Rate Constraint in MTons | FALSE | L | Annual | Standard NOX | Thousand Tons | 1069.256 | 1069.256 | 1069.256 | 1069.256 | 1069.256 | 1069.256 | 1069.256 | 1069.256
CSAPR Rule Constraint- NOX Annual | 233 | 6395 | Rate Constraint in MTons | FALSE | L | Annual | Emissions at Affected Plants NOX | Thousand Tons | 433.273 | 443.3273 | 440.1084 | 424.1247 | 382.9227 | 379.5243 | 370.5271 | 331.6054
CSAPR Rule Constraint- NOX Annual | 233 | 6395 | Rate Constraint in MTons | FALSE | L | Annual | Allowances Purchased NOX | Thousand Tons | 0 | 0 | 0 | 0 | 0 | 0 | 0 | 0
CSAPR Rule Constraint- NOX Annual | 233 | 6395 | Rate Constraint in MTons | FALSE | L | Annual | Allowances Sold NOX | Thousand Tons | 0 | 0 | 0 | 0 | 0 | 0 | 0 | 0
CSAPR Rule Constraint- NOX Annual | 233 | 6395 | Rate Constraint in MTons | FALSE | L | Annual | Allowances Banked | Thousand Tons | 0 | 0 | 0 | 0 | 0 | 0 | 0 | 0
CSAPR Rule Constraint- NOX Annual | 233 | 6395 | Rate Constraint in MTons | FALSE | L | Annual | Allowances Withdrawn (1:1) | Thousand Tons | 0 | 0 | 0 | 0 | 0 | 0 | 0 | 0
CSAPR Rule Constraint- NOX Annual | 233 | 6395 | Rate Constraint in MTons | FALSE | L | Annual | Allowances Withdrawn (n:1) | Thousand Tons | 0 | 0 | 0 | 0 | 0 | 0 | 0 | 0
CSAPR Rule Constraint- NOX Annual | 233 | 6395 | Rate Constraint in MTons | FALSE | L | Annual | Net Emissions Allowance Position | Thousand Tons | 433.273 | 443.3273 | 440.1084 | 424.1247 | 382.9227 | 379.5243 | 370.5271 | 331.6054
CSAPR Rule Constraint- NOX Annual | 233 | 6395 | Rate Constraint in MTons | FALSE | L | Annual | Fuel Consumed | TBtu | 11446.0283 | 11716.4844 | 11736.5516 | 11963.3346 | 12061.5965 | 12444.9034 | 12710.9539 | 12939.5598
CSAPR Rule Constraint- NOX Annual | 233 | 6395 | Rate Constraint in MTons | FALSE | L | Annual | Rate | lb/MMBtu | 0.075707 | 0.075676 | 0.074998 | 0.070904 | 0.063495 | 0.060993 | 0.0583 | 0.051255
CSAPR Rule Constraint- NOX Annual | 233 | 6395 | Rate Constraint in MTons | FALSE | L | Annual | Generation | TWh | 1324.9497 | 1355.6277 | 1364.8333 | 1413.9081 | 1489.3971 | 1593.5981 | 1673.9525 | 1773.1807
CSAPR Rule Constraint- NOX Annual | 233 | 6395 | Rate Constraint in MTons | FALSE | L | Annual | Qualifying Generation | TWh | 1324.9493 | 1355.6274 | 1364.8328 | 1413.9075 | 1472.4355 | 1549.2121 | 1614.4002 | 1707.612
CSAPR Rule Constraint- NOX Annual | 233 | 6395 | Rate Constraint in MTons | FALSE | L | Annual | Rate | lb/MWh | 0.65402 | 0.65405 | 0.64493 | 0.59993 | 0.52012 | 0.48996 | 0.45903 | 0.38838
CSAPR Rule Constraint- NOX Annual | 233 | 6395 | Rate Constraint in MTons | FALSE | L | Annual | Constraint Shadow Price | US2016$/Ton | 0 | 0 | 0 | 0 | 0 | 0 | 0 | 0
CSAPR Rule Constraint- SO2 Annual- Region1 | 234 | 6433 | Rate Constraint in MTons | FALSE | L | Annual | Seasons Included | Seasons | Winter, WintShld, Summer | Winter, WintShld, Summer | Winter, WintShld, Summer | Winter, WintShld, Summer | Winter, WintShld, Summer | Winter, WintShld, Summer | Winter, WintShld, Summer | Winter, WintShld, Summer
CSAPR Rule Constraint- SO2 Annual- Region1 | 234 | 6433 | Rate Constraint in MTons | FALSE | L | Annual | Standard SO2 | Thousand Tons | 1372.631 | 1372.631 | 1372.631 | 1372.631 | 1372.631 | 1372.631 | 1372.631 | 1372.631
CSAPR Rule Constraint- SO2 Annual- Region1 | 234 | 6433 | Rate Constraint in MTons | FALSE | L | Annual | Emissions at Affected Plants SO2 | Thousand Tons | 423.4309 | 415.6547 | 414.8046 | 414.1562 | 361.606 | 362.8407 | 369.272 | 334.0658
CSAPR Rule Constraint- SO2 Annual- Region1 | 234 | 6433 | Rate Constraint in MTons | FALSE | L | Annual | Allowances Purchased SO2 | Thousand Tons | 0 | 0 | 0 | 0 | 0 | 0 | 0 | 0
CSAPR Rule Constraint- SO2 Annual- Region1 | 234 | 6433 | Rate Constraint in MTons | FALSE | L | Annual | Allowances Sold SO2 | Thousand Tons | 0 | 0 | 0 | 0 | 0 | 0 | 0 | 0
CSAPR Rule Constraint- SO2 Annual- Region1 | 234 | 6433 | Rate Constraint in MTons | FALSE | L | Annual | Allowances Banked | Thousand Tons | 0 | 0 | 0 | 0 | 0 | 0 | 0 | 0
CSAPR Rule Constraint- SO2 Annual- Region1 | 234 | 6433 | Rate Constraint in MTons | FALSE | L | Annual | Allowances Withdrawn (1:1) | Thousand Tons | 0 | 0 | 0 | 0 | 0 | 0 | 0 | 0
CSAPR Rule Constraint- SO2 Annual- Region1 | 234 | 6433 | Rate Constraint in MTons | FALSE | L | Annual | Allowances Withdrawn (n:1) | Thousand Tons | 0 | 0 | 0 | 0 | 0 | 0 | 0 | 0
CSAPR Rule Constraint- SO2 Annual- Region1 | 234 | 6433 | Rate Constraint in MTons | FALSE | L | Annual | Net Emissions Allowance Position | Thousand Tons | 423.4309 | 415.6547 | 414.8046 | 414.1562 | 361.606 | 362.8407 | 369.272 | 334.0658
CSAPR Rule Constraint- SO2 Annual- Region1 | 234 | 6433 | Rate Constraint in MTons | FALSE | L | Annual | Fuel Consumed | TBtu | 8824.3658 | 9181.0269 | 9160.2571 | 9329.7911 | 9435.3985 | 9699.3078 | 9910.6961 | 10041.2686
CSAPR Rule Constraint- SO2 Annual- Region1 | 234 | 6433 | Rate Constraint in MTons | FALSE | L | Annual | Rate | lb/MMBtu | 0.095969 | 0.090546 | 0.090566 | 0.088781 | 0.076649 | 0.074818 | 0.07452 | 0.066539
CSAPR Rule Constraint- SO2 Annual- Region1 | 234 | 6433 | Rate Constraint in MTons | FALSE | L | Annual | Generation | TWh | 1022.5336 | 1063.6054 | 1067.8112 | 1117.8874 | 1202.3322 | 1294.1537 | 1371.6196 | 1459.1701
CSAPR Rule Constraint- SO2 Annual- Region1 | 234 | 6433 | Rate Constraint in MTons | FALSE | L | Annual | Qualifying Generation | TWh | 1022.5332 | 1063.605 | 1067.8107 | 1106.2661 | 1160.7664 | 1217.0968 | 1270.9372 | 1344.2783
CSAPR Rule Constraint- SO2 Annual- Region1 | 234 | 6433 | Rate Constraint in MTons | FALSE | L | Annual | Rate | lb/MWh | 0.8282 | 0.7816 | 0.77693 | 0.74875 | 0.62305 | 0.59624 | 0.5811 | 0.49702
CSAPR Rule Constraint- SO2 Annual- Region1 | 234 | 6433 | Rate Constraint in MTons | FALSE | L | Annual | Constraint Shadow Price | US2016$/Ton | 0 | 0 | 0 | 0 | 0 | 0 | 0 | 0
CSAPR Rule Constraint- SO2 Annual- Region2 | 235 | 6434 | Rate Constraint in MTons | FALSE | L | Annual | Seasons Included | Seasons | Winter, WintShld, Summer | Winter, WintShld, Summer | Winter, WintShld, Summer | Winter, WintShld, Summer | Winter, WintShld, Summer | Winter, WintShld, Summer | Winter, WintShld, Summer | Winter, WintShld, Summer
CSAPR Rule Constraint- SO2 Annual- Region2 | 235 | 6434 | Rate Constraint in MTons | FALSE | L | Annual | Standard SO2 | Thousand Tons | 597.579 | 597.579 | 597.579 | 597.579 | 597.579 | 597.579 | 597.579 | 597.579
CSAPR Rule Constraint- SO2 Annual- Region2 | 235 | 6434 | Rate Constraint in MTons | FALSE | L | Annual | Emissions at Affected Plants SO2 | Thousand Tons | 131.9375 | 121.8058 | 131.973 | 125.7634 | 127.3333 | 129.9818 | 129.938 | 131.6808
CSAPR Rule Constraint- SO2 Annual- Region2 | 235 | 6434 | Rate Constraint in MTons | FALSE | L | Annual | Allowances Purchased SO2 | Thousand Tons | 0 | 0 | 0 | 0 | 0 | 0 | 0 | 0
CSAPR Rule Constraint- SO2 Annual- Region2 | 235 | 6434 | Rate Constraint in MTons | FALSE | L | Annual | Allowances Sold SO2 | Thousand Tons | 0 | 0 | 0 | 0 | 0 | 0 | 0 | 0
CSAPR Rule Constraint- SO2 Annual- Region2 | 235 | 6434 | Rate Constraint in MTons | FALSE | L | Annual | Allowances Banked | Thousand Tons | 0 | 0 | 0 | 0 | 0 | 0 | 0 | 0
CSAPR Rule Constraint- SO2 Annual- Region2 | 235 | 6434 | Rate Constraint in MTons | FALSE | L | Annual | Allowances Withdrawn (1:1) | Thousand Tons | 0 | 0 | 0 | 0 | 0 | 0 | 0 | 0
CSAPR Rule Constraint- SO2 Annual- Region2 | 235 | 6434 | Rate Constraint in MTons | FALSE | L | Annual | Allowances Withdrawn (n:1) | Thousand Tons | 0 | 0 | 0 | 0 | 0 | 0 | 0 | 0
CSAPR Rule Constraint- SO2 Annual- Region2 | 235 | 6434 | Rate Constraint in MTons | FALSE | L | Annual | Net Emissions Allowance Position | Thousand Tons | 131.9375 | 121.8058 | 131.973 | 125.7634 | 127.3333 | 129.9818 | 129.938 | 131.6808
CSAPR Rule Constraint- SO2 Annual- Region2 | 235 | 6434 | Rate Constraint in MTons | FALSE | L | Annual | Fuel Consumed | TBtu | 2621.6624 | 2535.4575 | 2576.2945 | 2633.5436 | 2626.198 | 2745.5956 | 2800.2578 | 2898.2912
CSAPR Rule Constraint- SO2 Annual- Region2 | 235 | 6434 | Rate Constraint in MTons | FALSE | L | Annual | Rate | lb/MMBtu | 0.10065 | 0.096082 | 0.10245 | 0.095509 | 0.096972 | 0.094684 | 0.092804 | 0.090868
CSAPR Rule Constraint- SO2 Annual- Region2 | 235 | 6434 | Rate Constraint in MTons | FALSE | L | Annual | Generation | TWh | 302.4161 | 292.0224 | 297.0221 | 323.0848 | 379.0393 | 449.0617 | 496.0405 | 563.2776
CSAPR Rule Constraint- SO2 Annual- Region2 | 235 | 6434 | Rate Constraint in MTons | FALSE | L | Annual | Qualifying Generation | TWh | 302.4161 | 292.0224 | 297.0221 | 307.6413 | 311.6691 | 332.1153 | 343.463 | 363.3337
CSAPR Rule Constraint- SO2 Annual- Region2 | 235 | 6434 | Rate Constraint in MTons | FALSE | L | Annual | Rate | lb/MWh | 0.87256 | 0.83422 | 0.88864 | 0.8176 | 0.81711 | 0.78275 | 0.75663 | 0.72485
CSAPR Rule Constraint- SO2 Annual- Region2 | 235 | 6434 | Rate Constraint in MTons | FALSE | L | Annual | Constraint Shadow Price | US2016$/Ton | 0 | 0 | 0 | 0 | 0 | 0 | 0 | 0
CSAPR- SO2 Annual- AL | 236 | 6394 | Rate Constraint in MTons | FALSE | L | Annual | Seasons Included | Seasons | Winter, WintShld, Summer | Winter, WintShld, Summer | Winter, WintShld, Summer | Winter, WintShld, Summer | Winter, WintShld, Summer | Winter, WintShld, Summer | Winter, WintShld, Summer | Winter, WintShld, Summer
CSAPR- SO2 Annual- AL | 236 | 6394 | Rate Constraint in MTons | FALSE | L | Annual | Standard SO2 | Thousand Tons | 251.6444 | 251.6444 | 251.6444 | 251.6444 | 251.6444 | 251.6444 | 251.6444 | 251.6444
CSAPR- SO2 Annual- AL | 236 | 6394 | Rate Constraint in MTons | FALSE | L | Annual | Emissions at Affected Plants SO2 | Thousand Tons | 11.4219 | 11.5799 | 11.7208 | 13.3914 | 11.6935 | 12.0547 | 12.2893 | 12.1699
CSAPR- SO2 Annual- AL | 236 | 6394 | Rate Constraint in MTons | FALSE | L | Annual | Allowances Purchased SO2 | Thousand Tons | 0 | 0 | 0 | 0 | 0 | 0 | 0 | 0
CSAPR- SO2 Annual- AL | 236 | 6394 | Rate Constraint in MTons | FALSE | L | Annual | Allowances Sold SO2 | Thousand Tons | 0 | 0 | 0 | 0 | 0 | 0 | 0 | 0
CSAPR- SO2 Annual- AL | 236 | 6394 | Rate Constraint in MTons | FALSE | L | Annual | Allowances Banked | Thousand Tons | 0 | 0 | 0 | 0 | 0 | 0 | 0 | 0
CSAPR- SO2 Annual- AL | 236 | 6394 | Rate Constraint in MTons | FALSE | L | Annual | Allowances Withdrawn (1:1) | Thousand Tons | 0 | 0 | 0 | 0 | 0 | 0 | 0 | 0
CSAPR- SO2 Annual- AL | 236 | 6394 | Rate Constraint in MTons | FALSE | L | Annual | Allowances Withdrawn (n:1) | Thousand Tons | 0 | 0 | 0 | 0 | 0 | 0 | 0 | 0
CSAPR- SO2 Annual- AL | 236 | 6394 | Rate Constraint in MTons | FALSE | L | Annual | Net Emissions Allowance Position | Thousand Tons | 11.4219 | 11.5799 | 11.7208 | 13.3914 | 11.6935 | 12.0547 | 12.2893 | 12.1699
CSAPR- SO2 Annual- AL | 236 | 6394 | Rate Constraint in MTons | FALSE | L | Annual | Fuel Consumed | TBtu | 696.5736 | 646.5363 | 650.477 | 690.3297 | 687.7499 | 688.1965 | 705.5912 | 732.1102
CSAPR- SO2 Annual- AL | 236 | 6394 | Rate Constraint in MTons | FALSE | L | Annual | Rate | lb/MMBtu | 0.032794 | 0.035821 | 0.036038 | 0.038797 | 0.034005 | 0.035033 | 0.034834 | 0.033246
CSAPR- SO2 Annual- AL | 236 | 6394 | Rate Constraint in MTons | FALSE | L | Annual | Generation | TWh | 86.8601 | 81.1638 | 81.5596 | 85.2421 | 96.2243 | 119.9242 | 143.9894 | 180.0641
CSAPR- SO2 Annual- AL | 236 | 6394 | Rate Constraint in MTons | FALSE | L | Annual | Qualifying Generation | TWh | 86.8601 | 81.1638 | 81.5596 | 85.2421 | 85.3507 | 87.4506 | 91.0289 | 96.7789
CSAPR- SO2 Annual- AL | 236 | 6394 | Rate Constraint in MTons | FALSE | L | Annual | Rate | lb/MWh | 0.26299 | 0.28535 | 0.28742 | 0.3142 | 0.27401 | 0.27569 | 0.27001 | 0.2515
CSAPR- SO2 Annual- AL | 236 | 6394 | Rate Constraint in MTons | FALSE | L | Annual | Constraint Shadow Price | US2016$/Ton | 0 | 0 | 0 | 0 | 0 | 0 | 0 | 0
CSAPR- SO2 Annual- GA | 237 | 6400 | Rate Constraint in MTons | FALSE | L | Annual | Seasons Included | Seasons | Winter, WintShld, Summer | Winter, WintShld, Summer | Winter, WintShld, Summer | Winter, WintShld, Summer | Winter, WintShld, Summer | Winter, WintShld, Summer | Winter, WintShld, Summer | Winter, WintShld, Summer
CSAPR- SO2 Annual- GA | 237 | 6400 | Rate Constraint in MTons | FALSE | L | Annual | Standard SO2 | Thousand Tons | 159.9667 | 159.9667 | 159.9667 | 159.9667 | 159.9667 | 159.9667 | 159.9667 | 159.9667
CSAPR- SO2 Annual- GA | 237 | 6400 | Rate Constraint in MTons | FALSE | L | Annual | Emissions at Affected Plants SO2 | Thousand Tons | 36.5533 | 29.6647 | 33.1571 | 30.9073 | 29.2733 | 30.1476 | 29.7729 | 28.9345
CSAPR- SO2 Annual- GA | 237 | 6400 | Rate Constraint in MTons | FALSE | L | Annual | Allowances Purchased SO2 | Thousand Tons | 0 | 0 | 0 | 0 | 0 | 0 | 0 | 0
CSAPR- SO2 Annual- GA | 237 | 6400 | Rate Constraint in MTons | FALSE | L | Annual | Allowances Sold SO2 | Thousand Tons | 0 | 0 | 0 | 0 | 0 | 0 | 0 | 0
CSAPR- SO2 Annual- GA | 237 | 6400 | Rate Constraint in MTons | FALSE | L | Annual | Allowances Banked | Thousand Tons | 0 | 0 | 0 | 0 | 0 | 0 | 0 | 0
CSAPR- SO2 Annual- GA | 237 | 6400 | Rate Constraint in MTons | FALSE | L | Annual | Allowances Withdrawn (1:1) | Thousand Tons | 0 | 0 | 0 | 0 | 0 | 0 | 0 | 0
CSAPR- SO2 Annual- GA | 237 | 6400 | Rate Constraint in MTons | FALSE | L | Annual | Allowances Withdrawn (n:1) | Thousand Tons | 0 | 0 | 0 | 0 | 0 | 0 | 0 | 0
CSAPR- SO2 Annual- GA | 237 | 6400 | Rate Constraint in MTons | FALSE | L | Annual | Net Emissions Allowance Position | Thousand Tons | 36.5533 | 29.6647 | 33.1571 | 30.9073 | 29.2733 | 30.1476 | 29.7729 | 28.9345
CSAPR- SO2 Annual- GA | 237 | 6400 | Rate Constraint in MTons | FALSE | L | Annual | Fuel Consumed | TBtu | 671.1268 | 636.0889 | 644.8556 | 677.6708 | 662.1239 | 722.6899 | 770.6656 | 821.6006
CSAPR- SO2 Annual- GA | 237 | 6400 | Rate Constraint in MTons | FALSE | L | Annual | Rate | lb/MMBtu | 0.10893 | 0.093272 | 0.10284 | 0.091216 | 0.088422 | 0.083432 | 0.077266 | 0.070434
CSAPR- SO2 Annual- GA | 237 | 6400 | Rate Constraint in MTons | FALSE | L | Annual | Generation | TWh | 83.7016 | 79.7217 | 80.7956 | 111.083 | 143.9746 | 188.5229 | 231.5829 | 285.151
CSAPR- SO2 Annual- GA | 237 | 6400 | Rate Constraint in MTons | FALSE | L | Annual | Qualifying Generation | TWh | 83.7016 | 79.7217 | 80.7956 | 84.0248 | 82.4253 | 92.7408 | 100.5437 | 110.1559
CSAPR- SO2 Annual- GA | 237 | 6400 | Rate Constraint in MTons | FALSE | L | Annual | Rate | lb/MWh | 0.87342 | 0.74421 | 0.82077 | 0.73567 | 0.7103 | 0.65015 | 0.59224 | 0.52534
CSAPR- SO2 Annual- GA | 237 | 6400 | Rate Constraint in MTons | FALSE | L | Annual | Constraint Shadow Price | US2016$/Ton | 0 | 0 | 0 | 0 | 0 | 0 | 0 | 0
CSAPR- SO2 Annual- IA | 238 | 6402 | Rate Constraint in MTons | FALSE | L | Annual | Seasons Included | Seasons | Winter, WintShld, Summer | Winter, WintShld, Summer | Winter, WintShld, Summer | Winter, WintShld, Summer | Winter, WintShld, Summer | Winter, WintShld, Summer | Winter, WintShld, Summer | Winter, WintShld, Summer
CSAPR- SO2 Annual- IA | 238 | 6402 | Rate Constraint in MTons | FALSE | L | Annual | Standard SO2 | Thousand Tons | 88.7171 | 88.7171 | 88.7171 | 88.7171 | 88.7171 | 88.7171 | 88.7171 | 88.7171
CSAPR- SO2 Annual- IA | 238 | 6402 | Rate Constraint in MTons | FALSE | L | Annual | Emissions at Affected Plants SO2 | Thousand Tons | 17.5455 | 13.5454 | 13.4739 | 13.1782 | 12.5673 | 12.6885 | 12.7375 | 12.5238
CSAPR- SO2 Annual- IA | 238 | 6402 | Rate Constraint in MTons | FALSE | L | Annual | Allowances Purchased SO2 | Thousand Tons | 0 | 0 | 0 | 0 | 0 | 0 | 0 | 0
CSAPR- SO2 Annual- IA | 238 | 6402 | Rate Constraint in MTons | FALSE | L | Annual | Allowances Sold SO2 | Thousand Tons | 0 | 0 | 0 | 0 | 0 | 0 | 0 | 0
CSAPR- SO2 Annual- IA | 238 | 6402 | Rate Constraint in MTons | FALSE | L | Annual | Allowances Banked | Thousand Tons | 0 | 0 | 0 | 0 | 0 | 0 | 0 | 0
CSAPR- SO2 Annual- IA | 238 | 6402 | Rate Constraint in MTons | FALSE | L | Annual | Allowances Withdrawn (1:1) | Thousand Tons | 0 | 0 | 0 | 0 | 0 | 0 | 0 | 0
CSAPR- SO2 Annual- IA | 238 | 6402 | Rate Constraint in MTons | FALSE | L | Annual | Allowances Withdrawn (n:1) | Thousand Tons | 0 | 0 | 0 | 0 | 0 | 0 | 0 | 0
CSAPR- SO2 Annual- IA | 238 | 6402 | Rate Constraint in MTons | FALSE | L | Annual | Net Emissions Allowance Position | Thousand Tons | 17.5455 | 13.5454 | 13.4739 | 13.1782 | 12.5673 | 12.6885 | 12.7375 | 12.5238
CSAPR- SO2 Annual- IA | 238 | 6402 | Rate Constraint in MTons | FALSE | L | Annual | Fuel Consumed | TBtu | 355.0277 | 378.803 | 380.394 | 387.6278 | 385.6958 | 376.8869 | 363.3776 | 365.921
CSAPR- SO2 Annual- IA | 238 | 6402 | Rate Constraint in MTons | FALSE | L | Annual | Rate | lb/MMBtu | 0.09884 | 0.071517 | 0.070842 | 0.067994 | 0.065167 | 0.067333 | 0.070106 | 0.068451
CSAPR- SO2 Annual- IA | 238 | 6402 | Rate Constraint in MTons | FALSE | L | Annual | Generation | TWh | 37.205 | 39.461 | 39.9663 | 40.9598 | 41.1416 | 43.4349 | 43.5505 | 45.2763
CSAPR- SO2 Annual- IA | 238 | 6402 | Rate Constraint in MTons | FALSE | L | Annual | Qualifying Generation | TWh | 37.205 | 39.461 | 39.9663 | 40.9598 | 41.1416 | 39.9924 | 37.9467 | 38.5674
CSAPR- SO2 Annual- IA | 238 | 6402 | Rate Constraint in MTons | FALSE | L | Annual | Rate | lb/MWh | 0.94318 | 0.68652 | 0.67426 | 0.64347 | 0.61093 | 0.63455 | 0.67134 | 0.64945
CSAPR- SO2 Annual- IA | 238 | 6402 | Rate Constraint in MTons | FALSE | L | Annual | Constraint Shadow Price | US2016$/Ton | 0 | 0 | 0 | 0 | 0 | 0 | 0 | 0
CSAPR- SO2 Annual- IL | 239 | 6404 | Rate Constraint in MTons | FALSE | L | Annual | Seasons Included | Seasons | Winter, WintShld, Summer | Winter, WintShld, Summer | Winter, WintShld, Summer | Winter, WintShld, Summer | Winter, WintShld, Summer | Winter, WintShld, Summer | Winter, WintShld, Summer | Winter, WintShld, Summer
CSAPR- SO2 Annual- IL | 239 | 6404 | Rate Constraint in MTons | FALSE | L | Annual | Standard SO2 | Thousand Tons | 146.4651 | 146.4651 | 146.4651 | 146.4651 | 146.4651 | 146.4651 | 146.4651 | 146.4651
CSAPR- SO2 Annual- IL | 239 | 6404 | Rate Constraint in MTons | FALSE | L | Annual | Emissions at Affected Plants SO2 | Thousand Tons | 42.8056 | 43.4975 | 43.5849 | 44.0535 | 40.6724 | 41.8897 | 40.9237 | 40.2581
CSAPR- SO2 Annual- IL | 239 | 6404 | Rate Constraint in MTons | FALSE | L | Annual | Allowances Purchased SO2 | Thousand Tons | 0 | 0 | 0 | 0 | 0 | 0 | 0 | 0
CSAPR- SO2 Annual- IL | 239 | 6404 | Rate Constraint in MTons | FALSE | L | Annual | Allowances Sold SO2 | Thousand Tons | 0 | 0 | 0 | 0 | 0 | 0 | 0 | 0
CSAPR- SO2 Annual- IL | 239 | 6404 | Rate Constraint in MTons | FALSE | L | Annual | Allowances Banked | Thousand Tons | 0 | 0 | 0 | 0 | 0 | 0 | 0 | 0
CSAPR- SO2 Annual- IL | 239 | 6404 | Rate Constraint in MTons | FALSE | L | Annual | Allowances Withdrawn (1:1) | Thousand Tons | 0 | 0 | 0 | 0 | 0 | 0 | 0 | 0
CSAPR- SO2 Annual- IL | 239 | 6404 | Rate Constraint in MTons | FALSE | L | Annual | Allowances Withdrawn (n:1) | Thousand Tons | 0 | 0 | 0 | 0 | 0 | 0 | 0 | 0
CSAPR- SO2 Annual- IL | 239 | 6404 | Rate Constraint in MTons | FALSE | L | Annual | Net Emissions Allowance Position | Thousand Tons | 42.8056 | 43.4975 | 43.5849 | 44.0535 | 40.6724 | 41.8897 | 40.9237 | 40.2581
CSAPR- SO2 Annual- IL | 239 | 6404 | Rate Constraint in MTons | FALSE | L | Annual | Fuel Consumed | TBtu | 647.9152 | 658.5868 | 652.0422 | 692.0165 | 685.2546 | 670.9547 | 626.4342 | 600.7129
CSAPR- SO2 Annual- IL | 239 | 6404 | Rate Constraint in MTons | FALSE | L | Annual | Rate | lb/MMBtu | 0.13213 | 0.13209 | 0.13369 | 0.12732 | 0.11871 | 0.12487 | 0.13066 | 0.13403
CSAPR- SO2 Annual- IL | 239 | 6404 | Rate Constraint in MTons | FALSE | L | Annual | Generation | TWh | 66.7742 | 67.4293 | 67.0864 | 71.7762 | 83.5326 | 90.9442 | 98.809 | 110.7961
CSAPR- SO2 Annual- IL | 239 | 6404 | Rate Constraint in MTons | FALSE | L | Annual | Qualifying Generation | TWh | 66.7742 | 67.4293 | 67.0864 | 71.7762 | 72.0274 | 69.9884 | 64.6757 | 61.7182
CSAPR- SO2 Annual- IL | 239 | 6404 | Rate Constraint in MTons | FALSE | L | Annual | Rate | lb/MWh | 1.2821 | 1.2902 | 1.2994 | 1.2275 | 1.1294 | 1.197 | 1.2655 | 1.3046
CSAPR- SO2 Annual- IL | 239 | 6404 | Rate Constraint in MTons | FALSE | L | Annual | Constraint Shadow Price | US2016$/Ton | 0 | 0 | 0 | 0 | 0 | 0 | 0 | 0
CSAPR- SO2 Annual- IN | 240 | 6406 | Rate Constraint in MTons | FALSE | L | Annual | Seasons Included | Seasons | Winter, WintShld, Summer | Winter, WintShld, Summer | Winter, WintShld, Summer | Winter, WintShld, Summer | Winter, WintShld, Summer | Winter, WintShld, Summer | Winter, WintShld, Summer | Winter, WintShld, Summer
CSAPR- SO2 Annual- IN | 240 | 6406 | Rate Constraint in MTons | FALSE | L | Annual | Standard SO2 | Thousand Tons | 196.4098 | 196.4098 | 196.4098 | 196.4098 | 196.4098 | 196.4098 | 196.4098 | 196.4098
CSAPR- SO2 Annual- IN | 240 | 6406 | Rate Constraint in MTons | FALSE | L | Annual | Emissions at Affected Plants SO2 | Thousand Tons | 59.6132 | 67.3419 | 64.0089 | 62.1277 | 59.324 | 59.5863 | 56.8099 | 41.0684
CSAPR- SO2 Annual- IN | 240 | 6406 | Rate Constraint in MTons | FALSE | L | Annual | Allowances Purchased SO2 | Thousand Tons | 0 | 0 | 0 | 0 | 0 | 0 | 0 | 0
CSAPR- SO2 Annual- IN | 240 | 6406 | Rate Constraint in MTons | FALSE | L | Annual | Allowances Sold SO2 | Thousand Tons | 0 | 0 | 0 | 0 | 0 | 0 | 0 | 0
CSAPR- SO2 Annual- IN | 240 | 6406 | Rate Constraint in MTons | FALSE | L | Annual | Allowances Banked | Thousand Tons | 0 | 0 | 0 | 0 | 0 | 0 | 0 | 0
CSAPR- SO2 Annual- IN | 240 | 6406 | Rate Constraint in MTons | FALSE | L | Annual | Allowances Withdrawn (1:1) | Thousand Tons | 0 | 0 | 0 | 0 | 0 | 0 | 0 | 0
CSAPR- SO2 Annual- IN | 240 | 6406 | Rate Constraint in MTons | FALSE | L | Annual | Allowances Withdrawn (n:1) | Thousand Tons | 0 | 0 | 0 | 0 | 0 | 0 | 0 | 0
CSAPR- SO2 Annual- IN | 240 | 6406 | Rate Constraint in MTons | FALSE | L | Annual | Net Emissions Allowance Position | Thousand Tons | 59.6132 | 67.3419 | 64.0089 | 62.1277 | 59.324 | 59.5863 | 56.8099 | 41.0684
CSAPR- SO2 Annual- IN | 240 | 6406 | Rate Constraint in MTons | FALSE | L | Annual | Fuel Consumed | TBtu | 745.4717 | 797.5406 | 785.5481 | 802.903 | 803.5247 | 847.0905 | 904.5028 | 876.9667
CSAPR- SO2 Annual- IN | 240 | 6406 | Rate Constraint in MTons | FALSE | L | Annual | Rate | lb/MMBtu | 0.15993 | 0.16887 | 0.16297 | 0.15476 | 0.14766 | 0.14068 | 0.12562 | 0.09366
CSAPR- SO2 Annual- IN | 240 | 6406 | Rate Constraint in MTons | FALSE | L | Annual | Generation | TWh | 78.1315 | 82.8558 | 82.5887 | 84.4658 | 99.4035 | 115.862 | 139.7682 | 170.3484
CSAPR- SO2 Annual- IN | 240 | 6406 | Rate Constraint in MTons | FALSE | L | Annual | Qualifying Generation | TWh | 78.1315 | 82.8558 | 82.5887 | 84.4658 | 87.1372 | 94.7574 | 106.308 | 114.2318
CSAPR- SO2 Annual- IN | 240 | 6406 | Rate Constraint in MTons | FALSE | L | Annual | Rate | lb/MWh | 1.526 | 1.6255 | 1.5501 | 1.4711 | 1.3616 | 1.2577 | 1.0688 | 0.71904
CSAPR- SO2 Annual- IN | 240 | 6406 | Rate Constraint in MTons | FALSE | L | Annual | Constraint Shadow Price | US2016$/Ton | 0 | 0 | 0 | 0 | 0 | 0 | 0 | 0
CSAPR- SO2 Annual- KS | 241 | 6408 | Rate Constraint in MTons | FALSE | L | Annual | Seasons Included | Seasons | Winter, WintShld, Summer | Winter, WintShld, Summer | Winter, WintShld, Summer | Winter, WintShld, Summer | Winter, WintShld, Summer | Winter, WintShld, Summer | Winter, WintShld, Summer | Winter, WintShld, Summer
CSAPR- SO2 Annual- KS | 241 | 6408 | Rate Constraint in MTons | FALSE | L | Annual | Standard SO2 | Thousand Tons | 49.5364 | 49.5364 | 49.5364 | 49.5364 | 49.5364 | 49.5364 | 49.5364 | 49.5364
CSAPR- SO2 Annual- KS | 241 | 6408 | Rate Constraint in MTons | FALSE | L | Annual | Emissions at Affected Plants SO2 | Thousand Tons | 9.9012 | 11.0251 | 11.4502 | 10.5893 | 9.7393 | 9.9516 | 9.8341 | 9.6058
CSAPR- SO2 Annual- KS | 241 | 6408 | Rate Constraint in MTons | FALSE | L | Annual | Allowances Purchased SO2 | Thousand Tons | 0 | 0 | 0 | 0 | 0 | 0 | 0 | 0
CSAPR- SO2 Annual- KS | 241 | 6408 | Rate Constraint in MTons | FALSE | L | Annual | Allowances Sold SO2 | Thousand Tons | 0 | 0 | 0 | 0 | 0 | 0 | 0 | 0
CSAPR- SO2 Annual- KS | 241 | 6408 | Rate Constraint in MTons | FALSE | L | Annual | Allowances Banked | Thousand Tons | 0 | 0 | 0 | 0 | 0 | 0 | 0 | 0
CSAPR- SO2 Annual- KS | 241 | 6408 | Rate Constraint in MTons | FALSE | L | Annual | Allowances Withdrawn (1:1) | Thousand Tons | 0 | 0 | 0 | 0 | 0 | 0 | 0 | 0
CSAPR- SO2 Annual- KS | 241 | 6408 | Rate Constraint in MTons | FALSE | L | Annual | Allowances Withdrawn (n:1) | Thousand Tons | 0 | 0 | 0 | 0 | 0 | 0 | 0 | 0
CSAPR- SO2 Annual- KS | 241 | 6408 | Rate Constraint in MTons | FALSE | L | Annual | Net Emissions Allowance Position | Thousand Tons | 9.9012 | 11.0251 | 11.4502 | 10.5893 | 9.7393 | 9.9516 | 9.8341 | 9.6058
CSAPR- SO2 Annual- KS | 241 | 6408 | Rate Constraint in MTons | FALSE | L | Annual | Fuel Consumed | TBtu | 285.8466 | 318.5608 | 333.1874 | 306.4248 | 293.9181 | 301.9097 | 295.4629 | 291.7295
CSAPR- SO2 Annual- KS | 241 | 6408 | Rate Constraint in MTons | FALSE | L | Annual | Rate | lb/MMBtu | 0.069276 | 0.069218 | 0.068731 | 0.069115 | 0.066273 | 0.065924 | 0.066567 | 0.065854
CSAPR- SO2 Annual- KS | 241 | 6408 | Rate Constraint in MTons | FALSE | L | Annual | Generation | TWh | 26.4144 | 29.3781 | 31.3649 | 28.8775 | 44.442 | 70.6529 | 83.6195 | 84.6525
CSAPR- SO2 Annual- KS | 241 | 6408 | Rate Constraint in MTons | FALSE | L | Annual | Qualifying Generation | TWh | 26.4144 | 29.3781 | 31.3649 | 28.8775 | 28.2116 | 29.0959 | 28.5945 | 28.2392
CSAPR- SO2 Annual- KS | 241 | 6408 | Rate Constraint in MTons | FALSE | L | Annual | Rate | lb/MWh | 0.74968 | 0.75057 | 0.73013 | 0.73339 | 0.69045 | 0.68406 | 0.68783 | 0.68032
CSAPR- SO2 Annual- KS | 241 | 6408 | Rate Constraint in MTons | FALSE | L | Annual | Constraint Shadow Price | US2016$/Ton | 0 | 0 | 0 | 0 | 0 | 0 | 0 | 0
CSAPR- SO2 Annual- KY | 242 | 6410 | Rate Constraint in MTons | FALSE | L | Annual | Seasons Included | Seasons | Winter, WintShld, Summer | Winter, WintShld, Summer | Winter, WintShld, Summer | Winter, WintShld, Summer | Winter, WintShld, Summer | Winter, WintShld, Summer | Winter, WintShld, Summer | Winter, WintShld, Summer
CSAPR- SO2 Annual- KY | 242 | 6410 | Rate Constraint in MTons | FALSE | L | Annual | Standard SO2 | Thousand Tons | 125.4151 | 125.4151 | 125.4151 | 125.4151 | 125.4151 | 125.4151 | 125.4151 | 125.4151
CSAPR- SO2 Annual- KY | 242 | 6410 | Rate Constraint in MTons | FALSE | L | Annual | Emissions at Affected Plants SO2 | Thousand Tons | 15.5911 | 17.1259 | 16.1195 | 16.3419 | 14.0911 | 15.1133 | 15.8636 | 14.6351
CSAPR- SO2 Annual- KY | 242 | 6410 | Rate Constraint in MTons | FALSE | L | Annual | Allowances Purchased SO2 | Thousand Tons | 0 | 0 | 0 | 0 | 0 | 0 | 0 | 0
CSAPR- SO2 Annual- KY | 242 | 6410 | Rate Constraint in MTons | FALSE | L | Annual | Allowances Sold SO2 | Thousand Tons | 0 | 0 | 0 | 0 | 0 | 0 | 0 | 0
CSAPR- SO2 Annual- KY | 242 | 6410 | Rate Constraint in MTons | FALSE | L | Annual | Allowances Banked | Thousand Tons | 0 | 0 | 0 | 0 | 0 | 0 | 0 | 0
CSAPR- SO2 Annual- KY | 242 | 6410 | Rate Constraint in MTons | FALSE | L | Annual | Allowances Withdrawn (1:1) | Thousand Tons | 0 | 0 | 0 | 0 | 0 | 0 | 0 | 0
CSAPR- SO2 Annual- KY | 242 | 6410 | Rate Constraint in MTons | FALSE | L | Annual | Allowances Withdrawn (n:1) | Thousand Tons | 0 | 0 | 0 | 0 | 0 | 0 | 0 | 0
CSAPR- SO2 Annual- KY | 242 | 6410 | Rate Constraint in MTons | FALSE | L | Annual | Net Emissions Allowance Position | Thousand Tons | 15.5911 | 17.1259 | 16.1195 | 16.3419 | 14.0911 | 15.1133 | 15.8636 | 14.6351
CSAPR- SO2 Annual- KY | 242 | 6410 | Rate Constraint in MTons | FALSE | L | Annual | Fuel Consumed | TBtu | 302.7213 | 375.6706 | 366.9123 | 412.0773 | 433.2917 | 468.6097 | 501.1096 | 540.632
CSAPR- SO2 Annual- KY | 242 | 6410 | Rate Constraint in MTons | FALSE | L | Annual | Rate | lb/MMBtu | 0.10301 | 0.091175 | 0.087866 | 0.079315 | 0.065042 | 0.064503 | 0.063314 | 0.054141
CSAPR- SO2 Annual- KY | 242 | 6410 | Rate Constraint in MTons | FALSE | L | Annual | Generation | TWh | 32.9384 | 43.9247 | 43.8593 | 52.4162 | 84.8238 | 113.2364 | 153.8565 | 217.3537
CSAPR- SO2 Annual- KY | 242 | 6410 | Rate Constraint in MTons | FALSE | L | Annual | Qualifying Generation | TWh | 32.9384 | 43.9247 | 43.8593 | 52.4162 | 57.9685 | 63.4325 | 69.0025 | 76.1437
CSAPR- SO2 Annual- KY | 242 | 6410 | Rate Constraint in MTons | FALSE | L | Annual | Rate | lb/MWh | 0.94668 | 0.77979 | 0.73506 | 0.62354 | 0.48617 | 0.47651 | 0.4598 | 0.38441
CSAPR- SO2 Annual- KY | 242 | 6410 | Rate Constraint in MTons | FALSE | L | Annual | Constraint Shadow Price | US2016$/Ton | 0 | 0 | 0 | 0 | 0 | 0 | 0 | 0
CSAPR- SO2 Annual- MD | 243 | 6412 | Rate Constraint in MTons | FALSE | L | Annual | Seasons Included | Seasons | Winter, WintShld, Summer | Winter, WintShld, Summer | Winter, WintShld, Summer | Winter, WintShld, Summer | Winter, WintShld, Summer | Winter, WintShld, Summer | Winter, WintShld, Summer | Winter, WintShld, Summer
CSAPR- SO2 Annual- MD | 243 | 6412 | Rate Constraint in MTons | FALSE | L | Annual | Standard SO2 | Thousand Tons | 33.2795 | 33.2795 | 33.2795 | 33.2795 | 33.2795 | 33.2795 | 33.2795 | 33.2795
CSAPR- SO2 Annual- MD | 243 | 6412 | Rate Constraint in MTons | FALSE | L | Annual | Emissions at Affected Plants SO2 | Thousand Tons | 0.468 | 1.3988 | 1.1248 | 0.409 | 0 | 0 | 0 | 0
CSAPR- SO2 Annual- MD | 243 | 6412 | Rate Constraint in MTons | FALSE | L | Annual | Allowances Purchased SO2 | Thousand Tons | 0 | 0 | 0 | 0 | 0 | 0 | 0 | 0
CSAPR- SO2 Annual- MD | 243 | 6412 | Rate Constraint in MTons | FALSE | L | Annual | Allowances Sold SO2 | Thousand Tons | 0 | 0 | 0 | 0 | 0 | 0 | 0 | 0
CSAPR- SO2 Annual- MD | 243 | 6412 | Rate Constraint in MTons | FALSE | L | Annual | Allowances Banked | Thousand Tons | 0 | 0 | 0 | 0 | 0 | 0 | 0 | 0
CSAPR- SO2 Annual- MD | 243 | 6412 | Rate Constraint in MTons | FALSE | L | Annual | Allowances Withdrawn (1:1) | Thousand Tons | 0 | 0 | 0 | 0 | 0 | 0 | 0 | 0
CSAPR- SO2 Annual- MD | 243 | 6412 | Rate Constraint in MTons | FALSE | L | Annual | Allowances Withdrawn (n:1) | Thousand Tons | 0 | 0 | 0 | 0 | 0 | 0 | 0 | 0
CSAPR- SO2 Annual- MD | 243 | 6412 | Rate Constraint in MTons | FALSE | L | Annual | Net Emissions Allowance Position | Thousand Tons | 0.468 | 1.3988 | 1.1248 | 0.409 | 0 | 0 | 0 | 0
CSAPR- SO2 Annual- MD | 243 | 6412 | Rate Constraint in MTons | FALSE | L | Annual | Fuel Consumed | TBtu | 153.3324 | 177.1105 | 171.501 | 155.9398 | 152.723 | 142.0777 | 126.9602 | 104.685
CSAPR- SO2 Annual- MD | 243 | 6412 | Rate Constraint in MTons | FALSE | L | Annual | Rate | lb/MMBtu | 0.0061044 | 0.015795 | 0.013117 | 0.0052456 | 0 | 0 | 0 | 0
CSAPR- SO2 Annual- MD | 243 | 6412 | Rate Constraint in MTons | FALSE | L | Annual | Generation | TWh | 22.7818 | 25.1724 | 24.6323 | 31.7399 | 83.5423 | 107.927 | 119.7349 | 148.0635
CSAPR- SO2 Annual- MD | 243 | 6412 | Rate Constraint in MTons | FALSE | L | Annual | Qualifying Generation | TWh | 22.7814 | 25.172 | 24.6318 | 23.1825 | 23.3378 | 22.1583 | 19.7361 | 16.1263
CSAPR- SO2 Annual- MD | 243 | 6412 | Rate Constraint in MTons | FALSE | L | Annual | Rate | lb/MWh | 0.041086 | 0.11114 | 0.091327 | 0.035285 | 0 | 0 | 0 | 0
CSAPR- SO2 Annual- MD | 243 | 6412 | Rate Constraint in MTons | FALSE | L | Annual | Constraint Shadow Price | US2016$/Ton | 0 | 0 | 0 | 0 | 0 | 0 | 0 | 0
CSAPR- SO2 Annual- MI | 244 | 6414 | Rate Constraint in MTons | FALSE | L | Annual | Seasons Included | Seasons | Winter, WintShld, Summer | Winter, WintShld, Summer | Winter, WintShld, Summer | Winter, WintShld, Summer | Winter, WintShld, Summer | Winter, WintShld, Summer | Winter, WintShld, Summer | Winter, WintShld, Summer
CSAPR- SO2 Annual- MI | 244 | 6414 | Rate Constraint in MTons | FALSE | L | Annual | Standard SO2 | Thousand Tons | 169.9141 | 169.9141 | 169.9141 | 169.9141 | 169.9141 | 169.9141 | 169.9141 | 169.9141
CSAPR- SO2 Annual- MI | 244 | 6414 | Rate Constraint in MTons | FALSE | L | Annual | Emissions at Affected Plants SO2 | Thousand Tons | 25.018 | 25.1269 | 33.2954 | 34.126 | 27.5868 | 28.0465 | 28.2414 | 21.6849
CSAPR- SO2 Annual- MI | 244 | 6414 | Rate Constraint in MTons | FALSE | L | Annual | Allowances Purchased SO2 | Thousand Tons | 0 | 0 | 0 | 0 | 0 | 0 | 0 | 0
CSAPR- SO2 Annual- MI | 244 | 6414 | Rate Constraint in MTons | FALSE | L | Annual | Allowances Sold SO2 | Thousand Tons | 0 | 0 | 0 | 0 | 0 | 0 | 0 | 0
CSAPR- SO2 Annual- MI | 244 | 6414 | Rate Constraint in MTons | FALSE | L | Annual | Allowances Banked | Thousand Tons | 0 | 0 | 0 | 0 | 0 | 0 | 0 | 0
CSAPR- SO2 Annual- MI | 244 | 6414 | Rate Constraint in MTons | FALSE | L | Annual | Allowances Withdrawn (1:1) | Thousand Tons | 0 | 0 | 0 | 0 | 0 | 0 | 0 | 0
CSAPR- SO2 Annual- MI | 244 | 6414 | Rate Constraint in MTons | FALSE | L | Annual | Allowances Withdrawn (n:1) | Thousand Tons | 0 | 0 | 0 | 0 | 0 | 0 | 0 | 0
CSAPR- SO2 Annual- MI | 244 | 6414 | Rate Constraint in MTons | FALSE | L | Annual | Net Emissions Allowance Position | Thousand Tons | 25.018 | 25.1269 | 33.2954 | 34.126 | 27.5868 | 28.0465 | 28.2414 | 21.6849
CSAPR- SO2 Annual- MI | 244 | 6414 | Rate Constraint in MTons | FALSE | L | Annual | Fuel Consumed | TBtu | 614.4029 | 668.0655 | 681.4439 | 690.4616 | 734.7776 | 766.0294 | 758.9236 | 802.1407
CSAPR- SO2 Annual- MI | 244 | 6414 | Rate Constraint in MTons | FALSE | L | Annual | Rate | lb/MMBtu | 0.081438 | 0.075223 | 0.09772 | 0.09885 | 0.075089 | 0.073226 | 0.074425 | 0.054068
CSAPR- SO2 Annual- MI | 244 | 6414 | Rate Constraint in MTons | FALSE | L | Annual | Generation | TWh | 66.7937 | 71.8938 | 73.5325 | 74.2918 | 97.5923 | 117.0351 | 134.8721 | 177.7033
CSAPR- SO2 Annual- MI | 244 | 6414 | Rate Constraint in MTons | FALSE | L | Annual | Qualifying Generation | TWh | 66.7937 | 71.8938 | 73.5325 | 74.2918 | 84.397 | 90.0847 | 90.1394 | 102.858
CSAPR- SO2 Annual- MI | 244 | 6414 | Rate Constraint in MTons | FALSE | L | Annual | Rate | lb/MWh | 0.74911 | 0.699 | 0.9056 | 0.9187 | 0.65374 | 0.62267 | 0.62662 | 0.42165
CSAPR- SO2 Annual- MI | 244 | 6414 | Rate Constraint in MTons | FALSE | L | Annual | Constraint Shadow Price | US2016$/Ton | 0 | 0 | 0 | 0 | 0 | 0 | 0 | 0
CSAPR- SO2 Annual- MN | 245 | 6416 | Rate Constraint in MTons | FALSE | L | Annual | Seasons Included | Seasons | Winter, WintShld, Summer | Winter, WintShld, Summer | Winter, WintShld, Summer | Winter, WintShld, Summer | Winter, WintShld, Summer | Winter, WintShld, Summer | Winter, WintShld, Summer | Winter, WintShld, Summer
CSAPR- SO2 Annual- MN | 245 | 6416 | Rate Constraint in MTons | FALSE | L | Annual | Standard SO2 | Thousand Tons | 49.5376 | 49.5376 | 49.5376 | 49.5376 | 49.5376 | 49.5376 | 49.5376 | 49.5376
CSAPR- SO2 Annual- MN | 245 | 6416 | Rate Constraint in MTons | FALSE | L | Annual | Emissions at Affected Plants SO2 | Thousand Tons | 14.3118 | 11.786 | 17.5436 | 16.7869 | 16.3818 | 16.784 | 16.4688 | 17.7893
CSAPR- SO2 Annual- MN | 245 | 6416 | Rate Constraint in MTons | FALSE | L | Annual | Allowances Purchased SO2 | Thousand Tons | 0 | 0 | 0 | 0 | 0 | 0 | 0 | 0
CSAPR- SO2 Annual- MN | 245 | 6416 | Rate Constraint in MTons | FALSE | L | Annual | Allowances Sold SO2 | Thousand Tons | 0 | 0 | 0 | 0 | 0 | 0 | 0 | 0
CSAPR- SO2 Annual- MN | 245 | 6416 | Rate Constraint in MTons | FALSE | L | Annual | Allowances Banked | Thousand Tons | 0 | 0 | 0 | 0 | 0 | 0 | 0 | 0
CSAPR- SO2 Annual- MN | 245 | 6416 | Rate Constraint in MTons | FALSE | L | Annual | Allowances Withdrawn (1:1) | Thousand Tons | 0 | 0 | 0 | 0 | 0 | 0 | 0 | 0
CSAPR- SO2 Annual- MN | 245 | 6416 | Rate Constraint in MTons | FALSE | L | Annual | Allowances Withdrawn (n:1) | Thousand Tons | 0 | 0 | 0 | 0 | 0 | 0 | 0 | 0
CSAPR- SO2 Annual- MN | 245 | 6416 | Rate Constraint in MTons | FALSE | L | Annual | Net Emissions Allowance Position | Thousand Tons | 14.3118 | 11.786 | 17.5436 | 16.7869 | 16.3818 | 16.784 | 16.4688 | 17.7893
CSAPR- SO2 Annual- MN | 245 | 6416 | Rate Constraint in MTons | FALSE | L | Annual | Fuel Consumed | TBtu | 292.0039 | 294.519 | 300.807 | 283.3798 | 293.8389 | 294.7506 | 256.2374 | 253.1627
CSAPR- SO2 Annual- MN | 245 | 6416 | Rate Constraint in MTons | FALSE | L | Annual | Rate | lb/MMBtu | 0.098025 | 0.080036 | 0.11664 | 0.11848 | 0.1115 | 0.11389 | 0.12854 | 0.14054
CSAPR- SO2 Annual- MN | 245 | 6416 | Rate Constraint in MTons | FALSE | L | Annual | Generation | TWh | 32.1252 | 32.0016 | 32.4755 | 31.8823 | 46.7463 | 53.2418 | 50.5737 | 71.3747
CSAPR- SO2 Annual- MN | 245 | 6416 | Rate Constraint in MTons | FALSE | L | Annual | Qualifying Generation | TWh | 32.1252 | 32.0016 | 32.4755 | 31.8823 | 33.6584 | 33.4611 | 28.4424 | 28.2653
CSAPR- SO2 Annual- MN | 245 | 6416 | Rate Constraint in MTons | FALSE | L | Annual | Rate | lb/MWh | 0.891 | 0.73659 | 1.0804 | 1.0531 | 0.97341 | 1.0032 | 1.158 | 1.2587
CSAPR- SO2 Annual- MN | 245 | 6416 | Rate Constraint in MTons | FALSE | L | Annual | Constraint Shadow Price | US2016$/Ton | 0 | 0 | 0 | 0 | 0 | 0 | 0 | 0
CSAPR- SO2 Annual- MO | 246 | 6418 | Rate Constraint in MTons | FALSE | L | Annual | Seasons Included | Seasons | Winter, WintShld, Summer | Winter, WintShld, Summer | Winter, WintShld, Summer | Winter, WintShld, Summer | Winter, WintShld, Summer | Winter, WintShld, Summer | Winter, WintShld, Summer | Winter, WintShld, Summer
CSAPR- SO2 Annual- MO | 246 | 6418 | Rate Constraint in MTons | FALSE | L | Annual | Standard SO2 | Thousand Tons | 195.8104 | 195.8104 | 195.8104 | 195.8104 | 195.8104 | 195.8104 | 195.8104 | 195.8104
CSAPR- SO2 Annual- MO | 246 | 6418 | Rate Constraint in MTons | FALSE | L | Annual | Emissions at Affected Plants SO2 | Thousand Tons | 103.8601 | 111.9196 | 110.7746 | 117.0802 | 115.4203 | 115.415 | 131.3004 | 131.3698
CSAPR- SO2 Annual- MO | 246 | 6418 | Rate Constraint in MTons | FALSE | L | Annual | Allowances Purchased SO2 | Thousand Tons | 0 | 0 | 0 | 0 | 0 | 0 | 0 | 0
CSAPR- SO2 Annual- MO | 246 | 6418 | Rate Constraint in MTons | FALSE | L | Annual | Allowances Sold SO2 | Thousand Tons | 0 | 0 | 0 | 0 | 0 | 0 | 0 | 0
CSAPR- SO2 Annual- MO | 246 | 6418 | Rate Constraint in MTons | FALSE | L | Annual | Allowances Banked | Thousand Tons | 0 | 0 | 0 | 0 | 0 | 0 | 0 | 0
CSAPR- SO2 Annual- MO | 246 | 6418 | Rate Constraint in MTons | FALSE | L | Annual | Allowances Withdrawn (1:1) | Thousand Tons | 0 | 0 | 0 | 0 | 0 | 0 | 0 | 0
CSAPR- SO2 Annual- MO | 246 | 6418 | Rate Constraint in MTons | FALSE | L | Annual | Allowances Withdrawn (n:1) | Thousand Tons | 0 | 0 | 0 | 0 | 0 | 0 | 0 | 0
CSAPR- SO2 Annual- MO | 246 | 6418 | Rate Constraint in MTons | FALSE | L | Annual | Net Emissions Allowance Position | Thousand Tons | 103.8601 | 111.9196 | 110.7746 | 117.0802 | 115.4203 | 115.415 | 131.3004 | 131.3698
CSAPR- SO2 Annual- MO | 246 | 6418 | Rate Constraint in MTons | FALSE | L | Annual | Fuel Consumed | TBtu | 673.5067 | 748.4263 | 739.7144 | 726.9926 | 708.1995 | 732.2351 | 736.0206 | 727.8931
CSAPR- SO2 Annual- MO | 246 | 6418 | Rate Constraint in MTons | FALSE | L | Annual | Rate | lb/MMBtu | 0.30842 | 0.29908 | 0.29951 | 0.32209 | 0.32595 | 0.31524 | 0.35678 | 0.36096
CSAPR- SO2 Annual- MO | 246 | 6418 | Rate Constraint in MTons | FALSE | L | Annual | Generation | TWh | 68.8253 | 76.1129 | 75.5957 | 74.5517 | 89.9546 | 118.5767 | 132.4434 | 133.2497
CSAPR- SO2 Annual- MO | 246 | 6418 | Rate Constraint in MTons | FALSE | L | Annual | Qualifying Generation | TWh | 68.8253 | 76.1129 | 75.5957 | 74.5517 | 73.0942 | 76.407 | 77.2798 | 76.3165
CSAPR- SO2 Annual- MO | 246 | 6418 | Rate Constraint in MTons | FALSE | L | Annual | Rate | lb/MWh | 3.0181 | 2.9409 | 2.9307 | 3.1409 | 3.1581 | 3.0211 | 3.3981 | 3.4428
CSAPR- SO2 Annual- MO | 246 | 6418 | Rate Constraint in MTons | FALSE | L | Annual | Constraint Shadow Price | US2016$/Ton | 0 | 0 | 0 | 0 | 0 | 0 | 0 | 0
CSAPR- SO2 Annual- NC | 247 | 6420 | Rate Constraint in MTons | FALSE | L | Annual | Seasons Included | Seasons | Winter, WintShld, Summer | Winter, WintShld, Summer | Winter, WintShld, Summer | Winter, WintShld, Summer | Winter, WintShld, Summer | Winter, WintShld, Summer | Winter, WintShld, Summer | Winter, WintShld, Summer
CSAPR- SO2 Annual- NC | 247 | 6420 | Rate Constraint in MTons | FALSE | L | Annual | Standard SO2 | Thousand Tons | 67.9916 | 67.9916 | 67.9916 | 67.9916 | 67.9916 | 67.9916 | 67.9916 | 67.9916
CSAPR- SO2 Annual- NC | 247 | 6420 | Rate Constraint in MTons | FALSE | L | Annual | Emissions at Affected Plants SO2 | Thousand Tons | 12.6925 | 12.7952 | 12.0263 | 10.0764 | 7.2162 | 7.6469 | 7.6178 | 7.2828
CSAPR- SO2 Annual- NC | 247 | 6420 | Rate Constraint in MTons | FALSE | L | Annual | Allowances Purchased SO2 | Thousand Tons | 0 | 0 | 0 | 0 | 0 | 0 | 0 | 0
CSAPR- SO2 Annual- NC | 247 | 6420 | Rate Constraint in MTons | FALSE | L | Annual | Allowances Sold SO2 | Thousand Tons | 0 | 0 | 0 | 0 | 0 | 0 | 0 | 0
CSAPR- SO2 Annual- NC | 247 | 6420 | Rate Constraint in MTons | FALSE | L | Annual | Allowances Banked | Thousand Tons | 0 | 0 | 0 | 0 | 0 | 0 | 0 | 0
CSAPR- SO2 Annual- NC | 247 | 6420 | Rate Constraint in MTons | FALSE | L | Annual | Allowances Withdrawn (1:1) | Thousand Tons | 0 | 0 | 0 | 0 | 0 | 0 | 0 | 0
CSAPR- SO2 Annual- NC | 247 | 6420 | Rate Constraint in MTons | FALSE | L | Annual | Allowances Withdrawn (n:1) | Thousand Tons | 0 | 0 | 0 | 0 | 0 | 0 | 0 | 0
CSAPR- SO2 Annual- NC | 247 | 6420 | Rate Constraint in MTons | FALSE | L | Annual | Net Emissions Allowance Position | Thousand Tons | 12.6925 | 12.7952 | 12.0263 | 10.0764 | 7.2162 | 7.6469 | 7.6178 | 7.2828
CSAPR- SO2 Annual- NC | 247 | 6420 | Rate Constraint in MTons | FALSE | L | Annual | Fuel Consumed | TBtu | 595.6358 | 589.6798 | 590.4093 | 601.8474 | 605.4443 | 601.1764 | 638.6396 | 677.1613
CSAPR- SO2 Annual- NC | 247 | 6420 | Rate Constraint in MTons | FALSE | L | Annual | Rate | lb/MMBtu | 0.042618 | 0.043397 | 0.040739 | 0.033485 | 0.023838 | 0.02544 | 0.023856 | 0.02151
CSAPR- SO2 Annual- NC | 247 | 6420 | Rate Constraint in MTons | FALSE | L | Annual | Generation | TWh | 72.502 | 71.5581 | 71.6815 | 89.0126 | 114.1375 | 130.7833 | 155.81 | 184.9785
CSAPR- SO2 Annual- NC | 247 | 6420 | Rate Constraint in MTons | FALSE | L | Annual | Qualifying Generation | TWh | 72.502 | 71.5581 | 71.6815 | 77.392 | 81.3962 | 83.6212 | 90.132 | 97.177
CSAPR- SO2 Annual- NC | 247 | 6420 | Rate Constraint in MTons | FALSE | L | Annual | Rate | lb/MWh | 0.35013 | 0.35762 | 0.33555 | 0.2604 | 0.17731 | 0.18289 | 0.16904 | 0.14989
CSAPR- SO2 Annual- NC | 247 | 6420 | Rate Constraint in MTons | FALSE | L | Annual | Constraint Shadow Price | US2016$/Ton | 0 | 0 | 0 | 0 | 0 | 0 | 0 | 0
CSAPR- SO2 Annual- NE | 248 | 6422 | Rate Constraint in MTons | FALSE | L | Annual | Seasons Included | Seasons | Winter, WintShld, Summer | Winter, WintShld, Summer | Winter, WintShld, Summer | Winter, WintShld, Summer | Winter, WintShld, Summer | Winter, WintShld, Summer | Winter, WintShld, Summer | Winter, WintShld, Summer
CSAPR- SO2 Annual- NE | 248 | 6422 | Rate Constraint in MTons | FALSE | L | Annual | Standard SO2 | Thousand Tons | 80.4312 | 80.4312 | 80.4312 | 80.4312 | 80.4312 | 80.4312 | 80.4312 | 80.4312
CSAPR- SO2 Annual- NE | 248 | 6422 | Rate Constraint in MTons | FALSE | L | Annual | Emissions at Affected Plants SO2 | Thousand Tons | 41.105 | 38.217 | 37.8223 | 37.8018 | 46.8673 | 46.4033 | 46.752 | 46.7767
CSAPR- SO2 Annual- NE | 248 | 6422 | Rate Constraint in MTons | FALSE | L | Annual | Allowances Purchased SO2 | Thousand Tons | 0 | 0 | 0 | 0 | 0 | 0 | 0 | 0
CSAPR- SO2 Annual- NE | 248 | 6422 | Rate Constraint in MTons | FALSE | L | Annual | Allowances Sold SO2 | Thousand Tons | 0 | 0 | 0 | 0 | 0 | 0 | 0 | 0
CSAPR- SO2 Annual- NE | 248 | 6422 | Rate Constraint in MTons | FALSE | L | Annual | Allowances Banked | Thousand Tons | 0 | 0 | 0 | 0 | 0 | 0 | 0 | 0
CSAPR- SO2 Annual- NE | 248 | 6422 | Rate Constraint in MTons | FALSE | L | Annual | Allowances Withdrawn (1:1) | Thousand Tons | 0 | 0 | 0 | 0 | 0 | 0 | 0 | 0
CSAPR- SO2 Annual- NE | 248 | 6422 | Rate Constraint in MTons | FALSE | L | Annual | Allowances Withdrawn (n:1) | Thousand Tons | 0 | 0 | 0 | 0 | 0 | 0 | 0 | 0
CSAPR- SO2 Annual- NE | 248 | 6422 | Rate Constraint in MTons | FALSE | L | Annual | Net Emissions Allowance Position | Thousand Tons | 41.105 | 38.217 | 37.8223 | 37.8018 | 46.8673 | 46.4033 | 46.752 | 46.7767
CSAPR- SO2 Annual- NE | 248 | 6422 | Rate Constraint in MTons | FALSE | L | Annual | Fuel Consumed | TBtu | 282.2393 | 261.2839 | 259.5463 | 259.5476 | 255.2716 | 256.2746 | 260.7006 | 257.2854
CSAPR- SO2 Annual- NE | 248 | 6422 | Rate Constraint in MTons | FALSE | L | Annual | Rate | lb/MMBtu | 0.29128 | 0.29253 | 0.29145 | 0.29129 | 0.3672 | 0.36214 | 0.35866 | 0.36362
CSAPR- SO2 Annual- NE | 248 | 6422 | Rate Constraint in MTons | FALSE | L | Annual | Generation | TWh | 27.2401 | 25.3403 | 25.475 | 25.4742 | 27.2812 | 27.9717 | 29.232 | 29.0236
CSAPR- SO2 Annual- NE | 248 | 6422 | Rate Constraint in MTons | FALSE | L | Annual | Qualifying Generation | TWh | 27.2401 | 25.3403 | 25.475 | 25.4742 | 25.1093 | 25.2455 | 25.8047 | 25.4015
CSAPR- SO2 Annual- NE | 248 | 6422 | Rate Constraint in MTons | FALSE | L | Annual | Rate | lb/MWh | 3.018 | 3.0163 | 2.9694 | 2.9679 | 3.7331 | 3.6762 | 3.6235 | 3.683
CSAPR- SO2 Annual- NE | 248 | 6422 | Rate Constraint in MTons | FALSE | L | Annual | Constraint Shadow Price | US2016$/Ton | 0 | 0 | 0 | 0 | 0 | 0 | 0 | 0
CSAPR- SO2 Annual- NJ | 249 | 6424 | Rate Constraint in MTons | FALSE | L | Annual | Seasons Included | Seasons | Winter, WintShld, Summer | Winter, WintShld, Summer | Winter, WintShld, Summer | Winter, WintShld, Summer | Winter, WintShld, Summer | Winter, WintShld, Summer | Winter, WintShld, Summer | Winter, WintShld, Summer
CSAPR- SO2 Annual- NJ | 249 | 6424 | Rate Constraint in MTons | FALSE | L | Annual | Standard SO2 | Thousand Tons | 6.5773 | 6.5773 | 6.5773 | 6.5773 | 6.5773 | 6.5773 | 6.5773 | 6.5773
CSAPR- SO2 Annual- NJ | 249 | 6424 | Rate Constraint in MTons | FALSE | L | Annual | Emissions at Affected Plants SO2 | Thousand Tons | 0 | 0 | 0 | 0 | 0 | 0 | 0 | 0
CSAPR- SO2 Annual- NJ | 249 | 6424 | Rate Constraint in MTons | FALSE | L | Annual | Allowances Purchased SO2 | Thousand Tons | 0 | 0 | 0 | 0 | 0 | 0 | 0 | 0
CSAPR- SO2 Annual- NJ | 249 | 6424 | Rate Constraint in MTons | FALSE | L | Annual | Allowances Sold SO2 | Thousand Tons | 0 | 0 | 0 | 0 | 0 | 0 | 0 | 0
CSAPR- SO2 Annual- NJ | 249 | 6424 | Rate Constraint in MTons | FALSE | L | Annual | Allowances Banked | Thousand Tons | 0 | 0 | 0 | 0 | 0 | 0 | 0 | 0
CSAPR- SO2 Annual- NJ | 249 | 6424 | Rate Constraint in MTons | FALSE | L | Annual | Allowances Withdrawn (1:1) | Thousand Tons | 0 | 0 | 0 | 0 | 0 | 0 | 0 | 0
CSAPR- SO2 Annual- NJ | 249 | 6424 | Rate Constraint in MTons | FALSE | L | Annual | Allowances Withdrawn (n:1) | Thousand Tons | 0 | 0 | 0 | 0 | 0 | 0 | 0 | 0
CSAPR- SO2 Annual- NJ | 249 | 6424 | Rate Constraint in MTons | FALSE | L | Annual | Net Emissions Allowance Position | Thousand Tons | 0 | 0 | 0 | 0 | 0 | 0 | 0 | 0
CSAPR- SO2 Annual- NJ | 249 | 6424 | Rate Constraint in MTons | FALSE | L | Annual | Fuel Consumed | TBtu | 330.0949 | 369.1796 | 377.9248 | 395.6473 | 407.123 | 377.5043 | 346.2611 | 273.8471
CSAPR- SO2 Annual- NJ | 249 | 6424 | Rate Constraint in MTons | FALSE | L | Annual | Rate | lb/MMBtu | 0 | 0 | 0 | 0 | 0 | 0 | 0 | 0
CSAPR- SO2 Annual- NJ | 249 | 6424 | Rate Constraint in MTons | FALSE | L | Annual | Generation | TWh | 45.8726 | 50.8053 | 51.6955 | 53.9777 | 55.2949 | 51.6002 | 47.708 | 38.2901
CSAPR- SO2 Annual- NJ | 249 | 6424 | Rate Constraint in MTons | FALSE | L | Annual | Qualifying Generation | TWh | 45.8726 | 50.8053 | 51.6955 | 53.9777 | 55.2949 | 51.6002 | 47.708 | 38.2735
CSAPR- SO2 Annual- NJ | 249 | 6424 | Rate Constraint in MTons | FALSE | L | Annual | Rate | lb/MWh | 0 | 0 | 0 | 0 | 0 | 0 | 0 | 0
CSAPR- SO2 Annual- NJ | 249 | 6424 | Rate Constraint in MTons | FALSE | L | Annual | Constraint Shadow Price | US2016$/Ton | 0 | 0 | 0 | 0 | 0 | 0 | 0 | 0
CSAPR- SO2 Annual- NY | 250 | 6428 | Rate Constraint in MTons | FALSE | L | Annual | Seasons Included | Seasons | Winter, WintShld, Summer | Winter, WintShld, Summer | Winter, WintShld, Summer | Winter, WintShld, Summer | Winter, WintShld, Summer | Winter, WintShld, Summer | Winter, WintShld, Summer | Winter, WintShld, Summer
CSAPR- SO2 Annual- NY | 250 | 6428 | Rate Constraint in MTons | FALSE | L | Annual | Standard SO2 | Thousand Tons | 32.5161 | 32.5161 | 32.5161 | 32.5161 | 32.5161 | 32.5161 | 32.5161 | 32.5161
CSAPR- SO2 Annual- NY | 250 | 6428 | Rate Constraint in MTons | FALSE | L | Annual | Emissions at Affected Plants SO2 | Thousand Tons | 2.6782 | 2.6782 | 2.6785 | 0 | 0 | 0 | 0 | 0
CSAPR- SO2 Annual- NY | 250 | 6428 | Rate Constraint in MTons | FALSE | L | Annual | Allowances Purchased SO2 | Thousand Tons | 0 | 0 | 0 | 0 | 0 | 0 | 0 | 0
CSAPR- SO2 Annual- NY | 250 | 6428 | Rate Constraint in MTons | FALSE | L | Annual | Allowances Sold SO2 | Thousand Tons | 0 | 0 | 0 | 0 | 0 | 0 | 0 | 0
CSAPR- SO2 Annual- NY | 250 | 6428 | Rate Constraint in MTons | FALSE | L | Annual | Allowances Banked | Thousand Tons | 0 | 0 | 0 | 0 | 0 | 0 | 0 | 0
CSAPR- SO2 Annual- NY | 250 | 6428 | Rate Constraint in MTons | FALSE | L | Annual | Allowances Withdrawn (1:1) | Thousand Tons | 0 | 0 | 0 | 0 | 0 | 0 | 0 | 0
CSAPR- SO2 Annual- NY | 250 | 6428 | Rate Constraint in MTons | FALSE | L | Annual | Allowances Withdrawn (n:1) | Thousand Tons | 0 | 0 | 0 | 0 | 0 | 0 | 0 | 0
CSAPR- SO2 Annual- NY | 250 | 6428 | Rate Constraint in MTons | FALSE | L | Annual | Net Emissions Allowance Position | Thousand Tons | 2.6782 | 2.6782 | 2.6785 | 0 | 0 | 0 | 0 | 0
CSAPR- SO2 Annual- NY | 250 | 6428 | Rate Constraint in MTons | FALSE | L | Annual | Fuel Consumed | TBtu | 409.7749 | 413.9962 | 411.3434 | 385.9451 | 393.3342 | 387.458 | 365.7736 | 436.494
CSAPR- SO2 Annual- NY | 250 | 6428 | Rate Constraint in MTons | FALSE | L | Annual | Rate | lb/MMBtu | 0.013072 | 0.012938 | 0.013023 | 0 | 0 | 0 | 0 | 0
CSAPR- SO2 Annual- NY | 250 | 6428 | Rate Constraint in MTons | FALSE | L | Annual | Generation | TWh | 54.2547 | 54.8879 | 54.7971 | 51.6915 | 52.8998 | 52.7046 | 50.7578 | 63.0649
CSAPR- SO2 Annual- NY | 250 | 6428 | Rate Constraint in MTons | FALSE | L | Annual | Qualifying Generation | TWh | 54.2547 | 54.8879 | 54.7971 | 51.6915 | 52.8998 | 52.7046 | 50.7578 | 63.0649
CSAPR- SO2 Annual- NY | 250 | 6428 | Rate Constraint in MTons | FALSE | L | Annual | Rate | lb/MWh | 0.098728 | 0.097589 | 0.097761 | 0 | 0 | 0 | 0 | 0
CSAPR- SO2 Annual- NY | 250 | 6428 | Rate Constraint in MTons | FALSE | L | Annual | Constraint Shadow Price | US2016$/Ton | 0 | 0 | 0 | 0 | 0 | 0 | 0 | 0
CSAPR- SO2 Annual- OH | 251 | 6430 | Rate Constraint in MTons | FALSE | L | Annual | Seasons Included | Seasons | Winter, WintShld, Summer | Winter, WintShld, Summer | Winter, WintShld, Summer | Winter, WintShld, Summer | Winter, WintShld, Summer | Winter, WintShld, Summer | Winter, WintShld, Summer | Winter, WintShld, Summer
CSAPR- SO2 Annual- OH | 251 | 6430 | Rate Constraint in MTons | FALSE | L | Annual | Standard SO2 | Thousand Tons | 167.8432 | 167.8432 | 167.8432 | 167.8432 | 167.8432 | 167.8432 | 167.8432 | 167.8432
CSAPR- SO2 Annual- OH | 251 | 6430 | Rate Constraint in MTons | FALSE | L | Annual | Emissions at Affected Plants SO2 | Thousand Tons | 54.5871 | 52.0728 | 51.8604 | 56.5216 | 42.6618 | 39.4461 | 33.3551 | 34.3332
CSAPR- SO2 Annual- OH | 251 | 6430 | Rate Constraint in MTons | FALSE | L | Annual | Allowances Purchased SO2 | Thousand Tons | 0 | 0 | 0 | 0 | 0 | 0 | 0 | 0
CSAPR- SO2 Annual- OH | 251 | 6430 | Rate Constraint in MTons | FALSE | L | Annual | Allowances Sold SO2 | Thousand Tons | 0 | 0 | 0 | 0 | 0 | 0 | 0 | 0
CSAPR- SO2 Annual- OH | 251 | 6430 | Rate Constraint in MTons | FALSE | L | Annual | Allowances Banked | Thousand Tons | 0 | 0 | 0 | 0 | 0 | 0 | 0 | 0
CSAPR- SO2 Annual- OH | 251 | 6430 | Rate Constraint in MTons | FALSE | L | Annual | Allowances Withdrawn (1:1) | Thousand Tons | 0 | 0 | 0 | 0 | 0 | 0 | 0 | 0
CSAPR- SO2 Annual- OH | 251 | 6430 | Rate Constraint in MTons | FALSE | L | Annual | Allowances Withdrawn (n:1) | Thousand Tons | 0 | 0 | 0 | 0 | 0 | 0 | 0 | 0
CSAPR- SO2 Annual- OH | 251 | 6430 | Rate Constraint in MTons | FALSE | L | Annual | Net Emissions Allowance Position | Thousand Tons | 54.5871 | 52.0728 | 51.8604 | 56.5216 | 42.6618 | 39.4461 | 33.3551 | 34.3332
CSAPR- SO2 Annual- OH | 251 | 6430 | Rate Constraint in MTons | FALSE | L | Annual | Fuel Consumed | TBtu | 957.4592 | 879.4422 | 899.4103 | 973.5281 | 896.141 | 915.5881 | 981.3111 | 992.6152
CSAPR- SO2 Annual- OH | 251 | 6430 | Rate Constraint in MTons | FALSE | L | Annual | Rate | lb/MMBtu | 0.11402 | 0.11842 | 0.11532 | 0.11612 | 0.095212 | 0.086166 | 0.067981 | 0.069177
CSAPR- SO2 Annual- OH | 251 | 6430 | Rate Constraint in MTons | FALSE | L | Annual | Generation | TWh | 109.316 | 104.2848 | 108.8584 | 127.3916 | 131.1696 | 144.7697 | 167.7254 | 191.2126
CSAPR- SO2 Annual- OH | 251 | 6430 | Rate Constraint in MTons | FALSE | L | Annual | Qualifying Generation | TWh | 109.316 | 103.3587 | 106.8679 | 120.0735 | 115.2899 | 121.038 | 133.1197 | 140.3424
CSAPR- SO2 Annual- OH | 251 | 6430 | Rate Constraint in MTons | FALSE | L | Annual | Rate | lb/MWh | 0.9987 | 1.0076 | 0.97055 | 0.94145 | 0.74008 | 0.6518 | 0.50113 | 0.48928
CSAPR- SO2 Annual- OH | 251 | 6430 | Rate Constraint in MTons | FALSE | L | Annual | Constraint Shadow Price | US2016$/Ton | 0 | 0 | 0 | 0 | 0 | 0 | 0 | 0
CSAPR- SO2 Annual- PA | 252 | 6432 | Rate Constraint in MTons | FALSE | L | Annual | Seasons Included | Seasons | Winter, WintShld, Summer | Winter, WintShld, Summer | Winter, WintShld, Summer | Winter, WintShld, Summer | Winter, WintShld, Summer | Winter, WintShld, Summer | Winter, WintShld, Summer | Winter, WintShld, Summer
CSAPR- SO2 Annual- PA | 252 | 6432 | Rate Constraint in MTons | FALSE | L | Annual | Standard SO2 | Thousand Tons | 132.1848 | 132.1848 | 132.1848 | 132.1848 | 132.1848 | 132.1848 | 132.1848 | 132.1848
CSAPR- SO2 Annual- PA | 252 | 6432 | Rate Constraint in MTons | FALSE | L | Annual | Emissions at Affected Plants SO2 | Thousand Tons | 8.2457 | 10.0913 | 9.7554 | 7.1365 | 6.1618 | 6.7209 | 7.0294 | 3.3073
CSAPR- SO2 Annual- PA | 252 | 6432 | Rate Constraint in MTons | FALSE | L | Annual | Allowances Purchased SO2 | Thousand Tons | 0 | 0 | 0 | 0 | 0 | 0 | 0 | 0
CSAPR- SO2 Annual- PA | 252 | 6432 | Rate Constraint in MTons | FALSE | L | Annual | Allowances Sold SO2 | Thousand Tons | 0 | 0 | 0 | 0 | 0 | 0 | 0 | 0
CSAPR- SO2 Annual- PA | 252 | 6432 | Rate Constraint in MTons | FALSE | L | Annual | Allowances Banked | Thousand Tons | 0 | 0 | 0 | 0 | 0 | 0 | 0 | 0
CSAPR- SO2 Annual- PA | 252 | 6432 | Rate Constraint in MTons | FALSE | L | Annual | Allowances Withdrawn (1:1) | Thousand Tons | 0 | 0 | 0 | 0 | 0 | 0 | 0 | 0
CSAPR- SO2 Annual- PA | 252 | 6432 | Rate Constraint in MTons | FALSE | L | Annual | Allowances Withdrawn (n:1) | Thousand Tons | 0 | 0 | 0 | 0 | 0 | 0 | 0 | 0
CSAPR- SO2 Annual- PA | 252 | 6432 | Rate Constraint in MTons | FALSE | L | Annual | Net Emissions Allowance Position | Thousand Tons | 8.2457 | 10.0913 | 9.7554 | 7.1365 | 6.1618 | 6.7209 | 7.0294 | 3.3073
CSAPR- SO2 Annual- PA | 252 | 6432 | Rate Constraint in MTons | FALSE | L | Annual | Fuel Consumed | TBtu | 1149.2064 | 1206.3809 | 1220.4798 | 1200.691 | 1280.8925 | 1315.585 | 1400.2194 | 1570.1969
CSAPR- SO2 Annual- PA | 252 | 6432 | Rate Constraint in MTons | FALSE | L | Annual | Rate | lb/MMBtu | 0.01435 | 0.01673 | 0.015986 | 0.011887 | 0.0096211 | 0.010217 | 0.01004 | 0.0042125
CSAPR- SO2 Annual- PA | 252 | 6432 | Rate Constraint in MTons | FALSE | L | Annual | Generation | TWh | 148.2341 | 156.9231 | 161.5823 | 185.0447 | 255.5292 | 302.7899 | 355.2237 | 427.7376
CSAPR- SO2 Annual- PA | 252 | 6432 | Rate Constraint in MTons | FALSE | L | Annual | Qualifying Generation | TWh | 148.2341 | 154.3019 | 155.9488 | 157.0993 | 169.1438 | 178.9593 | 197.8574 | 236.5381
CSAPR- SO2 Annual- PA | 252 | 6432 | Rate Constraint in MTons | FALSE | L | Annual | Rate | lb/MWh | 0.11125 | 0.1308 | 0.12511 | 0.090853 | 0.072858 | 0.075111 | 0.071055 | 0.027964
CSAPR- SO2 Annual- PA | 252 | 6432 | Rate Constraint in MTons | FALSE | L | Annual | Constraint Shadow Price | US2016$/Ton | 0 | 0 | 0 | 0 | 0 | 0 | 0 | 0
CSAPR- SO2 Annual- SC | 253 | 6436 | Rate Constraint in MTons | FALSE | L | Annual | Seasons Included | Seasons | Winter, WintShld, Summer | Winter, WintShld, Summer | Winter, WintShld, Summer | Winter, WintShld, Summer | Winter, WintShld, Summer | Winter, WintShld, Summer | Winter, WintShld, Summer | Winter, WintShld, Summer
CSAPR- SO2 Annual- SC | 253 | 6436 | Rate Constraint in MTons | FALSE | L | Annual | Standard SO2 | Thousand Tons | 114.0269 | 114.0269 | 114.0269 | 114.0269 | 114.0269 | 114.0269 | 114.0269 | 114.0269
CSAPR- SO2 Annual- SC | 253 | 6436 | Rate Constraint in MTons | FALSE | L | Annual | Emissions at Affected Plants SO2 | Thousand Tons | 18.6443 | 19.5331 | 20.279 | 16.2867 | 13.3781 | 14.6406 | 14.821 | 16.4045
CSAPR- SO2 Annual- SC | 253 | 6436 | Rate Constraint in MTons | FALSE | L | Annual | Allowances Purchased SO2 | Thousand Tons | 0 | 0 | 0 | 0 | 0 | 0 | 0 | 0
CSAPR- SO2 Annual- SC | 253 | 6436 | Rate Constraint in MTons | FALSE | L | Annual | Allowances Sold SO2 | Thousand Tons | 0 | 0 | 0 | 0 | 0 | 0 | 0 | 0
CSAPR- SO2 Annual- SC | 253 | 6436 | Rate Constraint in MTons | FALSE | L | Annual | Allowances Banked | Thousand Tons | 0 | 0 | 0 | 0 | 0 | 0 | 0 | 0
CSAPR- SO2 Annual- SC | 253 | 6436 | Rate Constraint in MTons | FALSE | L | Annual | Allowances Withdrawn (1:1) | Thousand Tons | 0 | 0 | 0 | 0 | 0 | 0 | 0 | 0
CSAPR- SO2 Annual- SC | 253 | 6436 | Rate Constraint in MTons | FALSE | L | Annual | Allowances Withdrawn (n:1) | Thousand Tons | 0 | 0 | 0 | 0 | 0 | 0 | 0 | 0
CSAPR- SO2 Annual- SC | 253 | 6436 | Rate Constraint in MTons | FALSE | L | Annual | Net Emissions Allowance Position | Thousand Tons | 18.6443 | 19.5331 | 20.279 | 16.2867 | 13.3781 | 14.6406 | 14.821 | 16.4045
CSAPR- SO2 Annual- SC | 253 | 6436 | Rate Constraint in MTons | FALSE | L | Annual | Fuel Consumed | TBtu | 393.8722 | 378.4686 | 387.4212 | 416.1908 | 433.2955 | 481.7742 | 511.6002 | 542.4028
CSAPR- SO2 Annual- SC | 253 | 6436 | Rate Constraint in MTons | FALSE | L | Annual | Rate | lb/MMBtu | 0.094672 | 0.10322 | 0.10469 | 0.078266 | 0.06175 | 0.060778 | 0.05794 | 0.060488
CSAPR- SO2 Annual- SC | 253 | 6436 | Rate Constraint in MTons | FALSE | L | Annual | Generation | TWh | 46.0747 | 44.4168 | 45.3515 | 67.5899 | 84.9452 | 101.9472 | 116.5129 | 132.1356
CSAPR- SO2 Annual- SC | 253 | 6436 | Rate Constraint in MTons | FALSE | L | Annual | Qualifying Generation | TWh | 46.0747 | 44.4168 | 45.3515 | 52.1404 | 56.9139 | 64.1215 | 69.0489 | 74.493
CSAPR- SO2 Annual- SC | 253 | 6436 | Rate Constraint in MTons | FALSE | L | Annual | Rate | lb/MWh | 0.80931 | 0.87954 | 0.8943 | 0.62472 | 0.47012 | 0.45665 | 0.42929 | 0.44043
CSAPR- SO2 Annual- SC | 253 | 6436 | Rate Constraint in MTons | FALSE | L | Annual | Constraint Shadow Price | US2016$/Ton | 0 | 0 | 0 | 0 | 0 | 0 | 0 | 0
CSAPR- SO2 Annual- TN | 254 | 6438 | Rate Constraint in MTons | FALSE | L | Annual | Seasons Included | Seasons | Winter, WintShld, Summer | Winter, WintShld, Summer | Winter, WintShld, Summer | Winter, WintShld, Summer | Winter, WintShld, Summer | Winter, WintShld, Summer | Winter, WintShld, Summer | Winter, WintShld, Summer
CSAPR- SO2 Annual- TN | 254 | 6438 | Rate Constraint in MTons | FALSE | L | Annual | Standard SO2 | Thousand Tons | 69.4229 | 69.4229 | 69.4229 | 69.4229 | 69.4229 | 69.4229 | 69.4229 | 69.4229
CSAPR- SO2 Annual- TN | 254 | 6438 | Rate Constraint in MTons | FALSE | L | Annual | Emissions at Affected Plants SO2 | Thousand Tons | 5.5437 | 5.6971 | 5.6919 | 4.085 | 3.6659 | 4.0246 | 4.3658 | 4.0451
CSAPR- SO2 Annual- TN | 254 | 6438 | Rate Constraint in MTons | FALSE | L | Annual | Allowances Purchased SO2 | Thousand Tons | 0 | 0 | 0 | 0 | 0 | 0 | 0 | 0
CSAPR- SO2 Annual- TN | 254 | 6438 | Rate Constraint in MTons | FALSE | L | Annual | Allowances Sold SO2 | Thousand Tons | 0 | 0 | 0 | 0 | 0 | 0 | 0 | 0
CSAPR- SO2 Annual- TN | 254 | 6438 | Rate Constraint in MTons | FALSE | L | Annual | Allowances Banked | Thousand Tons | 0 | 0 | 0 | 0 | 0 | 0 | 0 | 0
CSAPR- SO2 Annual- TN | 254 | 6438 | Rate Constraint in MTons | FALSE | L | Annual | Allowances Withdrawn (1:1) | Thousand Tons | 0 | 0 | 0 | 0 | 0 | 0 | 0 | 0
CSAPR- SO2 Annual- TN | 254 | 6438 | Rate Constraint in MTons | FALSE | L | Annual | Allowances Withdrawn (n:1) | Thousand Tons | 0 | 0 | 0 | 0 | 0 | 0 | 0 | 0
CSAPR- SO2 Annual- TN | 254 | 6438 | Rate Constraint in MTons | FALSE | L | Annual | Net Emissions Allowance Position | Thousand Tons | 5.5437 | 5.6971 | 5.6919 | 4.085 | 3.6659 | 4.0246 | 4.3658 | 4.0451
CSAPR- SO2 Annual- TN | 254 | 6438 | Rate Constraint in MTons | FALSE | L | Annual | Fuel Consumed | TBtu | 227.5701 | 232.1486 | 234.2526 | 223.0938 | 252.6835 | 276.3252 | 305.5466 | 323.4174
CSAPR- SO2 Annual- TN | 254 | 6438 | Rate Constraint in MTons | FALSE | L | Annual | Rate | lb/MMBtu | 0.048721 | 0.049081 | 0.048597 | 0.036622 | 0.029016 | 0.02913 | 0.028577 | 0.025015
CSAPR- SO2 Annual- TN | 254 | 6438 | Rate Constraint in MTons | FALSE | L | Annual | Generation | TWh | 27.6314 | 28.0138 | 28.4003 | 27.1813 | 38.0971 | 44.815 | 55.1899 | 66.8211
CSAPR- SO2 Annual- TN | 254 | 6438 | Rate Constraint in MTons | FALSE | L | Annual | Qualifying Generation | TWh | 27.6314 | 28.0138 | 28.4003 | 27.1813 | 32.5323 | 35.8829 | 40.8797 | 45.6253
CSAPR- SO2 Annual- TN | 254 | 6438 | Rate Constraint in MTons | FALSE | L | Annual | Rate | lb/MWh | 0.40126 | 0.40674 | 0.40084 | 0.30058 | 0.22537 | 0.22432 | 0.21359 | 0.17732
CSAPR- SO2 Annual- TN | 254 | 6438 | Rate Constraint in MTons | FALSE | L | Annual | Constraint Shadow Price | US2016$/Ton | 0 | 0 | 0 | 0 | 0 | 0 | 0 | 0
CSAPR- SO2 Annual- VA | 255 | 6442 | Rate Constraint in MTons | FALSE | L | Annual | Seasons Included | Seasons | Winter, WintShld, Summer | Winter, WintShld, Summer | Winter, WintShld, Summer | Winter, WintShld, Summer | Winter, WintShld, Summer | Winter, WintShld, Summer | Winter, WintShld, Summer | Winter, WintShld, Summer
CSAPR- SO2 Annual- VA | 255 | 6442 | Rate Constraint in MTons | FALSE | L | Annual | Standard SO2 | Thousand Tons | 41.3673 | 41.3673 | 41.3673 | 41.3673 | 41.3673 | 41.3673 | 41.3673 | 41.3673
CSAPR- SO2 Annual- VA | 255 | 6442 | Rate Constraint in MTons | FALSE | L | Annual | Emissions at Affected Plants SO2 | Thousand Tons | 2.2955 | 2.7144 | 2.5492 | 2.3627 | 0.58826 | 0.60272 | 0.60272 | 0
CSAPR- SO2 Annual- VA | 255 | 6442 | Rate Constraint in MTons | FALSE | L | Annual | Allowances Purchased SO2 | Thousand Tons | 0 | 0 | 0 | 0 | 0 | 0 | 0 | 0
CSAPR- SO2 Annual- VA | 255 | 6442 | Rate Constraint in MTons | FALSE | L | Annual | Allowances Sold SO2 | Thousand Tons | 0 | 0 | 0 | 0 | 0 | 0 | 0 | 0
CSAPR- SO2 Annual- VA | 255 | 6442 | Rate Constraint in MTons | FALSE | L | Annual | Allowances Banked | Thousand Tons | 0 | 0 | 0 | 0 | 0 | 0 | 0 | 0
CSAPR- SO2 Annual- VA | 255 | 6442 | Rate Constraint in MTons | FALSE | L | Annual | Allowances Withdrawn (1:1) | Thousand Tons | 0 | 0 | 0 | 0 | 0 | 0 | 0 | 0
CSAPR- SO2 Annual- VA | 255 | 6442 | Rate Constraint in MTons | FALSE | L | Annual | Allowances Withdrawn (n:1) | Thousand Tons | 0 | 0 | 0 | 0 | 0 | 0 | 0 | 0
CSAPR- SO2 Annual- VA | 255 | 6442 | Rate Constraint in MTons | FALSE | L | Annual | Net Emissions Allowance Position | Thousand Tons | 2.2955 | 2.7144 | 2.5492 | 2.3627 | 0.58826 | 0.60272 | 0.60272 | 0
CSAPR- SO2 Annual- VA | 255 | 6442 | Rate Constraint in MTons | FALSE | L | Annual | Fuel Consumed | TBtu | 490.8853 | 518.1409 | 519.1902 | 540.6531 | 582.9194 | 551.1335 | 496.909 | 408.4649
CSAPR- SO2 Annual- VA | 255 | 6442 | Rate Constraint in MTons | FALSE | L | Annual | Rate | lb/MMBtu | 0.0093523 | 0.010477 | 0.00982 | 0.0087402 | 0.0020183 | 0.0021872 | 0.0024259 | 0
CSAPR- SO2 Annual- VA | 255 | 6442 | Rate Constraint in MTons | FALSE | L | Annual | Generation | TWh | 66.6991 | 69.4712 | 69.8485 | 80.4916 | 159.0418 | 195.4949 | 225.6056 | 255.8927
CSAPR- SO2 Annual- VA | 255 | 6442 | Rate Constraint in MTons | FALSE | L | Annual | Qualifying Generation | TWh | 66.6991 | 69.4712 | 69.8485 | 72.7228 | 79.3772 | 76.5612 | 70.603 | 59.1651
CSAPR- SO2 Annual- VA | 255 | 6442 | Rate Constraint in MTons | FALSE | L | Annual | Rate | lb/MWh | 0.06883 | 0.078145 | 0.072993 | 0.064979 | 0.014822 | 0.015745 | 0.017073 | 0
CSAPR- SO2 Annual- VA | 255 | 6442 | Rate Constraint in MTons | FALSE | L | Annual | Constraint Shadow Price | US2016$/Ton | 0 | 0 | 0 | 0 | 0 | 0 | 0 | 0
CSAPR- SO2 Annual- WI | 256 | 6444 | Rate Constraint in MTons | FALSE | L | Annual | Seasons Included | Seasons | Winter, WintShld, Summer | Winter, WintShld, Summer | Winter, WintShld, Summer | Winter, WintShld, Summer | Winter, WintShld, Summer | Winter, WintShld, Summer | Winter, WintShld, Summer | Winter, WintShld, Summer
CSAPR- SO2 Annual- WI | 256 | 6444 | Rate Constraint in MTons | FALSE | L | Annual | Standard SO2 | Thousand Tons | 56.5019 | 56.5019 | 56.5019 | 56.5019 | 56.5019 | 56.5019 | 56.5019 | 56.5019
CSAPR- SO2 Annual- WI | 256 | 6444 | Rate Constraint in MTons | FALSE | L | Annual | Emissions at Affected Plants SO2 | Thousand Tons | 5.7043 | 6.8254 | 6.7276 | 6.8203 | 6.0836 | 6.9852 | 6.7614 | 5.9402
CSAPR- SO2 Annual- WI | 256 | 6444 | Rate Constraint in MTons | FALSE | L | Annual | Allowances Purchased SO2 | Thousand Tons | 0 | 0 | 0 | 0 | 0 | 0 | 0 | 0
CSAPR- SO2 Annual- WI | 256 | 6444 | Rate Constraint in MTons | FALSE | L | Annual | Allowances Sold SO2 | Thousand Tons | 0 | 0 | 0 | 0 | 0 | 0 | 0 | 0
CSAPR- SO2 Annual- WI | 256 | 6444 | Rate Constraint in MTons | FALSE | L | Annual | Allowances Banked | Thousand Tons | 0 | 0 | 0 | 0 | 0 | 0 | 0 | 0
CSAPR- SO2 Annual- WI | 256 | 6444 | Rate Constraint in MTons | FALSE | L | Annual | Allowances Withdrawn (1:1) | Thousand Tons | 0 | 0 | 0 | 0 | 0 | 0 | 0 | 0
CSAPR- SO2 Annual- WI | 256 | 6444 | Rate Constraint in MTons | FALSE | L | Annual | Allowances Withdrawn (n:1) | Thousand Tons | 0 | 0 | 0 | 0 | 0 | 0 | 0 | 0
CSAPR- SO2 Annual- WI | 256 | 6444 | Rate Constraint in MTons | FALSE | L | Annual | Net Emissions Allowance Position | Thousand Tons | 5.7043 | 6.8254 | 6.7276 | 6.8203 | 6.0836 | 6.9852 | 6.7614 | 5.9402
CSAPR- SO2 Annual- WI | 256 | 6444 | Rate Constraint in MTons | FALSE | L | Annual | Fuel Consumed | TBtu | 375.7323 | 408.9577 | 406.8407 | 412.8508 | 396.364 | 439.3569 | 456.8701 | 471.5664
CSAPR- SO2 Annual- WI | 256 | 6444 | Rate Constraint in MTons | FALSE | L | Annual | Rate | lb/MMBtu | 0.030364 | 0.03338 | 0.033072 | 0.03304 | 0.030697 | 0.031797 | 0.029599 | 0.025194
CSAPR- SO2 Annual- WI | 256 | 6444 | Rate Constraint in MTons | FALSE | L | Annual | Generation | TWh | 44.7956 | 47.9651 | 47.9614 | 48.5086 | 46.87 | 53.2781 | 56.9903 | 61.3915
CSAPR- SO2 Annual- WI | 256 | 6444 | Rate Constraint in MTons | FALSE | L | Annual | Qualifying Generation | TWh | 44.7956 | 47.9651 | 47.9614 | 48.5086 | 46.87 | 52.3764 | 55.9145 | 59.8784
CSAPR- SO2 Annual- WI | 256 | 6444 | Rate Constraint in MTons | FALSE | L | Annual | Rate | lb/MWh | 0.25468 | 0.2846 | 0.28054 | 0.2812 | 0.25959 | 0.26673 | 0.24185 | 0.19841
CSAPR- SO2 Annual- WI | 256 | 6444 | Rate Constraint in MTons | FALSE | L | Annual | Constraint Shadow Price | US2016$/Ton | 0 | 0 | 0 | 0 | 0 | 0 | 0 | 0
CSAPR- SO2 Annual- WV | 257 | 6518 | Rate Constraint in MTons | FALSE | L | Annual | Seasons Included | Seasons | Winter, WintShld, Summer | Winter, WintShld, Summer | Winter, WintShld, Summer | Winter, WintShld, Summer | Winter, WintShld, Summer | Winter, WintShld, Summer | Winter, WintShld, Summer | Winter, WintShld, Summer
CSAPR- SO2 Annual- WV | 257 | 6518 | Rate Constraint in MTons | FALSE | L | Annual | Standard SO2 | Thousand Tons | 89.2882 | 89.2882 | 89.2882 | 89.2882 | 89.2882 | 89.2882 | 89.2882 | 89.2882
CSAPR- SO2 Annual- WV | 257 | 6518 | Rate Constraint in MTons | FALSE | L | Annual | Emissions at Affected Plants SO2 | Thousand Tons | 66.7824 | 42.8243 | 41.1332 | 39.8371 | 25.5666 | 24.675 | 23.6634 | 17.6172
CSAPR- SO2 Annual- WV | 257 | 6518 | Rate Constraint in MTons | FALSE | L | Annual | Allowances Purchased SO2 | Thousand Tons | 0 | 0 | 0 | 0 | 0 | 0 | 0 | 0
CSAPR- SO2 Annual- WV | 257 | 6518 | Rate Constraint in MTons | FALSE | L | Annual | Allowances Sold SO2 | Thousand Tons | 0 | 0 | 0 | 0 | 0 | 0 | 0 | 0
CSAPR- SO2 Annual- WV | 257 | 6518 | Rate Constraint in MTons | FALSE | L | Annual | Allowances Banked | Thousand Tons | 0 | 0 | 0 | 0 | 0 | 0 | 0 | 0
CSAPR- SO2 Annual- WV | 257 | 6518 | Rate Constraint in MTons | FALSE | L | Annual | Allowances Withdrawn (1:1) | Thousand Tons | 0 | 0 | 0 | 0 | 0 | 0 | 0 | 0
CSAPR- SO2 Annual- WV | 257 | 6518 | Rate Constraint in MTons | FALSE | L | Annual | Allowances Withdrawn (n:1) | Thousand Tons | 0 | 0 | 0 | 0 | 0 | 0 | 0 | 0
CSAPR- SO2 Annual- WV | 257 | 6518 | Rate Constraint in MTons | FALSE | L | Annual | Net Emissions Allowance Position | Thousand Tons | 66.7824 | 42.8243 | 41.1332 | 39.8371 | 25.5666 | 24.675 | 23.6634 | 17.6172
CSAPR- SO2 Annual- WV | 257 | 6518 | Rate Constraint in MTons | FALSE | L | Annual | Fuel Consumed | TBtu | 795.6291 | 758.8976 | 722.8502 | 727.516 | 717.0297 | 831.2965 | 901.837 | 868.5543
CSAPR- SO2 Annual- WV | 257 | 6518 | Rate Constraint in MTons | FALSE | L | Annual | Rate | lb/MMBtu | 0.16787 | 0.11286 | 0.11381 | 0.10952 | 0.071312 | 0.059365 | 0.052478 | 0.040567
CSAPR- SO2 Annual- WV | 257 | 6518 | Rate Constraint in MTons | FALSE | L | Annual | Generation | TWh | 79.7781 | 76.3934 | 73.3491 | 79.0168 | 121.9394 | 157.594 | 184.6429 | 205.8689
CSAPR- SO2 Annual- WV | 257 | 6518 | Rate Constraint in MTons | FALSE | L | Annual | Qualifying Generation | TWh | 79.7781 | 76.3934 | 73.3491 | 75.9755 | 88.8587 | 107.5323 | 118.8768 | 118.2519
CSAPR- SO2 Annual- WV | 257 | 6518 | Rate Constraint in MTons | FALSE | L | Annual | Rate | lb/MWh | 1.6742 | 1.1212 | 1.1216 | 1.0487 | 0.57544 | 0.45893 | 0.39812 | 0.29796
CSAPR- SO2 Annual- WV | 257 | 6518 | Rate Constraint in MTons | FALSE | L | Annual | Constraint Shadow Price | US2016$/Ton | 0 | 0 | 0 | 0 | 0 | 0 | 0 | 0
CT Fac. Spec. - MER Rate Annual v3.1 | 258 | 1767 | MACT Fuel Choice Floor in lbs/MMBtu | FALSE | L | Annual | Seasons Included | Seasons | Winter, WintShld, Summer | Winter, WintShld, Summer | Winter, WintShld, Summer | Winter, WintShld, Summer | Winter, WintShld, Summer | Winter, WintShld, Summer | Winter, WintShld, Summer | Winter, WintShld, Summer
CT Fac. Spec. - MER Rate Annual v3.1 | 258 | 1767 | MACT Fuel Choice Floor in lbs/MMBtu | FALSE | L | Annual | Emission Floor | lbs/MMBtu | 6e-07 | 6e-07 | 6e-07 | 6e-07 | 6e-07 | 6e-07 | 6e-07 | 6e-07
CT Fac. Spec. - MER Rate Annual v3.1 | 258 | 1767 | MACT Fuel Choice Floor in lbs/MMBtu | FALSE | L | Annual | Emissions at Affected Plants MER | lbs | 0 | 0 | 0 | 0 | 0 | 0 | 0 | 0
CT Fac. Spec. - MER Rate Annual v3.1 | 258 | 1767 | MACT Fuel Choice Floor in lbs/MMBtu | FALSE | L | Annual | Allowances Purchased MER | lbs | 0 | 0 | 0 | 0 | 0 | 0 | 0 | 0
CT Fac. Spec. - MER Rate Annual v3.1 | 258 | 1767 | MACT Fuel Choice Floor in lbs/MMBtu | FALSE | L | Annual | Allowances Sold MER | lbs | 0 | 0 | 0 | 0 | 0 | 0 | 0 | 0
CT Fac. Spec. - MER Rate Annual v3.1 | 258 | 1767 | MACT Fuel Choice Floor in lbs/MMBtu | FALSE | L | Annual | Allowances Banked | lbs | 0 | 0 | 0 | 0 | 0 | 0 | 0 | 0
CT Fac. Spec. - MER Rate Annual v3.1 | 258 | 1767 | MACT Fuel Choice Floor in lbs/MMBtu | FALSE | L | Annual | Allowances Withdrawn (1:1) | lbs | 0 | 0 | 0 | 0 | 0 | 0 | 0 | 0
CT Fac. Spec. - MER Rate Annual v3.1 | 258 | 1767 | MACT Fuel Choice Floor in lbs/MMBtu | FALSE | L | Annual | Allowances Withdrawn (n:1) | lbs | 0 | 0 | 0 | 0 | 0 | 0 | 0 | 0
CT Fac. Spec. - MER Rate Annual v3.1 | 258 | 1767 | MACT Fuel Choice Floor in lbs/MMBtu | FALSE | L | Annual | Net Emissions Allowance Position | lbs | 0 | 0 | 0 | 0 | 0 | 0 | 0 | 0
CT Fac. Spec. - MER Rate Annual v3.1 | 258 | 1767 | MACT Fuel Choice Floor in lbs/MMBtu | FALSE | L | Annual | Fuel Consumed | TBtu | 0 | 0 | 0 | 0 | 0 | 0 | 0 | 0
CT Fac. Spec. - MER Rate Annual v3.1 | 258 | 1767 | MACT Fuel Choice Floor in lbs/MMBtu | FALSE | L | Annual | Rate | lb/MMBtu | 0 | 0 | 0 | 0 | 0 | 0 | 0 | 0
CT Fac. Spec. - MER Rate Annual v3.1 | 258 | 1767 | MACT Fuel Choice Floor in lbs/MMBtu | FALSE | L | Annual | Generation | TWh | 0 | 0 | 0 | 0 | 0 | 0 | 0 | 0
CT Fac. Spec. - MER Rate Annual v3.1 | 258 | 1767 | MACT Fuel Choice Floor in lbs/MMBtu | FALSE | L | Annual | Qualifying Generation | TWh | 0 | 0 | 0 | 0 | 0 | 0 | 0 | 0
CT Fac. Spec. - MER Rate Annual v3.1 | 258 | 1767 | MACT Fuel Choice Floor in lbs/MMBtu | FALSE | L | Annual | Constraint Shadow Price | US2016$/Lb | 0 | 0 | 0 | 0 | 0 | 0 | 0 | 0
CT Fac. Spec. - NOX Rate Winter v.4.10 Final, Unit 1158 and retrofits | 259 | 2270 | Rate Constraint in lbs/MMBtu | FALSE | L | Annual | Seasons Included | Seasons | Winter, WintShld | Winter, WintShld | Winter, WintShld | Winter, WintShld | Winter, WintShld | Winter, WintShld | Winter, WintShld | Winter, WintShld
CT Fac. Spec. - NOX Rate Winter v.4.10 Final, Unit 1158 and retrofits | 259 | 2270 | Rate Constraint in lbs/MMBtu | FALSE | L | Annual | Standard NOX | lb/MMBtu | 0.15 | 0.15 | 0.15 | 0.15 | 0.15 | 0.15 | 0.15 | 0.15
CT Fac. Spec. - NOX Rate Winter v.4.10 Final, Unit 1158 and retrofits | 259 | 2270 | Rate Constraint in lbs/MMBtu | FALSE | L | Annual | Emissions at Affected Plants NOX | Thousand Tons | 0 | 0 | 0 | 0 | 0 | 0 | 0 | 0
CT Fac. Spec. - NOX Rate Winter v.4.10 Final, Unit 1158 and retrofits | 259 | 2270 | Rate Constraint in lbs/MMBtu | FALSE | L | Annual | Allowances Purchased NOX | Thousand Tons | 0 | 0 | 0 | 0 | 0 | 0 | 0 | 0
CT Fac. Spec. - NOX Rate Winter v.4.10 Final, Unit 1158 and retrofits | 259 | 2270 | Rate Constraint in lbs/MMBtu | FALSE | L | Annual | Allowances Sold NOX | Thousand Tons | 0 | 0 | 0 | 0 | 0 | 0 | 0 | 0
CT Fac. Spec. - NOX Rate Winter v.4.10 Final, Unit 1158 and retrofits | 259 | 2270 | Rate Constraint in lbs/MMBtu | FALSE | L | Annual | Allowances Banked | Thousand Tons | 0 | 0 | 0 | 0 | 0 | 0 | 0 | 0
CT Fac. Spec. - NOX Rate Winter v.4.10 Final, Unit 1158 and retrofits | 259 | 2270 | Rate Constraint in lbs/MMBtu | FALSE | L | Annual | Allowances Withdrawn (1:1) | Thousand Tons | 0 | 0 | 0 | 0 | 0 | 0 | 0 | 0
CT Fac. Spec. - NOX Rate Winter v.4.10 Final, Unit 1158 and retrofits | 259 | 2270 | Rate Constraint in lbs/MMBtu | FALSE | L | Annual | Allowances Withdrawn (n:1) | Thousand Tons | 0 | 0 | 0 | 0 | 0 | 0 | 0 | 0
CT Fac. Spec. - NOX Rate Winter v.4.10 Final, Unit 1158 and retrofits | 259 | 2270 | Rate Constraint in lbs/MMBtu | FALSE | L | Annual | Net Emissions Allowance Position | Thousand Tons | 0 | 0 | 0 | 0 | 0 | 0 | 0 | 0
CT Fac. Spec. - NOX Rate Winter v.4.10 Final, Unit 1158 and retrofits | 259 | 2270 | Rate Constraint in lbs/MMBtu | FALSE | L | Annual | Fuel Consumed | TBtu | 0 | 0 | 0 | 0 | 0 | 0 | 0 | 0
CT Fac. Spec. - NOX Rate Winter v.4.10 Final, Unit 1158 and retrofits | 259 | 2270 | Rate Constraint in lbs/MMBtu | FALSE | L | Annual | Rate | lb/MMBtu | 0 | 0 | 0 | 0 | 0 | 0 | 0 | 0
CT Fac. Spec. - NOX Rate Winter v.4.10 Final, Unit 1158 and retrofits | 259 | 2270 | Rate Constraint in lbs/MMBtu | FALSE | L | Annual | Generation | TWh | 0 | 0 | 0 | 0 | 0 | 0 | 0 | 0
CT Fac. Spec. - NOX Rate Winter v.4.10 Final, Unit 1158 and retrofits | 259 | 2270 | Rate Constraint in lbs/MMBtu | FALSE | L | Annual | Qualifying Generation | TWh | 0 | 0 | 0 | 0 | 0 | 0 | 0 | 0
CT Fac. Spec. - NOX Rate Winter v.4.10 Final, Unit 1158 and retrofits | 259 | 2270 | Rate Constraint in lbs/MMBtu | FALSE | L | Annual | Rate | lb/MWh | 0 | 0 | 0 | 0 | 0 | 0 | 0 | 0
CT Fac. Spec. - NOX Rate Winter v.4.10 Final, Unit 1158 and retrofits | 259 | 2270 | Rate Constraint in lbs/MMBtu | FALSE | L | Annual | Constraint Shadow Price | US2016$/Ton | 0 | 0 | 0 | 0 | 0 | 0 | 0 | 0
CT Fac. Spec. - NOX Rate Winter v.4.10 Final, Unit 1159 and retrofits | 260 | 2270 | Rate Constraint in lbs/MMBtu | FALSE | L | Annual | Seasons Included | Seasons | Winter, WintShld | Winter, WintShld | Winter, WintShld | Winter, WintShld | Winter, WintShld | Winter, WintShld | Winter, WintShld | Winter, WintShld
CT Fac. Spec. - NOX Rate Winter v.4.10 Final, Unit 1159 and retrofits | 260 | 2270 | Rate Constraint in lbs/MMBtu | FALSE | L | Annual | Standard NOX | lb/MMBtu | 0.15 | 0.15 | 0.15 | 0.15 | 0.15 | 0.15 | 0.15 | 0.15
CT Fac. Spec. - NOX Rate Winter v.4.10 Final, Unit 1159 and retrofits | 260 | 2270 | Rate Constraint in lbs/MMBtu | FALSE | L | Annual | Emissions at Affected Plants NOX | Thousand Tons | 0 | 0 | 0 | 0 | 0 | 0 | 0 | 0
CT Fac. Spec. - NOX Rate Winter v.4.10 Final, Unit 1159 and retrofits | 260 | 2270 | Rate Constraint in lbs/MMBtu | FALSE | L | Annual | Allowances Purchased NOX | Thousand Tons | 0 | 0 | 0 | 0 | 0 | 0 | 0 | 0
CT Fac. Spec. - NOX Rate Winter v.4.10 Final, Unit 1159 and retrofits | 260 | 2270 | Rate Constraint in lbs/MMBtu | FALSE | L | Annual | Allowances Sold NOX | Thousand Tons | 0 | 0 | 0 | 0 | 0 | 0 | 0 | 0
CT Fac. Spec. - NOX Rate Winter v.4.10 Final, Unit 1159 and retrofits | 260 | 2270 | Rate Constraint in lbs/MMBtu | FALSE | L | Annual | Allowances Banked | Thousand Tons | 0 | 0 | 0 | 0 | 0 | 0 | 0 | 0
CT Fac. Spec. - NOX Rate Winter v.4.10 Final, Unit 1159 and retrofits | 260 | 2270 | Rate Constraint in lbs/MMBtu | FALSE | L | Annual | Allowances Withdrawn (1:1) | Thousand Tons | 0 | 0 | 0 | 0 | 0 | 0 | 0 | 0
CT Fac. Spec. - NOX Rate Winter v.4.10 Final, Unit 1159 and retrofits | 260 | 2270 | Rate Constraint in lbs/MMBtu | FALSE | L | Annual | Allowances Withdrawn (n:1) | Thousand Tons | 0 | 0 | 0 | 0 | 0 | 0 | 0 | 0
CT Fac. Spec. - NOX Rate Winter v.4.10 Final, Unit 1159 and retrofits | 260 | 2270 | Rate Constraint in lbs/MMBtu | FALSE | L | Annual | Net Emissions Allowance Position | Thousand Tons | 0 | 0 | 0 | 0 | 0 | 0 | 0 | 0
CT Fac. Spec. - NOX Rate Winter v.4.10 Final, Unit 1159 and retrofits | 260 | 2270 | Rate Constraint in lbs/MMBtu | FALSE | L | Annual | Fuel Consumed | TBtu | 0 | 0 | 0 | 0 | 0 | 0 | 0 | 0
CT Fac. Spec. - NOX Rate Winter v.4.10 Final, Unit 1159 and retrofits | 260 | 2270 | Rate Constraint in lbs/MMBtu | FALSE | L | Annual | Rate | lb/MMBtu | 0 | 0 | 0 | 0 | 0 | 0 | 0 | 0
CT Fac. Spec. - NOX Rate Winter v.4.10 Final, Unit 1159 and retrofits | 260 | 2270 | Rate Constraint in lbs/MMBtu | FALSE | L | Annual | Generation | TWh | 0 | 0 | 0 | 0 | 0 | 0 | 0 | 0
CT Fac. Spec. - NOX Rate Winter v.4.10 Final, Unit 1159 and retrofits | 260 | 2270 | Rate Constraint in lbs/MMBtu | FALSE | L | Annual | Qualifying Generation | TWh | 0 | 0 | 0 | 0 | 0 | 0 | 0 | 0
CT Fac. Spec. - NOX Rate Winter v.4.10 Final, Unit 1159 and retrofits | 260 | 2270 | Rate Constraint in lbs/MMBtu | FALSE | L | Annual | Rate | lb/MWh | 0 | 0 | 0 | 0 | 0 | 0 | 0 | 0
CT Fac. Spec. - NOX Rate Winter v.4.10 Final, Unit 1159 and retrofits | 260 | 2270 | Rate Constraint in lbs/MMBtu | FALSE | L | Annual | Constraint Shadow Price | US2016$/Ton | 0 | 0 | 0 | 0 | 0 | 0 | 0 | 0
CT Fac. Spec. - NOX Rate Winter v.4.10 Final, Unit 1160 and retrofits | 261 | 2270 | Rate Constraint in lbs/MMBtu | FALSE | L | Annual | Seasons Included | Seasons | Winter, WintShld | Winter, WintShld | Winter, WintShld | Winter, WintShld | Winter, WintShld | Winter, WintShld | Winter, WintShld | Winter, WintShld
CT Fac. Spec. - NOX Rate Winter v.4.10 Final, Unit 1160 and retrofits | 261 | 2270 | Rate Constraint in lbs/MMBtu | FALSE | L | Annual | Standard NOX | lb/MMBtu | 0.15 | 0.15 | 0.15 | 0.15 | 0.15 | 0.15 | 0.15 | 0.15
CT Fac. Spec. - NOX Rate Winter v.4.10 Final, Unit 1160 and retrofits | 261 | 2270 | Rate Constraint in lbs/MMBtu | FALSE | L | Annual | Emissions at Affected Plants NOX | Thousand Tons | 0 | 0 | 0 | 0 | 0 | 0 | 0 | 0
CT Fac. Spec. - NOX Rate Winter v.4.10 Final, Unit 1160 and retrofits | 261 | 2270 | Rate Constraint in lbs/MMBtu | FALSE | L | Annual | Allowances Purchased NOX | Thousand Tons | 0 | 0 | 0 | 0 | 0 | 0 | 0 | 0
CT Fac. Spec. - NOX Rate Winter v.4.10 Final, Unit 1160 and retrofits | 261 | 2270 | Rate Constraint in lbs/MMBtu | FALSE | L | Annual | Allowances Sold NOX | Thousand Tons | 0 | 0 | 0 | 0 | 0 | 0 | 0 | 0
CT Fac. Spec. - NOX Rate Winter v.4.10 Final, Unit 1160 and retrofits | 261 | 2270 | Rate Constraint in lbs/MMBtu | FALSE | L | Annual | Allowances Banked | Thousand Tons | 0 | 0 | 0 | 0 | 0 | 0 | 0 | 0
CT Fac. Spec. - NOX Rate Winter v.4.10 Final, Unit 1160 and retrofits | 261 | 2270 | Rate Constraint in lbs/MMBtu | FALSE | L | Annual | Allowances Withdrawn (1:1) | Thousand Tons | 0 | 0 | 0 | 0 | 0 | 0 | 0 | 0
CT Fac. Spec. - NOX Rate Winter v.4.10 Final, Unit 1160 and retrofits | 261 | 2270 | Rate Constraint in lbs/MMBtu | FALSE | L | Annual | Allowances Withdrawn (n:1) | Thousand Tons | 0 | 0 | 0 | 0 | 0 | 0 | 0 | 0
CT Fac. Spec. - NOX Rate Winter v.4.10 Final, Unit 1160 and retrofits | 261 | 2270 | Rate Constraint in lbs/MMBtu | FALSE | L | Annual | Net Emissions Allowance Position | Thousand Tons | 0 | 0 | 0 | 0 | 0 | 0 | 0 | 0
CT Fac. Spec. - NOX Rate Winter v.4.10 Final, Unit 1160 and retrofits | 261 | 2270 | Rate Constraint in lbs/MMBtu | FALSE | L | Annual | Fuel Consumed | TBtu | 0 | 0 | 0 | 0 | 0 | 0 | 0 | 0
CT Fac. Spec. - NOX Rate Winter v.4.10 Final, Unit 1160 and retrofits | 261 | 2270 | Rate Constraint in lbs/MMBtu | FALSE | L | Annual | Rate | lb/MMBtu | 0 | 0 | 0 | 0 | 0 | 0 | 0 | 0
CT Fac. Spec. - NOX Rate Winter v.4.10 Final, Unit 1160 and retrofits | 261 | 2270 | Rate Constraint in lbs/MMBtu | FALSE | L | Annual | Generation | TWh | 0 | 0 | 0 | 0 | 0 | 0 | 0 | 0
CT Fac. Spec. - NOX Rate Winter v.4.10 Final, Unit 1160 and retrofits | 261 | 2270 | Rate Constraint in lbs/MMBtu | FALSE | L | Annual | Qualifying Generation | TWh | 0 | 0 | 0 | 0 | 0 | 0 | 0 | 0
CT Fac. Spec. - NOX Rate Winter v.4.10 Final, Unit 1160 and retrofits | 261 | 2270 | Rate Constraint in lbs/MMBtu | FALSE | L | Annual | Rate | lb/MWh | 0 | 0 | 0 | 0 | 0 | 0 | 0 | 0
CT Fac. Spec. - NOX Rate Winter v.4.10 Final, Unit 1160 and retrofits | 261 | 2270 | Rate Constraint in lbs/MMBtu | FALSE | L | Annual | Constraint Shadow Price | US2016$/Ton | 0 | 0 | 0 | 0 | 0 | 0 | 0 | 0
CT Fac. Spec. - NOX Rate Winter v.4.10 Final, Unit 1161 and retrofits | 262 | 2270 | Rate Constraint in lbs/MMBtu | FALSE | L | Annual | Seasons Included | Seasons | Winter, WintShld | Winter, WintShld | Winter, WintShld | Winter, WintShld | Winter, WintShld | Winter, WintShld | Winter, WintShld | Winter, WintShld
CT Fac. Spec. - NOX Rate Winter v.4.10 Final, Unit 1161 and retrofits | 262 | 2270 | Rate Constraint in lbs/MMBtu | FALSE | L | Annual | Standard NOX | lb/MMBtu | 0.15 | 0.15 | 0.15 | 0.15 | 0.15 | 0.15 | 0.15 | 0.15
CT Fac. Spec. - NOX Rate Winter v.4.10 Final, Unit 1161 and retrofits | 262 | 2270 | Rate Constraint in lbs/MMBtu | FALSE | L | Annual | Emissions at Affected Plants NOX | Thousand Tons | 0 | 0 | 0 | 0 | 0 | 0 | 0 | 0
CT Fac. Spec. - NOX Rate Winter v.4.10 Final, Unit 1161 and retrofits | 262 | 2270 | Rate Constraint in lbs/MMBtu | FALSE | L | Annual | Allowances Purchased NOX | Thousand Tons | 0 | 0 | 0 | 0 | 0 | 0 | 0 | 0
CT Fac. Spec. - NOX Rate Winter v.4.10 Final, Unit 1161 and retrofits | 262 | 2270 | Rate Constraint in lbs/MMBtu | FALSE | L | Annual | Allowances Sold NOX | Thousand Tons | 0 | 0 | 0 | 0 | 0 | 0 | 0 | 0
CT Fac. Spec. - NOX Rate Winter v.4.10 Final, Unit 1161 and retrofits | 262 | 2270 | Rate Constraint in lbs/MMBtu | FALSE | L | Annual | Allowances Banked | Thousand Tons | 0 | 0 | 0 | 0 | 0 | 0 | 0 | 0
CT Fac. Spec. - NOX Rate Winter v.4.10 Final, Unit 1161 and retrofits | 262 | 2270 | Rate Constraint in lbs/MMBtu | FALSE | L | Annual | Allowances Withdrawn (1:1) | Thousand Tons | 0 | 0 | 0 | 0 | 0 | 0 | 0 | 0
CT Fac. Spec. - NOX Rate Winter v.4.10 Final, Unit 1161 and retrofits | 262 | 2270 | Rate Constraint in lbs/MMBtu | FALSE | L | Annual | Allowances Withdrawn (n:1) | Thousand Tons | 0 | 0 | 0 | 0 | 0 | 0 | 0 | 0
CT Fac. Spec. - NOX Rate Winter v.4.10 Final, Unit 1161 and retrofits | 262 | 2270 | Rate Constraint in lbs/MMBtu | FALSE | L | Annual | Net Emissions Allowance Position | Thousand Tons | 0 | 0 | 0 | 0 | 0 | 0 | 0 | 0
CT Fac. Spec. - NOX Rate Winter v.4.10 Final, Unit 1161 and retrofits | 262 | 2270 | Rate Constraint in lbs/MMBtu | FALSE | L | Annual | Fuel Consumed | TBtu | 0 | 0 | 0 | 0 | 0 | 0 | 0 | 0
CT Fac. Spec. - NOX Rate Winter v.4.10 Final, Unit 1161 and retrofits | 262 | 2270 | Rate Constraint in lbs/MMBtu | FALSE | L | Annual | Rate | lb/MMBtu | 0 | 0 | 0 | 0 | 0 | 0 | 0 | 0
CT Fac. Spec. - NOX Rate Winter v.4.10 Final, Unit 1161 and retrofits | 262 | 2270 | Rate Constraint in lbs/MMBtu | FALSE | L | Annual | Generation | TWh | 0 | 0 | 0 | 0 | 0 | 0 | 0 | 0
CT Fac. Spec. - NOX Rate Winter v.4.10 Final, Unit 1161 and retrofits | 262 | 2270 | Rate Constraint in lbs/MMBtu | FALSE | L | Annual | Qualifying Generation | TWh | 0 | 0 | 0 | 0 | 0 | 0 | 0 | 0
CT Fac. Spec. - NOX Rate Winter v.4.10 Final, Unit 1161 and retrofits | 262 | 2270 | Rate Constraint in lbs/MMBtu | FALSE | L | Annual | Rate | lb/MWh | 0 | 0 | 0 | 0 | 0 | 0 | 0 | 0
CT Fac. Spec. - NOX Rate Winter v.4.10 Final, Unit 1161 and retrofits | 262 | 2270 | Rate Constraint in lbs/MMBtu | FALSE | L | Annual | Constraint Shadow Price | US2016$/Ton | 0 | 0 | 0 | 0 | 0 | 0 | 0 | 0
CT Fac. Spec. - NOX Rate Winter v.4.10 Final, Unit 1162 and retrofits | 263 | 2270 | Rate Constraint in lbs/MMBtu | FALSE | L | Annual | Seasons Included | Seasons | Winter, WintShld | Winter, WintShld | Winter, WintShld | Winter, WintShld | Winter, WintShld | Winter, WintShld | Winter, WintShld | Winter, WintShld
CT Fac. Spec. - NOX Rate Winter v.4.10 Final, Unit 1162 and retrofits | 263 | 2270 | Rate Constraint in lbs/MMBtu | FALSE | L | Annual | Standard NOX | lb/MMBtu | 0.15 | 0.15 | 0.15 | 0.15 | 0.15 | 0.15 | 0.15 | 0.15
CT Fac. Spec. - NOX Rate Winter v.4.10 Final, Unit 1162 and retrofits | 263 | 2270 | Rate Constraint in lbs/MMBtu | FALSE | L | Annual | Emissions at Affected Plants NOX | Thousand Tons | 0 | 0 | 0 | 0 | 0 | 0 | 0 | 0
CT Fac. Spec. - NOX Rate Winter v.4.10 Final, Unit 1162 and retrofits | 263 | 2270 | Rate Constraint in lbs/MMBtu | FALSE | L | Annual | Allowances Purchased NOX | Thousand Tons | 0 | 0 | 0 | 0 | 0 | 0 | 0 | 0
CT Fac. Spec. - NOX Rate Winter v.4.10 Final, Unit 1162 and retrofits | 263 | 2270 | Rate Constraint in lbs/MMBtu | FALSE | L | Annual | Allowances Sold NOX | Thousand Tons | 0 | 0 | 0 | 0 | 0 | 0 | 0 | 0
CT Fac. Spec. - NOX Rate Winter v.4.10 Final, Unit 1162 and retrofits | 263 | 2270 | Rate Constraint in lbs/MMBtu | FALSE | L | Annual | Allowances Banked | Thousand Tons | 0 | 0 | 0 | 0 | 0 | 0 | 0 | 0
CT Fac. Spec. - NOX Rate Winter v.4.10 Final, Unit 1162 and retrofits | 263 | 2270 | Rate Constraint in lbs/MMBtu | FALSE | L | Annual | Allowances Withdrawn (1:1) | Thousand Tons | 0 | 0 | 0 | 0 | 0 | 0 | 0 | 0
CT Fac. Spec. - NOX Rate Winter v.4.10 Final, Unit 1162 and retrofits | 263 | 2270 | Rate Constraint in lbs/MMBtu | FALSE | L | Annual | Allowances Withdrawn (n:1) | Thousand Tons | 0 | 0 | 0 | 0 | 0 | 0 | 0 | 0
CT Fac. Spec. - NOX Rate Winter v.4.10 Final, Unit 1162 and retrofits | 263 | 2270 | Rate Constraint in lbs/MMBtu | FALSE | L | Annual | Net Emissions Allowance Position | Thousand Tons | 0 | 0 | 0 | 0 | 0 | 0 | 0 | 0
CT Fac. Spec. - NOX Rate Winter v.4.10 Final, Unit 1162 and retrofits | 263 | 2270 | Rate Constraint in lbs/MMBtu | FALSE | L | Annual | Fuel Consumed | TBtu | 0 | 0 | 0 | 0 | 0 | 0 | 0 | 0
CT Fac. Spec. - NOX Rate Winter v.4.10 Final, Unit 1162 and retrofits | 263 | 2270 | Rate Constraint in lbs/MMBtu | FALSE | L | Annual | Rate | lb/MMBtu | 0 | 0 | 0 | 0 | 0 | 0 | 0 | 0
CT Fac. Spec. - NOX Rate Winter v.4.10 Final, Unit 1162 and retrofits | 263 | 2270 | Rate Constraint in lbs/MMBtu | FALSE | L | Annual | Generation | TWh | 0 | 0 | 0 | 0 | 0 | 0 | 0 | 0
CT Fac. Spec. - NOX Rate Winter v.4.10 Final, Unit 1162 and retrofits | 263 | 2270 | Rate Constraint in lbs/MMBtu | FALSE | L | Annual | Qualifying Generation | TWh | 0 | 0 | 0 | 0 | 0 | 0 | 0 | 0
CT Fac. Spec. - NOX Rate Winter v.4.10 Final, Unit 1162 and retrofits | 263 | 2270 | Rate Constraint in lbs/MMBtu | FALSE | L | Annual | Rate | lb/MWh | 0 | 0 | 0 | 0 | 0 | 0 | 0 | 0
CT Fac. Spec. - NOX Rate Winter v.4.10 Final, Unit 1162 and retrofits | 263 | 2270 | Rate Constraint in lbs/MMBtu | FALSE | L | Annual | Constraint Shadow Price | US2016$/Ton | 0 | 0 | 0 | 0 | 0 | 0 | 0 | 0
CT Fac. Spec. - NOX Rate Winter v.4.10 Final, Unit 1163 and retrofits | 264 | 2270 | Rate Constraint in lbs/MMBtu | FALSE | L | Annual | Seasons Included | Seasons | Winter, WintShld | Winter, WintShld | Winter, WintShld | Winter, WintShld | Winter, WintShld | Winter, WintShld | Winter, WintShld | Winter, WintShld
CT Fac. Spec. - NOX Rate Winter v.4.10 Final, Unit 1163 and retrofits | 264 | 2270 | Rate Constraint in lbs/MMBtu | FALSE | L | Annual | Standard NOX | lb/MMBtu | 0.15 | 0.15 | 0.15 | 0.15 | 0.15 | 0.15 | 0.15 | 0.15
CT Fac. Spec. - NOX Rate Winter v.4.10 Final, Unit 1163 and retrofits | 264 | 2270 | Rate Constraint in lbs/MMBtu | FALSE | L | Annual | Emissions at Affected Plants NOX | Thousand Tons | 0 | 0 | 0 | 0 | 0 | 0 | 0 | 0
CT Fac. Spec. - NOX Rate Winter v.4.10 Final, Unit 1163 and retrofits | 264 | 2270 | Rate Constraint in lbs/MMBtu | FALSE | L | Annual | Allowances Purchased NOX | Thousand Tons | 0 | 0 | 0 | 0 | 0 | 0 | 0 | 0
CT Fac. Spec. - NOX Rate Winter v.4.10 Final, Unit 1163 and retrofits | 264 | 2270 | Rate Constraint in lbs/MMBtu | FALSE | L | Annual | Allowances Sold NOX | Thousand Tons | 0 | 0 | 0 | 0 | 0 | 0 | 0 | 0
CT Fac. Spec. - NOX Rate Winter v.4.10 Final, Unit 1163 and retrofits | 264 | 2270 | Rate Constraint in lbs/MMBtu | FALSE | L | Annual | Allowances Banked | Thousand Tons | 0 | 0 | 0 | 0 | 0 | 0 | 0 | 0
CT Fac. Spec. - NOX Rate Winter v.4.10 Final, Unit 1163 and retrofits | 264 | 2270 | Rate Constraint in lbs/MMBtu | FALSE | L | Annual | Allowances Withdrawn (1:1) | Thousand Tons | 0 | 0 | 0 | 0 | 0 | 0 | 0 | 0
CT Fac. Spec. - NOX Rate Winter v.4.10 Final, Unit 1163 and retrofits | 264 | 2270 | Rate Constraint in lbs/MMBtu | FALSE | L | Annual | Allowances Withdrawn (n:1) | Thousand Tons | 0 | 0 | 0 | 0 | 0 | 0 | 0 | 0
CT Fac. Spec. - NOX Rate Winter v.4.10 Final, Unit 1163 and retrofits | 264 | 2270 | Rate Constraint in lbs/MMBtu | FALSE | L | Annual | Net Emissions Allowance Position | Thousand Tons | 0 | 0 | 0 | 0 | 0 | 0 | 0 | 0
CT Fac. Spec. - NOX Rate Winter v.4.10 Final, Unit 1163 and retrofits | 264 | 2270 | Rate Constraint in lbs/MMBtu | FALSE | L | Annual | Fuel Consumed | TBtu | 0 | 0 | 0 | 0 | 0 | 0 | 0 | 0
CT Fac. Spec. - NOX Rate Winter v.4.10 Final, Unit 1163 and retrofits | 264 | 2270 | Rate Constraint in lbs/MMBtu | FALSE | L | Annual | Rate | lb/MMBtu | 0 | 0 | 0 | 0 | 0 | 0 | 0 | 0
CT Fac. Spec. - NOX Rate Winter v.4.10 Final, Unit 1163 and retrofits | 264 | 2270 | Rate Constraint in lbs/MMBtu | FALSE | L | Annual | Generation | TWh | 0 | 0 | 0 | 0 | 0 | 0 | 0 | 0
CT Fac. Spec. - NOX Rate Winter v.4.10 Final, Unit 1163 and retrofits | 264 | 2270 | Rate Constraint in lbs/MMBtu | FALSE | L | Annual | Qualifying Generation | TWh | 0 | 0 | 0 | 0 | 0 | 0 | 0 | 0
CT Fac. Spec. - NOX Rate Winter v.4.10 Final, Unit 1163 and retrofits | 264 | 2270 | Rate Constraint in lbs/MMBtu | FALSE | L | Annual | Rate | lb/MWh | 0 | 0 | 0 | 0 | 0 | 0 | 0 | 0
CT Fac. Spec. - NOX Rate Winter v.4.10 Final, Unit 1163 and retrofits | 264 | 2270 | Rate Constraint in lbs/MMBtu | FALSE | L | Annual | Constraint Shadow Price | US2016$/Ton | 0 | 0 | 0 | 0 | 0 | 0 | 0 | 0
CT Fac. Spec. - NOX Rate Winter v.4.10 Final, Unit 1164 and retrofits | 265 | 2270 | Rate Constraint in lbs/MMBtu | FALSE | L | Annual | Seasons Included | Seasons | Winter, WintShld | Winter, WintShld | Winter, WintShld | Winter, WintShld | Winter, WintShld | Winter, WintShld | Winter, WintShld | Winter, WintShld
CT Fac. Spec. - NOX Rate Winter v.4.10 Final, Unit 1164 and retrofits | 265 | 2270 | Rate Constraint in lbs/MMBtu | FALSE | L | Annual | Standard NOX | lb/MMBtu | 0.15 | 0.15 | 0.15 | 0.15 | 0.15 | 0.15 | 0.15 | 0.15
CT Fac. Spec. - NOX Rate Winter v.4.10 Final, Unit 1164 and retrofits | 265 | 2270 | Rate Constraint in lbs/MMBtu | FALSE | L | Annual | Emissions at Affected Plants NOX | Thousand Tons | 0 | 0 | 0 | 0 | 0 | 0 | 0 | 0
CT Fac. Spec. - NOX Rate Winter v.4.10 Final, Unit 1164 and retrofits | 265 | 2270 | Rate Constraint in lbs/MMBtu | FALSE | L | Annual | Allowances Purchased NOX | Thousand Tons | 0 | 0 | 0 | 0 | 0 | 0 | 0 | 0
CT Fac. Spec. - NOX Rate Winter v.4.10 Final, Unit 1164 and retrofits | 265 | 2270 | Rate Constraint in lbs/MMBtu | FALSE | L | Annual | Allowances Sold NOX | Thousand Tons | 0 | 0 | 0 | 0 | 0 | 0 | 0 | 0
CT Fac. Spec. - NOX Rate Winter v.4.10 Final, Unit 1164 and retrofits | 265 | 2270 | Rate Constraint in lbs/MMBtu | FALSE | L | Annual | Allowances Banked | Thousand Tons | 0 | 0 | 0 | 0 | 0 | 0 | 0 | 0
CT Fac. Spec. - NOX Rate Winter v.4.10 Final, Unit 1164 and retrofits | 265 | 2270 | Rate Constraint in lbs/MMBtu | FALSE | L | Annual | Allowances Withdrawn (1:1) | Thousand Tons | 0 | 0 | 0 | 0 | 0 | 0 | 0 | 0
CT Fac. Spec. - NOX Rate Winter v.4.10 Final, Unit 1164 and retrofits | 265 | 2270 | Rate Constraint in lbs/MMBtu | FALSE | L | Annual | Allowances Withdrawn (n:1) | Thousand Tons | 0 | 0 | 0 | 0 | 0 | 0 | 0 | 0
CT Fac. Spec. - NOX Rate Winter v.4.10 Final, Unit 1164 and retrofits | 265 | 2270 | Rate Constraint in lbs/MMBtu | FALSE | L | Annual | Net Emissions Allowance Position | Thousand Tons | 0 | 0 | 0 | 0 | 0 | 0 | 0 | 0
CT Fac. Spec. - NOX Rate Winter v.4.10 Final, Unit 1164 and retrofits | 265 | 2270 | Rate Constraint in lbs/MMBtu | FALSE | L | Annual | Fuel Consumed | TBtu | 0 | 0 | 0 | 0 | 0 | 0 | 0 | 0
CT Fac. Spec. - NOX Rate Winter v.4.10 Final, Unit 1164 and retrofits | 265 | 2270 | Rate Constraint in lbs/MMBtu | FALSE | L | Annual | Rate | lb/MMBtu | 0 | 0 | 0 | 0 | 0 | 0 | 0 | 0
CT Fac. Spec. - NOX Rate Winter v.4.10 Final, Unit 1164 and retrofits | 265 | 2270 | Rate Constraint in lbs/MMBtu | FALSE | L | Annual | Generation | TWh | 0 | 0 | 0 | 0 | 0 | 0 | 0 | 0
CT Fac. Spec. - NOX Rate Winter v.4.10 Final, Unit 1164 and retrofits | 265 | 2270 | Rate Constraint in lbs/MMBtu | FALSE | L | Annual | Qualifying Generation | TWh | 0 | 0 | 0 | 0 | 0 | 0 | 0 | 0
CT Fac. Spec. - NOX Rate Winter v.4.10 Final, Unit 1164 and retrofits | 265 | 2270 | Rate Constraint in lbs/MMBtu | FALSE | L | Annual | Rate | lb/MWh | 0 | 0 | 0 | 0 | 0 | 0 | 0 | 0
CT Fac. Spec. - NOX Rate Winter v.4.10 Final, Unit 1164 and retrofits | 265 | 2270 | Rate Constraint in lbs/MMBtu | FALSE | L | Annual | Constraint Shadow Price | US2016$/Ton | 0 | 0 | 0 | 0 | 0 | 0 | 0 | 0
CT Fac. Spec. - NOX Rate Winter v.4.10 Final, Unit 1165 and retrofits | 266 | 2270 | Rate Constraint in lbs/MMBtu | FALSE | L | Annual | Seasons Included | Seasons | Winter, WintShld | Winter, WintShld | Winter, WintShld | Winter, WintShld | Winter, WintShld | Winter, WintShld | Winter, WintShld | Winter, WintShld
CT Fac. Spec. - NOX Rate Winter v.4.10 Final, Unit 1165 and retrofits | 266 | 2270 | Rate Constraint in lbs/MMBtu | FALSE | L | Annual | Standard NOX | lb/MMBtu | 0.15 | 0.15 | 0.15 | 0.15 | 0.15 | 0.15 | 0.15 | 0.15
CT Fac. Spec. - NOX Rate Winter v.4.10 Final, Unit 1165 and retrofits | 266 | 2270 | Rate Constraint in lbs/MMBtu | FALSE | L | Annual | Emissions at Affected Plants NOX | Thousand Tons | 0 | 0 | 0 | 0 | 0 | 0 | 0 | 0
CT Fac. Spec. - NOX Rate Winter v.4.10 Final, Unit 1165 and retrofits | 266 | 2270 | Rate Constraint in lbs/MMBtu | FALSE | L | Annual | Allowances Purchased NOX | Thousand Tons | 0 | 0 | 0 | 0 | 0 | 0 | 0 | 0
CT Fac. Spec. - NOX Rate Winter v.4.10 Final, Unit 1165 and retrofits | 266 | 2270 | Rate Constraint in lbs/MMBtu | FALSE | L | Annual | Allowances Sold NOX | Thousand Tons | 0 | 0 | 0 | 0 | 0 | 0 | 0 | 0
CT Fac. Spec. - NOX Rate Winter v.4.10 Final, Unit 1165 and retrofits | 266 | 2270 | Rate Constraint in lbs/MMBtu | FALSE | L | Annual | Allowances Banked | Thousand Tons | 0 | 0 | 0 | 0 | 0 | 0 | 0 | 0
CT Fac. Spec. - NOX Rate Winter v.4.10 Final, Unit 1165 and retrofits | 266 | 2270 | Rate Constraint in lbs/MMBtu | FALSE | L | Annual | Allowances Withdrawn (1:1) | Thousand Tons | 0 | 0 | 0 | 0 | 0 | 0 | 0 | 0
CT Fac. Spec. - NOX Rate Winter v.4.10 Final, Unit 1165 and retrofits | 266 | 2270 | Rate Constraint in lbs/MMBtu | FALSE | L | Annual | Allowances Withdrawn (n:1) | Thousand Tons | 0 | 0 | 0 | 0 | 0 | 0 | 0 | 0
CT Fac. Spec. - NOX Rate Winter v.4.10 Final, Unit 1165 and retrofits | 266 | 2270 | Rate Constraint in lbs/MMBtu | FALSE | L | Annual | Net Emissions Allowance Position | Thousand Tons | 0 | 0 | 0 | 0 | 0 | 0 | 0 | 0
CT Fac. Spec. - NOX Rate Winter v.4.10 Final, Unit 1165 and retrofits | 266 | 2270 | Rate Constraint in lbs/MMBtu | FALSE | L | Annual | Fuel Consumed | TBtu | 0 | 0 | 0 | 0 | 0 | 0 | 0 | 0
CT Fac. Spec. - NOX Rate Winter v.4.10 Final, Unit 1165 and retrofits | 266 | 2270 | Rate Constraint in lbs/MMBtu | FALSE | L | Annual | Rate | lb/MMBtu | 0 | 0 | 0 | 0 | 0 | 0 | 0 | 0
CT Fac. Spec. - NOX Rate Winter v.4.10 Final, Unit 1165 and retrofits | 266 | 2270 | Rate Constraint in lbs/MMBtu | FALSE | L | Annual | Generation | TWh | 0 | 0 | 0 | 0 | 0 | 0 | 0 | 0
CT Fac. Spec. - NOX Rate Winter v.4.10 Final, Unit 1165 and retrofits | 266 | 2270 | Rate Constraint in lbs/MMBtu | FALSE | L | Annual | Qualifying Generation | TWh | 0 | 0 | 0 | 0 | 0 | 0 | 0 | 0
CT Fac. Spec. - NOX Rate Winter v.4.10 Final, Unit 1165 and retrofits | 266 | 2270 | Rate Constraint in lbs/MMBtu | FALSE | L | Annual | Rate | lb/MWh | 0 | 0 | 0 | 0 | 0 | 0 | 0 | 0
CT Fac. Spec. - NOX Rate Winter v.4.10 Final, Unit 1165 and retrofits | 266 | 2270 | Rate Constraint in lbs/MMBtu | FALSE | L | Annual | Constraint Shadow Price | US2016$/Ton | 0 | 0 | 0 | 0 | 0 | 0 | 0 | 0
CT Fac. Spec. - NOX Rate Winter v.4.10 Final, Unit 1166 and retrofits | 267 | 2270 | Rate Constraint in lbs/MMBtu | FALSE | L | Annual | Seasons Included | Seasons | Winter, WintShld | Winter, WintShld | Winter, WintShld | Winter, WintShld | Winter, WintShld | Winter, WintShld | Winter, WintShld | Winter, WintShld
CT Fac. Spec. - NOX Rate Winter v.4.10 Final, Unit 1166 and retrofits | 267 | 2270 | Rate Constraint in lbs/MMBtu | FALSE | L | Annual | Standard NOX | lb/MMBtu | 0.15 | 0.15 | 0.15 | 0.15 | 0.15 | 0.15 | 0.15 | 0.15
CT Fac. Spec. - NOX Rate Winter v.4.10 Final, Unit 1166 and retrofits | 267 | 2270 | Rate Constraint in lbs/MMBtu | FALSE | L | Annual | Emissions at Affected Plants NOX | Thousand Tons | 0 | 0 | 0 | 0 | 0 | 0 | 0 | 0
CT Fac. Spec. - NOX Rate Winter v.4.10 Final, Unit 1166 and retrofits | 267 | 2270 | Rate Constraint in lbs/MMBtu | FALSE | L | Annual | Allowances Purchased NOX | Thousand Tons | 0 | 0 | 0 | 0 | 0 | 0 | 0 | 0
CT Fac. Spec. - NOX Rate Winter v.4.10 Final, Unit 1166 and retrofits | 267 | 2270 | Rate Constraint in lbs/MMBtu | FALSE | L | Annual | Allowances Sold NOX | Thousand Tons | 0 | 0 | 0 | 0 | 0 | 0 | 0 | 0
CT Fac. Spec. - NOX Rate Winter v.4.10 Final, Unit 1166 and retrofits | 267 | 2270 | Rate Constraint in lbs/MMBtu | FALSE | L | Annual | Allowances Banked | Thousand Tons | 0 | 0 | 0 | 0 | 0 | 0 | 0 | 0
CT Fac. Spec. - NOX Rate Winter v.4.10 Final, Unit 1166 and retrofits | 267 | 2270 | Rate Constraint in lbs/MMBtu | FALSE | L | Annual | Allowances Withdrawn (1:1) | Thousand Tons | 0 | 0 | 0 | 0 | 0 | 0 | 0 | 0
CT Fac. Spec. - NOX Rate Winter v.4.10 Final, Unit 1166 and retrofits | 267 | 2270 | Rate Constraint in lbs/MMBtu | FALSE | L | Annual | Allowances Withdrawn (n:1) | Thousand Tons | 0 | 0 | 0 | 0 | 0 | 0 | 0 | 0
CT Fac. Spec. - NOX Rate Winter v.4.10 Final, Unit 1166 and retrofits | 267 | 2270 | Rate Constraint in lbs/MMBtu | FALSE | L | Annual | Net Emissions Allowance Position | Thousand Tons | 0 | 0 | 0 | 0 | 0 | 0 | 0 | 0
CT Fac. Spec. - NOX Rate Winter v.4.10 Final, Unit 1166 and retrofits | 267 | 2270 | Rate Constraint in lbs/MMBtu | FALSE | L | Annual | Fuel Consumed | TBtu | 0 | 0 | 0 | 0 | 0 | 0 | 0 | 0
CT Fac. Spec. - NOX Rate Winter v.4.10 Final, Unit 1166 and retrofits | 267 | 2270 | Rate Constraint in lbs/MMBtu | FALSE | L | Annual | Rate | lb/MMBtu | 0 | 0 | 0 | 0 | 0 | 0 | 0 | 0
CT Fac. Spec. - NOX Rate Winter v.4.10 Final, Unit 1166 and retrofits | 267 | 2270 | Rate Constraint in lbs/MMBtu | FALSE | L | Annual | Generation | TWh | 0 | 0 | 0 | 0 | 0 | 0 | 0 | 0
CT Fac. Spec. - NOX Rate Winter v.4.10 Final, Unit 1166 and retrofits | 267 | 2270 | Rate Constraint in lbs/MMBtu | FALSE | L | Annual | Qualifying Generation | TWh | 0 | 0 | 0 | 0 | 0 | 0 | 0 | 0
CT Fac. Spec. - NOX Rate Winter v.4.10 Final, Unit 1166 and retrofits | 267 | 2270 | Rate Constraint in lbs/MMBtu | FALSE | L | Annual | Rate | lb/MWh | 0 | 0 | 0 | 0 | 0 | 0 | 0 | 0
CT Fac. Spec. - NOX Rate Winter v.4.10 Final, Unit 1166 and retrofits | 267 | 2270 | Rate Constraint in lbs/MMBtu | FALSE | L | Annual | Constraint Shadow Price | US2016$/Ton | 0 | 0 | 0 | 0 | 0 | 0 | 0 | 0
CT Fac. Spec. - NOX Rate Winter v.4.10 Final, Unit 1169 and retrofits | 268 | 2270 | Rate Constraint in lbs/MMBtu | FALSE | L | Annual | Seasons Included | Seasons | Winter, WintShld | Winter, WintShld | Winter, WintShld | Winter, WintShld | Winter, WintShld | Winter, WintShld | Winter, WintShld | Winter, WintShld
CT Fac. Spec. - NOX Rate Winter v.4.10 Final, Unit 1169 and retrofits | 268 | 2270 | Rate Constraint in lbs/MMBtu | FALSE | L | Annual | Standard NOX | lb/MMBtu | 0.15 | 0.15 | 0.15 | 0.15 | 0.15 | 0.15 | 0.15 | 0.15
CT Fac. Spec. - NOX Rate Winter v.4.10 Final, Unit 1169 and retrofits | 268 | 2270 | Rate Constraint in lbs/MMBtu | FALSE | L | Annual | Emissions at Affected Plants NOX | Thousand Tons | 0 | 0 | 0 | 0 | 0 | 0 | 0 | 0
CT Fac. Spec. - NOX Rate Winter v.4.10 Final, Unit 1169 and retrofits | 268 | 2270 | Rate Constraint in lbs/MMBtu | FALSE | L | Annual | Allowances Purchased NOX | Thousand Tons | 0 | 0 | 0 | 0 | 0 | 0 | 0 | 0
CT Fac. Spec. - NOX Rate Winter v.4.10 Final, Unit 1169 and retrofits | 268 | 2270 | Rate Constraint in lbs/MMBtu | FALSE | L | Annual | Allowances Sold NOX | Thousand Tons | 0 | 0 | 0 | 0 | 0 | 0 | 0 | 0
CT Fac. Spec. - NOX Rate Winter v.4.10 Final, Unit 1169 and retrofits | 268 | 2270 | Rate Constraint in lbs/MMBtu | FALSE | L | Annual | Allowances Banked | Thousand Tons | 0 | 0 | 0 | 0 | 0 | 0 | 0 | 0
CT Fac. Spec. - NOX Rate Winter v.4.10 Final, Unit 1169 and retrofits | 268 | 2270 | Rate Constraint in lbs/MMBtu | FALSE | L | Annual | Allowances Withdrawn (1:1) | Thousand Tons | 0 | 0 | 0 | 0 | 0 | 0 | 0 | 0
CT Fac. Spec. - NOX Rate Winter v.4.10 Final, Unit 1169 and retrofits | 268 | 2270 | Rate Constraint in lbs/MMBtu | FALSE | L | Annual | Allowances Withdrawn (n:1) | Thousand Tons | 0 | 0 | 0 | 0 | 0 | 0 | 0 | 0
CT Fac. Spec. - NOX Rate Winter v.4.10 Final, Unit 1169 and retrofits | 268 | 2270 | Rate Constraint in lbs/MMBtu | FALSE | L | Annual | Net Emissions Allowance Position | Thousand Tons | 0 | 0 | 0 | 0 | 0 | 0 | 0 | 0
CT Fac. Spec. - NOX Rate Winter v.4.10 Final, Unit 1169 and retrofits | 268 | 2270 | Rate Constraint in lbs/MMBtu | FALSE | L | Annual | Fuel Consumed | TBtu | 0 | 0 | 0 | 0 | 0 | 0 | 0 | 0
CT Fac. Spec. - NOX Rate Winter v.4.10 Final, Unit 1169 and retrofits | 268 | 2270 | Rate Constraint in lbs/MMBtu | FALSE | L | Annual | Rate | lb/MMBtu | 0 | 0 | 0 | 0 | 0 | 0 | 0 | 0
CT Fac. Spec. - NOX Rate Winter v.4.10 Final, Unit 1169 and retrofits | 268 | 2270 | Rate Constraint in lbs/MMBtu | FALSE | L | Annual | Generation | TWh | 0 | 0 | 0 | 0 | 0 | 0 | 0 | 0
CT Fac. Spec. - NOX Rate Winter v.4.10 Final, Unit 1169 and retrofits | 268 | 2270 | Rate Constraint in lbs/MMBtu | FALSE | L | Annual | Qualifying Generation | TWh | 0 | 0 | 0 | 0 | 0 | 0 | 0 | 0
CT Fac. Spec. - NOX Rate Winter v.4.10 Final, Unit 1169 and retrofits | 268 | 2270 | Rate Constraint in lbs/MMBtu | FALSE | L | Annual | Rate | lb/MWh | 0 | 0 | 0 | 0 | 0 | 0 | 0 | 0
CT Fac. Spec. - NOX Rate Winter v.4.10 Final, Unit 1169 and retrofits | 268 | 2270 | Rate Constraint in lbs/MMBtu | FALSE | L | Annual | Constraint Shadow Price | US2016$/Ton | 0 | 0 | 0 | 0 | 0 | 0 | 0 | 0
CT Fac. Spec. - NOX Rate Winter v.4.10 Final, Unit 1177 and retrofits | 269 | 2270 | Rate Constraint in lbs/MMBtu | FALSE | L | Annual | Seasons Included | Seasons | Winter, WintShld | Winter, WintShld | Winter, WintShld | Winter, WintShld | Winter, WintShld | Winter, WintShld | Winter, WintShld | Winter, WintShld
CT Fac. Spec. - NOX Rate Winter v.4.10 Final, Unit 1177 and retrofits | 269 | 2270 | Rate Constraint in lbs/MMBtu | FALSE | L | Annual | Standard NOX | lb/MMBtu | 0.15 | 0.15 | 0.15 | 0.15 | 0.15 | 0.15 | 0.15 | 0.15
CT Fac. Spec. - NOX Rate Winter v.4.10 Final, Unit 1177 and retrofits | 269 | 2270 | Rate Constraint in lbs/MMBtu | FALSE | L | Annual | Emissions at Affected Plants NOX | Thousand Tons | 0 | 0 | 0 | 0 | 0 | 0 | 0 | 0
CT Fac. Spec. - NOX Rate Winter v.4.10 Final, Unit 1177 and retrofits | 269 | 2270 | Rate Constraint in lbs/MMBtu | FALSE | L | Annual | Allowances Purchased NOX | Thousand Tons | 0 | 0 | 0 | 0 | 0 | 0 | 0 | 0
CT Fac. Spec. - NOX Rate Winter v.4.10 Final, Unit 1177 and retrofits | 269 | 2270 | Rate Constraint in lbs/MMBtu | FALSE | L | Annual | Allowances Sold NOX | Thousand Tons | 0 | 0 | 0 | 0 | 0 | 0 | 0 | 0
CT Fac. Spec. - NOX Rate Winter v.4.10 Final, Unit 1177 and retrofits | 269 | 2270 | Rate Constraint in lbs/MMBtu | FALSE | L | Annual | Allowances Banked | Thousand Tons | 0 | 0 | 0 | 0 | 0 | 0 | 0 | 0
CT Fac. Spec. - NOX Rate Winter v.4.10 Final, Unit 1177 and retrofits | 269 | 2270 | Rate Constraint in lbs/MMBtu | FALSE | L | Annual | Allowances Withdrawn (1:1) | Thousand Tons | 0 | 0 | 0 | 0 | 0 | 0 | 0 | 0
CT Fac. Spec. - NOX Rate Winter v.4.10 Final, Unit 1177 and retrofits | 269 | 2270 | Rate Constraint in lbs/MMBtu | FALSE | L | Annual | Allowances Withdrawn (n:1) | Thousand Tons | 0 | 0 | 0 | 0 | 0 | 0 | 0 | 0
CT Fac. Spec. - NOX Rate Winter v.4.10 Final, Unit 1177 and retrofits | 269 | 2270 | Rate Constraint in lbs/MMBtu | FALSE | L | Annual | Net Emissions Allowance Position | Thousand Tons | 0 | 0 | 0 | 0 | 0 | 0 | 0 | 0
CT Fac. Spec. - NOX Rate Winter v.4.10 Final, Unit 1177 and retrofits | 269 | 2270 | Rate Constraint in lbs/MMBtu | FALSE | L | Annual | Fuel Consumed | TBtu | 0 | 0 | 0 | 0 | 0 | 0 | 0 | 0
CT Fac. Spec. - NOX Rate Winter v.4.10 Final, Unit 1177 and retrofits | 269 | 2270 | Rate Constraint in lbs/MMBtu | FALSE | L | Annual | Rate | lb/MMBtu | 0 | 0 | 0 | 0 | 0 | 0 | 0 | 0
CT Fac. Spec. - NOX Rate Winter v.4.10 Final, Unit 1177 and retrofits | 269 | 2270 | Rate Constraint in lbs/MMBtu | FALSE | L | Annual | Generation | TWh | 0 | 0 | 0 | 0 | 0 | 0 | 0 | 0
CT Fac. Spec. - NOX Rate Winter v.4.10 Final, Unit 1177 and retrofits | 269 | 2270 | Rate Constraint in lbs/MMBtu | FALSE | L | Annual | Qualifying Generation | TWh | 0 | 0 | 0 | 0 | 0 | 0 | 0 | 0
CT Fac. Spec. - NOX Rate Winter v.4.10 Final, Unit 1177 and retrofits | 269 | 2270 | Rate Constraint in lbs/MMBtu | FALSE | L | Annual | Rate | lb/MWh | 0 | 0 | 0 | 0 | 0 | 0 | 0 | 0
CT Fac. Spec. - NOX Rate Winter v.4.10 Final, Unit 1177 and retrofits | 269 | 2270 | Rate Constraint in lbs/MMBtu | FALSE | L | Annual | Constraint Shadow Price | US2016$/Ton | 0 | 0 | 0 | 0 | 0 | 0 | 0 | 0
CT Fac. Spec. - NOX Rate Winter v.4.10 Final, Unit 1178 and retrofits | 270 | 2270 | Rate Constraint in lbs/MMBtu | FALSE | L | Annual | Seasons Included | Seasons | Winter, WintShld | Winter, WintShld | Winter, WintShld | Winter, WintShld | Winter, WintShld | Winter, WintShld | Winter, WintShld | Winter, WintShld
CT Fac. Spec. - NOX Rate Winter v.4.10 Final, Unit 1178 and retrofits | 270 | 2270 | Rate Constraint in lbs/MMBtu | FALSE | L | Annual | Standard NOX | lb/MMBtu | 0.15 | 0.15 | 0.15 | 0.15 | 0.15 | 0.15 | 0.15 | 0.15
CT Fac. Spec. - NOX Rate Winter v.4.10 Final, Unit 1178 and retrofits | 270 | 2270 | Rate Constraint in lbs/MMBtu | FALSE | L | Annual | Emissions at Affected Plants NOX | Thousand Tons | 0 | 0 | 0 | 0 | 0 | 0 | 0 | 0
CT Fac. Spec. - NOX Rate Winter v.4.10 Final, Unit 1178 and retrofits | 270 | 2270 | Rate Constraint in lbs/MMBtu | FALSE | L | Annual | Allowances Purchased NOX | Thousand Tons | 0 | 0 | 0 | 0 | 0 | 0 | 0 | 0
CT Fac. Spec. - NOX Rate Winter v.4.10 Final, Unit 1178 and retrofits | 270 | 2270 | Rate Constraint in lbs/MMBtu | FALSE | L | Annual | Allowances Sold NOX | Thousand Tons | 0 | 0 | 0 | 0 | 0 | 0 | 0 | 0
CT Fac. Spec. - NOX Rate Winter v.4.10 Final, Unit 1178 and retrofits | 270 | 2270 | Rate Constraint in lbs/MMBtu | FALSE | L | Annual | Allowances Banked | Thousand Tons | 0 | 0 | 0 | 0 | 0 | 0 | 0 | 0
CT Fac. Spec. - NOX Rate Winter v.4.10 Final, Unit 1178 and retrofits | 270 | 2270 | Rate Constraint in lbs/MMBtu | FALSE | L | Annual | Allowances Withdrawn (1:1) | Thousand Tons | 0 | 0 | 0 | 0 | 0 | 0 | 0 | 0
CT Fac. Spec. - NOX Rate Winter v.4.10 Final, Unit 1178 and retrofits | 270 | 2270 | Rate Constraint in lbs/MMBtu | FALSE | L | Annual | Allowances Withdrawn (n:1) | Thousand Tons | 0 | 0 | 0 | 0 | 0 | 0 | 0 | 0
CT Fac. Spec. - NOX Rate Winter v.4.10 Final, Unit 1178 and retrofits | 270 | 2270 | Rate Constraint in lbs/MMBtu | FALSE | L | Annual | Net Emissions Allowance Position | Thousand Tons | 0 | 0 | 0 | 0 | 0 | 0 | 0 | 0
CT Fac. Spec. - NOX Rate Winter v.4.10 Final, Unit 1178 and retrofits | 270 | 2270 | Rate Constraint in lbs/MMBtu | FALSE | L | Annual | Fuel Consumed | TBtu | 0 | 0 | 0 | 0 | 0 | 0 | 0 | 0
CT Fac. Spec. - NOX Rate Winter v.4.10 Final, Unit 1178 and retrofits | 270 | 2270 | Rate Constraint in lbs/MMBtu | FALSE | L | Annual | Rate | lb/MMBtu | 0 | 0 | 0 | 0 | 0 | 0 | 0 | 0
CT Fac. Spec. - NOX Rate Winter v.4.10 Final, Unit 1178 and retrofits | 270 | 2270 | Rate Constraint in lbs/MMBtu | FALSE | L | Annual | Generation | TWh | 0 | 0 | 0 | 0 | 0 | 0 | 0 | 0
CT Fac. Spec. - NOX Rate Winter v.4.10 Final, Unit 1178 and retrofits | 270 | 2270 | Rate Constraint in lbs/MMBtu | FALSE | L | Annual | Qualifying Generation | TWh | 0 | 0 | 0 | 0 | 0 | 0 | 0 | 0
CT Fac. Spec. - NOX Rate Winter v.4.10 Final, Unit 1178 and retrofits | 270 | 2270 | Rate Constraint in lbs/MMBtu | FALSE | L | Annual | Rate | lb/MWh | 0 | 0 | 0 | 0 | 0 | 0 | 0 | 0
CT Fac. Spec. - NOX Rate Winter v.4.10 Final, Unit 1178 and retrofits | 270 | 2270 | Rate Constraint in lbs/MMBtu | FALSE | L | Annual | Constraint Shadow Price | US2016$/Ton | 0 | 0 | 0 | 0 | 0 | 0 | 0 | 0
CT Fac. Spec. - NOX Rate Winter v.4.10 Final, Unit 1179 and retrofits | 271 | 2270 | Rate Constraint in lbs/MMBtu | FALSE | L | Annual | Seasons Included | Seasons | Winter, WintShld | Winter, WintShld | Winter, WintShld | Winter, WintShld | Winter, WintShld | Winter, WintShld | Winter, WintShld | Winter, WintShld
CT Fac. Spec. - NOX Rate Winter v.4.10 Final, Unit 1179 and retrofits | 271 | 2270 | Rate Constraint in lbs/MMBtu | FALSE | L | Annual | Standard NOX | lb/MMBtu | 0.15 | 0.15 | 0.15 | 0.15 | 0.15 | 0.15 | 0.15 | 0.15
CT Fac. Spec. - NOX Rate Winter v.4.10 Final, Unit 1179 and retrofits | 271 | 2270 | Rate Constraint in lbs/MMBtu | FALSE | L | Annual | Emissions at Affected Plants NOX | Thousand Tons | 0 | 0 | 0 | 0 | 0 | 0 | 0 | 0
CT Fac. Spec. - NOX Rate Winter v.4.10 Final, Unit 1179 and retrofits | 271 | 2270 | Rate Constraint in lbs/MMBtu | FALSE | L | Annual | Allowances Purchased NOX | Thousand Tons | 0 | 0 | 0 | 0 | 0 | 0 | 0 | 0
CT Fac. Spec. - NOX Rate Winter v.4.10 Final, Unit 1179 and retrofits | 271 | 2270 | Rate Constraint in lbs/MMBtu | FALSE | L | Annual | Allowances Sold NOX | Thousand Tons | 0 | 0 | 0 | 0 | 0 | 0 | 0 | 0
CT Fac. Spec. - NOX Rate Winter v.4.10 Final, Unit 1179 and retrofits | 271 | 2270 | Rate Constraint in lbs/MMBtu | FALSE | L | Annual | Allowances Banked | Thousand Tons | 0 | 0 | 0 | 0 | 0 | 0 | 0 | 0
CT Fac. Spec. - NOX Rate Winter v.4.10 Final, Unit 1179 and retrofits | 271 | 2270 | Rate Constraint in lbs/MMBtu | FALSE | L | Annual | Allowances Withdrawn (1:1) | Thousand Tons | 0 | 0 | 0 | 0 | 0 | 0 | 0 | 0
CT Fac. Spec. - NOX Rate Winter v.4.10 Final, Unit 1179 and retrofits | 271 | 2270 | Rate Constraint in lbs/MMBtu | FALSE | L | Annual | Allowances Withdrawn (n:1) | Thousand Tons | 0 | 0 | 0 | 0 | 0 | 0 | 0 | 0
CT Fac. Spec. - NOX Rate Winter v.4.10 Final, Unit 1179 and retrofits | 271 | 2270 | Rate Constraint in lbs/MMBtu | FALSE | L | Annual | Net Emissions Allowance Position | Thousand Tons | 0 | 0 | 0 | 0 | 0 | 0 | 0 | 0
CT Fac. Spec. - NOX Rate Winter v.4.10 Final, Unit 1179 and retrofits | 271 | 2270 | Rate Constraint in lbs/MMBtu | FALSE | L | Annual | Fuel Consumed | TBtu | 0 | 0 | 0 | 0 | 0 | 0 | 0 | 0
CT Fac. Spec. - NOX Rate Winter v.4.10 Final, Unit 1179 and retrofits | 271 | 2270 | Rate Constraint in lbs/MMBtu | FALSE | L | Annual | Rate | lb/MMBtu | 0 | 0 | 0 | 0 | 0 | 0 | 0 | 0
CT Fac. Spec. - NOX Rate Winter v.4.10 Final, Unit 1179 and retrofits | 271 | 2270 | Rate Constraint in lbs/MMBtu | FALSE | L | Annual | Generation | TWh | 0 | 0 | 0 | 0 | 0 | 0 | 0 | 0
CT Fac. Spec. - NOX Rate Winter v.4.10 Final, Unit 1179 and retrofits | 271 | 2270 | Rate Constraint in lbs/MMBtu | FALSE | L | Annual | Qualifying Generation | TWh | 0 | 0 | 0 | 0 | 0 | 0 | 0 | 0
CT Fac. Spec. - NOX Rate Winter v.4.10 Final, Unit 1179 and retrofits | 271 | 2270 | Rate Constraint in lbs/MMBtu | FALSE | L | Annual | Rate | lb/MWh | 0 | 0 | 0 | 0 | 0 | 0 | 0 | 0
CT Fac. Spec. - NOX Rate Winter v.4.10 Final, Unit 1179 and retrofits | 271 | 2270 | Rate Constraint in lbs/MMBtu | FALSE | L | Annual | Constraint Shadow Price | US2016$/Ton | 0 | 0 | 0 | 0 | 0 | 0 | 0 | 0
CT Fac. Spec. - NOX Rate Winter v.4.10 Final, Unit 1180 and retrofits | 272 | 2270 | Rate Constraint in lbs/MMBtu | FALSE | L | Annual | Seasons Included | Seasons | Winter, WintShld | Winter, WintShld | Winter, WintShld | Winter, WintShld | Winter, WintShld | Winter, WintShld | Winter, WintShld | Winter, WintShld
CT Fac. Spec. - NOX Rate Winter v.4.10 Final, Unit 1180 and retrofits | 272 | 2270 | Rate Constraint in lbs/MMBtu | FALSE | L | Annual | Standard NOX | lb/MMBtu | 0.15 | 0.15 | 0.15 | 0.15 | 0.15 | 0.15 | 0.15 | 0.15
CT Fac. Spec. - NOX Rate Winter v.4.10 Final, Unit 1180 and retrofits | 272 | 2270 | Rate Constraint in lbs/MMBtu | FALSE | L | Annual | Emissions at Affected Plants NOX | Thousand Tons | 0 | 0 | 0 | 0 | 0 | 0 | 0 | 0
CT Fac. Spec. - NOX Rate Winter v.4.10 Final, Unit 1180 and retrofits | 272 | 2270 | Rate Constraint in lbs/MMBtu | FALSE | L | Annual | Allowances Purchased NOX | Thousand Tons | 0 | 0 | 0 | 0 | 0 | 0 | 0 | 0
CT Fac. Spec. - NOX Rate Winter v.4.10 Final, Unit 1180 and retrofits | 272 | 2270 | Rate Constraint in lbs/MMBtu | FALSE | L | Annual | Allowances Sold NOX | Thousand Tons | 0 | 0 | 0 | 0 | 0 | 0 | 0 | 0
CT Fac. Spec. - NOX Rate Winter v.4.10 Final, Unit 1180 and retrofits | 272 | 2270 | Rate Constraint in lbs/MMBtu | FALSE | L | Annual | Allowances Banked | Thousand Tons | 0 | 0 | 0 | 0 | 0 | 0 | 0 | 0
CT Fac. Spec. - NOX Rate Winter v.4.10 Final, Unit 1180 and retrofits | 272 | 2270 | Rate Constraint in lbs/MMBtu | FALSE | L | Annual | Allowances Withdrawn (1:1) | Thousand Tons | 0 | 0 | 0 | 0 | 0 | 0 | 0 | 0
CT Fac. Spec. - NOX Rate Winter v.4.10 Final, Unit 1180 and retrofits | 272 | 2270 | Rate Constraint in lbs/MMBtu | FALSE | L | Annual | Allowances Withdrawn (n:1) | Thousand Tons | 0 | 0 | 0 | 0 | 0 | 0 | 0 | 0
CT Fac. Spec. - NOX Rate Winter v.4.10 Final, Unit 1180 and retrofits | 272 | 2270 | Rate Constraint in lbs/MMBtu | FALSE | L | Annual | Net Emissions Allowance Position | Thousand Tons | 0 | 0 | 0 | 0 | 0 | 0 | 0 | 0
CT Fac. Spec. - NOX Rate Winter v.4.10 Final, Unit 1180 and retrofits | 272 | 2270 | Rate Constraint in lbs/MMBtu | FALSE | L | Annual | Fuel Consumed | TBtu | 0 | 0 | 0 | 0 | 0 | 0 | 0 | 0
CT Fac. Spec. - NOX Rate Winter v.4.10 Final, Unit 1180 and retrofits | 272 | 2270 | Rate Constraint in lbs/MMBtu | FALSE | L | Annual | Rate | lb/MMBtu | 0 | 0 | 0 | 0 | 0 | 0 | 0 | 0
CT Fac. Spec. - NOX Rate Winter v.4.10 Final, Unit 1180 and retrofits | 272 | 2270 | Rate Constraint in lbs/MMBtu | FALSE | L | Annual | Generation | TWh | 0 | 0 | 0 | 0 | 0 | 0 | 0 | 0
CT Fac. Spec. - NOX Rate Winter v.4.10 Final, Unit 1180 and retrofits | 272 | 2270 | Rate Constraint in lbs/MMBtu | FALSE | L | Annual | Qualifying Generation | TWh | 0 | 0 | 0 | 0 | 0 | 0 | 0 | 0
CT Fac. Spec. - NOX Rate Winter v.4.10 Final, Unit 1180 and retrofits | 272 | 2270 | Rate Constraint in lbs/MMBtu | FALSE | L | Annual | Rate | lb/MWh | 0 | 0 | 0 | 0 | 0 | 0 | 0 | 0
CT Fac. Spec. - NOX Rate Winter v.4.10 Final, Unit 1180 and retrofits | 272 | 2270 | Rate Constraint in lbs/MMBtu | FALSE | L | Annual | Constraint Shadow Price | US2016$/Ton | 0 | 0 | 0 | 0 | 0 | 0 | 0 | 0
CT Fac. Spec. - NOX Rate Winter v.4.10 Final, Unit 1182 and retrofits | 273 | 2270 | Rate Constraint in lbs/MMBtu | FALSE | L | Annual | Seasons Included | Seasons | Winter, WintShld | Winter, WintShld | Winter, WintShld | Winter, WintShld | Winter, WintShld | Winter, WintShld | Winter, WintShld | Winter, WintShld
CT Fac. Spec. - NOX Rate Winter v.4.10 Final, Unit 1182 and retrofits | 273 | 2270 | Rate Constraint in lbs/MMBtu | FALSE | L | Annual | Standard NOX | lb/MMBtu | 0.15 | 0.15 | 0.15 | 0.15 | 0.15 | 0.15 | 0.15 | 0.15
CT Fac. Spec. - NOX Rate Winter v.4.10 Final, Unit 1182 and retrofits | 273 | 2270 | Rate Constraint in lbs/MMBtu | FALSE | L | Annual | Emissions at Affected Plants NOX | Thousand Tons | 0 | 0 | 0 | 0 | 0 | 0 | 0 | 0
CT Fac. Spec. - NOX Rate Winter v.4.10 Final, Unit 1182 and retrofits | 273 | 2270 | Rate Constraint in lbs/MMBtu | FALSE | L | Annual | Allowances Purchased NOX | Thousand Tons | 0 | 0 | 0 | 0 | 0 | 0 | 0 | 0
CT Fac. Spec. - NOX Rate Winter v.4.10 Final, Unit 1182 and retrofits | 273 | 2270 | Rate Constraint in lbs/MMBtu | FALSE | L | Annual | Allowances Sold NOX | Thousand Tons | 0 | 0 | 0 | 0 | 0 | 0 | 0 | 0
CT Fac. Spec. - NOX Rate Winter v.4.10 Final, Unit 1182 and retrofits | 273 | 2270 | Rate Constraint in lbs/MMBtu | FALSE | L | Annual | Allowances Banked | Thousand Tons | 0 | 0 | 0 | 0 | 0 | 0 | 0 | 0
CT Fac. Spec. - NOX Rate Winter v.4.10 Final, Unit 1182 and retrofits | 273 | 2270 | Rate Constraint in lbs/MMBtu | FALSE | L | Annual | Allowances Withdrawn (1:1) | Thousand Tons | 0 | 0 | 0 | 0 | 0 | 0 | 0 | 0
CT Fac. Spec. - NOX Rate Winter v.4.10 Final, Unit 1182 and retrofits | 273 | 2270 | Rate Constraint in lbs/MMBtu | FALSE | L | Annual | Allowances Withdrawn (n:1) | Thousand Tons | 0 | 0 | 0 | 0 | 0 | 0 | 0 | 0
CT Fac. Spec. - NOX Rate Winter v.4.10 Final, Unit 1182 and retrofits | 273 | 2270 | Rate Constraint in lbs/MMBtu | FALSE | L | Annual | Net Emissions Allowance Position | Thousand Tons | 0 | 0 | 0 | 0 | 0 | 0 | 0 | 0
CT Fac. Spec. - NOX Rate Winter v.4.10 Final, Unit 1182 and retrofits | 273 | 2270 | Rate Constraint in lbs/MMBtu | FALSE | L | Annual | Fuel Consumed | TBtu | 0 | 0 | 0 | 0 | 0 | 0 | 0 | 0
CT Fac. Spec. - NOX Rate Winter v.4.10 Final, Unit 1182 and retrofits | 273 | 2270 | Rate Constraint in lbs/MMBtu | FALSE | L | Annual | Rate | lb/MMBtu | 0 | 0 | 0 | 0 | 0 | 0 | 0 | 0
CT Fac. Spec. - NOX Rate Winter v.4.10 Final, Unit 1182 and retrofits | 273 | 2270 | Rate Constraint in lbs/MMBtu | FALSE | L | Annual | Generation | TWh | 0 | 0 | 0 | 0 | 0 | 0 | 0 | 0
CT Fac. Spec. - NOX Rate Winter v.4.10 Final, Unit 1182 and retrofits | 273 | 2270 | Rate Constraint in lbs/MMBtu | FALSE | L | Annual | Qualifying Generation | TWh | 0 | 0 | 0 | 0 | 0 | 0 | 0 | 0
CT Fac. Spec. - NOX Rate Winter v.4.10 Final, Unit 1182 and retrofits | 273 | 2270 | Rate Constraint in lbs/MMBtu | FALSE | L | Annual | Rate | lb/MWh | 0 | 0 | 0 | 0 | 0 | 0 | 0 | 0
CT Fac. Spec. - NOX Rate Winter v.4.10 Final, Unit 1182 and retrofits | 273 | 2270 | Rate Constraint in lbs/MMBtu | FALSE | L | Annual | Constraint Shadow Price | US2016$/Ton | 0 | 0 | 0 | 0 | 0 | 0 | 0 | 0
CT Fac. Spec. - NOX Rate Winter v.4.10 Final, Unit 1183 and retrofits | 274 | 2270 | Rate Constraint in lbs/MMBtu | FALSE | L | Annual | Seasons Included | Seasons | Winter, WintShld | Winter, WintShld | Winter, WintShld | Winter, WintShld | Winter, WintShld | Winter, WintShld | Winter, WintShld | Winter, WintShld
CT Fac. Spec. - NOX Rate Winter v.4.10 Final, Unit 1183 and retrofits | 274 | 2270 | Rate Constraint in lbs/MMBtu | FALSE | L | Annual | Standard NOX | lb/MMBtu | 0.15 | 0.15 | 0.15 | 0.15 | 0.15 | 0.15 | 0.15 | 0.15
CT Fac. Spec. - NOX Rate Winter v.4.10 Final, Unit 1183 and retrofits | 274 | 2270 | Rate Constraint in lbs/MMBtu | FALSE | L | Annual | Emissions at Affected Plants NOX | Thousand Tons | 0 | 0 | 0 | 0 | 0 | 0 | 0 | 0
CT Fac. Spec. - NOX Rate Winter v.4.10 Final, Unit 1183 and retrofits | 274 | 2270 | Rate Constraint in lbs/MMBtu | FALSE | L | Annual | Allowances Purchased NOX | Thousand Tons | 0 | 0 | 0 | 0 | 0 | 0 | 0 | 0
CT Fac. Spec. - NOX Rate Winter v.4.10 Final, Unit 1183 and retrofits | 274 | 2270 | Rate Constraint in lbs/MMBtu | FALSE | L | Annual | Allowances Sold NOX | Thousand Tons | 0 | 0 | 0 | 0 | 0 | 0 | 0 | 0
CT Fac. Spec. - NOX Rate Winter v.4.10 Final, Unit 1183 and retrofits | 274 | 2270 | Rate Constraint in lbs/MMBtu | FALSE | L | Annual | Allowances Banked | Thousand Tons | 0 | 0 | 0 | 0 | 0 | 0 | 0 | 0
CT Fac. Spec. - NOX Rate Winter v.4.10 Final, Unit 1183 and retrofits | 274 | 2270 | Rate Constraint in lbs/MMBtu | FALSE | L | Annual | Allowances Withdrawn (1:1) | Thousand Tons | 0 | 0 | 0 | 0 | 0 | 0 | 0 | 0
CT Fac. Spec. - NOX Rate Winter v.4.10 Final, Unit 1183 and retrofits | 274 | 2270 | Rate Constraint in lbs/MMBtu | FALSE | L | Annual | Allowances Withdrawn (n:1) | Thousand Tons | 0 | 0 | 0 | 0 | 0 | 0 | 0 | 0
CT Fac. Spec. - NOX Rate Winter v.4.10 Final, Unit 1183 and retrofits | 274 | 2270 | Rate Constraint in lbs/MMBtu | FALSE | L | Annual | Net Emissions Allowance Position | Thousand Tons | 0 | 0 | 0 | 0 | 0 | 0 | 0 | 0
CT Fac. Spec. - NOX Rate Winter v.4.10 Final, Unit 1183 and retrofits | 274 | 2270 | Rate Constraint in lbs/MMBtu | FALSE | L | Annual | Fuel Consumed | TBtu | 0 | 0 | 0 | 0 | 0 | 0 | 0 | 0
CT Fac. Spec. - NOX Rate Winter v.4.10 Final, Unit 1183 and retrofits | 274 | 2270 | Rate Constraint in lbs/MMBtu | FALSE | L | Annual | Rate | lb/MMBtu | 0 | 0 | 0 | 0 | 0 | 0 | 0 | 0
CT Fac. Spec. - NOX Rate Winter v.4.10 Final, Unit 1183 and retrofits | 274 | 2270 | Rate Constraint in lbs/MMBtu | FALSE | L | Annual | Generation | TWh | 0 | 0 | 0 | 0 | 0 | 0 | 0 | 0
CT Fac. Spec. - NOX Rate Winter v.4.10 Final, Unit 1183 and retrofits | 274 | 2270 | Rate Constraint in lbs/MMBtu | FALSE | L | Annual | Qualifying Generation | TWh | 0 | 0 | 0 | 0 | 0 | 0 | 0 | 0
CT Fac. Spec. - NOX Rate Winter v.4.10 Final, Unit 1183 and retrofits | 274 | 2270 | Rate Constraint in lbs/MMBtu | FALSE | L | Annual | Rate | lb/MWh | 0 | 0 | 0 | 0 | 0 | 0 | 0 | 0
CT Fac. Spec. - NOX Rate Winter v.4.10 Final, Unit 1183 and retrofits | 274 | 2270 | Rate Constraint in lbs/MMBtu | FALSE | L | Annual | Constraint Shadow Price | US2016$/Ton | 0 | 0 | 0 | 0 | 0 | 0 | 0 | 0
CT Fac. Spec. - NOX Rate Winter v.4.10 Final, Unit 1184 and retrofits | 275 | 2270 | Rate Constraint in lbs/MMBtu | FALSE | L | Annual | Seasons Included | Seasons | Winter, WintShld | Winter, WintShld | Winter, WintShld | Winter, WintShld | Winter, WintShld | Winter, WintShld | Winter, WintShld | Winter, WintShld
CT Fac. Spec. - NOX Rate Winter v.4.10 Final, Unit 1184 and retrofits | 275 | 2270 | Rate Constraint in lbs/MMBtu | FALSE | L | Annual | Standard NOX | lb/MMBtu | 0.15 | 0.15 | 0.15 | 0.15 | 0.15 | 0.15 | 0.15 | 0.15
CT Fac. Spec. - NOX Rate Winter v.4.10 Final, Unit 1184 and retrofits | 275 | 2270 | Rate Constraint in lbs/MMBtu | FALSE | L | Annual | Emissions at Affected Plants NOX | Thousand Tons | 0 | 0 | 0 | 0 | 0 | 0 | 0 | 0
CT Fac. Spec. - NOX Rate Winter v.4.10 Final, Unit 1184 and retrofits | 275 | 2270 | Rate Constraint in lbs/MMBtu | FALSE | L | Annual | Allowances Purchased NOX | Thousand Tons | 0 | 0 | 0 | 0 | 0 | 0 | 0 | 0
CT Fac. Spec. - NOX Rate Winter v.4.10 Final, Unit 1184 and retrofits | 275 | 2270 | Rate Constraint in lbs/MMBtu | FALSE | L | Annual | Allowances Sold NOX | Thousand Tons | 0 | 0 | 0 | 0 | 0 | 0 | 0 | 0
CT Fac. Spec. - NOX Rate Winter v.4.10 Final, Unit 1184 and retrofits | 275 | 2270 | Rate Constraint in lbs/MMBtu | FALSE | L | Annual | Allowances Banked | Thousand Tons | 0 | 0 | 0 | 0 | 0 | 0 | 0 | 0
CT Fac. Spec. - NOX Rate Winter v.4.10 Final, Unit 1184 and retrofits | 275 | 2270 | Rate Constraint in lbs/MMBtu | FALSE | L | Annual | Allowances Withdrawn (1:1) | Thousand Tons | 0 | 0 | 0 | 0 | 0 | 0 | 0 | 0
CT Fac. Spec. - NOX Rate Winter v.4.10 Final, Unit 1184 and retrofits | 275 | 2270 | Rate Constraint in lbs/MMBtu | FALSE | L | Annual | Allowances Withdrawn (n:1) | Thousand Tons | 0 | 0 | 0 | 0 | 0 | 0 | 0 | 0
CT Fac. Spec. - NOX Rate Winter v.4.10 Final, Unit 1184 and retrofits | 275 | 2270 | Rate Constraint in lbs/MMBtu | FALSE | L | Annual | Net Emissions Allowance Position | Thousand Tons | 0 | 0 | 0 | 0 | 0 | 0 | 0 | 0
CT Fac. Spec. - NOX Rate Winter v.4.10 Final, Unit 1184 and retrofits | 275 | 2270 | Rate Constraint in lbs/MMBtu | FALSE | L | Annual | Fuel Consumed | TBtu | 0 | 0 | 0 | 0 | 0 | 0 | 0 | 0
CT Fac. Spec. - NOX Rate Winter v.4.10 Final, Unit 1184 and retrofits | 275 | 2270 | Rate Constraint in lbs/MMBtu | FALSE | L | Annual | Rate | lb/MMBtu | 0 | 0 | 0 | 0 | 0 | 0 | 0 | 0
CT Fac. Spec. - NOX Rate Winter v.4.10 Final, Unit 1184 and retrofits | 275 | 2270 | Rate Constraint in lbs/MMBtu | FALSE | L | Annual | Generation | TWh | 0 | 0 | 0 | 0 | 0 | 0 | 0 | 0
CT Fac. Spec. - NOX Rate Winter v.4.10 Final, Unit 1184 and retrofits | 275 | 2270 | Rate Constraint in lbs/MMBtu | FALSE | L | Annual | Qualifying Generation | TWh | 0 | 0 | 0 | 0 | 0 | 0 | 0 | 0
CT Fac. Spec. - NOX Rate Winter v.4.10 Final, Unit 1184 and retrofits | 275 | 2270 | Rate Constraint in lbs/MMBtu | FALSE | L | Annual | Rate | lb/MWh | 0 | 0 | 0 | 0 | 0 | 0 | 0 | 0
CT Fac. Spec. - NOX Rate Winter v.4.10 Final, Unit 1184 and retrofits | 275 | 2270 | Rate Constraint in lbs/MMBtu | FALSE | L | Annual | Constraint Shadow Price | US2016$/Ton | 0 | 0 | 0 | 0 | 0 | 0 | 0 | 0
CT Fac. Spec. - NOX Rate Winter v.4.10 Final, Unit 1185 and retrofits | 276 | 2270 | Rate Constraint in lbs/MMBtu | FALSE | L | Annual | Seasons Included | Seasons | Winter, WintShld | Winter, WintShld | Winter, WintShld | Winter, WintShld | Winter, WintShld | Winter, WintShld | Winter, WintShld | Winter, WintShld
CT Fac. Spec. - NOX Rate Winter v.4.10 Final, Unit 1185 and retrofits | 276 | 2270 | Rate Constraint in lbs/MMBtu | FALSE | L | Annual | Standard NOX | lb/MMBtu | 0.15 | 0.15 | 0.15 | 0.15 | 0.15 | 0.15 | 0.15 | 0.15
CT Fac. Spec. - NOX Rate Winter v.4.10 Final, Unit 1185 and retrofits | 276 | 2270 | Rate Constraint in lbs/MMBtu | FALSE | L | Annual | Emissions at Affected Plants NOX | Thousand Tons | 0 | 0 | 0 | 0 | 0 | 0 | 0 | 0
CT Fac. Spec. - NOX Rate Winter v.4.10 Final, Unit 1185 and retrofits | 276 | 2270 | Rate Constraint in lbs/MMBtu | FALSE | L | Annual | Allowances Purchased NOX | Thousand Tons | 0 | 0 | 0 | 0 | 0 | 0 | 0 | 0
CT Fac. Spec. - NOX Rate Winter v.4.10 Final, Unit 1185 and retrofits | 276 | 2270 | Rate Constraint in lbs/MMBtu | FALSE | L | Annual | Allowances Sold NOX | Thousand Tons | 0 | 0 | 0 | 0 | 0 | 0 | 0 | 0
CT Fac. Spec. - NOX Rate Winter v.4.10 Final, Unit 1185 and retrofits | 276 | 2270 | Rate Constraint in lbs/MMBtu | FALSE | L | Annual | Allowances Banked | Thousand Tons | 0 | 0 | 0 | 0 | 0 | 0 | 0 | 0
CT Fac. Spec. - NOX Rate Winter v.4.10 Final, Unit 1185 and retrofits | 276 | 2270 | Rate Constraint in lbs/MMBtu | FALSE | L | Annual | Allowances Withdrawn (1:1) | Thousand Tons | 0 | 0 | 0 | 0 | 0 | 0 | 0 | 0
CT Fac. Spec. - NOX Rate Winter v.4.10 Final, Unit 1185 and retrofits | 276 | 2270 | Rate Constraint in lbs/MMBtu | FALSE | L | Annual | Allowances Withdrawn (n:1) | Thousand Tons | 0 | 0 | 0 | 0 | 0 | 0 | 0 | 0
CT Fac. Spec. - NOX Rate Winter v.4.10 Final, Unit 1185 and retrofits | 276 | 2270 | Rate Constraint in lbs/MMBtu | FALSE | L | Annual | Net Emissions Allowance Position | Thousand Tons | 0 | 0 | 0 | 0 | 0 | 0 | 0 | 0
CT Fac. Spec. - NOX Rate Winter v.4.10 Final, Unit 1185 and retrofits | 276 | 2270 | Rate Constraint in lbs/MMBtu | FALSE | L | Annual | Fuel Consumed | TBtu | 0 | 0 | 0 | 0 | 0 | 0 | 0 | 0
CT Fac. Spec. - NOX Rate Winter v.4.10 Final, Unit 1185 and retrofits | 276 | 2270 | Rate Constraint in lbs/MMBtu | FALSE | L | Annual | Rate | lb/MMBtu | 0 | 0 | 0 | 0 | 0 | 0 | 0 | 0
CT Fac. Spec. - NOX Rate Winter v.4.10 Final, Unit 1185 and retrofits | 276 | 2270 | Rate Constraint in lbs/MMBtu | FALSE | L | Annual | Generation | TWh | 0 | 0 | 0 | 0 | 0 | 0 | 0 | 0
CT Fac. Spec. - NOX Rate Winter v.4.10 Final, Unit 1185 and retrofits | 276 | 2270 | Rate Constraint in lbs/MMBtu | FALSE | L | Annual | Qualifying Generation | TWh | 0 | 0 | 0 | 0 | 0 | 0 | 0 | 0
CT Fac. Spec. - NOX Rate Winter v.4.10 Final, Unit 1185 and retrofits | 276 | 2270 | Rate Constraint in lbs/MMBtu | FALSE | L | Annual | Rate | lb/MWh | 0 | 0 | 0 | 0 | 0 | 0 | 0 | 0
CT Fac. Spec. - NOX Rate Winter v.4.10 Final, Unit 1185 and retrofits | 276 | 2270 | Rate Constraint in lbs/MMBtu | FALSE | L | Annual | Constraint Shadow Price | US2016$/Ton | 0 | 0 | 0 | 0 | 0 | 0 | 0 | 0
CT Fac. Spec. - NOX Rate Winter v.4.10 Final, Unit 1186 and retrofits | 277 | 2270 | Rate Constraint in lbs/MMBtu | FALSE | L | Annual | Seasons Included | Seasons | Winter, WintShld | Winter, WintShld | Winter, WintShld | Winter, WintShld | Winter, WintShld | Winter, WintShld | Winter, WintShld | Winter, WintShld
CT Fac. Spec. - NOX Rate Winter v.4.10 Final, Unit 1186 and retrofits | 277 | 2270 | Rate Constraint in lbs/MMBtu | FALSE | L | Annual | Standard NOX | lb/MMBtu | 0.15 | 0.15 | 0.15 | 0.15 | 0.15 | 0.15 | 0.15 | 0.15
CT Fac. Spec. - NOX Rate Winter v.4.10 Final, Unit 1186 and retrofits | 277 | 2270 | Rate Constraint in lbs/MMBtu | FALSE | L | Annual | Emissions at Affected Plants NOX | Thousand Tons | 0 | 0 | 0 | 0 | 0 | 0 | 0 | 0
CT Fac. Spec. - NOX Rate Winter v.4.10 Final, Unit 1186 and retrofits | 277 | 2270 | Rate Constraint in lbs/MMBtu | FALSE | L | Annual | Allowances Purchased NOX | Thousand Tons | 0 | 0 | 0 | 0 | 0 | 0 | 0 | 0
CT Fac. Spec. - NOX Rate Winter v.4.10 Final, Unit 1186 and retrofits | 277 | 2270 | Rate Constraint in lbs/MMBtu | FALSE | L | Annual | Allowances Sold NOX | Thousand Tons | 0 | 0 | 0 | 0 | 0 | 0 | 0 | 0
CT Fac. Spec. - NOX Rate Winter v.4.10 Final, Unit 1186 and retrofits | 277 | 2270 | Rate Constraint in lbs/MMBtu | FALSE | L | Annual | Allowances Banked | Thousand Tons | 0 | 0 | 0 | 0 | 0 | 0 | 0 | 0
CT Fac. Spec. - NOX Rate Winter v.4.10 Final, Unit 1186 and retrofits | 277 | 2270 | Rate Constraint in lbs/MMBtu | FALSE | L | Annual | Allowances Withdrawn (1:1) | Thousand Tons | 0 | 0 | 0 | 0 | 0 | 0 | 0 | 0
CT Fac. Spec. - NOX Rate Winter v.4.10 Final, Unit 1186 and retrofits | 277 | 2270 | Rate Constraint in lbs/MMBtu | FALSE | L | Annual | Allowances Withdrawn (n:1) | Thousand Tons | 0 | 0 | 0 | 0 | 0 | 0 | 0 | 0
CT Fac. Spec. - NOX Rate Winter v.4.10 Final, Unit 1186 and retrofits | 277 | 2270 | Rate Constraint in lbs/MMBtu | FALSE | L | Annual | Net Emissions Allowance Position | Thousand Tons | 0 | 0 | 0 | 0 | 0 | 0 | 0 | 0
CT Fac. Spec. - NOX Rate Winter v.4.10 Final, Unit 1186 and retrofits | 277 | 2270 | Rate Constraint in lbs/MMBtu | FALSE | L | Annual | Fuel Consumed | TBtu | 0 | 0 | 0 | 0 | 0 | 0 | 0 | 0
CT Fac. Spec. - NOX Rate Winter v.4.10 Final, Unit 1186 and retrofits | 277 | 2270 | Rate Constraint in lbs/MMBtu | FALSE | L | Annual | Rate | lb/MMBtu | 0 | 0 | 0 | 0 | 0 | 0 | 0 | 0
CT Fac. Spec. - NOX Rate Winter v.4.10 Final, Unit 1186 and retrofits | 277 | 2270 | Rate Constraint in lbs/MMBtu | FALSE | L | Annual | Generation | TWh | 0 | 0 | 0 | 0 | 0 | 0 | 0 | 0
CT Fac. Spec. - NOX Rate Winter v.4.10 Final, Unit 1186 and retrofits | 277 | 2270 | Rate Constraint in lbs/MMBtu | FALSE | L | Annual | Qualifying Generation | TWh | 0 | 0 | 0 | 0 | 0 | 0 | 0 | 0
CT Fac. Spec. - NOX Rate Winter v.4.10 Final, Unit 1186 and retrofits | 277 | 2270 | Rate Constraint in lbs/MMBtu | FALSE | L | Annual | Rate | lb/MWh | 0 | 0 | 0 | 0 | 0 | 0 | 0 | 0
CT Fac. Spec. - NOX Rate Winter v.4.10 Final, Unit 1186 and retrofits | 277 | 2270 | Rate Constraint in lbs/MMBtu | FALSE | L | Annual | Constraint Shadow Price | US2016$/Ton | 0 | 0 | 0 | 0 | 0 | 0 | 0 | 0
CT Fac. Spec. - NOX Rate Winter v.4.10 Final, Unit 1187 and retrofits | 278 | 2270 | Rate Constraint in lbs/MMBtu | FALSE | L | Annual | Seasons Included | Seasons | Winter, WintShld | Winter, WintShld | Winter, WintShld | Winter, WintShld | Winter, WintShld | Winter, WintShld | Winter, WintShld | Winter, WintShld
CT Fac. Spec. - NOX Rate Winter v.4.10 Final, Unit 1187 and retrofits | 278 | 2270 | Rate Constraint in lbs/MMBtu | FALSE | L | Annual | Standard NOX | lb/MMBtu | 0.15 | 0.15 | 0.15 | 0.15 | 0.15 | 0.15 | 0.15 | 0.15
CT Fac. Spec. - NOX Rate Winter v.4.10 Final, Unit 1187 and retrofits | 278 | 2270 | Rate Constraint in lbs/MMBtu | FALSE | L | Annual | Emissions at Affected Plants NOX | Thousand Tons | 0 | 0 | 0 | 0 | 0 | 0 | 0 | 0
CT Fac. Spec. - NOX Rate Winter v.4.10 Final, Unit 1187 and retrofits | 278 | 2270 | Rate Constraint in lbs/MMBtu | FALSE | L | Annual | Allowances Purchased NOX | Thousand Tons | 0 | 0 | 0 | 0 | 0 | 0 | 0 | 0
CT Fac. Spec. - NOX Rate Winter v.4.10 Final, Unit 1187 and retrofits | 278 | 2270 | Rate Constraint in lbs/MMBtu | FALSE | L | Annual | Allowances Sold NOX | Thousand Tons | 0 | 0 | 0 | 0 | 0 | 0 | 0 | 0
CT Fac. Spec. - NOX Rate Winter v.4.10 Final, Unit 1187 and retrofits | 278 | 2270 | Rate Constraint in lbs/MMBtu | FALSE | L | Annual | Allowances Banked | Thousand Tons | 0 | 0 | 0 | 0 | 0 | 0 | 0 | 0
CT Fac. Spec. - NOX Rate Winter v.4.10 Final, Unit 1187 and retrofits | 278 | 2270 | Rate Constraint in lbs/MMBtu | FALSE | L | Annual | Allowances Withdrawn (1:1) | Thousand Tons | 0 | 0 | 0 | 0 | 0 | 0 | 0 | 0
CT Fac. Spec. - NOX Rate Winter v.4.10 Final, Unit 1187 and retrofits | 278 | 2270 | Rate Constraint in lbs/MMBtu | FALSE | L | Annual | Allowances Withdrawn (n:1) | Thousand Tons | 0 | 0 | 0 | 0 | 0 | 0 | 0 | 0
CT Fac. Spec. - NOX Rate Winter v.4.10 Final, Unit 1187 and retrofits | 278 | 2270 | Rate Constraint in lbs/MMBtu | FALSE | L | Annual | Net Emissions Allowance Position | Thousand Tons | 0 | 0 | 0 | 0 | 0 | 0 | 0 | 0
CT Fac. Spec. - NOX Rate Winter v.4.10 Final, Unit 1187 and retrofits | 278 | 2270 | Rate Constraint in lbs/MMBtu | FALSE | L | Annual | Fuel Consumed | TBtu | 0 | 0 | 0 | 0 | 0 | 0 | 0 | 0
CT Fac. Spec. - NOX Rate Winter v.4.10 Final, Unit 1187 and retrofits | 278 | 2270 | Rate Constraint in lbs/MMBtu | FALSE | L | Annual | Rate | lb/MMBtu | 0 | 0 | 0 | 0 | 0 | 0 | 0 | 0
CT Fac. Spec. - NOX Rate Winter v.4.10 Final, Unit 1187 and retrofits | 278 | 2270 | Rate Constraint in lbs/MMBtu | FALSE | L | Annual | Generation | TWh | 0 | 0 | 0 | 0 | 0 | 0 | 0 | 0
CT Fac. Spec. - NOX Rate Winter v.4.10 Final, Unit 1187 and retrofits | 278 | 2270 | Rate Constraint in lbs/MMBtu | FALSE | L | Annual | Qualifying Generation | TWh | 0 | 0 | 0 | 0 | 0 | 0 | 0 | 0
CT Fac. Spec. - NOX Rate Winter v.4.10 Final, Unit 1187 and retrofits | 278 | 2270 | Rate Constraint in lbs/MMBtu | FALSE | L | Annual | Rate | lb/MWh | 0 | 0 | 0 | 0 | 0 | 0 | 0 | 0
CT Fac. Spec. - NOX Rate Winter v.4.10 Final, Unit 1187 and retrofits | 278 | 2270 | Rate Constraint in lbs/MMBtu | FALSE | L | Annual | Constraint Shadow Price | US2016$/Ton | 0 | 0 | 0 | 0 | 0 | 0 | 0 | 0
CT Fac. Spec. - NOX Rate Winter v.4.10 Final, Unit 1188 and retrofits | 279 | 2270 | Rate Constraint in lbs/MMBtu | FALSE | L | Annual | Seasons Included | Seasons | Winter, WintShld | Winter, WintShld | Winter, WintShld | Winter, WintShld | Winter, WintShld | Winter, WintShld | Winter, WintShld | Winter, WintShld
CT Fac. Spec. - NOX Rate Winter v.4.10 Final, Unit 1188 and retrofits | 279 | 2270 | Rate Constraint in lbs/MMBtu | FALSE | L | Annual | Standard NOX | lb/MMBtu | 0.15 | 0.15 | 0.15 | 0.15 | 0.15 | 0.15 | 0.15 | 0.15
CT Fac. Spec. - NOX Rate Winter v.4.10 Final, Unit 1188 and retrofits | 279 | 2270 | Rate Constraint in lbs/MMBtu | FALSE | L | Annual | Emissions at Affected Plants NOX | Thousand Tons | 0 | 0 | 0 | 0 | 0 | 0 | 0 | 0
CT Fac. Spec. - NOX Rate Winter v.4.10 Final, Unit 1188 and retrofits | 279 | 2270 | Rate Constraint in lbs/MMBtu | FALSE | L | Annual | Allowances Purchased NOX | Thousand Tons | 0 | 0 | 0 | 0 | 0 | 0 | 0 | 0
CT Fac. Spec. - NOX Rate Winter v.4.10 Final, Unit 1188 and retrofits | 279 | 2270 | Rate Constraint in lbs/MMBtu | FALSE | L | Annual | Allowances Sold NOX | Thousand Tons | 0 | 0 | 0 | 0 | 0 | 0 | 0 | 0
CT Fac. Spec. - NOX Rate Winter v.4.10 Final, Unit 1188 and retrofits | 279 | 2270 | Rate Constraint in lbs/MMBtu | FALSE | L | Annual | Allowances Banked | Thousand Tons | 0 | 0 | 0 | 0 | 0 | 0 | 0 | 0
CT Fac. Spec. - NOX Rate Winter v.4.10 Final, Unit 1188 and retrofits | 279 | 2270 | Rate Constraint in lbs/MMBtu | FALSE | L | Annual | Allowances Withdrawn (1:1) | Thousand Tons | 0 | 0 | 0 | 0 | 0 | 0 | 0 | 0
CT Fac. Spec. - NOX Rate Winter v.4.10 Final, Unit 1188 and retrofits | 279 | 2270 | Rate Constraint in lbs/MMBtu | FALSE | L | Annual | Allowances Withdrawn (n:1) | Thousand Tons | 0 | 0 | 0 | 0 | 0 | 0 | 0 | 0
CT Fac. Spec. - NOX Rate Winter v.4.10 Final, Unit 1188 and retrofits | 279 | 2270 | Rate Constraint in lbs/MMBtu | FALSE | L | Annual | Net Emissions Allowance Position | Thousand Tons | 0 | 0 | 0 | 0 | 0 | 0 | 0 | 0
CT Fac. Spec. - NOX Rate Winter v.4.10 Final, Unit 1188 and retrofits | 279 | 2270 | Rate Constraint in lbs/MMBtu | FALSE | L | Annual | Fuel Consumed | TBtu | 0 | 0 | 0 | 0 | 0 | 0 | 0 | 0
CT Fac. Spec. - NOX Rate Winter v.4.10 Final, Unit 1188 and retrofits | 279 | 2270 | Rate Constraint in lbs/MMBtu | FALSE | L | Annual | Rate | lb/MMBtu | 0 | 0 | 0 | 0 | 0 | 0 | 0 | 0
CT Fac. Spec. - NOX Rate Winter v.4.10 Final, Unit 1188 and retrofits | 279 | 2270 | Rate Constraint in lbs/MMBtu | FALSE | L | Annual | Generation | TWh | 0 | 0 | 0 | 0 | 0 | 0 | 0 | 0
CT Fac. Spec. - NOX Rate Winter v.4.10 Final, Unit 1188 and retrofits | 279 | 2270 | Rate Constraint in lbs/MMBtu | FALSE | L | Annual | Qualifying Generation | TWh | 0 | 0 | 0 | 0 | 0 | 0 | 0 | 0
CT Fac. Spec. - NOX Rate Winter v.4.10 Final, Unit 1188 and retrofits | 279 | 2270 | Rate Constraint in lbs/MMBtu | FALSE | L | Annual | Rate | lb/MWh | 0 | 0 | 0 | 0 | 0 | 0 | 0 | 0
CT Fac. Spec. - NOX Rate Winter v.4.10 Final, Unit 1188 and retrofits | 279 | 2270 | Rate Constraint in lbs/MMBtu | FALSE | L | Annual | Constraint Shadow Price | US2016$/Ton | 0 | 0 | 0 | 0 | 0 | 0 | 0 | 0
CT Fac. Spec. - NOX Rate Winter v.4.10 Final, Unit 1189 and retrofits | 280 | 2270 | Rate Constraint in lbs/MMBtu | FALSE | L | Annual | Seasons Included | Seasons | Winter, WintShld | Winter, WintShld | Winter, WintShld | Winter, WintShld | Winter, WintShld | Winter, WintShld | Winter, WintShld | Winter, WintShld
CT Fac. Spec. - NOX Rate Winter v.4.10 Final, Unit 1189 and retrofits | 280 | 2270 | Rate Constraint in lbs/MMBtu | FALSE | L | Annual | Standard NOX | lb/MMBtu | 0.15 | 0.15 | 0.15 | 0.15 | 0.15 | 0.15 | 0.15 | 0.15
CT Fac. Spec. - NOX Rate Winter v.4.10 Final, Unit 1189 and retrofits | 280 | 2270 | Rate Constraint in lbs/MMBtu | FALSE | L | Annual | Emissions at Affected Plants NOX | Thousand Tons | 0 | 0 | 0 | 0 | 0 | 0 | 0 | 0
CT Fac. Spec. - NOX Rate Winter v.4.10 Final, Unit 1189 and retrofits | 280 | 2270 | Rate Constraint in lbs/MMBtu | FALSE | L | Annual | Allowances Purchased NOX | Thousand Tons | 0 | 0 | 0 | 0 | 0 | 0 | 0 | 0
CT Fac. Spec. - NOX Rate Winter v.4.10 Final, Unit 1189 and retrofits | 280 | 2270 | Rate Constraint in lbs/MMBtu | FALSE | L | Annual | Allowances Sold NOX | Thousand Tons | 0 | 0 | 0 | 0 | 0 | 0 | 0 | 0
CT Fac. Spec. - NOX Rate Winter v.4.10 Final, Unit 1189 and retrofits | 280 | 2270 | Rate Constraint in lbs/MMBtu | FALSE | L | Annual | Allowances Banked | Thousand Tons | 0 | 0 | 0 | 0 | 0 | 0 | 0 | 0
CT Fac. Spec. - NOX Rate Winter v.4.10 Final, Unit 1189 and retrofits | 280 | 2270 | Rate Constraint in lbs/MMBtu | FALSE | L | Annual | Allowances Withdrawn (1:1) | Thousand Tons | 0 | 0 | 0 | 0 | 0 | 0 | 0 | 0
CT Fac. Spec. - NOX Rate Winter v.4.10 Final, Unit 1189 and retrofits | 280 | 2270 | Rate Constraint in lbs/MMBtu | FALSE | L | Annual | Allowances Withdrawn (n:1) | Thousand Tons | 0 | 0 | 0 | 0 | 0 | 0 | 0 | 0
CT Fac. Spec. - NOX Rate Winter v.4.10 Final, Unit 1189 and retrofits | 280 | 2270 | Rate Constraint in lbs/MMBtu | FALSE | L | Annual | Net Emissions Allowance Position | Thousand Tons | 0 | 0 | 0 | 0 | 0 | 0 | 0 | 0
CT Fac. Spec. - NOX Rate Winter v.4.10 Final, Unit 1189 and retrofits | 280 | 2270 | Rate Constraint in lbs/MMBtu | FALSE | L | Annual | Fuel Consumed | TBtu | 0 | 0 | 0 | 0 | 0 | 0 | 0 | 0
CT Fac. Spec. - NOX Rate Winter v.4.10 Final, Unit 1189 and retrofits | 280 | 2270 | Rate Constraint in lbs/MMBtu | FALSE | L | Annual | Rate | lb/MMBtu | 0 | 0 | 0 | 0 | 0 | 0 | 0 | 0
CT Fac. Spec. - NOX Rate Winter v.4.10 Final, Unit 1189 and retrofits | 280 | 2270 | Rate Constraint in lbs/MMBtu | FALSE | L | Annual | Generation | TWh | 0 | 0 | 0 | 0 | 0 | 0 | 0 | 0
CT Fac. Spec. - NOX Rate Winter v.4.10 Final, Unit 1189 and retrofits | 280 | 2270 | Rate Constraint in lbs/MMBtu | FALSE | L | Annual | Qualifying Generation | TWh | 0 | 0 | 0 | 0 | 0 | 0 | 0 | 0
CT Fac. Spec. - NOX Rate Winter v.4.10 Final, Unit 1189 and retrofits | 280 | 2270 | Rate Constraint in lbs/MMBtu | FALSE | L | Annual | Rate | lb/MWh | 0 | 0 | 0 | 0 | 0 | 0 | 0 | 0
CT Fac. Spec. - NOX Rate Winter v.4.10 Final, Unit 1189 and retrofits | 280 | 2270 | Rate Constraint in lbs/MMBtu | FALSE | L | Annual | Constraint Shadow Price | US2016$/Ton | 0 | 0 | 0 | 0 | 0 | 0 | 0 | 0
CT Fac. Spec. - NOX Rate Winter v.4.10 Final, Unit 1190 and retrofits | 281 | 2270 | Rate Constraint in lbs/MMBtu | FALSE | L | Annual | Seasons Included | Seasons | Winter, WintShld | Winter, WintShld | Winter, WintShld | Winter, WintShld | Winter, WintShld | Winter, WintShld | Winter, WintShld | Winter, WintShld
CT Fac. Spec. - NOX Rate Winter v.4.10 Final, Unit 1190 and retrofits | 281 | 2270 | Rate Constraint in lbs/MMBtu | FALSE | L | Annual | Standard NOX | lb/MMBtu | 0.15 | 0.15 | 0.15 | 0.15 | 0.15 | 0.15 | 0.15 | 0.15
CT Fac. Spec. - NOX Rate Winter v.4.10 Final, Unit 1190 and retrofits | 281 | 2270 | Rate Constraint in lbs/MMBtu | FALSE | L | Annual | Emissions at Affected Plants NOX | Thousand Tons | 0 | 0 | 0 | 0 | 0 | 0 | 0 | 0
CT Fac. Spec. - NOX Rate Winter v.4.10 Final, Unit 1190 and retrofits | 281 | 2270 | Rate Constraint in lbs/MMBtu | FALSE | L | Annual | Allowances Purchased NOX | Thousand Tons | 0 | 0 | 0 | 0 | 0 | 0 | 0 | 0
CT Fac. Spec. - NOX Rate Winter v.4.10 Final, Unit 1190 and retrofits | 281 | 2270 | Rate Constraint in lbs/MMBtu | FALSE | L | Annual | Allowances Sold NOX | Thousand Tons | 0 | 0 | 0 | 0 | 0 | 0 | 0 | 0
CT Fac. Spec. - NOX Rate Winter v.4.10 Final, Unit 1190 and retrofits | 281 | 2270 | Rate Constraint in lbs/MMBtu | FALSE | L | Annual | Allowances Banked | Thousand Tons | 0 | 0 | 0 | 0 | 0 | 0 | 0 | 0
CT Fac. Spec. - NOX Rate Winter v.4.10 Final, Unit 1190 and retrofits | 281 | 2270 | Rate Constraint in lbs/MMBtu | FALSE | L | Annual | Allowances Withdrawn (1:1) | Thousand Tons | 0 | 0 | 0 | 0 | 0 | 0 | 0 | 0
CT Fac. Spec. - NOX Rate Winter v.4.10 Final, Unit 1190 and retrofits | 281 | 2270 | Rate Constraint in lbs/MMBtu | FALSE | L | Annual | Allowances Withdrawn (n:1) | Thousand Tons | 0 | 0 | 0 | 0 | 0 | 0 | 0 | 0
CT Fac. Spec. - NOX Rate Winter v.4.10 Final, Unit 1190 and retrofits | 281 | 2270 | Rate Constraint in lbs/MMBtu | FALSE | L | Annual | Net Emissions Allowance Position | Thousand Tons | 0 | 0 | 0 | 0 | 0 | 0 | 0 | 0
CT Fac. Spec. - NOX Rate Winter v.4.10 Final, Unit 1190 and retrofits | 281 | 2270 | Rate Constraint in lbs/MMBtu | FALSE | L | Annual | Fuel Consumed | TBtu | 0 | 0 | 0 | 0 | 0 | 0 | 0 | 0
CT Fac. Spec. - NOX Rate Winter v.4.10 Final, Unit 1190 and retrofits | 281 | 2270 | Rate Constraint in lbs/MMBtu | FALSE | L | Annual | Rate | lb/MMBtu | 0 | 0 | 0 | 0 | 0 | 0 | 0 | 0
CT Fac. Spec. - NOX Rate Winter v.4.10 Final, Unit 1190 and retrofits | 281 | 2270 | Rate Constraint in lbs/MMBtu | FALSE | L | Annual | Generation | TWh | 0 | 0 | 0 | 0 | 0 | 0 | 0 | 0
CT Fac. Spec. - NOX Rate Winter v.4.10 Final, Unit 1190 and retrofits | 281 | 2270 | Rate Constraint in lbs/MMBtu | FALSE | L | Annual | Qualifying Generation | TWh | 0 | 0 | 0 | 0 | 0 | 0 | 0 | 0
CT Fac. Spec. - NOX Rate Winter v.4.10 Final, Unit 1190 and retrofits | 281 | 2270 | Rate Constraint in lbs/MMBtu | FALSE | L | Annual | Rate | lb/MWh | 0 | 0 | 0 | 0 | 0 | 0 | 0 | 0
CT Fac. Spec. - NOX Rate Winter v.4.10 Final, Unit 1190 and retrofits | 281 | 2270 | Rate Constraint in lbs/MMBtu | FALSE | L | Annual | Constraint Shadow Price | US2016$/Ton | 0 | 0 | 0 | 0 | 0 | 0 | 0 | 0
CT Fac. Spec. - NOX Rate Winter v.4.10 Final, Unit 1191 and retrofits | 282 | 2270 | Rate Constraint in lbs/MMBtu | FALSE | L | Annual | Seasons Included | Seasons | Winter, WintShld | Winter, WintShld | Winter, WintShld | Winter, WintShld | Winter, WintShld | Winter, WintShld | Winter, WintShld | Winter, WintShld
CT Fac. Spec. - NOX Rate Winter v.4.10 Final, Unit 1191 and retrofits | 282 | 2270 | Rate Constraint in lbs/MMBtu | FALSE | L | Annual | Standard NOX | lb/MMBtu | 0.15 | 0.15 | 0.15 | 0.15 | 0.15 | 0.15 | 0.15 | 0.15
CT Fac. Spec. - NOX Rate Winter v.4.10 Final, Unit 1191 and retrofits | 282 | 2270 | Rate Constraint in lbs/MMBtu | FALSE | L | Annual | Emissions at Affected Plants NOX | Thousand Tons | 0 | 0 | 0 | 0 | 0 | 0 | 0 | 0
CT Fac. Spec. - NOX Rate Winter v.4.10 Final, Unit 1191 and retrofits | 282 | 2270 | Rate Constraint in lbs/MMBtu | FALSE | L | Annual | Allowances Purchased NOX | Thousand Tons | 0 | 0 | 0 | 0 | 0 | 0 | 0 | 0
CT Fac. Spec. - NOX Rate Winter v.4.10 Final, Unit 1191 and retrofits | 282 | 2270 | Rate Constraint in lbs/MMBtu | FALSE | L | Annual | Allowances Sold NOX | Thousand Tons | 0 | 0 | 0 | 0 | 0 | 0 | 0 | 0
CT Fac. Spec. - NOX Rate Winter v.4.10 Final, Unit 1191 and retrofits | 282 | 2270 | Rate Constraint in lbs/MMBtu | FALSE | L | Annual | Allowances Banked | Thousand Tons | 0 | 0 | 0 | 0 | 0 | 0 | 0 | 0
CT Fac. Spec. - NOX Rate Winter v.4.10 Final, Unit 1191 and retrofits | 282 | 2270 | Rate Constraint in lbs/MMBtu | FALSE | L | Annual | Allowances Withdrawn (1:1) | Thousand Tons | 0 | 0 | 0 | 0 | 0 | 0 | 0 | 0
CT Fac. Spec. - NOX Rate Winter v.4.10 Final, Unit 1191 and retrofits | 282 | 2270 | Rate Constraint in lbs/MMBtu | FALSE | L | Annual | Allowances Withdrawn (n:1) | Thousand Tons | 0 | 0 | 0 | 0 | 0 | 0 | 0 | 0
CT Fac. Spec. - NOX Rate Winter v.4.10 Final, Unit 1191 and retrofits | 282 | 2270 | Rate Constraint in lbs/MMBtu | FALSE | L | Annual | Net Emissions Allowance Position | Thousand Tons | 0 | 0 | 0 | 0 | 0 | 0 | 0 | 0
CT Fac. Spec. - NOX Rate Winter v.4.10 Final, Unit 1191 and retrofits | 282 | 2270 | Rate Constraint in lbs/MMBtu | FALSE | L | Annual | Fuel Consumed | TBtu | 0 | 0 | 0 | 0 | 0 | 0 | 0 | 0
CT Fac. Spec. - NOX Rate Winter v.4.10 Final, Unit 1191 and retrofits | 282 | 2270 | Rate Constraint in lbs/MMBtu | FALSE | L | Annual | Rate | lb/MMBtu | 0 | 0 | 0 | 0 | 0 | 0 | 0 | 0
CT Fac. Spec. - NOX Rate Winter v.4.10 Final, Unit 1191 and retrofits | 282 | 2270 | Rate Constraint in lbs/MMBtu | FALSE | L | Annual | Generation | TWh | 0 | 0 | 0 | 0 | 0 | 0 | 0 | 0
CT Fac. Spec. - NOX Rate Winter v.4.10 Final, Unit 1191 and retrofits | 282 | 2270 | Rate Constraint in lbs/MMBtu | FALSE | L | Annual | Qualifying Generation | TWh | 0 | 0 | 0 | 0 | 0 | 0 | 0 | 0
CT Fac. Spec. - NOX Rate Winter v.4.10 Final, Unit 1191 and retrofits | 282 | 2270 | Rate Constraint in lbs/MMBtu | FALSE | L | Annual | Rate | lb/MWh | 0 | 0 | 0 | 0 | 0 | 0 | 0 | 0
CT Fac. Spec. - NOX Rate Winter v.4.10 Final, Unit 1191 and retrofits | 282 | 2270 | Rate Constraint in lbs/MMBtu | FALSE | L | Annual | Constraint Shadow Price | US2016$/Ton | 0 | 0 | 0 | 0 | 0 | 0 | 0 | 0
CT Fac. Spec. - NOX Rate Winter v.4.10 Final, Unit 1192 and retrofits | 283 | 2270 | Rate Constraint in lbs/MMBtu | FALSE | L | Annual | Seasons Included | Seasons | Winter, WintShld | Winter, WintShld | Winter, WintShld | Winter, WintShld | Winter, WintShld | Winter, WintShld | Winter, WintShld | Winter, WintShld
CT Fac. Spec. - NOX Rate Winter v.4.10 Final, Unit 1192 and retrofits | 283 | 2270 | Rate Constraint in lbs/MMBtu | FALSE | L | Annual | Standard NOX | lb/MMBtu | 0.15 | 0.15 | 0.15 | 0.15 | 0.15 | 0.15 | 0.15 | 0.15
CT Fac. Spec. - NOX Rate Winter v.4.10 Final, Unit 1192 and retrofits | 283 | 2270 | Rate Constraint in lbs/MMBtu | FALSE | L | Annual | Emissions at Affected Plants NOX | Thousand Tons | 0 | 0 | 0 | 0 | 0 | 0 | 0 | 0
CT Fac. Spec. - NOX Rate Winter v.4.10 Final, Unit 1192 and retrofits | 283 | 2270 | Rate Constraint in lbs/MMBtu | FALSE | L | Annual | Allowances Purchased NOX | Thousand Tons | 0 | 0 | 0 | 0 | 0 | 0 | 0 | 0
CT Fac. Spec. - NOX Rate Winter v.4.10 Final, Unit 1192 and retrofits | 283 | 2270 | Rate Constraint in lbs/MMBtu | FALSE | L | Annual | Allowances Sold NOX | Thousand Tons | 0 | 0 | 0 | 0 | 0 | 0 | 0 | 0
CT Fac. Spec. - NOX Rate Winter v.4.10 Final, Unit 1192 and retrofits | 283 | 2270 | Rate Constraint in lbs/MMBtu | FALSE | L | Annual | Allowances Banked | Thousand Tons | 0 | 0 | 0 | 0 | 0 | 0 | 0 | 0
CT Fac. Spec. - NOX Rate Winter v.4.10 Final, Unit 1192 and retrofits | 283 | 2270 | Rate Constraint in lbs/MMBtu | FALSE | L | Annual | Allowances Withdrawn (1:1) | Thousand Tons | 0 | 0 | 0 | 0 | 0 | 0 | 0 | 0
CT Fac. Spec. - NOX Rate Winter v.4.10 Final, Unit 1192 and retrofits | 283 | 2270 | Rate Constraint in lbs/MMBtu | FALSE | L | Annual | Allowances Withdrawn (n:1) | Thousand Tons | 0 | 0 | 0 | 0 | 0 | 0 | 0 | 0
CT Fac. Spec. - NOX Rate Winter v.4.10 Final, Unit 1192 and retrofits | 283 | 2270 | Rate Constraint in lbs/MMBtu | FALSE | L | Annual | Net Emissions Allowance Position | Thousand Tons | 0 | 0 | 0 | 0 | 0 | 0 | 0 | 0
CT Fac. Spec. - NOX Rate Winter v.4.10 Final, Unit 1192 and retrofits | 283 | 2270 | Rate Constraint in lbs/MMBtu | FALSE | L | Annual | Fuel Consumed | TBtu | 0 | 0 | 0 | 0 | 0 | 0 | 0 | 0
CT Fac. Spec. - NOX Rate Winter v.4.10 Final, Unit 1192 and retrofits | 283 | 2270 | Rate Constraint in lbs/MMBtu | FALSE | L | Annual | Rate | lb/MMBtu | 0 | 0 | 0 | 0 | 0 | 0 | 0 | 0
CT Fac. Spec. - NOX Rate Winter v.4.10 Final, Unit 1192 and retrofits | 283 | 2270 | Rate Constraint in lbs/MMBtu | FALSE | L | Annual | Generation | TWh | 0 | 0 | 0 | 0 | 0 | 0 | 0 | 0
CT Fac. Spec. - NOX Rate Winter v.4.10 Final, Unit 1192 and retrofits | 283 | 2270 | Rate Constraint in lbs/MMBtu | FALSE | L | Annual | Qualifying Generation | TWh | 0 | 0 | 0 | 0 | 0 | 0 | 0 | 0
CT Fac. Spec. - NOX Rate Winter v.4.10 Final, Unit 1192 and retrofits | 283 | 2270 | Rate Constraint in lbs/MMBtu | FALSE | L | Annual | Rate | lb/MWh | 0 | 0 | 0 | 0 | 0 | 0 | 0 | 0
CT Fac. Spec. - NOX Rate Winter v.4.10 Final, Unit 1192 and retrofits | 283 | 2270 | Rate Constraint in lbs/MMBtu | FALSE | L | Annual | Constraint Shadow Price | US2016$/Ton | 0 | 0 | 0 | 0 | 0 | 0 | 0 | 0
CT Fac. Spec. - NOX Rate Winter v.4.10 Final, Unit 1193 and retrofits | 284 | 2270 | Rate Constraint in lbs/MMBtu | FALSE | L | Annual | Seasons Included | Seasons | Winter, WintShld | Winter, WintShld | Winter, WintShld | Winter, WintShld | Winter, WintShld | Winter, WintShld | Winter, WintShld | Winter, WintShld
CT Fac. Spec. - NOX Rate Winter v.4.10 Final, Unit 1193 and retrofits | 284 | 2270 | Rate Constraint in lbs/MMBtu | FALSE | L | Annual | Standard NOX | lb/MMBtu | 0.15 | 0.15 | 0.15 | 0.15 | 0.15 | 0.15 | 0.15 | 0.15
CT Fac. Spec. - NOX Rate Winter v.4.10 Final, Unit 1193 and retrofits | 284 | 2270 | Rate Constraint in lbs/MMBtu | FALSE | L | Annual | Emissions at Affected Plants NOX | Thousand Tons | 0 | 0 | 0 | 0 | 0 | 0 | 0 | 0
CT Fac. Spec. - NOX Rate Winter v.4.10 Final, Unit 1193 and retrofits | 284 | 2270 | Rate Constraint in lbs/MMBtu | FALSE | L | Annual | Allowances Purchased NOX | Thousand Tons | 0 | 0 | 0 | 0 | 0 | 0 | 0 | 0
CT Fac. Spec. - NOX Rate Winter v.4.10 Final, Unit 1193 and retrofits | 284 | 2270 | Rate Constraint in lbs/MMBtu | FALSE | L | Annual | Allowances Sold NOX | Thousand Tons | 0 | 0 | 0 | 0 | 0 | 0 | 0 | 0
CT Fac. Spec. - NOX Rate Winter v.4.10 Final, Unit 1193 and retrofits | 284 | 2270 | Rate Constraint in lbs/MMBtu | FALSE | L | Annual | Allowances Banked | Thousand Tons | 0 | 0 | 0 | 0 | 0 | 0 | 0 | 0
CT Fac. Spec. - NOX Rate Winter v.4.10 Final, Unit 1193 and retrofits | 284 | 2270 | Rate Constraint in lbs/MMBtu | FALSE | L | Annual | Allowances Withdrawn (1:1) | Thousand Tons | 0 | 0 | 0 | 0 | 0 | 0 | 0 | 0
CT Fac. Spec. - NOX Rate Winter v.4.10 Final, Unit 1193 and retrofits | 284 | 2270 | Rate Constraint in lbs/MMBtu | FALSE | L | Annual | Allowances Withdrawn (n:1) | Thousand Tons | 0 | 0 | 0 | 0 | 0 | 0 | 0 | 0
CT Fac. Spec. - NOX Rate Winter v.4.10 Final, Unit 1193 and retrofits | 284 | 2270 | Rate Constraint in lbs/MMBtu | FALSE | L | Annual | Net Emissions Allowance Position | Thousand Tons | 0 | 0 | 0 | 0 | 0 | 0 | 0 | 0
CT Fac. Spec. - NOX Rate Winter v.4.10 Final, Unit 1193 and retrofits | 284 | 2270 | Rate Constraint in lbs/MMBtu | FALSE | L | Annual | Fuel Consumed | TBtu | 0 | 0 | 0 | 0 | 0 | 0 | 0 | 0
CT Fac. Spec. - NOX Rate Winter v.4.10 Final, Unit 1193 and retrofits | 284 | 2270 | Rate Constraint in lbs/MMBtu | FALSE | L | Annual | Rate | lb/MMBtu | 0 | 0 | 0 | 0 | 0 | 0 | 0 | 0
CT Fac. Spec. - NOX Rate Winter v.4.10 Final, Unit 1193 and retrofits | 284 | 2270 | Rate Constraint in lbs/MMBtu | FALSE | L | Annual | Generation | TWh | 0 | 0 | 0 | 0 | 0 | 0 | 0 | 0
CT Fac. Spec. - NOX Rate Winter v.4.10 Final, Unit 1193 and retrofits | 284 | 2270 | Rate Constraint in lbs/MMBtu | FALSE | L | Annual | Qualifying Generation | TWh | 0 | 0 | 0 | 0 | 0 | 0 | 0 | 0
CT Fac. Spec. - NOX Rate Winter v.4.10 Final, Unit 1193 and retrofits | 284 | 2270 | Rate Constraint in lbs/MMBtu | FALSE | L | Annual | Rate | lb/MWh | 0 | 0 | 0 | 0 | 0 | 0 | 0 | 0
CT Fac. Spec. - NOX Rate Winter v.4.10 Final, Unit 1193 and retrofits | 284 | 2270 | Rate Constraint in lbs/MMBtu | FALSE | L | Annual | Constraint Shadow Price | US2016$/Ton | 0 | 0 | 0 | 0 | 0 | 0 | 0 | 0
CT Fac. Spec. - NOX Rate Winter v.4.10 Final, Unit 1194 and retrofits | 285 | 2270 | Rate Constraint in lbs/MMBtu | FALSE | L | Annual | Seasons Included | Seasons | Winter, WintShld | Winter, WintShld | Winter, WintShld | Winter, WintShld | Winter, WintShld | Winter, WintShld | Winter, WintShld | Winter, WintShld
CT Fac. Spec. - NOX Rate Winter v.4.10 Final, Unit 1194 and retrofits | 285 | 2270 | Rate Constraint in lbs/MMBtu | FALSE | L | Annual | Standard NOX | lb/MMBtu | 0.15 | 0.15 | 0.15 | 0.15 | 0.15 | 0.15 | 0.15 | 0.15
CT Fac. Spec. - NOX Rate Winter v.4.10 Final, Unit 1194 and retrofits | 285 | 2270 | Rate Constraint in lbs/MMBtu | FALSE | L | Annual | Emissions at Affected Plants NOX | Thousand Tons | 0 | 0 | 0 | 0 | 0 | 0 | 0 | 0
CT Fac. Spec. - NOX Rate Winter v.4.10 Final, Unit 1194 and retrofits | 285 | 2270 | Rate Constraint in lbs/MMBtu | FALSE | L | Annual | Allowances Purchased NOX | Thousand Tons | 0 | 0 | 0 | 0 | 0 | 0 | 0 | 0
CT Fac. Spec. - NOX Rate Winter v.4.10 Final, Unit 1194 and retrofits | 285 | 2270 | Rate Constraint in lbs/MMBtu | FALSE | L | Annual | Allowances Sold NOX | Thousand Tons | 0 | 0 | 0 | 0 | 0 | 0 | 0 | 0
CT Fac. Spec. - NOX Rate Winter v.4.10 Final, Unit 1194 and retrofits | 285 | 2270 | Rate Constraint in lbs/MMBtu | FALSE | L | Annual | Allowances Banked | Thousand Tons | 0 | 0 | 0 | 0 | 0 | 0 | 0 | 0
CT Fac. Spec. - NOX Rate Winter v.4.10 Final, Unit 1194 and retrofits | 285 | 2270 | Rate Constraint in lbs/MMBtu | FALSE | L | Annual | Allowances Withdrawn (1:1) | Thousand Tons | 0 | 0 | 0 | 0 | 0 | 0 | 0 | 0
CT Fac. Spec. - NOX Rate Winter v.4.10 Final, Unit 1194 and retrofits | 285 | 2270 | Rate Constraint in lbs/MMBtu | FALSE | L | Annual | Allowances Withdrawn (n:1) | Thousand Tons | 0 | 0 | 0 | 0 | 0 | 0 | 0 | 0
CT Fac. Spec. - NOX Rate Winter v.4.10 Final, Unit 1194 and retrofits | 285 | 2270 | Rate Constraint in lbs/MMBtu | FALSE | L | Annual | Net Emissions Allowance Position | Thousand Tons | 0 | 0 | 0 | 0 | 0 | 0 | 0 | 0
CT Fac. Spec. - NOX Rate Winter v.4.10 Final, Unit 1194 and retrofits | 285 | 2270 | Rate Constraint in lbs/MMBtu | FALSE | L | Annual | Fuel Consumed | TBtu | 0 | 0 | 0 | 0 | 0 | 0 | 0 | 0
CT Fac. Spec. - NOX Rate Winter v.4.10 Final, Unit 1194 and retrofits | 285 | 2270 | Rate Constraint in lbs/MMBtu | FALSE | L | Annual | Rate | lb/MMBtu | 0 | 0 | 0 | 0 | 0 | 0 | 0 | 0
CT Fac. Spec. - NOX Rate Winter v.4.10 Final, Unit 1194 and retrofits | 285 | 2270 | Rate Constraint in lbs/MMBtu | FALSE | L | Annual | Generation | TWh | 0 | 0 | 0 | 0 | 0 | 0 | 0 | 0
CT Fac. Spec. - NOX Rate Winter v.4.10 Final, Unit 1194 and retrofits | 285 | 2270 | Rate Constraint in lbs/MMBtu | FALSE | L | Annual | Qualifying Generation | TWh | 0 | 0 | 0 | 0 | 0 | 0 | 0 | 0
CT Fac. Spec. - NOX Rate Winter v.4.10 Final, Unit 1194 and retrofits | 285 | 2270 | Rate Constraint in lbs/MMBtu | FALSE | L | Annual | Rate | lb/MWh | 0 | 0 | 0 | 0 | 0 | 0 | 0 | 0
CT Fac. Spec. - NOX Rate Winter v.4.10 Final, Unit 1194 and retrofits | 285 | 2270 | Rate Constraint in lbs/MMBtu | FALSE | L | Annual | Constraint Shadow Price | US2016$/Ton | 0 | 0 | 0 | 0 | 0 | 0 | 0 | 0
CT Fac. Spec. - NOX Rate Winter v.4.10 Final, Unit 1195 and retrofits | 286 | 2270 | Rate Constraint in lbs/MMBtu | FALSE | L | Annual | Seasons Included | Seasons | Winter, WintShld | Winter, WintShld | Winter, WintShld | Winter, WintShld | Winter, WintShld | Winter, WintShld | Winter, WintShld | Winter, WintShld
CT Fac. Spec. - NOX Rate Winter v.4.10 Final, Unit 1195 and retrofits | 286 | 2270 | Rate Constraint in lbs/MMBtu | FALSE | L | Annual | Standard NOX | lb/MMBtu | 0.15 | 0.15 | 0.15 | 0.15 | 0.15 | 0.15 | 0.15 | 0.15
CT Fac. Spec. - NOX Rate Winter v.4.10 Final, Unit 1195 and retrofits | 286 | 2270 | Rate Constraint in lbs/MMBtu | FALSE | L | Annual | Emissions at Affected Plants NOX | Thousand Tons | 0 | 0 | 0 | 0 | 0 | 0 | 0 | 0
CT Fac. Spec. - NOX Rate Winter v.4.10 Final, Unit 1195 and retrofits | 286 | 2270 | Rate Constraint in lbs/MMBtu | FALSE | L | Annual | Allowances Purchased NOX | Thousand Tons | 0 | 0 | 0 | 0 | 0 | 0 | 0 | 0
CT Fac. Spec. - NOX Rate Winter v.4.10 Final, Unit 1195 and retrofits | 286 | 2270 | Rate Constraint in lbs/MMBtu | FALSE | L | Annual | Allowances Sold NOX | Thousand Tons | 0 | 0 | 0 | 0 | 0 | 0 | 0 | 0
CT Fac. Spec. - NOX Rate Winter v.4.10 Final, Unit 1195 and retrofits | 286 | 2270 | Rate Constraint in lbs/MMBtu | FALSE | L | Annual | Allowances Banked | Thousand Tons | 0 | 0 | 0 | 0 | 0 | 0 | 0 | 0
CT Fac. Spec. - NOX Rate Winter v.4.10 Final, Unit 1195 and retrofits | 286 | 2270 | Rate Constraint in lbs/MMBtu | FALSE | L | Annual | Allowances Withdrawn (1:1) | Thousand Tons | 0 | 0 | 0 | 0 | 0 | 0 | 0 | 0
CT Fac. Spec. - NOX Rate Winter v.4.10 Final, Unit 1195 and retrofits | 286 | 2270 | Rate Constraint in lbs/MMBtu | FALSE | L | Annual | Allowances Withdrawn (n:1) | Thousand Tons | 0 | 0 | 0 | 0 | 0 | 0 | 0 | 0
CT Fac. Spec. - NOX Rate Winter v.4.10 Final, Unit 1195 and retrofits | 286 | 2270 | Rate Constraint in lbs/MMBtu | FALSE | L | Annual | Net Emissions Allowance Position | Thousand Tons | 0 | 0 | 0 | 0 | 0 | 0 | 0 | 0
CT Fac. Spec. - NOX Rate Winter v.4.10 Final, Unit 1195 and retrofits | 286 | 2270 | Rate Constraint in lbs/MMBtu | FALSE | L | Annual | Fuel Consumed | TBtu | 0 | 0 | 0 | 0 | 0 | 0 | 0 | 0
CT Fac. Spec. - NOX Rate Winter v.4.10 Final, Unit 1195 and retrofits | 286 | 2270 | Rate Constraint in lbs/MMBtu | FALSE | L | Annual | Rate | lb/MMBtu | 0 | 0 | 0 | 0 | 0 | 0 | 0 | 0
CT Fac. Spec. - NOX Rate Winter v.4.10 Final, Unit 1195 and retrofits | 286 | 2270 | Rate Constraint in lbs/MMBtu | FALSE | L | Annual | Generation | TWh | 0 | 0 | 0 | 0 | 0 | 0 | 0 | 0
CT Fac. Spec. - NOX Rate Winter v.4.10 Final, Unit 1195 and retrofits | 286 | 2270 | Rate Constraint in lbs/MMBtu | FALSE | L | Annual | Qualifying Generation | TWh | 0 | 0 | 0 | 0 | 0 | 0 | 0 | 0
CT Fac. Spec. - NOX Rate Winter v.4.10 Final, Unit 1195 and retrofits | 286 | 2270 | Rate Constraint in lbs/MMBtu | FALSE | L | Annual | Rate | lb/MWh | 0 | 0 | 0 | 0 | 0 | 0 | 0 | 0
CT Fac. Spec. - NOX Rate Winter v.4.10 Final, Unit 1195 and retrofits | 286 | 2270 | Rate Constraint in lbs/MMBtu | FALSE | L | Annual | Constraint Shadow Price | US2016$/Ton | 0 | 0 | 0 | 0 | 0 | 0 | 0 | 0
CT Fac. Spec. - NOX Rate Winter v.4.10 Final, Unit 1205 and retrofits | 287 | 2270 | Rate Constraint in lbs/MMBtu | FALSE | L | Annual | Seasons Included | Seasons | Winter, WintShld | Winter, WintShld | Winter, WintShld | Winter, WintShld | Winter, WintShld | Winter, WintShld | Winter, WintShld | Winter, WintShld
CT Fac. Spec. - NOX Rate Winter v.4.10 Final, Unit 1205 and retrofits | 287 | 2270 | Rate Constraint in lbs/MMBtu | FALSE | L | Annual | Standard NOX | lb/MMBtu | 0.15 | 0.15 | 0.15 | 0.15 | 0.15 | 0.15 | 0.15 | 0.15
CT Fac. Spec. - NOX Rate Winter v.4.10 Final, Unit 1205 and retrofits | 287 | 2270 | Rate Constraint in lbs/MMBtu | FALSE | L | Annual | Emissions at Affected Plants NOX | Thousand Tons | 0 | 0 | 0 | 0 | 0 | 0 | 0 | 0
CT Fac. Spec. - NOX Rate Winter v.4.10 Final, Unit 1205 and retrofits | 287 | 2270 | Rate Constraint in lbs/MMBtu | FALSE | L | Annual | Allowances Purchased NOX | Thousand Tons | 0 | 0 | 0 | 0 | 0 | 0 | 0 | 0
CT Fac. Spec. - NOX Rate Winter v.4.10 Final, Unit 1205 and retrofits | 287 | 2270 | Rate Constraint in lbs/MMBtu | FALSE | L | Annual | Allowances Sold NOX | Thousand Tons | 0 | 0 | 0 | 0 | 0 | 0 | 0 | 0
CT Fac. Spec. - NOX Rate Winter v.4.10 Final, Unit 1205 and retrofits | 287 | 2270 | Rate Constraint in lbs/MMBtu | FALSE | L | Annual | Allowances Banked | Thousand Tons | 0 | 0 | 0 | 0 | 0 | 0 | 0 | 0
CT Fac. Spec. - NOX Rate Winter v.4.10 Final, Unit 1205 and retrofits | 287 | 2270 | Rate Constraint in lbs/MMBtu | FALSE | L | Annual | Allowances Withdrawn (1:1) | Thousand Tons | 0 | 0 | 0 | 0 | 0 | 0 | 0 | 0
CT Fac. Spec. - NOX Rate Winter v.4.10 Final, Unit 1205 and retrofits | 287 | 2270 | Rate Constraint in lbs/MMBtu | FALSE | L | Annual | Allowances Withdrawn (n:1) | Thousand Tons | 0 | 0 | 0 | 0 | 0 | 0 | 0 | 0
CT Fac. Spec. - NOX Rate Winter v.4.10 Final, Unit 1205 and retrofits | 287 | 2270 | Rate Constraint in lbs/MMBtu | FALSE | L | Annual | Net Emissions Allowance Position | Thousand Tons | 0 | 0 | 0 | 0 | 0 | 0 | 0 | 0
CT Fac. Spec. - NOX Rate Winter v.4.10 Final, Unit 1205 and retrofits | 287 | 2270 | Rate Constraint in lbs/MMBtu | FALSE | L | Annual | Fuel Consumed | TBtu | 0 | 0 | 0 | 0 | 0 | 0 | 0 | 0
CT Fac. Spec. - NOX Rate Winter v.4.10 Final, Unit 1205 and retrofits | 287 | 2270 | Rate Constraint in lbs/MMBtu | FALSE | L | Annual | Rate | lb/MMBtu | 0 | 0 | 0 | 0 | 0 | 0 | 0 | 0
CT Fac. Spec. - NOX Rate Winter v.4.10 Final, Unit 1205 and retrofits | 287 | 2270 | Rate Constraint in lbs/MMBtu | FALSE | L | Annual | Generation | TWh | 0 | 0 | 0 | 0 | 0 | 0 | 0 | 0
CT Fac. Spec. - NOX Rate Winter v.4.10 Final, Unit 1205 and retrofits | 287 | 2270 | Rate Constraint in lbs/MMBtu | FALSE | L | Annual | Qualifying Generation | TWh | 0 | 0 | 0 | 0 | 0 | 0 | 0 | 0
CT Fac. Spec. - NOX Rate Winter v.4.10 Final, Unit 1205 and retrofits | 287 | 2270 | Rate Constraint in lbs/MMBtu | FALSE | L | Annual | Rate | lb/MWh | 0 | 0 | 0 | 0 | 0 | 0 | 0 | 0
CT Fac. Spec. - NOX Rate Winter v.4.10 Final, Unit 1205 and retrofits | 287 | 2270 | Rate Constraint in lbs/MMBtu | FALSE | L | Annual | Constraint Shadow Price | US2016$/Ton | 0 | 0 | 0 | 0 | 0 | 0 | 0 | 0
CT Fac. Spec. - NOX Rate Winter v.4.10 Final, Unit 1206 and retrofits | 288 | 2270 | Rate Constraint in lbs/MMBtu | FALSE | L | Annual | Seasons Included | Seasons | Winter, WintShld | Winter, WintShld | Winter, WintShld | Winter, WintShld | Winter, WintShld | Winter, WintShld | Winter, WintShld | Winter, WintShld
CT Fac. Spec. - NOX Rate Winter v.4.10 Final, Unit 1206 and retrofits | 288 | 2270 | Rate Constraint in lbs/MMBtu | FALSE | L | Annual | Standard NOX | lb/MMBtu | 0.15 | 0.15 | 0.15 | 0.15 | 0.15 | 0.15 | 0.15 | 0.15
CT Fac. Spec. - NOX Rate Winter v.4.10 Final, Unit 1206 and retrofits | 288 | 2270 | Rate Constraint in lbs/MMBtu | FALSE | L | Annual | Emissions at Affected Plants NOX | Thousand Tons | 0 | 0 | 0 | 0 | 0 | 0 | 0 | 0
CT Fac. Spec. - NOX Rate Winter v.4.10 Final, Unit 1206 and retrofits | 288 | 2270 | Rate Constraint in lbs/MMBtu | FALSE | L | Annual | Allowances Purchased NOX | Thousand Tons | 0 | 0 | 0 | 0 | 0 | 0 | 0 | 0
CT Fac. Spec. - NOX Rate Winter v.4.10 Final, Unit 1206 and retrofits | 288 | 2270 | Rate Constraint in lbs/MMBtu | FALSE | L | Annual | Allowances Sold NOX | Thousand Tons | 0 | 0 | 0 | 0 | 0 | 0 | 0 | 0
CT Fac. Spec. - NOX Rate Winter v.4.10 Final, Unit 1206 and retrofits | 288 | 2270 | Rate Constraint in lbs/MMBtu | FALSE | L | Annual | Allowances Banked | Thousand Tons | 0 | 0 | 0 | 0 | 0 | 0 | 0 | 0
CT Fac. Spec. - NOX Rate Winter v.4.10 Final, Unit 1206 and retrofits | 288 | 2270 | Rate Constraint in lbs/MMBtu | FALSE | L | Annual | Allowances Withdrawn (1:1) | Thousand Tons | 0 | 0 | 0 | 0 | 0 | 0 | 0 | 0
CT Fac. Spec. - NOX Rate Winter v.4.10 Final, Unit 1206 and retrofits | 288 | 2270 | Rate Constraint in lbs/MMBtu | FALSE | L | Annual | Allowances Withdrawn (n:1) | Thousand Tons | 0 | 0 | 0 | 0 | 0 | 0 | 0 | 0
CT Fac. Spec. - NOX Rate Winter v.4.10 Final, Unit 1206 and retrofits | 288 | 2270 | Rate Constraint in lbs/MMBtu | FALSE | L | Annual | Net Emissions Allowance Position | Thousand Tons | 0 | 0 | 0 | 0 | 0 | 0 | 0 | 0
CT Fac. Spec. - NOX Rate Winter v.4.10 Final, Unit 1206 and retrofits | 288 | 2270 | Rate Constraint in lbs/MMBtu | FALSE | L | Annual | Fuel Consumed | TBtu | 0 | 0 | 0 | 0 | 0 | 0 | 0 | 0
CT Fac. Spec. - NOX Rate Winter v.4.10 Final, Unit 1206 and retrofits | 288 | 2270 | Rate Constraint in lbs/MMBtu | FALSE | L | Annual | Rate | lb/MMBtu | 0 | 0 | 0 | 0 | 0 | 0 | 0 | 0
CT Fac. Spec. - NOX Rate Winter v.4.10 Final, Unit 1206 and retrofits | 288 | 2270 | Rate Constraint in lbs/MMBtu | FALSE | L | Annual | Generation | TWh | 0 | 0 | 0 | 0 | 0 | 0 | 0 | 0
CT Fac. Spec. - NOX Rate Winter v.4.10 Final, Unit 1206 and retrofits | 288 | 2270 | Rate Constraint in lbs/MMBtu | FALSE | L | Annual | Qualifying Generation | TWh | 0 | 0 | 0 | 0 | 0 | 0 | 0 | 0
CT Fac. Spec. - NOX Rate Winter v.4.10 Final, Unit 1206 and retrofits | 288 | 2270 | Rate Constraint in lbs/MMBtu | FALSE | L | Annual | Rate | lb/MWh | 0 | 0 | 0 | 0 | 0 | 0 | 0 | 0
CT Fac. Spec. - NOX Rate Winter v.4.10 Final, Unit 1206 and retrofits | 288 | 2270 | Rate Constraint in lbs/MMBtu | FALSE | L | Annual | Constraint Shadow Price | US2016$/Ton | 0 | 0 | 0 | 0 | 0 | 0 | 0 | 0
CT Fac. Spec. - NOX Rate Winter v.4.10 Final, Unit 1207 and retrofits | 289 | 2270 | Rate Constraint in lbs/MMBtu | FALSE | L | Annual | Seasons Included | Seasons | Winter, WintShld | Winter, WintShld | Winter, WintShld | Winter, WintShld | Winter, WintShld | Winter, WintShld | Winter, WintShld | Winter, WintShld
CT Fac. Spec. - NOX Rate Winter v.4.10 Final, Unit 1207 and retrofits | 289 | 2270 | Rate Constraint in lbs/MMBtu | FALSE | L | Annual | Standard NOX | lb/MMBtu | 0.15 | 0.15 | 0.15 | 0.15 | 0.15 | 0.15 | 0.15 | 0.15
CT Fac. Spec. - NOX Rate Winter v.4.10 Final, Unit 1207 and retrofits | 289 | 2270 | Rate Constraint in lbs/MMBtu | FALSE | L | Annual | Emissions at Affected Plants NOX | Thousand Tons | 0 | 0 | 0 | 0 | 0 | 0 | 0 | 0
CT Fac. Spec. - NOX Rate Winter v.4.10 Final, Unit 1207 and retrofits | 289 | 2270 | Rate Constraint in lbs/MMBtu | FALSE | L | Annual | Allowances Purchased NOX | Thousand Tons | 0 | 0 | 0 | 0 | 0 | 0 | 0 | 0
CT Fac. Spec. - NOX Rate Winter v.4.10 Final, Unit 1207 and retrofits | 289 | 2270 | Rate Constraint in lbs/MMBtu | FALSE | L | Annual | Allowances Sold NOX | Thousand Tons | 0 | 0 | 0 | 0 | 0 | 0 | 0 | 0
CT Fac. Spec. - NOX Rate Winter v.4.10 Final, Unit 1207 and retrofits | 289 | 2270 | Rate Constraint in lbs/MMBtu | FALSE | L | Annual | Allowances Banked | Thousand Tons | 0 | 0 | 0 | 0 | 0 | 0 | 0 | 0
CT Fac. Spec. - NOX Rate Winter v.4.10 Final, Unit 1207 and retrofits | 289 | 2270 | Rate Constraint in lbs/MMBtu | FALSE | L | Annual | Allowances Withdrawn (1:1) | Thousand Tons | 0 | 0 | 0 | 0 | 0 | 0 | 0 | 0
CT Fac. Spec. - NOX Rate Winter v.4.10 Final, Unit 1207 and retrofits | 289 | 2270 | Rate Constraint in lbs/MMBtu | FALSE | L | Annual | Allowances Withdrawn (n:1) | Thousand Tons | 0 | 0 | 0 | 0 | 0 | 0 | 0 | 0
CT Fac. Spec. - NOX Rate Winter v.4.10 Final, Unit 1207 and retrofits | 289 | 2270 | Rate Constraint in lbs/MMBtu | FALSE | L | Annual | Net Emissions Allowance Position | Thousand Tons | 0 | 0 | 0 | 0 | 0 | 0 | 0 | 0
CT Fac. Spec. - NOX Rate Winter v.4.10 Final, Unit 1207 and retrofits | 289 | 2270 | Rate Constraint in lbs/MMBtu | FALSE | L | Annual | Fuel Consumed | TBtu | 0 | 0 | 0 | 0 | 0 | 0 | 0 | 0
CT Fac. Spec. - NOX Rate Winter v.4.10 Final, Unit 1207 and retrofits | 289 | 2270 | Rate Constraint in lbs/MMBtu | FALSE | L | Annual | Rate | lb/MMBtu | 0 | 0 | 0 | 0 | 0 | 0 | 0 | 0
CT Fac. Spec. - NOX Rate Winter v.4.10 Final, Unit 1207 and retrofits | 289 | 2270 | Rate Constraint in lbs/MMBtu | FALSE | L | Annual | Generation | TWh | 0 | 0 | 0 | 0 | 0 | 0 | 0 | 0
CT Fac. Spec. - NOX Rate Winter v.4.10 Final, Unit 1207 and retrofits | 289 | 2270 | Rate Constraint in lbs/MMBtu | FALSE | L | Annual | Qualifying Generation | TWh | 0 | 0 | 0 | 0 | 0 | 0 | 0 | 0
CT Fac. Spec. - NOX Rate Winter v.4.10 Final, Unit 1207 and retrofits | 289 | 2270 | Rate Constraint in lbs/MMBtu | FALSE | L | Annual | Rate | lb/MWh | 0 | 0 | 0 | 0 | 0 | 0 | 0 | 0
CT Fac. Spec. - NOX Rate Winter v.4.10 Final, Unit 1207 and retrofits | 289 | 2270 | Rate Constraint in lbs/MMBtu | FALSE | L | Annual | Constraint Shadow Price | US2016$/Ton | 0 | 0 | 0 | 0 | 0 | 0 | 0 | 0
CT Fac. Spec. - NOX Rate Winter v.4.10 Final, Unit 1208 and retrofits | 290 | 2270 | Rate Constraint in lbs/MMBtu | FALSE | L | Annual | Seasons Included | Seasons | Winter, WintShld | Winter, WintShld | Winter, WintShld | Winter, WintShld | Winter, WintShld | Winter, WintShld | Winter, WintShld | Winter, WintShld
CT Fac. Spec. - NOX Rate Winter v.4.10 Final, Unit 1208 and retrofits | 290 | 2270 | Rate Constraint in lbs/MMBtu | FALSE | L | Annual | Standard NOX | lb/MMBtu | 0.15 | 0.15 | 0.15 | 0.15 | 0.15 | 0.15 | 0.15 | 0.15
CT Fac. Spec. - NOX Rate Winter v.4.10 Final, Unit 1208 and retrofits | 290 | 2270 | Rate Constraint in lbs/MMBtu | FALSE | L | Annual | Emissions at Affected Plants NOX | Thousand Tons | 0 | 0 | 0 | 0 | 0 | 0 | 0 | 0
CT Fac. Spec. - NOX Rate Winter v.4.10 Final, Unit 1208 and retrofits | 290 | 2270 | Rate Constraint in lbs/MMBtu | FALSE | L | Annual | Allowances Purchased NOX | Thousand Tons | 0 | 0 | 0 | 0 | 0 | 0 | 0 | 0
CT Fac. Spec. - NOX Rate Winter v.4.10 Final, Unit 1208 and retrofits | 290 | 2270 | Rate Constraint in lbs/MMBtu | FALSE | L | Annual | Allowances Sold NOX | Thousand Tons | 0 | 0 | 0 | 0 | 0 | 0 | 0 | 0
CT Fac. Spec. - NOX Rate Winter v.4.10 Final, Unit 1208 and retrofits | 290 | 2270 | Rate Constraint in lbs/MMBtu | FALSE | L | Annual | Allowances Banked | Thousand Tons | 0 | 0 | 0 | 0 | 0 | 0 | 0 | 0
CT Fac. Spec. - NOX Rate Winter v.4.10 Final, Unit 1208 and retrofits | 290 | 2270 | Rate Constraint in lbs/MMBtu | FALSE | L | Annual | Allowances Withdrawn (1:1) | Thousand Tons | 0 | 0 | 0 | 0 | 0 | 0 | 0 | 0
CT Fac. Spec. - NOX Rate Winter v.4.10 Final, Unit 1208 and retrofits | 290 | 2270 | Rate Constraint in lbs/MMBtu | FALSE | L | Annual | Allowances Withdrawn (n:1) | Thousand Tons | 0 | 0 | 0 | 0 | 0 | 0 | 0 | 0
CT Fac. Spec. - NOX Rate Winter v.4.10 Final, Unit 1208 and retrofits | 290 | 2270 | Rate Constraint in lbs/MMBtu | FALSE | L | Annual | Net Emissions Allowance Position | Thousand Tons | 0 | 0 | 0 | 0 | 0 | 0 | 0 | 0
CT Fac. Spec. - NOX Rate Winter v.4.10 Final, Unit 1208 and retrofits | 290 | 2270 | Rate Constraint in lbs/MMBtu | FALSE | L | Annual | Fuel Consumed | TBtu | 0 | 0 | 0 | 0 | 0 | 0 | 0 | 0
CT Fac. Spec. - NOX Rate Winter v.4.10 Final, Unit 1208 and retrofits | 290 | 2270 | Rate Constraint in lbs/MMBtu | FALSE | L | Annual | Rate | lb/MMBtu | 0 | 0 | 0 | 0 | 0 | 0 | 0 | 0
CT Fac. Spec. - NOX Rate Winter v.4.10 Final, Unit 1208 and retrofits | 290 | 2270 | Rate Constraint in lbs/MMBtu | FALSE | L | Annual | Generation | TWh | 0 | 0 | 0 | 0 | 0 | 0 | 0 | 0
CT Fac. Spec. - NOX Rate Winter v.4.10 Final, Unit 1208 and retrofits | 290 | 2270 | Rate Constraint in lbs/MMBtu | FALSE | L | Annual | Qualifying Generation | TWh | 0 | 0 | 0 | 0 | 0 | 0 | 0 | 0
CT Fac. Spec. - NOX Rate Winter v.4.10 Final, Unit 1208 and retrofits | 290 | 2270 | Rate Constraint in lbs/MMBtu | FALSE | L | Annual | Rate | lb/MWh | 0 | 0 | 0 | 0 | 0 | 0 | 0 | 0
CT Fac. Spec. - NOX Rate Winter v.4.10 Final, Unit 1208 and retrofits | 290 | 2270 | Rate Constraint in lbs/MMBtu | FALSE | L | Annual | Constraint Shadow Price | US2016$/Ton | 0 | 0 | 0 | 0 | 0 | 0 | 0 | 0
CT Fac. Spec. - NOX Rate Winter v.4.10 Final, Unit 1209 and retrofits | 291 | 2270 | Rate Constraint in lbs/MMBtu | FALSE | L | Annual | Seasons Included | Seasons | Winter, WintShld | Winter, WintShld | Winter, WintShld | Winter, WintShld | Winter, WintShld | Winter, WintShld | Winter, WintShld | Winter, WintShld
CT Fac. Spec. - NOX Rate Winter v.4.10 Final, Unit 1209 and retrofits | 291 | 2270 | Rate Constraint in lbs/MMBtu | FALSE | L | Annual | Standard NOX | lb/MMBtu | 0.15 | 0.15 | 0.15 | 0.15 | 0.15 | 0.15 | 0.15 | 0.15
CT Fac. Spec. - NOX Rate Winter v.4.10 Final, Unit 1209 and retrofits | 291 | 2270 | Rate Constraint in lbs/MMBtu | FALSE | L | Annual | Emissions at Affected Plants NOX | Thousand Tons | 0 | 0 | 0 | 0 | 0 | 0 | 0 | 0
CT Fac. Spec. - NOX Rate Winter v.4.10 Final, Unit 1209 and retrofits | 291 | 2270 | Rate Constraint in lbs/MMBtu | FALSE | L | Annual | Allowances Purchased NOX | Thousand Tons | 0 | 0 | 0 | 0 | 0 | 0 | 0 | 0
CT Fac. Spec. - NOX Rate Winter v.4.10 Final, Unit 1209 and retrofits | 291 | 2270 | Rate Constraint in lbs/MMBtu | FALSE | L | Annual | Allowances Sold NOX | Thousand Tons | 0 | 0 | 0 | 0 | 0 | 0 | 0 | 0
CT Fac. Spec. - NOX Rate Winter v.4.10 Final, Unit 1209 and retrofits | 291 | 2270 | Rate Constraint in lbs/MMBtu | FALSE | L | Annual | Allowances Banked | Thousand Tons | 0 | 0 | 0 | 0 | 0 | 0 | 0 | 0
CT Fac. Spec. - NOX Rate Winter v.4.10 Final, Unit 1209 and retrofits | 291 | 2270 | Rate Constraint in lbs/MMBtu | FALSE | L | Annual | Allowances Withdrawn (1:1) | Thousand Tons | 0 | 0 | 0 | 0 | 0 | 0 | 0 | 0
CT Fac. Spec. - NOX Rate Winter v.4.10 Final, Unit 1209 and retrofits | 291 | 2270 | Rate Constraint in lbs/MMBtu | FALSE | L | Annual | Allowances Withdrawn (n:1) | Thousand Tons | 0 | 0 | 0 | 0 | 0 | 0 | 0 | 0
CT Fac. Spec. - NOX Rate Winter v.4.10 Final, Unit 1209 and retrofits | 291 | 2270 | Rate Constraint in lbs/MMBtu | FALSE | L | Annual | Net Emissions Allowance Position | Thousand Tons | 0 | 0 | 0 | 0 | 0 | 0 | 0 | 0
CT Fac. Spec. - NOX Rate Winter v.4.10 Final, Unit 1209 and retrofits | 291 | 2270 | Rate Constraint in lbs/MMBtu | FALSE | L | Annual | Fuel Consumed | TBtu | 0 | 0 | 0 | 0 | 0 | 0 | 0 | 0
CT Fac. Spec. - NOX Rate Winter v.4.10 Final, Unit 1209 and retrofits | 291 | 2270 | Rate Constraint in lbs/MMBtu | FALSE | L | Annual | Rate | lb/MMBtu | 0 | 0 | 0 | 0 | 0 | 0 | 0 | 0
CT Fac. Spec. - NOX Rate Winter v.4.10 Final, Unit 1209 and retrofits | 291 | 2270 | Rate Constraint in lbs/MMBtu | FALSE | L | Annual | Generation | TWh | 0 | 0 | 0 | 0 | 0 | 0 | 0 | 0
CT Fac. Spec. - NOX Rate Winter v.4.10 Final, Unit 1209 and retrofits | 291 | 2270 | Rate Constraint in lbs/MMBtu | FALSE | L | Annual | Qualifying Generation | TWh | 0 | 0 | 0 | 0 | 0 | 0 | 0 | 0
CT Fac. Spec. - NOX Rate Winter v.4.10 Final, Unit 1209 and retrofits | 291 | 2270 | Rate Constraint in lbs/MMBtu | FALSE | L | Annual | Rate | lb/MWh | 0 | 0 | 0 | 0 | 0 | 0 | 0 | 0
CT Fac. Spec. - NOX Rate Winter v.4.10 Final, Unit 1209 and retrofits | 291 | 2270 | Rate Constraint in lbs/MMBtu | FALSE | L | Annual | Constraint Shadow Price | US2016$/Ton | 0 | 0 | 0 | 0 | 0 | 0 | 0 | 0
CT Fac. Spec. - NOX Rate Winter v.4.10 Final, Unit 1210 and retrofits | 292 | 2270 | Rate Constraint in lbs/MMBtu | FALSE | L | Annual | Seasons Included | Seasons | Winter, WintShld | Winter, WintShld | Winter, WintShld | Winter, WintShld | Winter, WintShld | Winter, WintShld | Winter, WintShld | Winter, WintShld
CT Fac. Spec. - NOX Rate Winter v.4.10 Final, Unit 1210 and retrofits | 292 | 2270 | Rate Constraint in lbs/MMBtu | FALSE | L | Annual | Standard NOX | lb/MMBtu | 0.15 | 0.15 | 0.15 | 0.15 | 0.15 | 0.15 | 0.15 | 0.15
CT Fac. Spec. - NOX Rate Winter v.4.10 Final, Unit 1210 and retrofits | 292 | 2270 | Rate Constraint in lbs/MMBtu | FALSE | L | Annual | Emissions at Affected Plants NOX | Thousand Tons | 0 | 0 | 0 | 0 | 0 | 0 | 0 | 0
CT Fac. Spec. - NOX Rate Winter v.4.10 Final, Unit 1210 and retrofits | 292 | 2270 | Rate Constraint in lbs/MMBtu | FALSE | L | Annual | Allowances Purchased NOX | Thousand Tons | 0 | 0 | 0 | 0 | 0 | 0 | 0 | 0
CT Fac. Spec. - NOX Rate Winter v.4.10 Final, Unit 1210 and retrofits | 292 | 2270 | Rate Constraint in lbs/MMBtu | FALSE | L | Annual | Allowances Sold NOX | Thousand Tons | 0 | 0 | 0 | 0 | 0 | 0 | 0 | 0
CT Fac. Spec. - NOX Rate Winter v.4.10 Final, Unit 1210 and retrofits | 292 | 2270 | Rate Constraint in lbs/MMBtu | FALSE | L | Annual | Allowances Banked | Thousand Tons | 0 | 0 | 0 | 0 | 0 | 0 | 0 | 0
CT Fac. Spec. - NOX Rate Winter v.4.10 Final, Unit 1210 and retrofits | 292 | 2270 | Rate Constraint in lbs/MMBtu | FALSE | L | Annual | Allowances Withdrawn (1:1) | Thousand Tons | 0 | 0 | 0 | 0 | 0 | 0 | 0 | 0
CT Fac. Spec. - NOX Rate Winter v.4.10 Final, Unit 1210 and retrofits | 292 | 2270 | Rate Constraint in lbs/MMBtu | FALSE | L | Annual | Allowances Withdrawn (n:1) | Thousand Tons | 0 | 0 | 0 | 0 | 0 | 0 | 0 | 0
CT Fac. Spec. - NOX Rate Winter v.4.10 Final, Unit 1210 and retrofits | 292 | 2270 | Rate Constraint in lbs/MMBtu | FALSE | L | Annual | Net Emissions Allowance Position | Thousand Tons | 0 | 0 | 0 | 0 | 0 | 0 | 0 | 0
CT Fac. Spec. - NOX Rate Winter v.4.10 Final, Unit 1210 and retrofits | 292 | 2270 | Rate Constraint in lbs/MMBtu | FALSE | L | Annual | Fuel Consumed | TBtu | 0 | 0 | 0 | 0 | 0 | 0 | 0 | 0
CT Fac. Spec. - NOX Rate Winter v.4.10 Final, Unit 1210 and retrofits | 292 | 2270 | Rate Constraint in lbs/MMBtu | FALSE | L | Annual | Rate | lb/MMBtu | 0 | 0 | 0 | 0 | 0 | 0 | 0 | 0
CT Fac. Spec. - NOX Rate Winter v.4.10 Final, Unit 1210 and retrofits | 292 | 2270 | Rate Constraint in lbs/MMBtu | FALSE | L | Annual | Generation | TWh | 0 | 0 | 0 | 0 | 0 | 0 | 0 | 0
CT Fac. Spec. - NOX Rate Winter v.4.10 Final, Unit 1210 and retrofits | 292 | 2270 | Rate Constraint in lbs/MMBtu | FALSE | L | Annual | Qualifying Generation | TWh | 0 | 0 | 0 | 0 | 0 | 0 | 0 | 0
CT Fac. Spec. - NOX Rate Winter v.4.10 Final, Unit 1210 and retrofits | 292 | 2270 | Rate Constraint in lbs/MMBtu | FALSE | L | Annual | Rate | lb/MWh | 0 | 0 | 0 | 0 | 0 | 0 | 0 | 0
CT Fac. Spec. - NOX Rate Winter v.4.10 Final, Unit 1210 and retrofits | 292 | 2270 | Rate Constraint in lbs/MMBtu | FALSE | L | Annual | Constraint Shadow Price | US2016$/Ton | 0 | 0 | 0 | 0 | 0 | 0 | 0 | 0
CT Fac. Spec. - NOX Rate Winter v.4.10 Final, Unit 1211 and retrofits | 293 | 2270 | Rate Constraint in lbs/MMBtu | FALSE | L | Annual | Seasons Included | Seasons | Winter, WintShld | Winter, WintShld | Winter, WintShld | Winter, WintShld | Winter, WintShld | Winter, WintShld | Winter, WintShld | Winter, WintShld
CT Fac. Spec. - NOX Rate Winter v.4.10 Final, Unit 1211 and retrofits | 293 | 2270 | Rate Constraint in lbs/MMBtu | FALSE | L | Annual | Standard NOX | lb/MMBtu | 0.15 | 0.15 | 0.15 | 0.15 | 0.15 | 0.15 | 0.15 | 0.15
CT Fac. Spec. - NOX Rate Winter v.4.10 Final, Unit 1211 and retrofits | 293 | 2270 | Rate Constraint in lbs/MMBtu | FALSE | L | Annual | Emissions at Affected Plants NOX | Thousand Tons | 0 | 0 | 0 | 0 | 0 | 0 | 0 | 0
CT Fac. Spec. - NOX Rate Winter v.4.10 Final, Unit 1211 and retrofits | 293 | 2270 | Rate Constraint in lbs/MMBtu | FALSE | L | Annual | Allowances Purchased NOX | Thousand Tons | 0 | 0 | 0 | 0 | 0 | 0 | 0 | 0
CT Fac. Spec. - NOX Rate Winter v.4.10 Final, Unit 1211 and retrofits | 293 | 2270 | Rate Constraint in lbs/MMBtu | FALSE | L | Annual | Allowances Sold NOX | Thousand Tons | 0 | 0 | 0 | 0 | 0 | 0 | 0 | 0
CT Fac. Spec. - NOX Rate Winter v.4.10 Final, Unit 1211 and retrofits | 293 | 2270 | Rate Constraint in lbs/MMBtu | FALSE | L | Annual | Allowances Banked | Thousand Tons | 0 | 0 | 0 | 0 | 0 | 0 | 0 | 0
CT Fac. Spec. - NOX Rate Winter v.4.10 Final, Unit 1211 and retrofits | 293 | 2270 | Rate Constraint in lbs/MMBtu | FALSE | L | Annual | Allowances Withdrawn (1:1) | Thousand Tons | 0 | 0 | 0 | 0 | 0 | 0 | 0 | 0
CT Fac. Spec. - NOX Rate Winter v.4.10 Final, Unit 1211 and retrofits | 293 | 2270 | Rate Constraint in lbs/MMBtu | FALSE | L | Annual | Allowances Withdrawn (n:1) | Thousand Tons | 0 | 0 | 0 | 0 | 0 | 0 | 0 | 0
CT Fac. Spec. - NOX Rate Winter v.4.10 Final, Unit 1211 and retrofits | 293 | 2270 | Rate Constraint in lbs/MMBtu | FALSE | L | Annual | Net Emissions Allowance Position | Thousand Tons | 0 | 0 | 0 | 0 | 0 | 0 | 0 | 0
CT Fac. Spec. - NOX Rate Winter v.4.10 Final, Unit 1211 and retrofits | 293 | 2270 | Rate Constraint in lbs/MMBtu | FALSE | L | Annual | Fuel Consumed | TBtu | 0 | 0 | 0 | 0 | 0 | 0 | 0 | 0
CT Fac. Spec. - NOX Rate Winter v.4.10 Final, Unit 1211 and retrofits | 293 | 2270 | Rate Constraint in lbs/MMBtu | FALSE | L | Annual | Rate | lb/MMBtu | 0 | 0 | 0 | 0 | 0 | 0 | 0 | 0
CT Fac. Spec. - NOX Rate Winter v.4.10 Final, Unit 1211 and retrofits | 293 | 2270 | Rate Constraint in lbs/MMBtu | FALSE | L | Annual | Generation | TWh | 0 | 0 | 0 | 0 | 0 | 0 | 0 | 0
CT Fac. Spec. - NOX Rate Winter v.4.10 Final, Unit 1211 and retrofits | 293 | 2270 | Rate Constraint in lbs/MMBtu | FALSE | L | Annual | Qualifying Generation | TWh | 0 | 0 | 0 | 0 | 0 | 0 | 0 | 0
CT Fac. Spec. - NOX Rate Winter v.4.10 Final, Unit 1211 and retrofits | 293 | 2270 | Rate Constraint in lbs/MMBtu | FALSE | L | Annual | Rate | lb/MWh | 0 | 0 | 0 | 0 | 0 | 0 | 0 | 0
CT Fac. Spec. - NOX Rate Winter v.4.10 Final, Unit 1211 and retrofits | 293 | 2270 | Rate Constraint in lbs/MMBtu | FALSE | L | Annual | Constraint Shadow Price | US2016$/Ton | 0 | 0 | 0 | 0 | 0 | 0 | 0 | 0
CT Fac. Spec. - NOX Rate Winter v.4.10 Final, Unit 1212 and retrofits | 294 | 2270 | Rate Constraint in lbs/MMBtu | FALSE | L | Annual | Seasons Included | Seasons | Winter, WintShld | Winter, WintShld | Winter, WintShld | Winter, WintShld | Winter, WintShld | Winter, WintShld | Winter, WintShld | Winter, WintShld
CT Fac. Spec. - NOX Rate Winter v.4.10 Final, Unit 1212 and retrofits | 294 | 2270 | Rate Constraint in lbs/MMBtu | FALSE | L | Annual | Standard NOX | lb/MMBtu | 0.15 | 0.15 | 0.15 | 0.15 | 0.15 | 0.15 | 0.15 | 0.15
CT Fac. Spec. - NOX Rate Winter v.4.10 Final, Unit 1212 and retrofits | 294 | 2270 | Rate Constraint in lbs/MMBtu | FALSE | L | Annual | Emissions at Affected Plants NOX | Thousand Tons | 0 | 0 | 0 | 0 | 0 | 0 | 0 | 0
CT Fac. Spec. - NOX Rate Winter v.4.10 Final, Unit 1212 and retrofits | 294 | 2270 | Rate Constraint in lbs/MMBtu | FALSE | L | Annual | Allowances Purchased NOX | Thousand Tons | 0 | 0 | 0 | 0 | 0 | 0 | 0 | 0
CT Fac. Spec. - NOX Rate Winter v.4.10 Final, Unit 1212 and retrofits | 294 | 2270 | Rate Constraint in lbs/MMBtu | FALSE | L | Annual | Allowances Sold NOX | Thousand Tons | 0 | 0 | 0 | 0 | 0 | 0 | 0 | 0
CT Fac. Spec. - NOX Rate Winter v.4.10 Final, Unit 1212 and retrofits | 294 | 2270 | Rate Constraint in lbs/MMBtu | FALSE | L | Annual | Allowances Banked | Thousand Tons | 0 | 0 | 0 | 0 | 0 | 0 | 0 | 0
CT Fac. Spec. - NOX Rate Winter v.4.10 Final, Unit 1212 and retrofits | 294 | 2270 | Rate Constraint in lbs/MMBtu | FALSE | L | Annual | Allowances Withdrawn (1:1) | Thousand Tons | 0 | 0 | 0 | 0 | 0 | 0 | 0 | 0
CT Fac. Spec. - NOX Rate Winter v.4.10 Final, Unit 1212 and retrofits | 294 | 2270 | Rate Constraint in lbs/MMBtu | FALSE | L | Annual | Allowances Withdrawn (n:1) | Thousand Tons | 0 | 0 | 0 | 0 | 0 | 0 | 0 | 0
CT Fac. Spec. - NOX Rate Winter v.4.10 Final, Unit 1212 and retrofits | 294 | 2270 | Rate Constraint in lbs/MMBtu | FALSE | L | Annual | Net Emissions Allowance Position | Thousand Tons | 0 | 0 | 0 | 0 | 0 | 0 | 0 | 0
CT Fac. Spec. - NOX Rate Winter v.4.10 Final, Unit 1212 and retrofits | 294 | 2270 | Rate Constraint in lbs/MMBtu | FALSE | L | Annual | Fuel Consumed | TBtu | 0 | 0 | 0 | 0 | 0 | 0 | 0 | 0
CT Fac. Spec. - NOX Rate Winter v.4.10 Final, Unit 1212 and retrofits | 294 | 2270 | Rate Constraint in lbs/MMBtu | FALSE | L | Annual | Rate | lb/MMBtu | 0 | 0 | 0 | 0 | 0 | 0 | 0 | 0
CT Fac. Spec. - NOX Rate Winter v.4.10 Final, Unit 1212 and retrofits | 294 | 2270 | Rate Constraint in lbs/MMBtu | FALSE | L | Annual | Generation | TWh | 0 | 0 | 0 | 0 | 0 | 0 | 0 | 0
CT Fac. Spec. - NOX Rate Winter v.4.10 Final, Unit 1212 and retrofits | 294 | 2270 | Rate Constraint in lbs/MMBtu | FALSE | L | Annual | Qualifying Generation | TWh | 0 | 0 | 0 | 0 | 0 | 0 | 0 | 0
CT Fac. Spec. - NOX Rate Winter v.4.10 Final, Unit 1212 and retrofits | 294 | 2270 | Rate Constraint in lbs/MMBtu | FALSE | L | Annual | Rate | lb/MWh | 0 | 0 | 0 | 0 | 0 | 0 | 0 | 0
CT Fac. Spec. - NOX Rate Winter v.4.10 Final, Unit 1212 and retrofits | 294 | 2270 | Rate Constraint in lbs/MMBtu | FALSE | L | Annual | Constraint Shadow Price | US2016$/Ton | 0 | 0 | 0 | 0 | 0 | 0 | 0 | 0
CT Fac. Spec. - NOX Rate Winter v.4.10 Final, Unit 1213 and retrofits | 295 | 2270 | Rate Constraint in lbs/MMBtu | FALSE | L | Annual | Seasons Included | Seasons | Winter, WintShld | Winter, WintShld | Winter, WintShld | Winter, WintShld | Winter, WintShld | Winter, WintShld | Winter, WintShld | Winter, WintShld
CT Fac. Spec. - NOX Rate Winter v.4.10 Final, Unit 1213 and retrofits | 295 | 2270 | Rate Constraint in lbs/MMBtu | FALSE | L | Annual | Standard NOX | lb/MMBtu | 0.15 | 0.15 | 0.15 | 0.15 | 0.15 | 0.15 | 0.15 | 0.15
CT Fac. Spec. - NOX Rate Winter v.4.10 Final, Unit 1213 and retrofits | 295 | 2270 | Rate Constraint in lbs/MMBtu | FALSE | L | Annual | Emissions at Affected Plants NOX | Thousand Tons | 0 | 0 | 0 | 0 | 0 | 0 | 0 | 0
CT Fac. Spec. - NOX Rate Winter v.4.10 Final, Unit 1213 and retrofits | 295 | 2270 | Rate Constraint in lbs/MMBtu | FALSE | L | Annual | Allowances Purchased NOX | Thousand Tons | 0 | 0 | 0 | 0 | 0 | 0 | 0 | 0
CT Fac. Spec. - NOX Rate Winter v.4.10 Final, Unit 1213 and retrofits | 295 | 2270 | Rate Constraint in lbs/MMBtu | FALSE | L | Annual | Allowances Sold NOX | Thousand Tons | 0 | 0 | 0 | 0 | 0 | 0 | 0 | 0
CT Fac. Spec. - NOX Rate Winter v.4.10 Final, Unit 1213 and retrofits | 295 | 2270 | Rate Constraint in lbs/MMBtu | FALSE | L | Annual | Allowances Banked | Thousand Tons | 0 | 0 | 0 | 0 | 0 | 0 | 0 | 0
CT Fac. Spec. - NOX Rate Winter v.4.10 Final, Unit 1213 and retrofits | 295 | 2270 | Rate Constraint in lbs/MMBtu | FALSE | L | Annual | Allowances Withdrawn (1:1) | Thousand Tons | 0 | 0 | 0 | 0 | 0 | 0 | 0 | 0
CT Fac. Spec. - NOX Rate Winter v.4.10 Final, Unit 1213 and retrofits | 295 | 2270 | Rate Constraint in lbs/MMBtu | FALSE | L | Annual | Allowances Withdrawn (n:1) | Thousand Tons | 0 | 0 | 0 | 0 | 0 | 0 | 0 | 0
CT Fac. Spec. - NOX Rate Winter v.4.10 Final, Unit 1213 and retrofits | 295 | 2270 | Rate Constraint in lbs/MMBtu | FALSE | L | Annual | Net Emissions Allowance Position | Thousand Tons | 0 | 0 | 0 | 0 | 0 | 0 | 0 | 0
CT Fac. Spec. - NOX Rate Winter v.4.10 Final, Unit 1213 and retrofits | 295 | 2270 | Rate Constraint in lbs/MMBtu | FALSE | L | Annual | Fuel Consumed | TBtu | 0 | 0 | 0 | 0 | 0 | 0 | 0 | 0
CT Fac. Spec. - NOX Rate Winter v.4.10 Final, Unit 1213 and retrofits | 295 | 2270 | Rate Constraint in lbs/MMBtu | FALSE | L | Annual | Rate | lb/MMBtu | 0 | 0 | 0 | 0 | 0 | 0 | 0 | 0
CT Fac. Spec. - NOX Rate Winter v.4.10 Final, Unit 1213 and retrofits | 295 | 2270 | Rate Constraint in lbs/MMBtu | FALSE | L | Annual | Generation | TWh | 0 | 0 | 0 | 0 | 0 | 0 | 0 | 0
CT Fac. Spec. - NOX Rate Winter v.4.10 Final, Unit 1213 and retrofits | 295 | 2270 | Rate Constraint in lbs/MMBtu | FALSE | L | Annual | Qualifying Generation | TWh | 0 | 0 | 0 | 0 | 0 | 0 | 0 | 0
CT Fac. Spec. - NOX Rate Winter v.4.10 Final, Unit 1213 and retrofits | 295 | 2270 | Rate Constraint in lbs/MMBtu | FALSE | L | Annual | Rate | lb/MWh | 0 | 0 | 0 | 0 | 0 | 0 | 0 | 0
CT Fac. Spec. - NOX Rate Winter v.4.10 Final, Unit 1213 and retrofits | 295 | 2270 | Rate Constraint in lbs/MMBtu | FALSE | L | Annual | Constraint Shadow Price | US2016$/Ton | 0 | 0 | 0 | 0 | 0 | 0 | 0 | 0
CT Fac. Spec. - NOX Rate Winter v.4.10 Final, Unit 1214 and retrofits | 296 | 2270 | Rate Constraint in lbs/MMBtu | FALSE | L | Annual | Seasons Included | Seasons | Winter, WintShld | Winter, WintShld | Winter, WintShld | Winter, WintShld | Winter, WintShld | Winter, WintShld | Winter, WintShld | Winter, WintShld
CT Fac. Spec. - NOX Rate Winter v.4.10 Final, Unit 1214 and retrofits | 296 | 2270 | Rate Constraint in lbs/MMBtu | FALSE | L | Annual | Standard NOX | lb/MMBtu | 0.15 | 0.15 | 0.15 | 0.15 | 0.15 | 0.15 | 0.15 | 0.15
CT Fac. Spec. - NOX Rate Winter v.4.10 Final, Unit 1214 and retrofits | 296 | 2270 | Rate Constraint in lbs/MMBtu | FALSE | L | Annual | Emissions at Affected Plants NOX | Thousand Tons | 0 | 0 | 0 | 0 | 0 | 0 | 0 | 0
CT Fac. Spec. - NOX Rate Winter v.4.10 Final, Unit 1214 and retrofits | 296 | 2270 | Rate Constraint in lbs/MMBtu | FALSE | L | Annual | Allowances Purchased NOX | Thousand Tons | 0 | 0 | 0 | 0 | 0 | 0 | 0 | 0
CT Fac. Spec. - NOX Rate Winter v.4.10 Final, Unit 1214 and retrofits | 296 | 2270 | Rate Constraint in lbs/MMBtu | FALSE | L | Annual | Allowances Sold NOX | Thousand Tons | 0 | 0 | 0 | 0 | 0 | 0 | 0 | 0
CT Fac. Spec. - NOX Rate Winter v.4.10 Final, Unit 1214 and retrofits | 296 | 2270 | Rate Constraint in lbs/MMBtu | FALSE | L | Annual | Allowances Banked | Thousand Tons | 0 | 0 | 0 | 0 | 0 | 0 | 0 | 0
CT Fac. Spec. - NOX Rate Winter v.4.10 Final, Unit 1214 and retrofits | 296 | 2270 | Rate Constraint in lbs/MMBtu | FALSE | L | Annual | Allowances Withdrawn (1:1) | Thousand Tons | 0 | 0 | 0 | 0 | 0 | 0 | 0 | 0
CT Fac. Spec. - NOX Rate Winter v.4.10 Final, Unit 1214 and retrofits | 296 | 2270 | Rate Constraint in lbs/MMBtu | FALSE | L | Annual | Allowances Withdrawn (n:1) | Thousand Tons | 0 | 0 | 0 | 0 | 0 | 0 | 0 | 0
CT Fac. Spec. - NOX Rate Winter v.4.10 Final, Unit 1214 and retrofits | 296 | 2270 | Rate Constraint in lbs/MMBtu | FALSE | L | Annual | Net Emissions Allowance Position | Thousand Tons | 0 | 0 | 0 | 0 | 0 | 0 | 0 | 0
CT Fac. Spec. - NOX Rate Winter v.4.10 Final, Unit 1214 and retrofits | 296 | 2270 | Rate Constraint in lbs/MMBtu | FALSE | L | Annual | Fuel Consumed | TBtu | 0 | 0 | 0 | 0 | 0 | 0 | 0 | 0
CT Fac. Spec. - NOX Rate Winter v.4.10 Final, Unit 1214 and retrofits | 296 | 2270 | Rate Constraint in lbs/MMBtu | FALSE | L | Annual | Rate | lb/MMBtu | 0 | 0 | 0 | 0 | 0 | 0 | 0 | 0
CT Fac. Spec. - NOX Rate Winter v.4.10 Final, Unit 1214 and retrofits | 296 | 2270 | Rate Constraint in lbs/MMBtu | FALSE | L | Annual | Generation | TWh | 0 | 0 | 0 | 0 | 0 | 0 | 0 | 0
CT Fac. Spec. - NOX Rate Winter v.4.10 Final, Unit 1214 and retrofits | 296 | 2270 | Rate Constraint in lbs/MMBtu | FALSE | L | Annual | Qualifying Generation | TWh | 0 | 0 | 0 | 0 | 0 | 0 | 0 | 0
CT Fac. Spec. - NOX Rate Winter v.4.10 Final, Unit 1214 and retrofits | 296 | 2270 | Rate Constraint in lbs/MMBtu | FALSE | L | Annual | Rate | lb/MWh | 0 | 0 | 0 | 0 | 0 | 0 | 0 | 0
CT Fac. Spec. - NOX Rate Winter v.4.10 Final, Unit 1214 and retrofits | 296 | 2270 | Rate Constraint in lbs/MMBtu | FALSE | L | Annual | Constraint Shadow Price | US2016$/Ton | 0 | 0 | 0 | 0 | 0 | 0 | 0 | 0
CT Fac. Spec. - NOX Rate Winter v.4.10 Final, Unit 1215 and retrofits | 297 | 2270 | Rate Constraint in lbs/MMBtu | FALSE | L | Annual | Seasons Included | Seasons | Winter, WintShld | Winter, WintShld | Winter, WintShld | Winter, WintShld | Winter, WintShld | Winter, WintShld | Winter, WintShld | Winter, WintShld
CT Fac. Spec. - NOX Rate Winter v.4.10 Final, Unit 1215 and retrofits | 297 | 2270 | Rate Constraint in lbs/MMBtu | FALSE | L | Annual | Standard NOX | lb/MMBtu | 0.15 | 0.15 | 0.15 | 0.15 | 0.15 | 0.15 | 0.15 | 0.15
CT Fac. Spec. - NOX Rate Winter v.4.10 Final, Unit 1215 and retrofits | 297 | 2270 | Rate Constraint in lbs/MMBtu | FALSE | L | Annual | Emissions at Affected Plants NOX | Thousand Tons | 0 | 0 | 0 | 0 | 0 | 0 | 0 | 0
CT Fac. Spec. - NOX Rate Winter v.4.10 Final, Unit 1215 and retrofits | 297 | 2270 | Rate Constraint in lbs/MMBtu | FALSE | L | Annual | Allowances Purchased NOX | Thousand Tons | 0 | 0 | 0 | 0 | 0 | 0 | 0 | 0
CT Fac. Spec. - NOX Rate Winter v.4.10 Final, Unit 1215 and retrofits | 297 | 2270 | Rate Constraint in lbs/MMBtu | FALSE | L | Annual | Allowances Sold NOX | Thousand Tons | 0 | 0 | 0 | 0 | 0 | 0 | 0 | 0
CT Fac. Spec. - NOX Rate Winter v.4.10 Final, Unit 1215 and retrofits | 297 | 2270 | Rate Constraint in lbs/MMBtu | FALSE | L | Annual | Allowances Banked | Thousand Tons | 0 | 0 | 0 | 0 | 0 | 0 | 0 | 0
CT Fac. Spec. - NOX Rate Winter v.4.10 Final, Unit 1215 and retrofits | 297 | 2270 | Rate Constraint in lbs/MMBtu | FALSE | L | Annual | Allowances Withdrawn (1:1) | Thousand Tons | 0 | 0 | 0 | 0 | 0 | 0 | 0 | 0
CT Fac. Spec. - NOX Rate Winter v.4.10 Final, Unit 1215 and retrofits | 297 | 2270 | Rate Constraint in lbs/MMBtu | FALSE | L | Annual | Allowances Withdrawn (n:1) | Thousand Tons | 0 | 0 | 0 | 0 | 0 | 0 | 0 | 0
CT Fac. Spec. - NOX Rate Winter v.4.10 Final, Unit 1215 and retrofits | 297 | 2270 | Rate Constraint in lbs/MMBtu | FALSE | L | Annual | Net Emissions Allowance Position | Thousand Tons | 0 | 0 | 0 | 0 | 0 | 0 | 0 | 0
CT Fac. Spec. - NOX Rate Winter v.4.10 Final, Unit 1215 and retrofits | 297 | 2270 | Rate Constraint in lbs/MMBtu | FALSE | L | Annual | Fuel Consumed | TBtu | 0 | 0 | 0 | 0 | 0 | 0 | 0 | 0
CT Fac. Spec. - NOX Rate Winter v.4.10 Final, Unit 1215 and retrofits | 297 | 2270 | Rate Constraint in lbs/MMBtu | FALSE | L | Annual | Rate | lb/MMBtu | 0 | 0 | 0 | 0 | 0 | 0 | 0 | 0
CT Fac. Spec. - NOX Rate Winter v.4.10 Final, Unit 1215 and retrofits | 297 | 2270 | Rate Constraint in lbs/MMBtu | FALSE | L | Annual | Generation | TWh | 0 | 0 | 0 | 0 | 0 | 0 | 0 | 0
CT Fac. Spec. - NOX Rate Winter v.4.10 Final, Unit 1215 and retrofits | 297 | 2270 | Rate Constraint in lbs/MMBtu | FALSE | L | Annual | Qualifying Generation | TWh | 0 | 0 | 0 | 0 | 0 | 0 | 0 | 0
CT Fac. Spec. - NOX Rate Winter v.4.10 Final, Unit 1215 and retrofits | 297 | 2270 | Rate Constraint in lbs/MMBtu | FALSE | L | Annual | Rate | lb/MWh | 0 | 0 | 0 | 0 | 0 | 0 | 0 | 0
CT Fac. Spec. - NOX Rate Winter v.4.10 Final, Unit 1215 and retrofits | 297 | 2270 | Rate Constraint in lbs/MMBtu | FALSE | L | Annual | Constraint Shadow Price | US2016$/Ton | 0 | 0 | 0 | 0 | 0 | 0 | 0 | 0
CT Fac. Spec. - NOX Rate Winter v.4.10 Final, Unit 1216 and retrofits | 298 | 2270 | Rate Constraint in lbs/MMBtu | FALSE | L | Annual | Seasons Included | Seasons | Winter, WintShld | Winter, WintShld | Winter, WintShld | Winter, WintShld | Winter, WintShld | Winter, WintShld | Winter, WintShld | Winter, WintShld
CT Fac. Spec. - NOX Rate Winter v.4.10 Final, Unit 1216 and retrofits | 298 | 2270 | Rate Constraint in lbs/MMBtu | FALSE | L | Annual | Standard NOX | lb/MMBtu | 0.15 | 0.15 | 0.15 | 0.15 | 0.15 | 0.15 | 0.15 | 0.15
CT Fac. Spec. - NOX Rate Winter v.4.10 Final, Unit 1216 and retrofits | 298 | 2270 | Rate Constraint in lbs/MMBtu | FALSE | L | Annual | Emissions at Affected Plants NOX | Thousand Tons | 0 | 0 | 0 | 0 | 0 | 0 | 0 | 0
CT Fac. Spec. - NOX Rate Winter v.4.10 Final, Unit 1216 and retrofits | 298 | 2270 | Rate Constraint in lbs/MMBtu | FALSE | L | Annual | Allowances Purchased NOX | Thousand Tons | 0 | 0 | 0 | 0 | 0 | 0 | 0 | 0
CT Fac. Spec. - NOX Rate Winter v.4.10 Final, Unit 1216 and retrofits | 298 | 2270 | Rate Constraint in lbs/MMBtu | FALSE | L | Annual | Allowances Sold NOX | Thousand Tons | 0 | 0 | 0 | 0 | 0 | 0 | 0 | 0
CT Fac. Spec. - NOX Rate Winter v.4.10 Final, Unit 1216 and retrofits | 298 | 2270 | Rate Constraint in lbs/MMBtu | FALSE | L | Annual | Allowances Banked | Thousand Tons | 0 | 0 | 0 | 0 | 0 | 0 | 0 | 0
CT Fac. Spec. - NOX Rate Winter v.4.10 Final, Unit 1216 and retrofits | 298 | 2270 | Rate Constraint in lbs/MMBtu | FALSE | L | Annual | Allowances Withdrawn (1:1) | Thousand Tons | 0 | 0 | 0 | 0 | 0 | 0 | 0 | 0
CT Fac. Spec. - NOX Rate Winter v.4.10 Final, Unit 1216 and retrofits | 298 | 2270 | Rate Constraint in lbs/MMBtu | FALSE | L | Annual | Allowances Withdrawn (n:1) | Thousand Tons | 0 | 0 | 0 | 0 | 0 | 0 | 0 | 0
CT Fac. Spec. - NOX Rate Winter v.4.10 Final, Unit 1216 and retrofits | 298 | 2270 | Rate Constraint in lbs/MMBtu | FALSE | L | Annual | Net Emissions Allowance Position | Thousand Tons | 0 | 0 | 0 | 0 | 0 | 0 | 0 | 0
CT Fac. Spec. - NOX Rate Winter v.4.10 Final, Unit 1216 and retrofits | 298 | 2270 | Rate Constraint in lbs/MMBtu | FALSE | L | Annual | Fuel Consumed | TBtu | 0 | 0 | 0 | 0 | 0 | 0 | 0 | 0
CT Fac. Spec. - NOX Rate Winter v.4.10 Final, Unit 1216 and retrofits | 298 | 2270 | Rate Constraint in lbs/MMBtu | FALSE | L | Annual | Rate | lb/MMBtu | 0 | 0 | 0 | 0 | 0 | 0 | 0 | 0
CT Fac. Spec. - NOX Rate Winter v.4.10 Final, Unit 1216 and retrofits | 298 | 2270 | Rate Constraint in lbs/MMBtu | FALSE | L | Annual | Generation | TWh | 0 | 0 | 0 | 0 | 0 | 0 | 0 | 0
CT Fac. Spec. - NOX Rate Winter v.4.10 Final, Unit 1216 and retrofits | 298 | 2270 | Rate Constraint in lbs/MMBtu | FALSE | L | Annual | Qualifying Generation | TWh | 0 | 0 | 0 | 0 | 0 | 0 | 0 | 0
CT Fac. Spec. - NOX Rate Winter v.4.10 Final, Unit 1216 and retrofits | 298 | 2270 | Rate Constraint in lbs/MMBtu | FALSE | L | Annual | Rate | lb/MWh | 0 | 0 | 0 | 0 | 0 | 0 | 0 | 0
CT Fac. Spec. - NOX Rate Winter v.4.10 Final, Unit 1216 and retrofits | 298 | 2270 | Rate Constraint in lbs/MMBtu | FALSE | L | Annual | Constraint Shadow Price | US2016$/Ton | 0 | 0 | 0 | 0 | 0 | 0 | 0 | 0
CT Fac. Spec. - NOX Rate Winter v.4.10 Final, Unit 1221 and retrofits | 299 | 2270 | Rate Constraint in lbs/MMBtu | FALSE | L | Annual | Seasons Included | Seasons | Winter, WintShld | Winter, WintShld | Winter, WintShld | Winter, WintShld | Winter, WintShld | Winter, WintShld | Winter, WintShld | Winter, WintShld
CT Fac. Spec. - NOX Rate Winter v.4.10 Final, Unit 1221 and retrofits | 299 | 2270 | Rate Constraint in lbs/MMBtu | FALSE | L | Annual | Standard NOX | lb/MMBtu | 0.15 | 0.15 | 0.15 | 0.15 | 0.15 | 0.15 | 0.15 | 0.15
CT Fac. Spec. - NOX Rate Winter v.4.10 Final, Unit 1221 and retrofits | 299 | 2270 | Rate Constraint in lbs/MMBtu | FALSE | L | Annual | Emissions at Affected Plants NOX | Thousand Tons | 0 | 0 | 0 | 0 | 0 | 0 | 0 | 0
CT Fac. Spec. - NOX Rate Winter v.4.10 Final, Unit 1221 and retrofits | 299 | 2270 | Rate Constraint in lbs/MMBtu | FALSE | L | Annual | Allowances Purchased NOX | Thousand Tons | 0 | 0 | 0 | 0 | 0 | 0 | 0 | 0
CT Fac. Spec. - NOX Rate Winter v.4.10 Final, Unit 1221 and retrofits | 299 | 2270 | Rate Constraint in lbs/MMBtu | FALSE | L | Annual | Allowances Sold NOX | Thousand Tons | 0 | 0 | 0 | 0 | 0 | 0 | 0 | 0
CT Fac. Spec. - NOX Rate Winter v.4.10 Final, Unit 1221 and retrofits | 299 | 2270 | Rate Constraint in lbs/MMBtu | FALSE | L | Annual | Allowances Banked | Thousand Tons | 0 | 0 | 0 | 0 | 0 | 0 | 0 | 0
CT Fac. Spec. - NOX Rate Winter v.4.10 Final, Unit 1221 and retrofits | 299 | 2270 | Rate Constraint in lbs/MMBtu | FALSE | L | Annual | Allowances Withdrawn (1:1) | Thousand Tons | 0 | 0 | 0 | 0 | 0 | 0 | 0 | 0
CT Fac. Spec. - NOX Rate Winter v.4.10 Final, Unit 1221 and retrofits | 299 | 2270 | Rate Constraint in lbs/MMBtu | FALSE | L | Annual | Allowances Withdrawn (n:1) | Thousand Tons | 0 | 0 | 0 | 0 | 0 | 0 | 0 | 0
CT Fac. Spec. - NOX Rate Winter v.4.10 Final, Unit 1221 and retrofits | 299 | 2270 | Rate Constraint in lbs/MMBtu | FALSE | L | Annual | Net Emissions Allowance Position | Thousand Tons | 0 | 0 | 0 | 0 | 0 | 0 | 0 | 0
CT Fac. Spec. - NOX Rate Winter v.4.10 Final, Unit 1221 and retrofits | 299 | 2270 | Rate Constraint in lbs/MMBtu | FALSE | L | Annual | Fuel Consumed | TBtu | 0 | 0 | 0 | 0 | 0 | 0 | 0 | 0
CT Fac. Spec. - NOX Rate Winter v.4.10 Final, Unit 1221 and retrofits | 299 | 2270 | Rate Constraint in lbs/MMBtu | FALSE | L | Annual | Rate | lb/MMBtu | 0 | 0 | 0 | 0 | 0 | 0 | 0 | 0
CT Fac. Spec. - NOX Rate Winter v.4.10 Final, Unit 1221 and retrofits | 299 | 2270 | Rate Constraint in lbs/MMBtu | FALSE | L | Annual | Generation | TWh | 0 | 0 | 0 | 0 | 0 | 0 | 0 | 0
CT Fac. Spec. - NOX Rate Winter v.4.10 Final, Unit 1221 and retrofits | 299 | 2270 | Rate Constraint in lbs/MMBtu | FALSE | L | Annual | Qualifying Generation | TWh | 0 | 0 | 0 | 0 | 0 | 0 | 0 | 0
CT Fac. Spec. - NOX Rate Winter v.4.10 Final, Unit 1221 and retrofits | 299 | 2270 | Rate Constraint in lbs/MMBtu | FALSE | L | Annual | Rate | lb/MWh | 0 | 0 | 0 | 0 | 0 | 0 | 0 | 0
CT Fac. Spec. - NOX Rate Winter v.4.10 Final, Unit 1221 and retrofits | 299 | 2270 | Rate Constraint in lbs/MMBtu | FALSE | L | Annual | Constraint Shadow Price | US2016$/Ton | 0 | 0 | 0 | 0 | 0 | 0 | 0 | 0
CT Fac. Spec. - NOX Rate Winter v.4.10 Final, Unit 1222 and retrofits | 300 | 2270 | Rate Constraint in lbs/MMBtu | FALSE | L | Annual | Seasons Included | Seasons | Winter, WintShld | Winter, WintShld | Winter, WintShld | Winter, WintShld | Winter, WintShld | Winter, WintShld | Winter, WintShld | Winter, WintShld
CT Fac. Spec. - NOX Rate Winter v.4.10 Final, Unit 1222 and retrofits | 300 | 2270 | Rate Constraint in lbs/MMBtu | FALSE | L | Annual | Standard NOX | lb/MMBtu | 0.15 | 0.15 | 0.15 | 0.15 | 0.15 | 0.15 | 0.15 | 0.15
CT Fac. Spec. - NOX Rate Winter v.4.10 Final, Unit 1222 and retrofits | 300 | 2270 | Rate Constraint in lbs/MMBtu | FALSE | L | Annual | Emissions at Affected Plants NOX | Thousand Tons | 0 | 0 | 0 | 0 | 0 | 0 | 0 | 0
CT Fac. Spec. - NOX Rate Winter v.4.10 Final, Unit 1222 and retrofits | 300 | 2270 | Rate Constraint in lbs/MMBtu | FALSE | L | Annual | Allowances Purchased NOX | Thousand Tons | 0 | 0 | 0 | 0 | 0 | 0 | 0 | 0
CT Fac. Spec. - NOX Rate Winter v.4.10 Final, Unit 1222 and retrofits | 300 | 2270 | Rate Constraint in lbs/MMBtu | FALSE | L | Annual | Allowances Sold NOX | Thousand Tons | 0 | 0 | 0 | 0 | 0 | 0 | 0 | 0
CT Fac. Spec. - NOX Rate Winter v.4.10 Final, Unit 1222 and retrofits | 300 | 2270 | Rate Constraint in lbs/MMBtu | FALSE | L | Annual | Allowances Banked | Thousand Tons | 0 | 0 | 0 | 0 | 0 | 0 | 0 | 0
CT Fac. Spec. - NOX Rate Winter v.4.10 Final, Unit 1222 and retrofits | 300 | 2270 | Rate Constraint in lbs/MMBtu | FALSE | L | Annual | Allowances Withdrawn (1:1) | Thousand Tons | 0 | 0 | 0 | 0 | 0 | 0 | 0 | 0
CT Fac. Spec. - NOX Rate Winter v.4.10 Final, Unit 1222 and retrofits | 300 | 2270 | Rate Constraint in lbs/MMBtu | FALSE | L | Annual | Allowances Withdrawn (n:1) | Thousand Tons | 0 | 0 | 0 | 0 | 0 | 0 | 0 | 0
CT Fac. Spec. - NOX Rate Winter v.4.10 Final, Unit 1222 and retrofits | 300 | 2270 | Rate Constraint in lbs/MMBtu | FALSE | L | Annual | Net Emissions Allowance Position | Thousand Tons | 0 | 0 | 0 | 0 | 0 | 0 | 0 | 0
CT Fac. Spec. - NOX Rate Winter v.4.10 Final, Unit 1222 and retrofits | 300 | 2270 | Rate Constraint in lbs/MMBtu | FALSE | L | Annual | Fuel Consumed | TBtu | 0 | 0 | 0 | 0 | 0 | 0 | 0 | 0
CT Fac. Spec. - NOX Rate Winter v.4.10 Final, Unit 1222 and retrofits | 300 | 2270 | Rate Constraint in lbs/MMBtu | FALSE | L | Annual | Rate | lb/MMBtu | 0 | 0 | 0 | 0 | 0 | 0 | 0 | 0
CT Fac. Spec. - NOX Rate Winter v.4.10 Final, Unit 1222 and retrofits | 300 | 2270 | Rate Constraint in lbs/MMBtu | FALSE | L | Annual | Generation | TWh | 0 | 0 | 0 | 0 | 0 | 0 | 0 | 0
CT Fac. Spec. - NOX Rate Winter v.4.10 Final, Unit 1222 and retrofits | 300 | 2270 | Rate Constraint in lbs/MMBtu | FALSE | L | Annual | Qualifying Generation | TWh | 0 | 0 | 0 | 0 | 0 | 0 | 0 | 0
CT Fac. Spec. - NOX Rate Winter v.4.10 Final, Unit 1222 and retrofits | 300 | 2270 | Rate Constraint in lbs/MMBtu | FALSE | L | Annual | Rate | lb/MWh | 0 | 0 | 0 | 0 | 0 | 0 | 0 | 0
CT Fac. Spec. - NOX Rate Winter v.4.10 Final, Unit 1222 and retrofits | 300 | 2270 | Rate Constraint in lbs/MMBtu | FALSE | L | Annual | Constraint Shadow Price | US2016$/Ton | 0 | 0 | 0 | 0 | 0 | 0 | 0 | 0
CT Fac. Spec. - NOX Rate Winter v.4.10 Final, Unit 1223 and retrofits | 301 | 2270 | Rate Constraint in lbs/MMBtu | FALSE | L | Annual | Seasons Included | Seasons | Winter, WintShld | Winter, WintShld | Winter, WintShld | Winter, WintShld | Winter, WintShld | Winter, WintShld | Winter, WintShld | Winter, WintShld
CT Fac. Spec. - NOX Rate Winter v.4.10 Final, Unit 1223 and retrofits | 301 | 2270 | Rate Constraint in lbs/MMBtu | FALSE | L | Annual | Standard NOX | lb/MMBtu | 0.15 | 0.15 | 0.15 | 0.15 | 0.15 | 0.15 | 0.15 | 0.15
CT Fac. Spec. - NOX Rate Winter v.4.10 Final, Unit 1223 and retrofits | 301 | 2270 | Rate Constraint in lbs/MMBtu | FALSE | L | Annual | Emissions at Affected Plants NOX | Thousand Tons | 0 | 0 | 0 | 0 | 0 | 0 | 0 | 0
CT Fac. Spec. - NOX Rate Winter v.4.10 Final, Unit 1223 and retrofits | 301 | 2270 | Rate Constraint in lbs/MMBtu | FALSE | L | Annual | Allowances Purchased NOX | Thousand Tons | 0 | 0 | 0 | 0 | 0 | 0 | 0 | 0
CT Fac. Spec. - NOX Rate Winter v.4.10 Final, Unit 1223 and retrofits | 301 | 2270 | Rate Constraint in lbs/MMBtu | FALSE | L | Annual | Allowances Sold NOX | Thousand Tons | 0 | 0 | 0 | 0 | 0 | 0 | 0 | 0
CT Fac. Spec. - NOX Rate Winter v.4.10 Final, Unit 1223 and retrofits | 301 | 2270 | Rate Constraint in lbs/MMBtu | FALSE | L | Annual | Allowances Banked | Thousand Tons | 0 | 0 | 0 | 0 | 0 | 0 | 0 | 0
CT Fac. Spec. - NOX Rate Winter v.4.10 Final, Unit 1223 and retrofits | 301 | 2270 | Rate Constraint in lbs/MMBtu | FALSE | L | Annual | Allowances Withdrawn (1:1) | Thousand Tons | 0 | 0 | 0 | 0 | 0 | 0 | 0 | 0
CT Fac. Spec. - NOX Rate Winter v.4.10 Final, Unit 1223 and retrofits | 301 | 2270 | Rate Constraint in lbs/MMBtu | FALSE | L | Annual | Allowances Withdrawn (n:1) | Thousand Tons | 0 | 0 | 0 | 0 | 0 | 0 | 0 | 0
CT Fac. Spec. - NOX Rate Winter v.4.10 Final, Unit 1223 and retrofits | 301 | 2270 | Rate Constraint in lbs/MMBtu | FALSE | L | Annual | Net Emissions Allowance Position | Thousand Tons | 0 | 0 | 0 | 0 | 0 | 0 | 0 | 0
CT Fac. Spec. - NOX Rate Winter v.4.10 Final, Unit 1223 and retrofits | 301 | 2270 | Rate Constraint in lbs/MMBtu | FALSE | L | Annual | Fuel Consumed | TBtu | 0 | 0 | 0 | 0 | 0 | 0 | 0 | 0
CT Fac. Spec. - NOX Rate Winter v.4.10 Final, Unit 1223 and retrofits | 301 | 2270 | Rate Constraint in lbs/MMBtu | FALSE | L | Annual | Rate | lb/MMBtu | 0 | 0 | 0 | 0 | 0 | 0 | 0 | 0
CT Fac. Spec. - NOX Rate Winter v.4.10 Final, Unit 1223 and retrofits | 301 | 2270 | Rate Constraint in lbs/MMBtu | FALSE | L | Annual | Generation | TWh | 0 | 0 | 0 | 0 | 0 | 0 | 0 | 0
CT Fac. Spec. - NOX Rate Winter v.4.10 Final, Unit 1223 and retrofits | 301 | 2270 | Rate Constraint in lbs/MMBtu | FALSE | L | Annual | Qualifying Generation | TWh | 0 | 0 | 0 | 0 | 0 | 0 | 0 | 0
CT Fac. Spec. - NOX Rate Winter v.4.10 Final, Unit 1223 and retrofits | 301 | 2270 | Rate Constraint in lbs/MMBtu | FALSE | L | Annual | Rate | lb/MWh | 0 | 0 | 0 | 0 | 0 | 0 | 0 | 0
CT Fac. Spec. - NOX Rate Winter v.4.10 Final, Unit 1223 and retrofits | 301 | 2270 | Rate Constraint in lbs/MMBtu | FALSE | L | Annual | Constraint Shadow Price | US2016$/Ton | 0 | 0 | 0 | 0 | 0 | 0 | 0 | 0
CT Fac. Spec. - NOX Rate Winter v.4.10 Final, Unit 3131 and retrofits | 302 | 2270 | Rate Constraint in lbs/MMBtu | FALSE | L | Annual | Seasons Included | Seasons | Winter, WintShld | Winter, WintShld | Winter, WintShld | Winter, WintShld | Winter, WintShld | Winter, WintShld | Winter, WintShld | Winter, WintShld
CT Fac. Spec. - NOX Rate Winter v.4.10 Final, Unit 3131 and retrofits | 302 | 2270 | Rate Constraint in lbs/MMBtu | FALSE | L | Annual | Standard NOX | lb/MMBtu | 0.15 | 0.15 | 0.15 | 0.15 | 0.15 | 0.15 | 0.15 | 0.15
CT Fac. Spec. - NOX Rate Winter v.4.10 Final, Unit 3131 and retrofits | 302 | 2270 | Rate Constraint in lbs/MMBtu | FALSE | L | Annual | Emissions at Affected Plants NOX | Thousand Tons | 0.0071828 | 0.0074034 | 0.0073098 | 0.0032303 | 0.0055296 | 0.0045478 | 0.0032303 | 0.0032303
CT Fac. Spec. - NOX Rate Winter v.4.10 Final, Unit 3131 and retrofits | 302 | 2270 | Rate Constraint in lbs/MMBtu | FALSE | L | Annual | Allowances Purchased NOX | Thousand Tons | 0 | 0 | 0 | 0 | 0 | 0 | 0 | 0
CT Fac. Spec. - NOX Rate Winter v.4.10 Final, Unit 3131 and retrofits | 302 | 2270 | Rate Constraint in lbs/MMBtu | FALSE | L | Annual | Allowances Sold NOX | Thousand Tons | 0 | 0 | 0 | 0 | 0 | 0 | 0 | 0
CT Fac. Spec. - NOX Rate Winter v.4.10 Final, Unit 3131 and retrofits | 302 | 2270 | Rate Constraint in lbs/MMBtu | FALSE | L | Annual | Allowances Banked | Thousand Tons | 0 | 0 | 0 | 0 | 0 | 0 | 0 | 0
CT Fac. Spec. - NOX Rate Winter v.4.10 Final, Unit 3131 and retrofits | 302 | 2270 | Rate Constraint in lbs/MMBtu | FALSE | L | Annual | Allowances Withdrawn (1:1) | Thousand Tons | 0 | 0 | 0 | 0 | 0 | 0 | 0 | 0
CT Fac. Spec. - NOX Rate Winter v.4.10 Final, Unit 3131 and retrofits | 302 | 2270 | Rate Constraint in lbs/MMBtu | FALSE | L | Annual | Allowances Withdrawn (n:1) | Thousand Tons | 0 | 0 | 0 | 0 | 0 | 0 | 0 | 0
CT Fac. Spec. - NOX Rate Winter v.4.10 Final, Unit 3131 and retrofits | 302 | 2270 | Rate Constraint in lbs/MMBtu | FALSE | L | Annual | Net Emissions Allowance Position | Thousand Tons | 0.0071828 | 0.0074034 | 0.0073098 | 0.0032303 | 0.0055296 | 0.0045478 | 0.0032303 | 0.0032303
CT Fac. Spec. - NOX Rate Winter v.4.10 Final, Unit 3131 and retrofits | 302 | 2270 | Rate Constraint in lbs/MMBtu | FALSE | L | Annual | Fuel Consumed | TBtu | 3.5231 | 3.6314 | 3.5854 | 1.5844 | 2.7122 | 2.2307 | 1.5844 | 1.5844
CT Fac. Spec. - NOX Rate Winter v.4.10 Final, Unit 3131 and retrofits | 302 | 2270 | Rate Constraint in lbs/MMBtu | FALSE | L | Annual | Rate | lb/MMBtu | 0.0040775 | 0.0040775 | 0.0040775 | 0.0040775 | 0.0040775 | 0.0040775 | 0.0040775 | 0.0040775
CT Fac. Spec. - NOX Rate Winter v.4.10 Final, Unit 3131 and retrofits | 302 | 2270 | Rate Constraint in lbs/MMBtu | FALSE | L | Annual | Generation | TWh | 0.49601 | 0.51124 | 0.50478 | 0.22307 | 0.38184 | 0.31405 | 0.22307 | 0.22307
CT Fac. Spec. - NOX Rate Winter v.4.10 Final, Unit 3131 and retrofits | 302 | 2270 | Rate Constraint in lbs/MMBtu | FALSE | L | Annual | Qualifying Generation | TWh | 0.49601 | 0.51124 | 0.50478 | 0.22307 | 0.38184 | 0.31405 | 0.22307 | 0.22307
CT Fac. Spec. - NOX Rate Winter v.4.10 Final, Unit 3131 and retrofits | 302 | 2270 | Rate Constraint in lbs/MMBtu | FALSE | L | Annual | Rate | lb/MWh | 0.028962 | 0.028962 | 0.028962 | 0.028962 | 0.028962 | 0.028962 | 0.028962 | 0.028962
CT Fac. Spec. - NOX Rate Winter v.4.10 Final, Unit 3131 and retrofits | 302 | 2270 | Rate Constraint in lbs/MMBtu | FALSE | L | Annual | Constraint Shadow Price | US2016$/Ton | 0 | 0 | 0 | 0 | 0 | 0 | 0 | 0
CT Fac. Spec. - NOX Rate Winter v.4.10 Final, Unit 3132 and retrofits | 303 | 2270 | Rate Constraint in lbs/MMBtu | FALSE | L | Annual | Seasons Included | Seasons | Winter, WintShld | Winter, WintShld | Winter, WintShld | Winter, WintShld | Winter, WintShld | Winter, WintShld | Winter, WintShld | Winter, WintShld
CT Fac. Spec. - NOX Rate Winter v.4.10 Final, Unit 3132 and retrofits | 303 | 2270 | Rate Constraint in lbs/MMBtu | FALSE | L | Annual | Standard NOX | lb/MMBtu | 0.15 | 0.15 | 0.15 | 0.15 | 0.15 | 0.15 | 0.15 | 0.15
CT Fac. Spec. - NOX Rate Winter v.4.10 Final, Unit 3132 and retrofits | 303 | 2270 | Rate Constraint in lbs/MMBtu | FALSE | L | Annual | Emissions at Affected Plants NOX | Thousand Tons | 0.0071828 | 0.0073501 | 0.0069957 | 0.0032531 | 0.0042647 | 0.0041568 | 0.0030347 | 0.0029541
CT Fac. Spec. - NOX Rate Winter v.4.10 Final, Unit 3132 and retrofits | 303 | 2270 | Rate Constraint in lbs/MMBtu | FALSE | L | Annual | Allowances Purchased NOX | Thousand Tons | 0 | 0 | 0 | 0 | 0 | 0 | 0 | 0
CT Fac. Spec. - NOX Rate Winter v.4.10 Final, Unit 3132 and retrofits | 303 | 2270 | Rate Constraint in lbs/MMBtu | FALSE | L | Annual | Allowances Sold NOX | Thousand Tons | 0 | 0 | 0 | 0 | 0 | 0 | 0 | 0
CT Fac. Spec. - NOX Rate Winter v.4.10 Final, Unit 3132 and retrofits | 303 | 2270 | Rate Constraint in lbs/MMBtu | FALSE | L | Annual | Allowances Banked | Thousand Tons | 0 | 0 | 0 | 0 | 0 | 0 | 0 | 0
CT Fac. Spec. - NOX Rate Winter v.4.10 Final, Unit 3132 and retrofits | 303 | 2270 | Rate Constraint in lbs/MMBtu | FALSE | L | Annual | Allowances Withdrawn (1:1) | Thousand Tons | 0 | 0 | 0 | 0 | 0 | 0 | 0 | 0
CT Fac. Spec. - NOX Rate Winter v.4.10 Final, Unit 3132 and retrofits | 303 | 2270 | Rate Constraint in lbs/MMBtu | FALSE | L | Annual | Allowances Withdrawn (n:1) | Thousand Tons | 0 | 0 | 0 | 0 | 0 | 0 | 0 | 0
CT Fac. Spec. - NOX Rate Winter v.4.10 Final, Unit 3132 and retrofits | 303 | 2270 | Rate Constraint in lbs/MMBtu | FALSE | L | Annual | Net Emissions Allowance Position | Thousand Tons | 0.0071828 | 0.0073501 | 0.0069957 | 0.0032531 | 0.0042647 | 0.0041568 | 0.0030347 | 0.0029541
CT Fac. Spec. - NOX Rate Winter v.4.10 Final, Unit 3132 and retrofits | 303 | 2270 | Rate Constraint in lbs/MMBtu | FALSE | L | Annual | Fuel Consumed | TBtu | 3.5231 | 3.6052 | 3.4314 | 1.5956 | 2.0918 | 2.0389 | 1.4885 | 1.449
CT Fac. Spec. - NOX Rate Winter v.4.10 Final, Unit 3132 and retrofits | 303 | 2270 | Rate Constraint in lbs/MMBtu | FALSE | L | Annual | Rate | lb/MMBtu | 0.0040775 | 0.0040775 | 0.0040775 | 0.0040775 | 0.0040775 | 0.0040775 | 0.0040775 | 0.0040775
CT Fac. Spec. - NOX Rate Winter v.4.10 Final, Unit 3132 and retrofits | 303 | 2270 | Rate Constraint in lbs/MMBtu | FALSE | L | Annual | Generation | TWh | 0.49601 | 0.50756 | 0.48309 | 0.22464 | 0.2945 | 0.28705 | 0.20956 | 0.204
CT Fac. Spec. - NOX Rate Winter v.4.10 Final, Unit 3132 and retrofits | 303 | 2270 | Rate Constraint in lbs/MMBtu | FALSE | L | Annual | Qualifying Generation | TWh | 0.49601 | 0.50756 | 0.48309 | 0.22464 | 0.2945 | 0.28705 | 0.20956 | 0.204
CT Fac. Spec. - NOX Rate Winter v.4.10 Final, Unit 3132 and retrofits | 303 | 2270 | Rate Constraint in lbs/MMBtu | FALSE | L | Annual | Rate | lb/MWh | 0.028962 | 0.028962 | 0.028962 | 0.028962 | 0.028962 | 0.028962 | 0.028962 | 0.028962
CT Fac. Spec. - NOX Rate Winter v.4.10 Final, Unit 3132 and retrofits | 303 | 2270 | Rate Constraint in lbs/MMBtu | FALSE | L | Annual | Constraint Shadow Price | US2016$/Ton | 0 | 0 | 0 | 0 | 0 | 0 | 0 | 0
CT Fac. Spec. - NOX Rate Winter v.4.10 Final, Unit 3133 and retrofits | 304 | 2270 | Rate Constraint in lbs/MMBtu | FALSE | L | Annual | Seasons Included | Seasons | Winter, WintShld | Winter, WintShld | Winter, WintShld | Winter, WintShld | Winter, WintShld | Winter, WintShld | Winter, WintShld | Winter, WintShld
CT Fac. Spec. - NOX Rate Winter v.4.10 Final, Unit 3133 and retrofits | 304 | 2270 | Rate Constraint in lbs/MMBtu | FALSE | L | Annual | Standard NOX | lb/MMBtu | 0.15 | 0.15 | 0.15 | 0.15 | 0.15 | 0.15 | 0.15 | 0.15
CT Fac. Spec. - NOX Rate Winter v.4.10 Final, Unit 3133 and retrofits | 304 | 2270 | Rate Constraint in lbs/MMBtu | FALSE | L | Annual | Emissions at Affected Plants NOX | Thousand Tons | 0.010876 | 0.010715 | 0.011253 | 0.0079609 | 0.0069857 | 0.0071101 | 0.0060557 | 0.0066245
CT Fac. Spec. - NOX Rate Winter v.4.10 Final, Unit 3133 and retrofits | 304 | 2270 | Rate Constraint in lbs/MMBtu | FALSE | L | Annual | Allowances Purchased NOX | Thousand Tons | 0 | 0 | 0 | 0 | 0 | 0 | 0 | 0
CT Fac. Spec. - NOX Rate Winter v.4.10 Final, Unit 3133 and retrofits | 304 | 2270 | Rate Constraint in lbs/MMBtu | FALSE | L | Annual | Allowances Sold NOX | Thousand Tons | 0 | 0 | 0 | 0 | 0 | 0 | 0 | 0
CT Fac. Spec. - NOX Rate Winter v.4.10 Final, Unit 3133 and retrofits | 304 | 2270 | Rate Constraint in lbs/MMBtu | FALSE | L | Annual | Allowances Banked | Thousand Tons | 0 | 0 | 0 | 0 | 0 | 0 | 0 | 0
CT Fac. Spec. - NOX Rate Winter v.4.10 Final, Unit 3133 and retrofits | 304 | 2270 | Rate Constraint in lbs/MMBtu | FALSE | L | Annual | Allowances Withdrawn (1:1) | Thousand Tons | 0 | 0 | 0 | 0 | 0 | 0 | 0 | 0
CT Fac. Spec. - NOX Rate Winter v.4.10 Final, Unit 3133 and retrofits | 304 | 2270 | Rate Constraint in lbs/MMBtu | FALSE | L | Annual | Allowances Withdrawn (n:1) | Thousand Tons | 0 | 0 | 0 | 0 | 0 | 0 | 0 | 0
CT Fac. Spec. - NOX Rate Winter v.4.10 Final, Unit 3133 and retrofits | 304 | 2270 | Rate Constraint in lbs/MMBtu | FALSE | L | Annual | Net Emissions Allowance Position | Thousand Tons | 0.010876 | 0.010715 | 0.011253 | 0.0079609 | 0.0069857 | 0.0071101 | 0.0060557 | 0.0066245
CT Fac. Spec. - NOX Rate Winter v.4.10 Final, Unit 3133 and retrofits | 304 | 2270 | Rate Constraint in lbs/MMBtu | FALSE | L | Annual | Fuel Consumed | TBtu | 5.3345 | 5.2558 | 5.5195 | 3.9048 | 3.4265 | 3.4875 | 2.9703 | 3.2493
CT Fac. Spec. - NOX Rate Winter v.4.10 Final, Unit 3133 and retrofits | 304 | 2270 | Rate Constraint in lbs/MMBtu | FALSE | L | Annual | Rate | lb/MMBtu | 0.0040775 | 0.0040775 | 0.0040775 | 0.0040775 | 0.0040775 | 0.0040775 | 0.0040775 | 0.0040775
CT Fac. Spec. - NOX Rate Winter v.4.10 Final, Unit 3133 and retrofits | 304 | 2270 | Rate Constraint in lbs/MMBtu | FALSE | L | Annual | Generation | TWh | 0.75102 | 0.73994 | 0.77707 | 0.54974 | 0.4824 | 0.49098 | 0.41818 | 0.45746
CT Fac. Spec. - NOX Rate Winter v.4.10 Final, Unit 3133 and retrofits | 304 | 2270 | Rate Constraint in lbs/MMBtu | FALSE | L | Annual | Qualifying Generation | TWh | 0.75102 | 0.73994 | 0.77707 | 0.54974 | 0.4824 | 0.49098 | 0.41818 | 0.45746
CT Fac. Spec. - NOX Rate Winter v.4.10 Final, Unit 3133 and retrofits | 304 | 2270 | Rate Constraint in lbs/MMBtu | FALSE | L | Annual | Rate | lb/MWh | 0.028962 | 0.028962 | 0.028962 | 0.028962 | 0.028962 | 0.028962 | 0.028962 | 0.028962
CT Fac. Spec. - NOX Rate Winter v.4.10 Final, Unit 3133 and retrofits | 304 | 2270 | Rate Constraint in lbs/MMBtu | FALSE | L | Annual | Constraint Shadow Price | US2016$/Ton | 0 | 0 | 0 | 0 | 0 | 0 | 0 | 0
CT Fac. Spec. - NOX Rate Winter v.4.10 Final, Unit 3135 and retrofits | 305 | 2270 | Rate Constraint in lbs/MMBtu | FALSE | L | Annual | Seasons Included | Seasons | Winter, WintShld | Winter, WintShld | Winter, WintShld | Winter, WintShld | Winter, WintShld | Winter, WintShld | Winter, WintShld | Winter, WintShld
CT Fac. Spec. - NOX Rate Winter v.4.10 Final, Unit 3135 and retrofits | 305 | 2270 | Rate Constraint in lbs/MMBtu | FALSE | L | Annual | Standard NOX | lb/MMBtu | 0.15 | 0.15 | 0.15 | 0.15 | 0.15 | 0.15 | 0.15 | 0.15
CT Fac. Spec. - NOX Rate Winter v.4.10 Final, Unit 3135 and retrofits | 305 | 2270 | Rate Constraint in lbs/MMBtu | FALSE | L | Annual | Emissions at Affected Plants NOX | Thousand Tons | 0 | 0 | 0 | 0 | 0 | 0 | 1.2614e-05 | 0
CT Fac. Spec. - NOX Rate Winter v.4.10 Final, Unit 3135 and retrofits | 305 | 2270 | Rate Constraint in lbs/MMBtu | FALSE | L | Annual | Allowances Purchased NOX | Thousand Tons | 0 | 0 | 0 | 0 | 0 | 0 | 0 | 0
CT Fac. Spec. - NOX Rate Winter v.4.10 Final, Unit 3135 and retrofits | 305 | 2270 | Rate Constraint in lbs/MMBtu | FALSE | L | Annual | Allowances Sold NOX | Thousand Tons | 0 | 0 | 0 | 0 | 0 | 0 | 0 | 0
CT Fac. Spec. - NOX Rate Winter v.4.10 Final, Unit 3135 and retrofits | 305 | 2270 | Rate Constraint in lbs/MMBtu | FALSE | L | Annual | Allowances Banked | Thousand Tons | 0 | 0 | 0 | 0 | 0 | 0 | 0 | 0
CT Fac. Spec. - NOX Rate Winter v.4.10 Final, Unit 3135 and retrofits | 305 | 2270 | Rate Constraint in lbs/MMBtu | FALSE | L | Annual | Allowances Withdrawn (1:1) | Thousand Tons | 0 | 0 | 0 | 0 | 0 | 0 | 0 | 0
CT Fac. Spec. - NOX Rate Winter v.4.10 Final, Unit 3135 and retrofits | 305 | 2270 | Rate Constraint in lbs/MMBtu | FALSE | L | Annual | Allowances Withdrawn (n:1) | Thousand Tons | 0 | 0 | 0 | 0 | 0 | 0 | 0 | 0
CT Fac. Spec. - NOX Rate Winter v.4.10 Final, Unit 3135 and retrofits | 305 | 2270 | Rate Constraint in lbs/MMBtu | FALSE | L | Annual | Net Emissions Allowance Position | Thousand Tons | 0 | 0 | 0 | 0 | 0 | 0 | 1.2614e-05 | 0
CT Fac. Spec. - NOX Rate Winter v.4.10 Final, Unit 3135 and retrofits | 305 | 2270 | Rate Constraint in lbs/MMBtu | FALSE | L | Annual | Fuel Consumed | TBtu | 0 | 0 | 0 | 0 | 0 | 0 | 0.00038741 | 0
CT Fac. Spec. - NOX Rate Winter v.4.10 Final, Unit 3135 and retrofits | 305 | 2270 | Rate Constraint in lbs/MMBtu | FALSE | L | Annual | Rate | lb/MMBtu | 0 | 0 | 0 | 0 | 0 | 0 | 0.065122 | 0
CT Fac. Spec. - NOX Rate Winter v.4.10 Final, Unit 3135 and retrofits | 305 | 2270 | Rate Constraint in lbs/MMBtu | FALSE | L | Annual | Generation | TWh | 0 | 0 | 0 | 0 | 0 | 0 | 3.784e-05 | 0
CT Fac. Spec. - NOX Rate Winter v.4.10 Final, Unit 3135 and retrofits | 305 | 2270 | Rate Constraint in lbs/MMBtu | FALSE | L | Annual | Qualifying Generation | TWh | 0 | 0 | 0 | 0 | 0 | 0 | 3.784e-05 | 0
CT Fac. Spec. - NOX Rate Winter v.4.10 Final, Unit 3135 and retrofits | 305 | 2270 | Rate Constraint in lbs/MMBtu | FALSE | L | Annual | Rate | lb/MWh | 0 | 0 | 0 | 0 | 0 | 0 | 0.66672 | 0
CT Fac. Spec. - NOX Rate Winter v.4.10 Final, Unit 3135 and retrofits | 305 | 2270 | Rate Constraint in lbs/MMBtu | FALSE | L | Annual | Constraint Shadow Price | US2016$/Ton | 0 | 0 | 0 | 0 | 0 | 0 | 0 | 0
CT Fac. Spec. - NOX Rate Winter v.4.10 Final, Unit 3136 and retrofits | 306 | 2270 | Rate Constraint in lbs/MMBtu | FALSE | L | Annual | Seasons Included | Seasons | Winter, WintShld | Winter, WintShld | Winter, WintShld | Winter, WintShld | Winter, WintShld | Winter, WintShld | Winter, WintShld | Winter, WintShld
CT Fac. Spec. - NOX Rate Winter v.4.10 Final, Unit 3136 and retrofits | 306 | 2270 | Rate Constraint in lbs/MMBtu | FALSE | L | Annual | Standard NOX | lb/MMBtu | 0.15 | 0.15 | 0.15 | 0.15 | 0.15 | 0.15 | 0.15 | 0.15
CT Fac. Spec. - NOX Rate Winter v.4.10 Final, Unit 3136 and retrofits | 306 | 2270 | Rate Constraint in lbs/MMBtu | FALSE | L | Annual | Emissions at Affected Plants NOX | Thousand Tons | 0 | 0 | 0 | 0 | 0 | 0 | 0 | 0
CT Fac. Spec. - NOX Rate Winter v.4.10 Final, Unit 3136 and retrofits | 306 | 2270 | Rate Constraint in lbs/MMBtu | FALSE | L | Annual | Allowances Purchased NOX | Thousand Tons | 0 | 0 | 0 | 0 | 0 | 0 | 0 | 0
CT Fac. Spec. - NOX Rate Winter v.4.10 Final, Unit 3136 and retrofits | 306 | 2270 | Rate Constraint in lbs/MMBtu | FALSE | L | Annual | Allowances Sold NOX | Thousand Tons | 0 | 0 | 0 | 0 | 0 | 0 | 0 | 0
CT Fac. Spec. - NOX Rate Winter v.4.10 Final, Unit 3136 and retrofits | 306 | 2270 | Rate Constraint in lbs/MMBtu | FALSE | L | Annual | Allowances Banked | Thousand Tons | 0 | 0 | 0 | 0 | 0 | 0 | 0 | 0
CT Fac. Spec. - NOX Rate Winter v.4.10 Final, Unit 3136 and retrofits | 306 | 2270 | Rate Constraint in lbs/MMBtu | FALSE | L | Annual | Allowances Withdrawn (1:1) | Thousand Tons | 0 | 0 | 0 | 0 | 0 | 0 | 0 | 0
CT Fac. Spec. - NOX Rate Winter v.4.10 Final, Unit 3136 and retrofits | 306 | 2270 | Rate Constraint in lbs/MMBtu | FALSE | L | Annual | Allowances Withdrawn (n:1) | Thousand Tons | 0 | 0 | 0 | 0 | 0 | 0 | 0 | 0
CT Fac. Spec. - NOX Rate Winter v.4.10 Final, Unit 3136 and retrofits | 306 | 2270 | Rate Constraint in lbs/MMBtu | FALSE | L | Annual | Net Emissions Allowance Position | Thousand Tons | 0 | 0 | 0 | 0 | 0 | 0 | 0 | 0
CT Fac. Spec. - NOX Rate Winter v.4.10 Final, Unit 3136 and retrofits | 306 | 2270 | Rate Constraint in lbs/MMBtu | FALSE | L | Annual | Fuel Consumed | TBtu | 0 | 0 | 0 | 0 | 0 | 0 | 0 | 0
CT Fac. Spec. - NOX Rate Winter v.4.10 Final, Unit 3136 and retrofits | 306 | 2270 | Rate Constraint in lbs/MMBtu | FALSE | L | Annual | Rate | lb/MMBtu | 0 | 0 | 0 | 0 | 0 | 0 | 0 | 0
CT Fac. Spec. - NOX Rate Winter v.4.10 Final, Unit 3136 and retrofits | 306 | 2270 | Rate Constraint in lbs/MMBtu | FALSE | L | Annual | Generation | TWh | 0 | 0 | 0 | 0 | 0 | 0 | 0 | 0
CT Fac. Spec. - NOX Rate Winter v.4.10 Final, Unit 3136 and retrofits | 306 | 2270 | Rate Constraint in lbs/MMBtu | FALSE | L | Annual | Qualifying Generation | TWh | 0 | 0 | 0 | 0 | 0 | 0 | 0 | 0
CT Fac. Spec. - NOX Rate Winter v.4.10 Final, Unit 3136 and retrofits | 306 | 2270 | Rate Constraint in lbs/MMBtu | FALSE | L | Annual | Rate | lb/MWh | 0 | 0 | 0 | 0 | 0 | 0 | 0 | 0
CT Fac. Spec. - NOX Rate Winter v.4.10 Final, Unit 3136 and retrofits | 306 | 2270 | Rate Constraint in lbs/MMBtu | FALSE | L | Annual | Constraint Shadow Price | US2016$/Ton | 0 | 0 | 0 | 0 | 0 | 0 | 0 | 0
CT Fac. Spec. - NOX Rate Winter v.4.10 Final, Unit 3138 and retrofits | 307 | 2270 | Rate Constraint in lbs/MMBtu | FALSE | L | Annual | Seasons Included | Seasons | Winter, WintShld | Winter, WintShld | Winter, WintShld | Winter, WintShld | Winter, WintShld | Winter, WintShld | Winter, WintShld | Winter, WintShld
CT Fac. Spec. - NOX Rate Winter v.4.10 Final, Unit 3138 and retrofits | 307 | 2270 | Rate Constraint in lbs/MMBtu | FALSE | L | Annual | Standard NOX | lb/MMBtu | 0.15 | 0.15 | 0.15 | 0.15 | 0.15 | 0.15 | 0.15 | 0.15
CT Fac. Spec. - NOX Rate Winter v.4.10 Final, Unit 3138 and retrofits | 307 | 2270 | Rate Constraint in lbs/MMBtu | FALSE | L | Annual | Emissions at Affected Plants NOX | Thousand Tons | 0.00057854 | 0.00096272 | 0.00061627 | 0.00071518 | 0.00023481 | 0.00071518 | 0.0010505 | 0.00064434
CT Fac. Spec. - NOX Rate Winter v.4.10 Final, Unit 3138 and retrofits | 307 | 2270 | Rate Constraint in lbs/MMBtu | FALSE | L | Annual | Allowances Purchased NOX | Thousand Tons | 0 | 0 | 0 | 0 | 0 | 0 | 0 | 0
CT Fac. Spec. - NOX Rate Winter v.4.10 Final, Unit 3138 and retrofits | 307 | 2270 | Rate Constraint in lbs/MMBtu | FALSE | L | Annual | Allowances Sold NOX | Thousand Tons | 0 | 0 | 0 | 0 | 0 | 0 | 0 | 0
CT Fac. Spec. - NOX Rate Winter v.4.10 Final, Unit 3138 and retrofits | 307 | 2270 | Rate Constraint in lbs/MMBtu | FALSE | L | Annual | Allowances Banked | Thousand Tons | 0 | 0 | 0 | 0 | 0 | 0 | 0 | 0
CT Fac. Spec. - NOX Rate Winter v.4.10 Final, Unit 3138 and retrofits | 307 | 2270 | Rate Constraint in lbs/MMBtu | FALSE | L | Annual | Allowances Withdrawn (1:1) | Thousand Tons | 0 | 0 | 0 | 0 | 0 | 0 | 0 | 0
CT Fac. Spec. - NOX Rate Winter v.4.10 Final, Unit 3138 and retrofits | 307 | 2270 | Rate Constraint in lbs/MMBtu | FALSE | L | Annual | Allowances Withdrawn (n:1) | Thousand Tons | 0 | 0 | 0 | 0 | 0 | 0 | 0 | 0
CT Fac. Spec. - NOX Rate Winter v.4.10 Final, Unit 3138 and retrofits | 307 | 2270 | Rate Constraint in lbs/MMBtu | FALSE | L | Annual | Net Emissions Allowance Position | Thousand Tons | 0.00057854 | 0.00096272 | 0.00061627 | 0.00071518 | 0.00023481 | 0.00071518 | 0.0010505 | 0.00064434
CT Fac. Spec. - NOX Rate Winter v.4.10 Final, Unit 3138 and retrofits | 307 | 2270 | Rate Constraint in lbs/MMBtu | FALSE | L | Annual | Fuel Consumed | TBtu | 0.27247 | 0.4534 | 0.29024 | 0.33682 | 0.11058 | 0.33682 | 0.49472 | 0.30346
CT Fac. Spec. - NOX Rate Winter v.4.10 Final, Unit 3138 and retrofits | 307 | 2270 | Rate Constraint in lbs/MMBtu | FALSE | L | Annual | Rate | lb/MMBtu | 0.0042467 | 0.0042467 | 0.0042467 | 0.0042467 | 0.0042467 | 0.0042467 | 0.0042467 | 0.0042467
CT Fac. Spec. - NOX Rate Winter v.4.10 Final, Unit 3138 and retrofits | 307 | 2270 | Rate Constraint in lbs/MMBtu | FALSE | L | Annual | Generation | TWh | 0.037 | 0.06157 | 0.039413 | 0.045739 | 0.015017 | 0.045739 | 0.067181 | 0.041208
CT Fac. Spec. - NOX Rate Winter v.4.10 Final, Unit 3138 and retrofits | 307 | 2270 | Rate Constraint in lbs/MMBtu | FALSE | L | Annual | Qualifying Generation | TWh | 0.037 | 0.06157 | 0.039413 | 0.045739 | 0.015017 | 0.045739 | 0.067181 | 0.041208
CT Fac. Spec. - NOX Rate Winter v.4.10 Final, Unit 3138 and retrofits | 307 | 2270 | Rate Constraint in lbs/MMBtu | FALSE | L | Annual | Rate | lb/MWh | 0.031272 | 0.031272 | 0.031272 | 0.031272 | 0.031272 | 0.031272 | 0.031272 | 0.031272
CT Fac. Spec. - NOX Rate Winter v.4.10 Final, Unit 3138 and retrofits | 307 | 2270 | Rate Constraint in lbs/MMBtu | FALSE | L | Annual | Constraint Shadow Price | US2016$/Ton | 0 | 0 | 0 | 0 | 0 | 0 | 0 | 0
CT Fac. Spec. - NOX Rate Winter v.4.10 Final, Unit 3139 and retrofits | 308 | 2270 | Rate Constraint in lbs/MMBtu | FALSE | L | Annual | Seasons Included | Seasons | Winter, WintShld | Winter, WintShld | Winter, WintShld | Winter, WintShld | Winter, WintShld | Winter, WintShld | Winter, WintShld | Winter, WintShld
CT Fac. Spec. - NOX Rate Winter v.4.10 Final, Unit 3139 and retrofits | 308 | 2270 | Rate Constraint in lbs/MMBtu | FALSE | L | Annual | Standard NOX | lb/MMBtu | 0.15 | 0.15 | 0.15 | 0.15 | 0.15 | 0.15 | 0.15 | 0.15
CT Fac. Spec. - NOX Rate Winter v.4.10 Final, Unit 3139 and retrofits | 308 | 2270 | Rate Constraint in lbs/MMBtu | FALSE | L | Annual | Emissions at Affected Plants NOX | Thousand Tons | 0.0004741 | 0.00049484 | 0.00032025 | 0.00041448 | 0.00020094 | 0.0005161 | 0.000819 | 0.00040503
CT Fac. Spec. - NOX Rate Winter v.4.10 Final, Unit 3139 and retrofits | 308 | 2270 | Rate Constraint in lbs/MMBtu | FALSE | L | Annual | Allowances Purchased NOX | Thousand Tons | 0 | 0 | 0 | 0 | 0 | 0 | 0 | 0
CT Fac. Spec. - NOX Rate Winter v.4.10 Final, Unit 3139 and retrofits | 308 | 2270 | Rate Constraint in lbs/MMBtu | FALSE | L | Annual | Allowances Sold NOX | Thousand Tons | 0 | 0 | 0 | 0 | 0 | 0 | 0 | 0
CT Fac. Spec. - NOX Rate Winter v.4.10 Final, Unit 3139 and retrofits | 308 | 2270 | Rate Constraint in lbs/MMBtu | FALSE | L | Annual | Allowances Banked | Thousand Tons | 0 | 0 | 0 | 0 | 0 | 0 | 0 | 0
CT Fac. Spec. - NOX Rate Winter v.4.10 Final, Unit 3139 and retrofits | 308 | 2270 | Rate Constraint in lbs/MMBtu | FALSE | L | Annual | Allowances Withdrawn (1:1) | Thousand Tons | 0 | 0 | 0 | 0 | 0 | 0 | 0 | 0
CT Fac. Spec. - NOX Rate Winter v.4.10 Final, Unit 3139 and retrofits | 308 | 2270 | Rate Constraint in lbs/MMBtu | FALSE | L | Annual | Allowances Withdrawn (n:1) | Thousand Tons | 0 | 0 | 0 | 0 | 0 | 0 | 0 | 0
CT Fac. Spec. - NOX Rate Winter v.4.10 Final, Unit 3139 and retrofits | 308 | 2270 | Rate Constraint in lbs/MMBtu | FALSE | L | Annual | Net Emissions Allowance Position | Thousand Tons | 0.0004741 | 0.00049484 | 0.00032025 | 0.00041448 | 0.00020094 | 0.0005161 | 0.000819 | 0.00040503
CT Fac. Spec. - NOX Rate Winter v.4.10 Final, Unit 3139 and retrofits | 308 | 2270 | Rate Constraint in lbs/MMBtu | FALSE | L | Annual | Fuel Consumed | TBtu | 0.24855 | 0.25942 | 0.16789 | 0.21729 | 0.10534 | 0.27056 | 0.42936 | 0.21233
CT Fac. Spec. - NOX Rate Winter v.4.10 Final, Unit 3139 and retrofits | 308 | 2270 | Rate Constraint in lbs/MMBtu | FALSE | L | Annual | Rate | lb/MMBtu | 0.003815 | 0.003815 | 0.003815 | 0.003815 | 0.003815 | 0.003815 | 0.003815 | 0.003815
CT Fac. Spec. - NOX Rate Winter v.4.10 Final, Unit 3139 and retrofits | 308 | 2270 | Rate Constraint in lbs/MMBtu | FALSE | L | Annual | Generation | TWh | 0.033719 | 0.035195 | 0.022777 | 0.029479 | 0.014292 | 0.036706 | 0.05825 | 0.028807
CT Fac. Spec. - NOX Rate Winter v.4.10 Final, Unit 3139 and retrofits | 308 | 2270 | Rate Constraint in lbs/MMBtu | FALSE | L | Annual | Qualifying Generation | TWh | 0.033719 | 0.035195 | 0.022777 | 0.029479 | 0.014292 | 0.036706 | 0.05825 | 0.028807
CT Fac. Spec. - NOX Rate Winter v.4.10 Final, Unit 3139 and retrofits | 308 | 2270 | Rate Constraint in lbs/MMBtu | FALSE | L | Annual | Rate | lb/MWh | 0.02812 | 0.02812 | 0.02812 | 0.02812 | 0.02812 | 0.02812 | 0.02812 | 0.02812
CT Fac. Spec. - NOX Rate Winter v.4.10 Final, Unit 3139 and retrofits | 308 | 2270 | Rate Constraint in lbs/MMBtu | FALSE | L | Annual | Constraint Shadow Price | US2016$/Ton | 0 | 0 | 0 | 0 | 0 | 0 | 0 | 0
CT Fac. Spec. - NOX Rate Winter v.4.10 Final, Unit 3140 and retrofits | 309 | 2270 | Rate Constraint in lbs/MMBtu | FALSE | L | Annual | Seasons Included | Seasons | Winter, WintShld | Winter, WintShld | Winter, WintShld | Winter, WintShld | Winter, WintShld | Winter, WintShld | Winter, WintShld | Winter, WintShld
CT Fac. Spec. - NOX Rate Winter v.4.10 Final, Unit 3140 and retrofits | 309 | 2270 | Rate Constraint in lbs/MMBtu | FALSE | L | Annual | Standard NOX | lb/MMBtu | 0.15 | 0.15 | 0.15 | 0.15 | 0.15 | 0.15 | 0.15 | 0.15
CT Fac. Spec. - NOX Rate Winter v.4.10 Final, Unit 3140 and retrofits | 309 | 2270 | Rate Constraint in lbs/MMBtu | FALSE | L | Annual | Emissions at Affected Plants NOX | Thousand Tons | 0.0013924 | 0.00085523 | 0.0010672 | 0.00056704 | 0.00040977 | 0.00064858 | 0.0011822 | 0.00073225
CT Fac. Spec. - NOX Rate Winter v.4.10 Final, Unit 3140 and retrofits | 309 | 2270 | Rate Constraint in lbs/MMBtu | FALSE | L | Annual | Allowances Purchased NOX | Thousand Tons | 0 | 0 | 0 | 0 | 0 | 0 | 0 | 0
CT Fac. Spec. - NOX Rate Winter v.4.10 Final, Unit 3140 and retrofits | 309 | 2270 | Rate Constraint in lbs/MMBtu | FALSE | L | Annual | Allowances Sold NOX | Thousand Tons | 0 | 0 | 0 | 0 | 0 | 0 | 0 | 0
CT Fac. Spec. - NOX Rate Winter v.4.10 Final, Unit 3140 and retrofits | 309 | 2270 | Rate Constraint in lbs/MMBtu | FALSE | L | Annual | Allowances Banked | Thousand Tons | 0 | 0 | 0 | 0 | 0 | 0 | 0 | 0
CT Fac. Spec. - NOX Rate Winter v.4.10 Final, Unit 3140 and retrofits | 309 | 2270 | Rate Constraint in lbs/MMBtu | FALSE | L | Annual | Allowances Withdrawn (1:1) | Thousand Tons | 0 | 0 | 0 | 0 | 0 | 0 | 0 | 0
CT Fac. Spec. - NOX Rate Winter v.4.10 Final, Unit 3140 and retrofits | 309 | 2270 | Rate Constraint in lbs/MMBtu | FALSE | L | Annual | Allowances Withdrawn (n:1) | Thousand Tons | 0 | 0 | 0 | 0 | 0 | 0 | 0 | 0
CT Fac. Spec. - NOX Rate Winter v.4.10 Final, Unit 3140 and retrofits | 309 | 2270 | Rate Constraint in lbs/MMBtu | FALSE | L | Annual | Net Emissions Allowance Position | Thousand Tons | 0.0013924 | 0.00085523 | 0.0010672 | 0.00056704 | 0.00040977 | 0.00064858 | 0.0011822 | 0.00073225
CT Fac. Spec. - NOX Rate Winter v.4.10 Final, Unit 3140 and retrofits | 309 | 2270 | Rate Constraint in lbs/MMBtu | FALSE | L | Annual | Fuel Consumed | TBtu | 0.86326 | 0.53024 | 0.66168 | 0.35156 | 0.25406 | 0.40212 | 0.73295 | 0.45399
CT Fac. Spec. - NOX Rate Winter v.4.10 Final, Unit 3140 and retrofits | 309 | 2270 | Rate Constraint in lbs/MMBtu | FALSE | L | Annual | Rate | lb/MMBtu | 0.0032258 | 0.0032258 | 0.0032258 | 0.0032258 | 0.0032258 | 0.0032258 | 0.0032258 | 0.0032258
CT Fac. Spec. - NOX Rate Winter v.4.10 Final, Unit 3140 and retrofits | 309 | 2270 | Rate Constraint in lbs/MMBtu | FALSE | L | Annual | Generation | TWh | 0.11726 | 0.072024 | 0.089877 | 0.047754 | 0.034509 | 0.054621 | 0.099559 | 0.061667
CT Fac. Spec. - NOX Rate Winter v.4.10 Final, Unit 3140 and retrofits | 309 | 2270 | Rate Constraint in lbs/MMBtu | FALSE | L | Annual | Qualifying Generation | TWh | 0.11726 | 0.072024 | 0.089877 | 0.047754 | 0.034509 | 0.054621 | 0.099559 | 0.061667
CT Fac. Spec. - NOX Rate Winter v.4.10 Final, Unit 3140 and retrofits | 309 | 2270 | Rate Constraint in lbs/MMBtu | FALSE | L | Annual | Rate | lb/MWh | 0.023749 | 0.023749 | 0.023749 | 0.023749 | 0.023749 | 0.023749 | 0.023749 | 0.023749
CT Fac. Spec. - NOX Rate Winter v.4.10 Final, Unit 3140 and retrofits | 309 | 2270 | Rate Constraint in lbs/MMBtu | FALSE | L | Annual | Constraint Shadow Price | US2016$/Ton | 0 | 0 | 0 | 0 | 0 | 0 | 0 | 0
CT Fac. Spec. - NOX Rate Winter v.4.10 Final, Unit 3141 and retrofits | 310 | 2270 | Rate Constraint in lbs/MMBtu | FALSE | L | Annual | Seasons Included | Seasons | Winter, WintShld | Winter, WintShld | Winter, WintShld | Winter, WintShld | Winter, WintShld | Winter, WintShld | Winter, WintShld | Winter, WintShld
CT Fac. Spec. - NOX Rate Winter v.4.10 Final, Unit 3141 and retrofits | 310 | 2270 | Rate Constraint in lbs/MMBtu | FALSE | L | Annual | Standard NOX | lb/MMBtu | 0.15 | 0.15 | 0.15 | 0.15 | 0.15 | 0.15 | 0.15 | 0.15
CT Fac. Spec. - NOX Rate Winter v.4.10 Final, Unit 3141 and retrofits | 310 | 2270 | Rate Constraint in lbs/MMBtu | FALSE | L | Annual | Emissions at Affected Plants NOX | Thousand Tons | 0.00017371 | 0.00015033 | 0.00015314 | 9.1994e-05 | 7.9995e-06 | 0.0002029 | 0.00059146 | 0.00043597
CT Fac. Spec. - NOX Rate Winter v.4.10 Final, Unit 3141 and retrofits | 310 | 2270 | Rate Constraint in lbs/MMBtu | FALSE | L | Annual | Allowances Purchased NOX | Thousand Tons | 0 | 0 | 0 | 0 | 0 | 0 | 0 | 0
CT Fac. Spec. - NOX Rate Winter v.4.10 Final, Unit 3141 and retrofits | 310 | 2270 | Rate Constraint in lbs/MMBtu | FALSE | L | Annual | Allowances Sold NOX | Thousand Tons | 0 | 0 | 0 | 0 | 0 | 0 | 0 | 0
CT Fac. Spec. - NOX Rate Winter v.4.10 Final, Unit 3141 and retrofits | 310 | 2270 | Rate Constraint in lbs/MMBtu | FALSE | L | Annual | Allowances Banked | Thousand Tons | 0 | 0 | 0 | 0 | 0 | 0 | 0 | 0
CT Fac. Spec. - NOX Rate Winter v.4.10 Final, Unit 3141 and retrofits | 310 | 2270 | Rate Constraint in lbs/MMBtu | FALSE | L | Annual | Allowances Withdrawn (1:1) | Thousand Tons | 0 | 0 | 0 | 0 | 0 | 0 | 0 | 0
CT Fac. Spec. - NOX Rate Winter v.4.10 Final, Unit 3141 and retrofits | 310 | 2270 | Rate Constraint in lbs/MMBtu | FALSE | L | Annual | Allowances Withdrawn (n:1) | Thousand Tons | 0 | 0 | 0 | 0 | 0 | 0 | 0 | 0
CT Fac. Spec. - NOX Rate Winter v.4.10 Final, Unit 3141 and retrofits | 310 | 2270 | Rate Constraint in lbs/MMBtu | FALSE | L | Annual | Net Emissions Allowance Position | Thousand Tons | 0.00017371 | 0.00015033 | 0.00015314 | 9.1994e-05 | 7.9995e-06 | 0.0002029 | 0.00059146 | 0.00043597
CT Fac. Spec. - NOX Rate Winter v.4.10 Final, Unit 3141 and retrofits | 310 | 2270 | Rate Constraint in lbs/MMBtu | FALSE | L | Annual | Fuel Consumed | TBtu | 0.069336 | 0.060003 | 0.061122 | 0.036718 | 0.0031929 | 0.080983 | 0.23607 | 0.17401
CT Fac. Spec. - NOX Rate Winter v.4.10 Final, Unit 3141 and retrofits | 310 | 2270 | Rate Constraint in lbs/MMBtu | FALSE | L | Annual | Rate | lb/MMBtu | 0.0050108 | 0.0050108 | 0.0050108 | 0.0050108 | 0.0050108 | 0.0050108 | 0.0050108 | 0.0050108
CT Fac. Spec. - NOX Rate Winter v.4.10 Final, Unit 3141 and retrofits | 310 | 2270 | Rate Constraint in lbs/MMBtu | FALSE | L | Annual | Generation | TWh | 0.0093495 | 0.008091 | 0.008242 | 0.0049512 | 0.00043054 | 0.01092 | 0.031833 | 0.023464
CT Fac. Spec. - NOX Rate Winter v.4.10 Final, Unit 3141 and retrofits | 310 | 2270 | Rate Constraint in lbs/MMBtu | FALSE | L | Annual | Qualifying Generation | TWh | 0.0093495 | 0.008091 | 0.008242 | 0.0049512 | 0.00043054 | 0.01092 | 0.031833 | 0.023464
CT Fac. Spec. - NOX Rate Winter v.4.10 Final, Unit 3141 and retrofits | 310 | 2270 | Rate Constraint in lbs/MMBtu | FALSE | L | Annual | Rate | lb/MWh | 0.03716 | 0.03716 | 0.03716 | 0.03716 | 0.03716 | 0.03716 | 0.03716 | 0.03716
CT Fac. Spec. - NOX Rate Winter v.4.10 Final, Unit 3141 and retrofits | 310 | 2270 | Rate Constraint in lbs/MMBtu | FALSE | L | Annual | Constraint Shadow Price | US2016$/Ton | 0 | 0 | 0 | 0 | 0 | 0 | 0 | 0
CT Fac. Spec. - NOX Rate Winter v.4.10 Final, Unit 3142 and retrofits | 311 | 2270 | Rate Constraint in lbs/MMBtu | FALSE | L | Annual | Seasons Included | Seasons | Winter, WintShld | Winter, WintShld | Winter, WintShld | Winter, WintShld | Winter, WintShld | Winter, WintShld | Winter, WintShld | Winter, WintShld
CT Fac. Spec. - NOX Rate Winter v.4.10 Final, Unit 3142 and retrofits | 311 | 2270 | Rate Constraint in lbs/MMBtu | FALSE | L | Annual | Standard NOX | lb/MMBtu | 0.15 | 0.15 | 0.15 | 0.15 | 0.15 | 0.15 | 0.15 | 0.15
CT Fac. Spec. - NOX Rate Winter v.4.10 Final, Unit 3142 and retrofits | 311 | 2270 | Rate Constraint in lbs/MMBtu | FALSE | L | Annual | Emissions at Affected Plants NOX | Thousand Tons | 0.00025144 | 0.00017286 | 0.00017286 | 9.2982e-05 | 3.1755e-05 | 0.00058908 | 0.00059235 | 0.00047618
CT Fac. Spec. - NOX Rate Winter v.4.10 Final, Unit 3142 and retrofits | 311 | 2270 | Rate Constraint in lbs/MMBtu | FALSE | L | Annual | Allowances Purchased NOX | Thousand Tons | 0 | 0 | 0 | 0 | 0 | 0 | 0 | 0
CT Fac. Spec. - NOX Rate Winter v.4.10 Final, Unit 3142 and retrofits | 311 | 2270 | Rate Constraint in lbs/MMBtu | FALSE | L | Annual | Allowances Sold NOX | Thousand Tons | 0 | 0 | 0 | 0 | 0 | 0 | 0 | 0
CT Fac. Spec. - NOX Rate Winter v.4.10 Final, Unit 3142 and retrofits | 311 | 2270 | Rate Constraint in lbs/MMBtu | FALSE | L | Annual | Allowances Banked | Thousand Tons | 0 | 0 | 0 | 0 | 0 | 0 | 0 | 0
CT Fac. Spec. - NOX Rate Winter v.4.10 Final, Unit 3142 and retrofits | 311 | 2270 | Rate Constraint in lbs/MMBtu | FALSE | L | Annual | Allowances Withdrawn (1:1) | Thousand Tons | 0 | 0 | 0 | 0 | 0 | 0 | 0 | 0
CT Fac. Spec. - NOX Rate Winter v.4.10 Final, Unit 3142 and retrofits | 311 | 2270 | Rate Constraint in lbs/MMBtu | FALSE | L | Annual | Allowances Withdrawn (n:1) | Thousand Tons | 0 | 0 | 0 | 0 | 0 | 0 | 0 | 0
CT Fac. Spec. - NOX Rate Winter v.4.10 Final, Unit 3142 and retrofits | 311 | 2270 | Rate Constraint in lbs/MMBtu | FALSE | L | Annual | Net Emissions Allowance Position | Thousand Tons | 0.00025144 | 0.00017286 | 0.00017286 | 9.2982e-05 | 3.1755e-05 | 0.00058908 | 0.00059235 | 0.00047618
CT Fac. Spec. - NOX Rate Winter v.4.10 Final, Unit 3142 and retrofits | 311 | 2270 | Rate Constraint in lbs/MMBtu | FALSE | L | Annual | Fuel Consumed | TBtu | 0.10312 | 0.070894 | 0.070894 | 0.038133 | 0.013023 | 0.24159 | 0.24293 | 0.19529
CT Fac. Spec. - NOX Rate Winter v.4.10 Final, Unit 3142 and retrofits | 311 | 2270 | Rate Constraint in lbs/MMBtu | FALSE | L | Annual | Rate | lb/MMBtu | 0.0048767 | 0.0048767 | 0.0048767 | 0.0048767 | 0.0048767 | 0.0048767 | 0.0048767 | 0.0048767
CT Fac. Spec. - NOX Rate Winter v.4.10 Final, Unit 3142 and retrofits | 311 | 2270 | Rate Constraint in lbs/MMBtu | FALSE | L | Annual | Generation | TWh | 0.013912 | 0.0095647 | 0.0095647 | 0.0051448 | 0.001757 | 0.032595 | 0.032776 | 0.026348
CT Fac. Spec. - NOX Rate Winter v.4.10 Final, Unit 3142 and retrofits | 311 | 2270 | Rate Constraint in lbs/MMBtu | FALSE | L | Annual | Qualifying Generation | TWh | 0.013912 | 0.0095647 | 0.0095647 | 0.0051448 | 0.001757 | 0.032595 | 0.032776 | 0.026348
CT Fac. Spec. - NOX Rate Winter v.4.10 Final, Unit 3142 and retrofits | 311 | 2270 | Rate Constraint in lbs/MMBtu | FALSE | L | Annual | Rate | lb/MWh | 0.036146 | 0.036146 | 0.036146 | 0.036146 | 0.036146 | 0.036146 | 0.036146 | 0.036146
CT Fac. Spec. - NOX Rate Winter v.4.10 Final, Unit 3142 and retrofits | 311 | 2270 | Rate Constraint in lbs/MMBtu | FALSE | L | Annual | Constraint Shadow Price | US2016$/Ton | 0 | 0 | 0 | 0 | 0 | 0 | 0 | 0
CT Fac. Spec. - NOX Rate Winter v.4.10 Final, Unit 3143 and retrofits | 312 | 2270 | Rate Constraint in lbs/MMBtu | FALSE | L | Annual | Seasons Included | Seasons | Winter, WintShld | Winter, WintShld | Winter, WintShld | Winter, WintShld | Winter, WintShld | Winter, WintShld | Winter, WintShld | Winter, WintShld
CT Fac. Spec. - NOX Rate Winter v.4.10 Final, Unit 3143 and retrofits | 312 | 2270 | Rate Constraint in lbs/MMBtu | FALSE | L | Annual | Standard NOX | lb/MMBtu | 0.15 | 0.15 | 0.15 | 0.15 | 0.15 | 0.15 | 0.15 | 0.15
CT Fac. Spec. - NOX Rate Winter v.4.10 Final, Unit 3143 and retrofits | 312 | 2270 | Rate Constraint in lbs/MMBtu | FALSE | L | Annual | Emissions at Affected Plants NOX | Thousand Tons | 0.030178 | 0.027011 | 0.027011 | 0.027011 | 0.027011 | 0.027011 | 0.027011 | 0.027011
CT Fac. Spec. - NOX Rate Winter v.4.10 Final, Unit 3143 and retrofits | 312 | 2270 | Rate Constraint in lbs/MMBtu | FALSE | L | Annual | Allowances Purchased NOX | Thousand Tons | 0 | 0 | 0 | 0 | 0 | 0 | 0 | 0
CT Fac. Spec. - NOX Rate Winter v.4.10 Final, Unit 3143 and retrofits | 312 | 2270 | Rate Constraint in lbs/MMBtu | FALSE | L | Annual | Allowances Sold NOX | Thousand Tons | 0 | 0 | 0 | 0 | 0 | 0 | 0 | 0
CT Fac. Spec. - NOX Rate Winter v.4.10 Final, Unit 3143 and retrofits | 312 | 2270 | Rate Constraint in lbs/MMBtu | FALSE | L | Annual | Allowances Banked | Thousand Tons | 0 | 0 | 0 | 0 | 0 | 0 | 0 | 0
CT Fac. Spec. - NOX Rate Winter v.4.10 Final, Unit 3143 and retrofits | 312 | 2270 | Rate Constraint in lbs/MMBtu | FALSE | L | Annual | Allowances Withdrawn (1:1) | Thousand Tons | 0 | 0 | 0 | 0 | 0 | 0 | 0 | 0
CT Fac. Spec. - NOX Rate Winter v.4.10 Final, Unit 3143 and retrofits | 312 | 2270 | Rate Constraint in lbs/MMBtu | FALSE | L | Annual | Allowances Withdrawn (n:1) | Thousand Tons | 0 | 0 | 0 | 0 | 0 | 0 | 0 | 0
CT Fac. Spec. - NOX Rate Winter v.4.10 Final, Unit 3143 and retrofits | 312 | 2270 | Rate Constraint in lbs/MMBtu | FALSE | L | Annual | Net Emissions Allowance Position | Thousand Tons | 0.030178 | 0.027011 | 0.027011 | 0.027011 | 0.027011 | 0.027011 | 0.027011 | 0.027011
CT Fac. Spec. - NOX Rate Winter v.4.10 Final, Unit 3143 and retrofits | 312 | 2270 | Rate Constraint in lbs/MMBtu | FALSE | L | Annual | Fuel Consumed | TBtu | 0.46327 | 0.41465 | 0.41465 | 0.41465 | 0.41465 | 0.41465 | 0.41465 | 0.41465
CT Fac. Spec. - NOX Rate Winter v.4.10 Final, Unit 3143 and retrofits | 312 | 2270 | Rate Constraint in lbs/MMBtu | FALSE | L | Annual | Rate | lb/MMBtu | 0.13028 | 0.13028 | 0.13028 | 0.13028 | 0.13028 | 0.13028 | 0.13028 | 0.13028
CT Fac. Spec. - NOX Rate Winter v.4.10 Final, Unit 3143 and retrofits | 312 | 2270 | Rate Constraint in lbs/MMBtu | FALSE | L | Annual | Generation | TWh | 0.066106 | 0.059168 | 0.059168 | 0.059168 | 0.059168 | 0.059168 | 0.059168 | 0.059168
CT Fac. Spec. - NOX Rate Winter v.4.10 Final, Unit 3143 and retrofits | 312 | 2270 | Rate Constraint in lbs/MMBtu | FALSE | L | Annual | Qualifying Generation | TWh | 0.066106 | 0.059168 | 0.059168 | 0.059168 | 0.059168 | 0.059168 | 0.059168 | 0.059168
CT Fac. Spec. - NOX Rate Winter v.4.10 Final, Unit 3143 and retrofits | 312 | 2270 | Rate Constraint in lbs/MMBtu | FALSE | L | Annual | Rate | lb/MWh | 0.91302 | 0.91302 | 0.91302 | 0.91302 | 0.91302 | 0.91302 | 0.91302 | 0.91302
CT Fac. Spec. - NOX Rate Winter v.4.10 Final, Unit 3143 and retrofits | 312 | 2270 | Rate Constraint in lbs/MMBtu | FALSE | L | Annual | Constraint Shadow Price | US2016$/Ton | 0 | 0 | 0 | 0 | 0 | 0 | 0 | 0
CT Fac. Spec. - NOX Rate Winter v.4.10 Final, Unit 3144 and retrofits | 313 | 2270 | Rate Constraint in lbs/MMBtu | FALSE | L | Annual | Seasons Included | Seasons | Winter, WintShld | Winter, WintShld | Winter, WintShld | Winter, WintShld | Winter, WintShld | Winter, WintShld | Winter, WintShld | Winter, WintShld
CT Fac. Spec. - NOX Rate Winter v.4.10 Final, Unit 3144 and retrofits | 313 | 2270 | Rate Constraint in lbs/MMBtu | FALSE | L | Annual | Standard NOX | lb/MMBtu | 0.15 | 0.15 | 0.15 | 0.15 | 0.15 | 0.15 | 0.15 | 0.15
CT Fac. Spec. - NOX Rate Winter v.4.10 Final, Unit 3144 and retrofits | 313 | 2270 | Rate Constraint in lbs/MMBtu | FALSE | L | Annual | Emissions at Affected Plants NOX | Thousand Tons | 0.012715 | 0.0065391 | 0.0065391 | 0.0040999 | 0.0038404 | 0.0042297 | 0.0042297 | 0.0042037
CT Fac. Spec. - NOX Rate Winter v.4.10 Final, Unit 3144 and retrofits | 313 | 2270 | Rate Constraint in lbs/MMBtu | FALSE | L | Annual | Allowances Purchased NOX | Thousand Tons | 0 | 0 | 0 | 0 | 0 | 0 | 0 | 0
CT Fac. Spec. - NOX Rate Winter v.4.10 Final, Unit 3144 and retrofits | 313 | 2270 | Rate Constraint in lbs/MMBtu | FALSE | L | Annual | Allowances Sold NOX | Thousand Tons | 0 | 0 | 0 | 0 | 0 | 0 | 0 | 0
CT Fac. Spec. - NOX Rate Winter v.4.10 Final, Unit 3144 and retrofits | 313 | 2270 | Rate Constraint in lbs/MMBtu | FALSE | L | Annual | Allowances Banked | Thousand Tons | 0 | 0 | 0 | 0 | 0 | 0 | 0 | 0
CT Fac. Spec. - NOX Rate Winter v.4.10 Final, Unit 3144 and retrofits | 313 | 2270 | Rate Constraint in lbs/MMBtu | FALSE | L | Annual | Allowances Withdrawn (1:1) | Thousand Tons | 0 | 0 | 0 | 0 | 0 | 0 | 0 | 0
CT Fac. Spec. - NOX Rate Winter v.4.10 Final, Unit 3144 and retrofits | 313 | 2270 | Rate Constraint in lbs/MMBtu | FALSE | L | Annual | Allowances Withdrawn (n:1) | Thousand Tons | 0 | 0 | 0 | 0 | 0 | 0 | 0 | 0
CT Fac. Spec. - NOX Rate Winter v.4.10 Final, Unit 3144 and retrofits | 313 | 2270 | Rate Constraint in lbs/MMBtu | FALSE | L | Annual | Net Emissions Allowance Position | Thousand Tons | 0.012715 | 0.0065391 | 0.0065391 | 0.0040999 | 0.0038404 | 0.0042297 | 0.0042297 | 0.0042037
CT Fac. Spec. - NOX Rate Winter v.4.10 Final, Unit 3144 and retrofits | 313 | 2270 | Rate Constraint in lbs/MMBtu | FALSE | L | Annual | Fuel Consumed | TBtu | 0.19519 | 0.10038 | 0.10038 | 0.062939 | 0.058956 | 0.064931 | 0.064931 | 0.064532
CT Fac. Spec. - NOX Rate Winter v.4.10 Final, Unit 3144 and retrofits | 313 | 2270 | Rate Constraint in lbs/MMBtu | FALSE | L | Annual | Rate | lb/MMBtu | 0.13028 | 0.13028 | 0.13028 | 0.13028 | 0.13028 | 0.13028 | 0.13028 | 0.13028
CT Fac. Spec. - NOX Rate Winter v.4.10 Final, Unit 3144 and retrofits | 313 | 2270 | Rate Constraint in lbs/MMBtu | FALSE | L | Annual | Generation | TWh | 0.027853 | 0.014324 | 0.014324 | 0.008981 | 0.0084126 | 0.0092652 | 0.0092652 | 0.0092084
CT Fac. Spec. - NOX Rate Winter v.4.10 Final, Unit 3144 and retrofits | 313 | 2270 | Rate Constraint in lbs/MMBtu | FALSE | L | Annual | Qualifying Generation | TWh | 0.027853 | 0.014324 | 0.014324 | 0.008981 | 0.0084126 | 0.0092652 | 0.0092652 | 0.0092084
CT Fac. Spec. - NOX Rate Winter v.4.10 Final, Unit 3144 and retrofits | 313 | 2270 | Rate Constraint in lbs/MMBtu | FALSE | L | Annual | Rate | lb/MWh | 0.91302 | 0.91302 | 0.91302 | 0.91302 | 0.91302 | 0.91302 | 0.91302 | 0.91302
CT Fac. Spec. - NOX Rate Winter v.4.10 Final, Unit 3144 and retrofits | 313 | 2270 | Rate Constraint in lbs/MMBtu | FALSE | L | Annual | Constraint Shadow Price | US2016$/Ton | 0 | 0 | 0 | 0 | 0 | 0 | 0 | 0
CT Fac. Spec. - NOX Rate Winter v.4.10 Final, Unit 3145 and retrofits | 314 | 2270 | Rate Constraint in lbs/MMBtu | FALSE | L | Annual | Seasons Included | Seasons | Winter, WintShld | Winter, WintShld | Winter, WintShld | Winter, WintShld | Winter, WintShld | Winter, WintShld | Winter, WintShld | Winter, WintShld
CT Fac. Spec. - NOX Rate Winter v.4.10 Final, Unit 3145 and retrofits | 314 | 2270 | Rate Constraint in lbs/MMBtu | FALSE | L | Annual | Standard NOX | lb/MMBtu | 0.15 | 0.15 | 0.15 | 0.15 | 0.15 | 0.15 | 0.15 | 0.15
CT Fac. Spec. - NOX Rate Winter v.4.10 Final, Unit 3145 and retrofits | 314 | 2270 | Rate Constraint in lbs/MMBtu | FALSE | L | Annual | Emissions at Affected Plants NOX | Thousand Tons | 0.019353 | 0.019353 | 0.019353 | 0.019228 | 0.017497 | 0.019353 | 0.016335 | 0.015949
CT Fac. Spec. - NOX Rate Winter v.4.10 Final, Unit 3145 and retrofits | 314 | 2270 | Rate Constraint in lbs/MMBtu | FALSE | L | Annual | Allowances Purchased NOX | Thousand Tons | 0 | 0 | 0 | 0 | 0 | 0 | 0 | 0
CT Fac. Spec. - NOX Rate Winter v.4.10 Final, Unit 3145 and retrofits | 314 | 2270 | Rate Constraint in lbs/MMBtu | FALSE | L | Annual | Allowances Sold NOX | Thousand Tons | 0 | 0 | 0 | 0 | 0 | 0 | 0 | 0
CT Fac. Spec. - NOX Rate Winter v.4.10 Final, Unit 3145 and retrofits | 314 | 2270 | Rate Constraint in lbs/MMBtu | FALSE | L | Annual | Allowances Banked | Thousand Tons | 0 | 0 | 0 | 0 | 0 | 0 | 0 | 0
CT Fac. Spec. - NOX Rate Winter v.4.10 Final, Unit 3145 and retrofits | 314 | 2270 | Rate Constraint in lbs/MMBtu | FALSE | L | Annual | Allowances Withdrawn (1:1) | Thousand Tons | 0 | 0 | 0 | 0 | 0 | 0 | 0 | 0
CT Fac. Spec. - NOX Rate Winter v.4.10 Final, Unit 3145 and retrofits | 314 | 2270 | Rate Constraint in lbs/MMBtu | FALSE | L | Annual | Allowances Withdrawn (n:1) | Thousand Tons | 0 | 0 | 0 | 0 | 0 | 0 | 0 | 0
CT Fac. Spec. - NOX Rate Winter v.4.10 Final, Unit 3145 and retrofits | 314 | 2270 | Rate Constraint in lbs/MMBtu | FALSE | L | Annual | Net Emissions Allowance Position | Thousand Tons | 0.019353 | 0.019353 | 0.019353 | 0.019228 | 0.017497 | 0.019353 | 0.016335 | 0.015949
CT Fac. Spec. - NOX Rate Winter v.4.10 Final, Unit 3145 and retrofits | 314 | 2270 | Rate Constraint in lbs/MMBtu | FALSE | L | Annual | Fuel Consumed | TBtu | 6.0321 | 6.0321 | 6.0321 | 5.9931 | 5.4536 | 6.0321 | 5.0913 | 4.971
CT Fac. Spec. - NOX Rate Winter v.4.10 Final, Unit 3145 and retrofits | 314 | 2270 | Rate Constraint in lbs/MMBtu | FALSE | L | Annual | Rate | lb/MMBtu | 0.0064167 | 0.0064167 | 0.0064167 | 0.0064167 | 0.0064167 | 0.0064167 | 0.0064167 | 0.0064167
CT Fac. Spec. - NOX Rate Winter v.4.10 Final, Unit 3145 and retrofits | 314 | 2270 | Rate Constraint in lbs/MMBtu | FALSE | L | Annual | Generation | TWh | 0.96514 | 0.96514 | 0.96514 | 0.9589 | 0.87257 | 0.96514 | 0.81461 | 0.79536
CT Fac. Spec. - NOX Rate Winter v.4.10 Final, Unit 3145 and retrofits | 314 | 2270 | Rate Constraint in lbs/MMBtu | FALSE | L | Annual | Qualifying Generation | TWh | 0.96514 | 0.96514 | 0.96514 | 0.9589 | 0.87257 | 0.96514 | 0.81461 | 0.79536
CT Fac. Spec. - NOX Rate Winter v.4.10 Final, Unit 3145 and retrofits | 314 | 2270 | Rate Constraint in lbs/MMBtu | FALSE | L | Annual | Rate | lb/MWh | 0.040104 | 0.040104 | 0.040104 | 0.040104 | 0.040104 | 0.040104 | 0.040104 | 0.040104
CT Fac. Spec. - NOX Rate Winter v.4.10 Final, Unit 3145 and retrofits | 314 | 2270 | Rate Constraint in lbs/MMBtu | FALSE | L | Annual | Constraint Shadow Price | US2016$/Ton | 0 | 0 | 0 | 0 | 0 | 0 | 0 | 0
CT Fac. Spec. - NOX Rate Winter v.4.10 Final, Unit 3146 and retrofits | 315 | 2270 | Rate Constraint in lbs/MMBtu | FALSE | L | Annual | Seasons Included | Seasons | Winter, WintShld | Winter, WintShld | Winter, WintShld | Winter, WintShld | Winter, WintShld | Winter, WintShld | Winter, WintShld | Winter, WintShld
CT Fac. Spec. - NOX Rate Winter v.4.10 Final, Unit 3146 and retrofits | 315 | 2270 | Rate Constraint in lbs/MMBtu | FALSE | L | Annual | Standard NOX | lb/MMBtu | 0.15 | 0.15 | 0.15 | 0.15 | 0.15 | 0.15 | 0.15 | 0.15
CT Fac. Spec. - NOX Rate Winter v.4.10 Final, Unit 3146 and retrofits | 315 | 2270 | Rate Constraint in lbs/MMBtu | FALSE | L | Annual | Emissions at Affected Plants NOX | Thousand Tons | 0.019353 | 0.019353 | 0.019353 | 0.014918 | 0.015244 | 0.019353 | 0.014918 | 0.014743
CT Fac. Spec. - NOX Rate Winter v.4.10 Final, Unit 3146 and retrofits | 315 | 2270 | Rate Constraint in lbs/MMBtu | FALSE | L | Annual | Allowances Purchased NOX | Thousand Tons | 0 | 0 | 0 | 0 | 0 | 0 | 0 | 0
CT Fac. Spec. - NOX Rate Winter v.4.10 Final, Unit 3146 and retrofits | 315 | 2270 | Rate Constraint in lbs/MMBtu | FALSE | L | Annual | Allowances Sold NOX | Thousand Tons | 0 | 0 | 0 | 0 | 0 | 0 | 0 | 0
CT Fac. Spec. - NOX Rate Winter v.4.10 Final, Unit 3146 and retrofits | 315 | 2270 | Rate Constraint in lbs/MMBtu | FALSE | L | Annual | Allowances Banked | Thousand Tons | 0 | 0 | 0 | 0 | 0 | 0 | 0 | 0
CT Fac. Spec. - NOX Rate Winter v.4.10 Final, Unit 3146 and retrofits | 315 | 2270 | Rate Constraint in lbs/MMBtu | FALSE | L | Annual | Allowances Withdrawn (1:1) | Thousand Tons | 0 | 0 | 0 | 0 | 0 | 0 | 0 | 0
CT Fac. Spec. - NOX Rate Winter v.4.10 Final, Unit 3146 and retrofits | 315 | 2270 | Rate Constraint in lbs/MMBtu | FALSE | L | Annual | Allowances Withdrawn (n:1) | Thousand Tons | 0 | 0 | 0 | 0 | 0 | 0 | 0 | 0
CT Fac. Spec. - NOX Rate Winter v.4.10 Final, Unit 3146 and retrofits | 315 | 2270 | Rate Constraint in lbs/MMBtu | FALSE | L | Annual | Net Emissions Allowance Position | Thousand Tons | 0.019353 | 0.019353 | 0.019353 | 0.014918 | 0.015244 | 0.019353 | 0.014918 | 0.014743
CT Fac. Spec. - NOX Rate Winter v.4.10 Final, Unit 3146 and retrofits | 315 | 2270 | Rate Constraint in lbs/MMBtu | FALSE | L | Annual | Fuel Consumed | TBtu | 6.0321 | 6.0321 | 6.0321 | 4.6498 | 4.7514 | 6.0321 | 4.6498 | 4.5952
CT Fac. Spec. - NOX Rate Winter v.4.10 Final, Unit 3146 and retrofits | 315 | 2270 | Rate Constraint in lbs/MMBtu | FALSE | L | Annual | Rate | lb/MMBtu | 0.0064167 | 0.0064167 | 0.0064167 | 0.0064167 | 0.0064167 | 0.0064167 | 0.0064167 | 0.0064167
CT Fac. Spec. - NOX Rate Winter v.4.10 Final, Unit 3146 and retrofits | 315 | 2270 | Rate Constraint in lbs/MMBtu | FALSE | L | Annual | Generation | TWh | 0.96514 | 0.96514 | 0.96514 | 0.74396 | 0.76022 | 0.96514 | 0.74396 | 0.73524
CT Fac. Spec. - NOX Rate Winter v.4.10 Final, Unit 3146 and retrofits | 315 | 2270 | Rate Constraint in lbs/MMBtu | FALSE | L | Annual | Qualifying Generation | TWh | 0.96514 | 0.96514 | 0.96514 | 0.74396 | 0.76022 | 0.96514 | 0.74396 | 0.73524
CT Fac. Spec. - NOX Rate Winter v.4.10 Final, Unit 3146 and retrofits | 315 | 2270 | Rate Constraint in lbs/MMBtu | FALSE | L | Annual | Rate | lb/MWh | 0.040104 | 0.040104 | 0.040104 | 0.040104 | 0.040104 | 0.040104 | 0.040104 | 0.040104
CT Fac. Spec. - NOX Rate Winter v.4.10 Final, Unit 3146 and retrofits | 315 | 2270 | Rate Constraint in lbs/MMBtu | FALSE | L | Annual | Constraint Shadow Price | US2016$/Ton | 0 | 0 | 0 | 0 | 0 | 0 | 0 | 0
CT Fac. Spec. - NOX Rate Winter v.4.10 Final, Unit 3147 and retrofits | 316 | 2270 | Rate Constraint in lbs/MMBtu | FALSE | L | Annual | Seasons Included | Seasons | Winter, WintShld | Winter, WintShld | Winter, WintShld | Winter, WintShld | Winter, WintShld | Winter, WintShld | Winter, WintShld | Winter, WintShld
CT Fac. Spec. - NOX Rate Winter v.4.10 Final, Unit 3147 and retrofits | 316 | 2270 | Rate Constraint in lbs/MMBtu | FALSE | L | Annual | Standard NOX | lb/MMBtu | 0.15 | 0.15 | 0.15 | 0.15 | 0.15 | 0.15 | 0.15 | 0.15
CT Fac. Spec. - NOX Rate Winter v.4.10 Final, Unit 3147 and retrofits | 316 | 2270 | Rate Constraint in lbs/MMBtu | FALSE | L | Annual | Emissions at Affected Plants NOX | Thousand Tons | 0.023015 | 0.023015 | 0.023015 | 0.020525 | 0.022716 | 0.023015 | 0.019626 | 0.017533
CT Fac. Spec. - NOX Rate Winter v.4.10 Final, Unit 3147 and retrofits | 316 | 2270 | Rate Constraint in lbs/MMBtu | FALSE | L | Annual | Allowances Purchased NOX | Thousand Tons | 0 | 0 | 0 | 0 | 0 | 0 | 0 | 0
CT Fac. Spec. - NOX Rate Winter v.4.10 Final, Unit 3147 and retrofits | 316 | 2270 | Rate Constraint in lbs/MMBtu | FALSE | L | Annual | Allowances Sold NOX | Thousand Tons | 0 | 0 | 0 | 0 | 0 | 0 | 0 | 0
CT Fac. Spec. - NOX Rate Winter v.4.10 Final, Unit 3147 and retrofits | 316 | 2270 | Rate Constraint in lbs/MMBtu | FALSE | L | Annual | Allowances Banked | Thousand Tons | 0 | 0 | 0 | 0 | 0 | 0 | 0 | 0
CT Fac. Spec. - NOX Rate Winter v.4.10 Final, Unit 3147 and retrofits | 316 | 2270 | Rate Constraint in lbs/MMBtu | FALSE | L | Annual | Allowances Withdrawn (1:1) | Thousand Tons | 0 | 0 | 0 | 0 | 0 | 0 | 0 | 0
CT Fac. Spec. - NOX Rate Winter v.4.10 Final, Unit 3147 and retrofits | 316 | 2270 | Rate Constraint in lbs/MMBtu | FALSE | L | Annual | Allowances Withdrawn (n:1) | Thousand Tons | 0 | 0 | 0 | 0 | 0 | 0 | 0 | 0
CT Fac. Spec. - NOX Rate Winter v.4.10 Final, Unit 3147 and retrofits | 316 | 2270 | Rate Constraint in lbs/MMBtu | FALSE | L | Annual | Net Emissions Allowance Position | Thousand Tons | 0.023015 | 0.023015 | 0.023015 | 0.020525 | 0.022716 | 0.023015 | 0.019626 | 0.017533
CT Fac. Spec. - NOX Rate Winter v.4.10 Final, Unit 3147 and retrofits | 316 | 2270 | Rate Constraint in lbs/MMBtu | FALSE | L | Annual | Fuel Consumed | TBtu | 7.1735 | 7.1735 | 7.1735 | 6.3975 | 7.0802 | 7.1735 | 6.1174 | 5.4647
CT Fac. Spec. - NOX Rate Winter v.4.10 Final, Unit 3147 and retrofits | 316 | 2270 | Rate Constraint in lbs/MMBtu | FALSE | L | Annual | Rate | lb/MMBtu | 0.0064167 | 0.0064167 | 0.0064167 | 0.0064167 | 0.0064167 | 0.0064167 | 0.0064167 | 0.0064167
CT Fac. Spec. - NOX Rate Winter v.4.10 Final, Unit 3147 and retrofits | 316 | 2270 | Rate Constraint in lbs/MMBtu | FALSE | L | Annual | Generation | TWh | 1.1478 | 1.1478 | 1.1478 | 1.0236 | 1.1328 | 1.1478 | 0.97878 | 0.87435
CT Fac. Spec. - NOX Rate Winter v.4.10 Final, Unit 3147 and retrofits | 316 | 2270 | Rate Constraint in lbs/MMBtu | FALSE | L | Annual | Qualifying Generation | TWh | 1.1478 | 1.1478 | 1.1478 | 1.0236 | 1.1328 | 1.1478 | 0.97878 | 0.87435
CT Fac. Spec. - NOX Rate Winter v.4.10 Final, Unit 3147 and retrofits | 316 | 2270 | Rate Constraint in lbs/MMBtu | FALSE | L | Annual | Rate | lb/MWh | 0.040104 | 0.040104 | 0.040104 | 0.040104 | 0.040104 | 0.040104 | 0.040104 | 0.040104
CT Fac. Spec. - NOX Rate Winter v.4.10 Final, Unit 3147 and retrofits | 316 | 2270 | Rate Constraint in lbs/MMBtu | FALSE | L | Annual | Constraint Shadow Price | US2016$/Ton | 0 | 0 | 0 | 0 | 0 | 0 | 0 | 0
CT Fac. Spec. - NOX Rate Winter v.4.10 Final, Unit 3148 and retrofits | 317 | 2270 | Rate Constraint in lbs/MMBtu | FALSE | L | Annual | Seasons Included | Seasons | Winter, WintShld | Winter, WintShld | Winter, WintShld | Winter, WintShld | Winter, WintShld | Winter, WintShld | Winter, WintShld | Winter, WintShld
CT Fac. Spec. - NOX Rate Winter v.4.10 Final, Unit 3148 and retrofits | 317 | 2270 | Rate Constraint in lbs/MMBtu | FALSE | L | Annual | Standard NOX | lb/MMBtu | 0.15 | 0.15 | 0.15 | 0.15 | 0.15 | 0.15 | 0.15 | 0.15
CT Fac. Spec. - NOX Rate Winter v.4.10 Final, Unit 3148 and retrofits | 317 | 2270 | Rate Constraint in lbs/MMBtu | FALSE | L | Annual | Emissions at Affected Plants NOX | Thousand Tons | 0.0063981 | 0.0063612 | 0.0047833 | 0.0032234 | 0.0044181 | 0.0032234 | 0.0053288 | 0.0053288
CT Fac. Spec. - NOX Rate Winter v.4.10 Final, Unit 3148 and retrofits | 317 | 2270 | Rate Constraint in lbs/MMBtu | FALSE | L | Annual | Allowances Purchased NOX | Thousand Tons | 0 | 0 | 0 | 0 | 0 | 0 | 0 | 0
CT Fac. Spec. - NOX Rate Winter v.4.10 Final, Unit 3148 and retrofits | 317 | 2270 | Rate Constraint in lbs/MMBtu | FALSE | L | Annual | Allowances Sold NOX | Thousand Tons | 0 | 0 | 0 | 0 | 0 | 0 | 0 | 0
CT Fac. Spec. - NOX Rate Winter v.4.10 Final, Unit 3148 and retrofits | 317 | 2270 | Rate Constraint in lbs/MMBtu | FALSE | L | Annual | Allowances Banked | Thousand Tons | 0 | 0 | 0 | 0 | 0 | 0 | 0 | 0
CT Fac. Spec. - NOX Rate Winter v.4.10 Final, Unit 3148 and retrofits | 317 | 2270 | Rate Constraint in lbs/MMBtu | FALSE | L | Annual | Allowances Withdrawn (1:1) | Thousand Tons | 0 | 0 | 0 | 0 | 0 | 0 | 0 | 0
CT Fac. Spec. - NOX Rate Winter v.4.10 Final, Unit 3148 and retrofits | 317 | 2270 | Rate Constraint in lbs/MMBtu | FALSE | L | Annual | Allowances Withdrawn (n:1) | Thousand Tons | 0 | 0 | 0 | 0 | 0 | 0 | 0 | 0
CT Fac. Spec. - NOX Rate Winter v.4.10 Final, Unit 3148 and retrofits | 317 | 2270 | Rate Constraint in lbs/MMBtu | FALSE | L | Annual | Net Emissions Allowance Position | Thousand Tons | 0.0063981 | 0.0063612 | 0.0047833 | 0.0032234 | 0.0044181 | 0.0032234 | 0.0053288 | 0.0053288
CT Fac. Spec. - NOX Rate Winter v.4.10 Final, Unit 3148 and retrofits | 317 | 2270 | Rate Constraint in lbs/MMBtu | FALSE | L | Annual | Fuel Consumed | TBtu | 1.3508 | 1.343 | 1.0098 | 0.68053 | 0.93275 | 0.68053 | 1.125 | 1.125
CT Fac. Spec. - NOX Rate Winter v.4.10 Final, Unit 3148 and retrofits | 317 | 2270 | Rate Constraint in lbs/MMBtu | FALSE | L | Annual | Rate | lb/MMBtu | 0.0094733 | 0.0094733 | 0.0094733 | 0.0094733 | 0.0094733 | 0.0094733 | 0.0094733 | 0.0094733
CT Fac. Spec. - NOX Rate Winter v.4.10 Final, Unit 3148 and retrofits | 317 | 2270 | Rate Constraint in lbs/MMBtu | FALSE | L | Annual | Generation | TWh | 0.189 | 0.18791 | 0.1413 | 0.095218 | 0.13051 | 0.095218 | 0.15741 | 0.15741
CT Fac. Spec. - NOX Rate Winter v.4.10 Final, Unit 3148 and retrofits | 317 | 2270 | Rate Constraint in lbs/MMBtu | FALSE | L | Annual | Qualifying Generation | TWh | 0.189 | 0.18791 | 0.1413 | 0.095218 | 0.13051 | 0.095218 | 0.15741 | 0.15741
CT Fac. Spec. - NOX Rate Winter v.4.10 Final, Unit 3148 and retrofits | 317 | 2270 | Rate Constraint in lbs/MMBtu | FALSE | L | Annual | Rate | lb/MWh | 0.067706 | 0.067706 | 0.067706 | 0.067706 | 0.067706 | 0.067706 | 0.067706 | 0.067706
CT Fac. Spec. - NOX Rate Winter v.4.10 Final, Unit 3148 and retrofits | 317 | 2270 | Rate Constraint in lbs/MMBtu | FALSE | L | Annual | Constraint Shadow Price | US2016$/Ton | 0 | 0 | 0 | 0 | 0 | 0 | 0 | 0
CT Fac. Spec. - NOX Rate Winter v.4.10 Final, Unit 3149 and retrofits | 318 | 2270 | Rate Constraint in lbs/MMBtu | FALSE | L | Annual | Seasons Included | Seasons | Winter, WintShld | Winter, WintShld | Winter, WintShld | Winter, WintShld | Winter, WintShld | Winter, WintShld | Winter, WintShld | Winter, WintShld
CT Fac. Spec. - NOX Rate Winter v.4.10 Final, Unit 3149 and retrofits | 318 | 2270 | Rate Constraint in lbs/MMBtu | FALSE | L | Annual | Standard NOX | lb/MMBtu | 0.15 | 0.15 | 0.15 | 0.15 | 0.15 | 0.15 | 0.15 | 0.15
CT Fac. Spec. - NOX Rate Winter v.4.10 Final, Unit 3149 and retrofits | 318 | 2270 | Rate Constraint in lbs/MMBtu | FALSE | L | Annual | Emissions at Affected Plants NOX | Thousand Tons | 0.0044181 | 0.0038798 | 0.0047833 | 0.0030745 | 0.0038442 | 0.0032011 | 0.0053288 | 0.0053288
CT Fac. Spec. - NOX Rate Winter v.4.10 Final, Unit 3149 and retrofits | 318 | 2270 | Rate Constraint in lbs/MMBtu | FALSE | L | Annual | Allowances Purchased NOX | Thousand Tons | 0 | 0 | 0 | 0 | 0 | 0 | 0 | 0
CT Fac. Spec. - NOX Rate Winter v.4.10 Final, Unit 3149 and retrofits | 318 | 2270 | Rate Constraint in lbs/MMBtu | FALSE | L | Annual | Allowances Sold NOX | Thousand Tons | 0 | 0 | 0 | 0 | 0 | 0 | 0 | 0
CT Fac. Spec. - NOX Rate Winter v.4.10 Final, Unit 3149 and retrofits | 318 | 2270 | Rate Constraint in lbs/MMBtu | FALSE | L | Annual | Allowances Banked | Thousand Tons | 0 | 0 | 0 | 0 | 0 | 0 | 0 | 0
CT Fac. Spec. - NOX Rate Winter v.4.10 Final, Unit 3149 and retrofits | 318 | 2270 | Rate Constraint in lbs/MMBtu | FALSE | L | Annual | Allowances Withdrawn (1:1) | Thousand Tons | 0 | 0 | 0 | 0 | 0 | 0 | 0 | 0
CT Fac. Spec. - NOX Rate Winter v.4.10 Final, Unit 3149 and retrofits | 318 | 2270 | Rate Constraint in lbs/MMBtu | FALSE | L | Annual | Allowances Withdrawn (n:1) | Thousand Tons | 0 | 0 | 0 | 0 | 0 | 0 | 0 | 0
CT Fac. Spec. - NOX Rate Winter v.4.10 Final, Unit 3149 and retrofits | 318 | 2270 | Rate Constraint in lbs/MMBtu | FALSE | L | Annual | Net Emissions Allowance Position | Thousand Tons | 0.0044181 | 0.0038798 | 0.0047833 | 0.0030745 | 0.0038442 | 0.0032011 | 0.0053288 | 0.0053288
CT Fac. Spec. - NOX Rate Winter v.4.10 Final, Unit 3149 and retrofits | 318 | 2270 | Rate Constraint in lbs/MMBtu | FALSE | L | Annual | Fuel Consumed | TBtu | 0.93275 | 0.81911 | 1.0098 | 0.64909 | 0.81159 | 0.67582 | 1.125 | 1.125
CT Fac. Spec. - NOX Rate Winter v.4.10 Final, Unit 3149 and retrofits | 318 | 2270 | Rate Constraint in lbs/MMBtu | FALSE | L | Annual | Rate | lb/MMBtu | 0.0094733 | 0.0094733 | 0.0094733 | 0.0094733 | 0.0094733 | 0.0094733 | 0.0094733 | 0.0094733
CT Fac. Spec. - NOX Rate Winter v.4.10 Final, Unit 3149 and retrofits | 318 | 2270 | Rate Constraint in lbs/MMBtu | FALSE | L | Annual | Generation | TWh | 0.13051 | 0.11461 | 0.1413 | 0.090819 | 0.11356 | 0.09456 | 0.15741 | 0.15741
CT Fac. Spec. - NOX Rate Winter v.4.10 Final, Unit 3149 and retrofits | 318 | 2270 | Rate Constraint in lbs/MMBtu | FALSE | L | Annual | Qualifying Generation | TWh | 0.13051 | 0.11461 | 0.1413 | 0.090819 | 0.11356 | 0.09456 | 0.15741 | 0.15741
CT Fac. Spec. - NOX Rate Winter v.4.10 Final, Unit 3149 and retrofits | 318 | 2270 | Rate Constraint in lbs/MMBtu | FALSE | L | Annual | Rate | lb/MWh | 0.067706 | 0.067706 | 0.067706 | 0.067706 | 0.067706 | 0.067706 | 0.067706 | 0.067706
CT Fac. Spec. - NOX Rate Winter v.4.10 Final, Unit 3149 and retrofits | 318 | 2270 | Rate Constraint in lbs/MMBtu | FALSE | L | Annual | Constraint Shadow Price | US2016$/Ton | 0 | 0 | 0 | 0 | 0 | 0 | 0 | 0
CT Fac. Spec. - NOX Rate Winter v.4.10 Final, Unit 3150 and retrofits | 319 | 2270 | Rate Constraint in lbs/MMBtu | FALSE | L | Annual | Seasons Included | Seasons | Winter, WintShld | Winter, WintShld | Winter, WintShld | Winter, WintShld | Winter, WintShld | Winter, WintShld | Winter, WintShld | Winter, WintShld
CT Fac. Spec. - NOX Rate Winter v.4.10 Final, Unit 3150 and retrofits | 319 | 2270 | Rate Constraint in lbs/MMBtu | FALSE | L | Annual | Standard NOX | lb/MMBtu | 0.15 | 0.15 | 0.15 | 0.15 | 0.15 | 0.15 | 0.15 | 0.15
CT Fac. Spec. - NOX Rate Winter v.4.10 Final, Unit 3150 and retrofits | 319 | 2270 | Rate Constraint in lbs/MMBtu | FALSE | L | Annual | Emissions at Affected Plants NOX | Thousand Tons | 0.0062127 | 0.0063612 | 0.0051289 | 0.0054337 | 0.0054898 | 0.0042305 | 0.0053288 | 0.0053288
CT Fac. Spec. - NOX Rate Winter v.4.10 Final, Unit 3150 and retrofits | 319 | 2270 | Rate Constraint in lbs/MMBtu | FALSE | L | Annual | Allowances Purchased NOX | Thousand Tons | 0 | 0 | 0 | 0 | 0 | 0 | 0 | 0
CT Fac. Spec. - NOX Rate Winter v.4.10 Final, Unit 3150 and retrofits | 319 | 2270 | Rate Constraint in lbs/MMBtu | FALSE | L | Annual | Allowances Sold NOX | Thousand Tons | 0 | 0 | 0 | 0 | 0 | 0 | 0 | 0
CT Fac. Spec. - NOX Rate Winter v.4.10 Final, Unit 3150 and retrofits | 319 | 2270 | Rate Constraint in lbs/MMBtu | FALSE | L | Annual | Allowances Banked | Thousand Tons | 0 | 0 | 0 | 0 | 0 | 0 | 0 | 0
CT Fac. Spec. - NOX Rate Winter v.4.10 Final, Unit 3150 and retrofits | 319 | 2270 | Rate Constraint in lbs/MMBtu | FALSE | L | Annual | Allowances Withdrawn (1:1) | Thousand Tons | 0 | 0 | 0 | 0 | 0 | 0 | 0 | 0
CT Fac. Spec. - NOX Rate Winter v.4.10 Final, Unit 3150 and retrofits | 319 | 2270 | Rate Constraint in lbs/MMBtu | FALSE | L | Annual | Allowances Withdrawn (n:1) | Thousand Tons | 0 | 0 | 0 | 0 | 0 | 0 | 0 | 0
CT Fac. Spec. - NOX Rate Winter v.4.10 Final, Unit 3150 and retrofits | 319 | 2270 | Rate Constraint in lbs/MMBtu | FALSE | L | Annual | Net Emissions Allowance Position | Thousand Tons | 0.0062127 | 0.0063612 | 0.0051289 | 0.0054337 | 0.0054898 | 0.0042305 | 0.0053288 | 0.0053288
CT Fac. Spec. - NOX Rate Winter v.4.10 Final, Unit 3150 and retrofits | 319 | 2270 | Rate Constraint in lbs/MMBtu | FALSE | L | Annual | Fuel Consumed | TBtu | 1.3116 | 1.343 | 1.0828 | 1.1472 | 1.159 | 0.89315 | 1.125 | 1.125
CT Fac. Spec. - NOX Rate Winter v.4.10 Final, Unit 3150 and retrofits | 319 | 2270 | Rate Constraint in lbs/MMBtu | FALSE | L | Annual | Rate | lb/MMBtu | 0.0094733 | 0.0094733 | 0.0094733 | 0.0094733 | 0.0094733 | 0.0094733 | 0.0094733 | 0.0094733
CT Fac. Spec. - NOX Rate Winter v.4.10 Final, Unit 3150 and retrofits | 319 | 2270 | Rate Constraint in lbs/MMBtu | FALSE | L | Annual | Generation | TWh | 0.18352 | 0.18791 | 0.1515 | 0.16051 | 0.16217 | 0.12497 | 0.15741 | 0.15741
CT Fac. Spec. - NOX Rate Winter v.4.10 Final, Unit 3150 and retrofits | 319 | 2270 | Rate Constraint in lbs/MMBtu | FALSE | L | Annual | Qualifying Generation | TWh | 0.18352 | 0.18791 | 0.1515 | 0.16051 | 0.16217 | 0.12497 | 0.15741 | 0.15741
CT Fac. Spec. - NOX Rate Winter v.4.10 Final, Unit 3150 and retrofits | 319 | 2270 | Rate Constraint in lbs/MMBtu | FALSE | L | Annual | Rate | lb/MWh | 0.067706 | 0.067706 | 0.067706 | 0.067706 | 0.067706 | 0.067706 | 0.067706 | 0.067706
CT Fac. Spec. - NOX Rate Winter v.4.10 Final, Unit 3150 and retrofits | 319 | 2270 | Rate Constraint in lbs/MMBtu | FALSE | L | Annual | Constraint Shadow Price | US2016$/Ton | 0 | 0 | 0 | 0 | 0 | 0 | 0 | 0
CT Fac. Spec. - NOX Rate Winter v.4.10 Final, Unit 3151 and retrofits | 320 | 2270 | Rate Constraint in lbs/MMBtu | FALSE | L | Annual | Seasons Included | Seasons | Winter, WintShld | Winter, WintShld | Winter, WintShld | Winter, WintShld | Winter, WintShld | Winter, WintShld | Winter, WintShld | Winter, WintShld
CT Fac. Spec. - NOX Rate Winter v.4.10 Final, Unit 3151 and retrofits | 320 | 2270 | Rate Constraint in lbs/MMBtu | FALSE | L | Annual | Standard NOX | lb/MMBtu | 0.15 | 0.15 | 0.15 | 0.15 | 0.15 | 0.15 | 0.15 | 0.15
CT Fac. Spec. - NOX Rate Winter v.4.10 Final, Unit 3151 and retrofits | 320 | 2270 | Rate Constraint in lbs/MMBtu | FALSE | L | Annual | Emissions at Affected Plants NOX | Thousand Tons | 0.040181 | 0.039597 | 0.037265 | 0.030817 | 0.030766 | 0.036505 | 0.030973 | 0.030609
CT Fac. Spec. - NOX Rate Winter v.4.10 Final, Unit 3151 and retrofits | 320 | 2270 | Rate Constraint in lbs/MMBtu | FALSE | L | Annual | Allowances Purchased NOX | Thousand Tons | 0 | 0 | 0 | 0 | 0 | 0 | 0 | 0
CT Fac. Spec. - NOX Rate Winter v.4.10 Final, Unit 3151 and retrofits | 320 | 2270 | Rate Constraint in lbs/MMBtu | FALSE | L | Annual | Allowances Sold NOX | Thousand Tons | 0 | 0 | 0 | 0 | 0 | 0 | 0 | 0
CT Fac. Spec. - NOX Rate Winter v.4.10 Final, Unit 3151 and retrofits | 320 | 2270 | Rate Constraint in lbs/MMBtu | FALSE | L | Annual | Allowances Banked | Thousand Tons | 0 | 0 | 0 | 0 | 0 | 0 | 0 | 0
CT Fac. Spec. - NOX Rate Winter v.4.10 Final, Unit 3151 and retrofits | 320 | 2270 | Rate Constraint in lbs/MMBtu | FALSE | L | Annual | Allowances Withdrawn (1:1) | Thousand Tons | 0 | 0 | 0 | 0 | 0 | 0 | 0 | 0
CT Fac. Spec. - NOX Rate Winter v.4.10 Final, Unit 3151 and retrofits | 320 | 2270 | Rate Constraint in lbs/MMBtu | FALSE | L | Annual | Allowances Withdrawn (n:1) | Thousand Tons | 0 | 0 | 0 | 0 | 0 | 0 | 0 | 0
CT Fac. Spec. - NOX Rate Winter v.4.10 Final, Unit 3151 and retrofits | 320 | 2270 | Rate Constraint in lbs/MMBtu | FALSE | L | Annual | Net Emissions Allowance Position | Thousand Tons | 0.040181 | 0.039597 | 0.037265 | 0.030817 | 0.030766 | 0.036505 | 0.030973 | 0.030609
CT Fac. Spec. - NOX Rate Winter v.4.10 Final, Unit 3151 and retrofits | 320 | 2270 | Rate Constraint in lbs/MMBtu | FALSE | L | Annual | Fuel Consumed | TBtu | 12.5239 | 12.3418 | 11.6152 | 9.6052 | 9.5895 | 11.3782 | 9.6538 | 9.5406
CT Fac. Spec. - NOX Rate Winter v.4.10 Final, Unit 3151 and retrofits | 320 | 2270 | Rate Constraint in lbs/MMBtu | FALSE | L | Annual | Rate | lb/MMBtu | 0.0064167 | 0.0064167 | 0.0064167 | 0.0064167 | 0.0064167 | 0.0064167 | 0.0064167 | 0.0064167
CT Fac. Spec. - NOX Rate Winter v.4.10 Final, Unit 3151 and retrofits | 320 | 2270 | Rate Constraint in lbs/MMBtu | FALSE | L | Annual | Generation | TWh | 2.0038 | 1.9747 | 1.8584 | 1.5368 | 1.5343 | 1.8205 | 1.5446 | 1.5265
CT Fac. Spec. - NOX Rate Winter v.4.10 Final, Unit 3151 and retrofits | 320 | 2270 | Rate Constraint in lbs/MMBtu | FALSE | L | Annual | Qualifying Generation | TWh | 2.0038 | 1.9747 | 1.8584 | 1.5368 | 1.5343 | 1.8205 | 1.5446 | 1.5265
CT Fac. Spec. - NOX Rate Winter v.4.10 Final, Unit 3151 and retrofits | 320 | 2270 | Rate Constraint in lbs/MMBtu | FALSE | L | Annual | Rate | lb/MWh | 0.040104 | 0.040104 | 0.040104 | 0.040104 | 0.040104 | 0.040104 | 0.040104 | 0.040104
CT Fac. Spec. - NOX Rate Winter v.4.10 Final, Unit 3151 and retrofits | 320 | 2270 | Rate Constraint in lbs/MMBtu | FALSE | L | Annual | Constraint Shadow Price | US2016$/Ton | 0 | 0 | 0 | 0 | 0 | 0 | 0 | 0
CT Fac. Spec. - NOX Rate Winter v.4.10 Final, Unit 3682 and retrofits | 321 | 2270 | Rate Constraint in lbs/MMBtu | FALSE | L | Annual | Seasons Included | Seasons | Winter, WintShld | Winter, WintShld | Winter, WintShld | Winter, WintShld | Winter, WintShld | Winter, WintShld | Winter, WintShld | Winter, WintShld
CT Fac. Spec. - NOX Rate Winter v.4.10 Final, Unit 3682 and retrofits | 321 | 2270 | Rate Constraint in lbs/MMBtu | FALSE | L | Annual | Standard NOX | lb/MMBtu | 0.15 | 0.15 | 0.15 | 0.15 | 0.15 | 0.15 | 0.15 | 0.15
CT Fac. Spec. - NOX Rate Winter v.4.10 Final, Unit 3682 and retrofits | 321 | 2270 | Rate Constraint in lbs/MMBtu | FALSE | L | Annual | Emissions at Affected Plants NOX | Thousand Tons | 0 | 0 | 0 | 0 | 0 | 0 | 0 | 0
CT Fac. Spec. - NOX Rate Winter v.4.10 Final, Unit 3682 and retrofits | 321 | 2270 | Rate Constraint in lbs/MMBtu | FALSE | L | Annual | Allowances Purchased NOX | Thousand Tons | 0 | 0 | 0 | 0 | 0 | 0 | 0 | 0
CT Fac. Spec. - NOX Rate Winter v.4.10 Final, Unit 3682 and retrofits | 321 | 2270 | Rate Constraint in lbs/MMBtu | FALSE | L | Annual | Allowances Sold NOX | Thousand Tons | 0 | 0 | 0 | 0 | 0 | 0 | 0 | 0
CT Fac. Spec. - NOX Rate Winter v.4.10 Final, Unit 3682 and retrofits | 321 | 2270 | Rate Constraint in lbs/MMBtu | FALSE | L | Annual | Allowances Banked | Thousand Tons | 0 | 0 | 0 | 0 | 0 | 0 | 0 | 0
CT Fac. Spec. - NOX Rate Winter v.4.10 Final, Unit 3682 and retrofits | 321 | 2270 | Rate Constraint in lbs/MMBtu | FALSE | L | Annual | Allowances Withdrawn (1:1) | Thousand Tons | 0 | 0 | 0 | 0 | 0 | 0 | 0 | 0
CT Fac. Spec. - NOX Rate Winter v.4.10 Final, Unit 3682 and retrofits | 321 | 2270 | Rate Constraint in lbs/MMBtu | FALSE | L | Annual | Allowances Withdrawn (n:1) | Thousand Tons | 0 | 0 | 0 | 0 | 0 | 0 | 0 | 0
CT Fac. Spec. - NOX Rate Winter v.4.10 Final, Unit 3682 and retrofits | 321 | 2270 | Rate Constraint in lbs/MMBtu | FALSE | L | Annual | Net Emissions Allowance Position | Thousand Tons | 0 | 0 | 0 | 0 | 0 | 0 | 0 | 0
CT Fac. Spec. - NOX Rate Winter v.4.10 Final, Unit 3682 and retrofits | 321 | 2270 | Rate Constraint in lbs/MMBtu | FALSE | L | Annual | Fuel Consumed | TBtu | 0 | 0 | 0 | 0 | 0 | 0 | 0 | 0
CT Fac. Spec. - NOX Rate Winter v.4.10 Final, Unit 3682 and retrofits | 321 | 2270 | Rate Constraint in lbs/MMBtu | FALSE | L | Annual | Rate | lb/MMBtu | 0 | 0 | 0 | 0 | 0 | 0 | 0 | 0
CT Fac. Spec. - NOX Rate Winter v.4.10 Final, Unit 3682 and retrofits | 321 | 2270 | Rate Constraint in lbs/MMBtu | FALSE | L | Annual | Generation | TWh | 0 | 0 | 0 | 0 | 0 | 0 | 0 | 0
CT Fac. Spec. - NOX Rate Winter v.4.10 Final, Unit 3682 and retrofits | 321 | 2270 | Rate Constraint in lbs/MMBtu | FALSE | L | Annual | Qualifying Generation | TWh | 0 | 0 | 0 | 0 | 0 | 0 | 0 | 0
CT Fac. Spec. - NOX Rate Winter v.4.10 Final, Unit 3682 and retrofits | 321 | 2270 | Rate Constraint in lbs/MMBtu | FALSE | L | Annual | Rate | lb/MWh | 0 | 0 | 0 | 0 | 0 | 0 | 0 | 0
CT Fac. Spec. - NOX Rate Winter v.4.10 Final, Unit 3682 and retrofits | 321 | 2270 | Rate Constraint in lbs/MMBtu | FALSE | L | Annual | Constraint Shadow Price | US2016$/Ton | 0 | 0 | 0 | 0 | 0 | 0 | 0 | 0
CT Fac. Spec. - NOX Rate Winter v.4.10 Final, Unit 3683 and retrofits | 322 | 2270 | Rate Constraint in lbs/MMBtu | FALSE | L | Annual | Seasons Included | Seasons | Winter, WintShld | Winter, WintShld | Winter, WintShld | Winter, WintShld | Winter, WintShld | Winter, WintShld | Winter, WintShld | Winter, WintShld
CT Fac. Spec. - NOX Rate Winter v.4.10 Final, Unit 3683 and retrofits | 322 | 2270 | Rate Constraint in lbs/MMBtu | FALSE | L | Annual | Standard NOX | lb/MMBtu | 0.15 | 0.15 | 0.15 | 0.15 | 0.15 | 0.15 | 0.15 | 0.15
CT Fac. Spec. - NOX Rate Winter v.4.10 Final, Unit 3683 and retrofits | 322 | 2270 | Rate Constraint in lbs/MMBtu | FALSE | L | Annual | Emissions at Affected Plants NOX | Thousand Tons | 0 | 0 | 0 | 0 | 0 | 0 | 0 | 0
CT Fac. Spec. - NOX Rate Winter v.4.10 Final, Unit 3683 and retrofits | 322 | 2270 | Rate Constraint in lbs/MMBtu | FALSE | L | Annual | Allowances Purchased NOX | Thousand Tons | 0 | 0 | 0 | 0 | 0 | 0 | 0 | 0
CT Fac. Spec. - NOX Rate Winter v.4.10 Final, Unit 3683 and retrofits | 322 | 2270 | Rate Constraint in lbs/MMBtu | FALSE | L | Annual | Allowances Sold NOX | Thousand Tons | 0 | 0 | 0 | 0 | 0 | 0 | 0 | 0
CT Fac. Spec. - NOX Rate Winter v.4.10 Final, Unit 3683 and retrofits | 322 | 2270 | Rate Constraint in lbs/MMBtu | FALSE | L | Annual | Allowances Banked | Thousand Tons | 0 | 0 | 0 | 0 | 0 | 0 | 0 | 0
CT Fac. Spec. - NOX Rate Winter v.4.10 Final, Unit 3683 and retrofits | 322 | 2270 | Rate Constraint in lbs/MMBtu | FALSE | L | Annual | Allowances Withdrawn (1:1) | Thousand Tons | 0 | 0 | 0 | 0 | 0 | 0 | 0 | 0
CT Fac. Spec. - NOX Rate Winter v.4.10 Final, Unit 3683 and retrofits | 322 | 2270 | Rate Constraint in lbs/MMBtu | FALSE | L | Annual | Allowances Withdrawn (n:1) | Thousand Tons | 0 | 0 | 0 | 0 | 0 | 0 | 0 | 0
CT Fac. Spec. - NOX Rate Winter v.4.10 Final, Unit 3683 and retrofits | 322 | 2270 | Rate Constraint in lbs/MMBtu | FALSE | L | Annual | Net Emissions Allowance Position | Thousand Tons | 0 | 0 | 0 | 0 | 0 | 0 | 0 | 0
CT Fac. Spec. - NOX Rate Winter v.4.10 Final, Unit 3683 and retrofits | 322 | 2270 | Rate Constraint in lbs/MMBtu | FALSE | L | Annual | Fuel Consumed | TBtu | 0 | 0 | 0 | 0 | 0 | 0 | 0 | 0
CT Fac. Spec. - NOX Rate Winter v.4.10 Final, Unit 3683 and retrofits | 322 | 2270 | Rate Constraint in lbs/MMBtu | FALSE | L | Annual | Rate | lb/MMBtu | 0 | 0 | 0 | 0 | 0 | 0 | 0 | 0
CT Fac. Spec. - NOX Rate Winter v.4.10 Final, Unit 3683 and retrofits | 322 | 2270 | Rate Constraint in lbs/MMBtu | FALSE | L | Annual | Generation | TWh | 0 | 0 | 0 | 0 | 0 | 0 | 0 | 0
CT Fac. Spec. - NOX Rate Winter v.4.10 Final, Unit 3683 and retrofits | 322 | 2270 | Rate Constraint in lbs/MMBtu | FALSE | L | Annual | Qualifying Generation | TWh | 0 | 0 | 0 | 0 | 0 | 0 | 0 | 0
CT Fac. Spec. - NOX Rate Winter v.4.10 Final, Unit 3683 and retrofits | 322 | 2270 | Rate Constraint in lbs/MMBtu | FALSE | L | Annual | Rate | lb/MWh | 0 | 0 | 0 | 0 | 0 | 0 | 0 | 0
CT Fac. Spec. - NOX Rate Winter v.4.10 Final, Unit 3683 and retrofits | 322 | 2270 | Rate Constraint in lbs/MMBtu | FALSE | L | Annual | Constraint Shadow Price | US2016$/Ton | 0 | 0 | 0 | 0 | 0 | 0 | 0 | 0
CT Fac. Spec. - NOX Rate Winter v.4.10 Final, Unit 3817 and retrofits | 323 | 2270 | Rate Constraint in lbs/MMBtu | FALSE | L | Annual | Seasons Included | Seasons | Winter, WintShld | Winter, WintShld | Winter, WintShld | Winter, WintShld | Winter, WintShld | Winter, WintShld | Winter, WintShld | Winter, WintShld
CT Fac. Spec. - NOX Rate Winter v.4.10 Final, Unit 3817 and retrofits | 323 | 2270 | Rate Constraint in lbs/MMBtu | FALSE | L | Annual | Standard NOX | lb/MMBtu | 0.15 | 0.15 | 0.15 | 0.15 | 0.15 | 0.15 | 0.15 | 0.15
CT Fac. Spec. - NOX Rate Winter v.4.10 Final, Unit 3817 and retrofits | 323 | 2270 | Rate Constraint in lbs/MMBtu | FALSE | L | Annual | Emissions at Affected Plants NOX | Thousand Tons | 0 | 0 | 0 | 0 | 0 | 0 | 0 | 0
CT Fac. Spec. - NOX Rate Winter v.4.10 Final, Unit 3817 and retrofits | 323 | 2270 | Rate Constraint in lbs/MMBtu | FALSE | L | Annual | Allowances Purchased NOX | Thousand Tons | 0 | 0 | 0 | 0 | 0 | 0 | 0 | 0
CT Fac. Spec. - NOX Rate Winter v.4.10 Final, Unit 3817 and retrofits | 323 | 2270 | Rate Constraint in lbs/MMBtu | FALSE | L | Annual | Allowances Sold NOX | Thousand Tons | 0 | 0 | 0 | 0 | 0 | 0 | 0 | 0
CT Fac. Spec. - NOX Rate Winter v.4.10 Final, Unit 3817 and retrofits | 323 | 2270 | Rate Constraint in lbs/MMBtu | FALSE | L | Annual | Allowances Banked | Thousand Tons | 0 | 0 | 0 | 0 | 0 | 0 | 0 | 0
CT Fac. Spec. - NOX Rate Winter v.4.10 Final, Unit 3817 and retrofits | 323 | 2270 | Rate Constraint in lbs/MMBtu | FALSE | L | Annual | Allowances Withdrawn (1:1) | Thousand Tons | 0 | 0 | 0 | 0 | 0 | 0 | 0 | 0
CT Fac. Spec. - NOX Rate Winter v.4.10 Final, Unit 3817 and retrofits | 323 | 2270 | Rate Constraint in lbs/MMBtu | FALSE | L | Annual | Allowances Withdrawn (n:1) | Thousand Tons | 0 | 0 | 0 | 0 | 0 | 0 | 0 | 0
CT Fac. Spec. - NOX Rate Winter v.4.10 Final, Unit 3817 and retrofits | 323 | 2270 | Rate Constraint in lbs/MMBtu | FALSE | L | Annual | Net Emissions Allowance Position | Thousand Tons | 0 | 0 | 0 | 0 | 0 | 0 | 0 | 0
CT Fac. Spec. - NOX Rate Winter v.4.10 Final, Unit 3817 and retrofits | 323 | 2270 | Rate Constraint in lbs/MMBtu | FALSE | L | Annual | Fuel Consumed | TBtu | 0 | 0 | 0 | 0 | 0 | 0 | 0 | 0
CT Fac. Spec. - NOX Rate Winter v.4.10 Final, Unit 3817 and retrofits | 323 | 2270 | Rate Constraint in lbs/MMBtu | FALSE | L | Annual | Rate | lb/MMBtu | 0 | 0 | 0 | 0 | 0 | 0 | 0 | 0
CT Fac. Spec. - NOX Rate Winter v.4.10 Final, Unit 3817 and retrofits | 323 | 2270 | Rate Constraint in lbs/MMBtu | FALSE | L | Annual | Generation | TWh | 0 | 0 | 0 | 0 | 0 | 0 | 0 | 0
CT Fac. Spec. - NOX Rate Winter v.4.10 Final, Unit 3817 and retrofits | 323 | 2270 | Rate Constraint in lbs/MMBtu | FALSE | L | Annual | Qualifying Generation | TWh | 0 | 0 | 0 | 0 | 0 | 0 | 0 | 0
CT Fac. Spec. - NOX Rate Winter v.4.10 Final, Unit 3817 and retrofits | 323 | 2270 | Rate Constraint in lbs/MMBtu | FALSE | L | Annual | Rate | lb/MWh | 0 | 0 | 0 | 0 | 0 | 0 | 0 | 0
CT Fac. Spec. - NOX Rate Winter v.4.10 Final, Unit 3817 and retrofits | 323 | 2270 | Rate Constraint in lbs/MMBtu | FALSE | L | Annual | Constraint Shadow Price | US2016$/Ton | 0 | 0 | 0 | 0 | 0 | 0 | 0 | 0
CT Fac. Spec. - NOX Rate Winter v.4.10 Final, Unit 3818 and retrofits | 324 | 2270 | Rate Constraint in lbs/MMBtu | FALSE | L | Annual | Seasons Included | Seasons | Winter, WintShld | Winter, WintShld | Winter, WintShld | Winter, WintShld | Winter, WintShld | Winter, WintShld | Winter, WintShld | Winter, WintShld
CT Fac. Spec. - NOX Rate Winter v.4.10 Final, Unit 3818 and retrofits | 324 | 2270 | Rate Constraint in lbs/MMBtu | FALSE | L | Annual | Standard NOX | lb/MMBtu | 0.15 | 0.15 | 0.15 | 0.15 | 0.15 | 0.15 | 0.15 | 0.15
CT Fac. Spec. - NOX Rate Winter v.4.10 Final, Unit 3818 and retrofits | 324 | 2270 | Rate Constraint in lbs/MMBtu | FALSE | L | Annual | Emissions at Affected Plants NOX | Thousand Tons | 0 | 0 | 0 | 0 | 0 | 0 | 0 | 0
CT Fac. Spec. - NOX Rate Winter v.4.10 Final, Unit 3818 and retrofits | 324 | 2270 | Rate Constraint in lbs/MMBtu | FALSE | L | Annual | Allowances Purchased NOX | Thousand Tons | 0 | 0 | 0 | 0 | 0 | 0 | 0 | 0
CT Fac. Spec. - NOX Rate Winter v.4.10 Final, Unit 3818 and retrofits | 324 | 2270 | Rate Constraint in lbs/MMBtu | FALSE | L | Annual | Allowances Sold NOX | Thousand Tons | 0 | 0 | 0 | 0 | 0 | 0 | 0 | 0
CT Fac. Spec. - NOX Rate Winter v.4.10 Final, Unit 3818 and retrofits | 324 | 2270 | Rate Constraint in lbs/MMBtu | FALSE | L | Annual | Allowances Banked | Thousand Tons | 0 | 0 | 0 | 0 | 0 | 0 | 0 | 0
CT Fac. Spec. - NOX Rate Winter v.4.10 Final, Unit 3818 and retrofits | 324 | 2270 | Rate Constraint in lbs/MMBtu | FALSE | L | Annual | Allowances Withdrawn (1:1) | Thousand Tons | 0 | 0 | 0 | 0 | 0 | 0 | 0 | 0
CT Fac. Spec. - NOX Rate Winter v.4.10 Final, Unit 3818 and retrofits | 324 | 2270 | Rate Constraint in lbs/MMBtu | FALSE | L | Annual | Allowances Withdrawn (n:1) | Thousand Tons | 0 | 0 | 0 | 0 | 0 | 0 | 0 | 0
CT Fac. Spec. - NOX Rate Winter v.4.10 Final, Unit 3818 and retrofits | 324 | 2270 | Rate Constraint in lbs/MMBtu | FALSE | L | Annual | Net Emissions Allowance Position | Thousand Tons | 0 | 0 | 0 | 0 | 0 | 0 | 0 | 0
CT Fac. Spec. - NOX Rate Winter v.4.10 Final, Unit 3818 and retrofits | 324 | 2270 | Rate Constraint in lbs/MMBtu | FALSE | L | Annual | Fuel Consumed | TBtu | 0 | 0 | 0 | 0 | 0 | 0 | 0 | 0
CT Fac. Spec. - NOX Rate Winter v.4.10 Final, Unit 3818 and retrofits | 324 | 2270 | Rate Constraint in lbs/MMBtu | FALSE | L | Annual | Rate | lb/MMBtu | 0 | 0 | 0 | 0 | 0 | 0 | 0 | 0
CT Fac. Spec. - NOX Rate Winter v.4.10 Final, Unit 3818 and retrofits | 324 | 2270 | Rate Constraint in lbs/MMBtu | FALSE | L | Annual | Generation | TWh | 0 | 0 | 0 | 0 | 0 | 0 | 0 | 0
CT Fac. Spec. - NOX Rate Winter v.4.10 Final, Unit 3818 and retrofits | 324 | 2270 | Rate Constraint in lbs/MMBtu | FALSE | L | Annual | Qualifying Generation | TWh | 0 | 0 | 0 | 0 | 0 | 0 | 0 | 0
CT Fac. Spec. - NOX Rate Winter v.4.10 Final, Unit 3818 and retrofits | 324 | 2270 | Rate Constraint in lbs/MMBtu | FALSE | L | Annual | Rate | lb/MWh | 0 | 0 | 0 | 0 | 0 | 0 | 0 | 0
CT Fac. Spec. - NOX Rate Winter v.4.10 Final, Unit 3818 and retrofits | 324 | 2270 | Rate Constraint in lbs/MMBtu | FALSE | L | Annual | Constraint Shadow Price | US2016$/Ton | 0 | 0 | 0 | 0 | 0 | 0 | 0 | 0
CT Fac. Spec. - NOX Rate Winter v.4.10 Final, Unit 3819 and retrofits | 325 | 2270 | Rate Constraint in lbs/MMBtu | FALSE | L | Annual | Seasons Included | Seasons | Winter, WintShld | Winter, WintShld | Winter, WintShld | Winter, WintShld | Winter, WintShld | Winter, WintShld | Winter, WintShld | Winter, WintShld
CT Fac. Spec. - NOX Rate Winter v.4.10 Final, Unit 3819 and retrofits | 325 | 2270 | Rate Constraint in lbs/MMBtu | FALSE | L | Annual | Standard NOX | lb/MMBtu | 0.15 | 0.15 | 0.15 | 0.15 | 0.15 | 0.15 | 0.15 | 0.15
CT Fac. Spec. - NOX Rate Winter v.4.10 Final, Unit 3819 and retrofits | 325 | 2270 | Rate Constraint in lbs/MMBtu | FALSE | L | Annual | Emissions at Affected Plants NOX | Thousand Tons | 0 | 0 | 0 | 0 | 0 | 0 | 0 | 0
CT Fac. Spec. - NOX Rate Winter v.4.10 Final, Unit 3819 and retrofits | 325 | 2270 | Rate Constraint in lbs/MMBtu | FALSE | L | Annual | Allowances Purchased NOX | Thousand Tons | 0 | 0 | 0 | 0 | 0 | 0 | 0 | 0
CT Fac. Spec. - NOX Rate Winter v.4.10 Final, Unit 3819 and retrofits | 325 | 2270 | Rate Constraint in lbs/MMBtu | FALSE | L | Annual | Allowances Sold NOX | Thousand Tons | 0 | 0 | 0 | 0 | 0 | 0 | 0 | 0
CT Fac. Spec. - NOX Rate Winter v.4.10 Final, Unit 3819 and retrofits | 325 | 2270 | Rate Constraint in lbs/MMBtu | FALSE | L | Annual | Allowances Banked | Thousand Tons | 0 | 0 | 0 | 0 | 0 | 0 | 0 | 0
CT Fac. Spec. - NOX Rate Winter v.4.10 Final, Unit 3819 and retrofits | 325 | 2270 | Rate Constraint in lbs/MMBtu | FALSE | L | Annual | Allowances Withdrawn (1:1) | Thousand Tons | 0 | 0 | 0 | 0 | 0 | 0 | 0 | 0
CT Fac. Spec. - NOX Rate Winter v.4.10 Final, Unit 3819 and retrofits | 325 | 2270 | Rate Constraint in lbs/MMBtu | FALSE | L | Annual | Allowances Withdrawn (n:1) | Thousand Tons | 0 | 0 | 0 | 0 | 0 | 0 | 0 | 0
CT Fac. Spec. - NOX Rate Winter v.4.10 Final, Unit 3819 and retrofits | 325 | 2270 | Rate Constraint in lbs/MMBtu | FALSE | L | Annual | Net Emissions Allowance Position | Thousand Tons | 0 | 0 | 0 | 0 | 0 | 0 | 0 | 0
CT Fac. Spec. - NOX Rate Winter v.4.10 Final, Unit 3819 and retrofits | 325 | 2270 | Rate Constraint in lbs/MMBtu | FALSE | L | Annual | Fuel Consumed | TBtu | 0 | 0 | 0 | 0 | 0 | 0 | 0 | 0
CT Fac. Spec. - NOX Rate Winter v.4.10 Final, Unit 3819 and retrofits | 325 | 2270 | Rate Constraint in lbs/MMBtu | FALSE | L | Annual | Rate | lb/MMBtu | 0 | 0 | 0 | 0 | 0 | 0 | 0 | 0
CT Fac. Spec. - NOX Rate Winter v.4.10 Final, Unit 3819 and retrofits | 325 | 2270 | Rate Constraint in lbs/MMBtu | FALSE | L | Annual | Generation | TWh | 0 | 0 | 0 | 0 | 0 | 0 | 0 | 0
CT Fac. Spec. - NOX Rate Winter v.4.10 Final, Unit 3819 and retrofits | 325 | 2270 | Rate Constraint in lbs/MMBtu | FALSE | L | Annual | Qualifying Generation | TWh | 0 | 0 | 0 | 0 | 0 | 0 | 0 | 0
CT Fac. Spec. - NOX Rate Winter v.4.10 Final, Unit 3819 and retrofits | 325 | 2270 | Rate Constraint in lbs/MMBtu | FALSE | L | Annual | Rate | lb/MWh | 0 | 0 | 0 | 0 | 0 | 0 | 0 | 0
CT Fac. Spec. - NOX Rate Winter v.4.10 Final, Unit 3819 and retrofits | 325 | 2270 | Rate Constraint in lbs/MMBtu | FALSE | L | Annual | Constraint Shadow Price | US2016$/Ton | 0 | 0 | 0 | 0 | 0 | 0 | 0 | 0
CT Fac. Spec. - NOX Rate Winter v.4.10 Final, Unit 3820 and retrofits | 326 | 2270 | Rate Constraint in lbs/MMBtu | FALSE | L | Annual | Seasons Included | Seasons | Winter, WintShld | Winter, WintShld | Winter, WintShld | Winter, WintShld | Winter, WintShld | Winter, WintShld | Winter, WintShld | Winter, WintShld
CT Fac. Spec. - NOX Rate Winter v.4.10 Final, Unit 3820 and retrofits | 326 | 2270 | Rate Constraint in lbs/MMBtu | FALSE | L | Annual | Standard NOX | lb/MMBtu | 0.15 | 0.15 | 0.15 | 0.15 | 0.15 | 0.15 | 0.15 | 0.15
CT Fac. Spec. - NOX Rate Winter v.4.10 Final, Unit 3820 and retrofits | 326 | 2270 | Rate Constraint in lbs/MMBtu | FALSE | L | Annual | Emissions at Affected Plants NOX | Thousand Tons | 0 | 0 | 0 | 0 | 0 | 0 | 0 | 0
CT Fac. Spec. - NOX Rate Winter v.4.10 Final, Unit 3820 and retrofits | 326 | 2270 | Rate Constraint in lbs/MMBtu | FALSE | L | Annual | Allowances Purchased NOX | Thousand Tons | 0 | 0 | 0 | 0 | 0 | 0 | 0 | 0
CT Fac. Spec. - NOX Rate Winter v.4.10 Final, Unit 3820 and retrofits | 326 | 2270 | Rate Constraint in lbs/MMBtu | FALSE | L | Annual | Allowances Sold NOX | Thousand Tons | 0 | 0 | 0 | 0 | 0 | 0 | 0 | 0
CT Fac. Spec. - NOX Rate Winter v.4.10 Final, Unit 3820 and retrofits | 326 | 2270 | Rate Constraint in lbs/MMBtu | FALSE | L | Annual | Allowances Banked | Thousand Tons | 0 | 0 | 0 | 0 | 0 | 0 | 0 | 0
CT Fac. Spec. - NOX Rate Winter v.4.10 Final, Unit 3820 and retrofits | 326 | 2270 | Rate Constraint in lbs/MMBtu | FALSE | L | Annual | Allowances Withdrawn (1:1) | Thousand Tons | 0 | 0 | 0 | 0 | 0 | 0 | 0 | 0
CT Fac. Spec. - NOX Rate Winter v.4.10 Final, Unit 3820 and retrofits | 326 | 2270 | Rate Constraint in lbs/MMBtu | FALSE | L | Annual | Allowances Withdrawn (n:1) | Thousand Tons | 0 | 0 | 0 | 0 | 0 | 0 | 0 | 0
CT Fac. Spec. - NOX Rate Winter v.4.10 Final, Unit 3820 and retrofits | 326 | 2270 | Rate Constraint in lbs/MMBtu | FALSE | L | Annual | Net Emissions Allowance Position | Thousand Tons | 0 | 0 | 0 | 0 | 0 | 0 | 0 | 0
CT Fac. Spec. - NOX Rate Winter v.4.10 Final, Unit 3820 and retrofits | 326 | 2270 | Rate Constraint in lbs/MMBtu | FALSE | L | Annual | Fuel Consumed | TBtu | 0 | 0 | 0 | 0 | 0 | 0 | 0 | 0
CT Fac. Spec. - NOX Rate Winter v.4.10 Final, Unit 3820 and retrofits | 326 | 2270 | Rate Constraint in lbs/MMBtu | FALSE | L | Annual | Rate | lb/MMBtu | 0 | 0 | 0 | 0 | 0 | 0 | 0 | 0
CT Fac. Spec. - NOX Rate Winter v.4.10 Final, Unit 3820 and retrofits | 326 | 2270 | Rate Constraint in lbs/MMBtu | FALSE | L | Annual | Generation | TWh | 0 | 0 | 0 | 0 | 0 | 0 | 0 | 0
CT Fac. Spec. - NOX Rate Winter v.4.10 Final, Unit 3820 and retrofits | 326 | 2270 | Rate Constraint in lbs/MMBtu | FALSE | L | Annual | Qualifying Generation | TWh | 0 | 0 | 0 | 0 | 0 | 0 | 0 | 0
CT Fac. Spec. - NOX Rate Winter v.4.10 Final, Unit 3820 and retrofits | 326 | 2270 | Rate Constraint in lbs/MMBtu | FALSE | L | Annual | Rate | lb/MWh | 0 | 0 | 0 | 0 | 0 | 0 | 0 | 0
CT Fac. Spec. - NOX Rate Winter v.4.10 Final, Unit 3820 and retrofits | 326 | 2270 | Rate Constraint in lbs/MMBtu | FALSE | L | Annual | Constraint Shadow Price | US2016$/Ton | 0 | 0 | 0 | 0 | 0 | 0 | 0 | 0
CT Fac. Spec. - SO2 Rate Annual Non-Title IV v3.1, Unit 76 and retrofits | 327 | 2294 | Rate Constraint in lbs/MMBtu | FALSE | L | Annual | Seasons Included | Seasons | Winter, WintShld, Summer | Winter, WintShld, Summer | Winter, WintShld, Summer | Winter, WintShld, Summer | Winter, WintShld, Summer | Winter, WintShld, Summer | Winter, WintShld, Summer | Winter, WintShld, Summer
CT Fac. Spec. - SO2 Rate Annual Non-Title IV v3.1, Unit 76 and retrofits | 327 | 2294 | Rate Constraint in lbs/MMBtu | FALSE | L | Annual | Standard SO2 | lb/MMBtu | 0.55 | 0.55 | 0.55 | 0.55 | 0.55 | 0.55 | 0.55 | 0.55
CT Fac. Spec. - SO2 Rate Annual Non-Title IV v3.1, Unit 76 and retrofits | 327 | 2294 | Rate Constraint in lbs/MMBtu | FALSE | L | Annual | Emissions at Affected Plants SO2 | Thousand Tons | 0 | 0 | 0 | 0 | 0 | 0 | 0 | 0
CT Fac. Spec. - SO2 Rate Annual Non-Title IV v3.1, Unit 76 and retrofits | 327 | 2294 | Rate Constraint in lbs/MMBtu | FALSE | L | Annual | Allowances Purchased SO2 | Thousand Tons | 0 | 0 | 0 | 0 | 0 | 0 | 0 | 0
CT Fac. Spec. - SO2 Rate Annual Non-Title IV v3.1, Unit 76 and retrofits | 327 | 2294 | Rate Constraint in lbs/MMBtu | FALSE | L | Annual | Allowances Sold SO2 | Thousand Tons | 0 | 0 | 0 | 0 | 0 | 0 | 0 | 0
CT Fac. Spec. - SO2 Rate Annual Non-Title IV v3.1, Unit 76 and retrofits | 327 | 2294 | Rate Constraint in lbs/MMBtu | FALSE | L | Annual | Allowances Banked | Thousand Tons | 0 | 0 | 0 | 0 | 0 | 0 | 0 | 0
CT Fac. Spec. - SO2 Rate Annual Non-Title IV v3.1, Unit 76 and retrofits | 327 | 2294 | Rate Constraint in lbs/MMBtu | FALSE | L | Annual | Allowances Withdrawn (1:1) | Thousand Tons | 0 | 0 | 0 | 0 | 0 | 0 | 0 | 0
CT Fac. Spec. - SO2 Rate Annual Non-Title IV v3.1, Unit 76 and retrofits | 327 | 2294 | Rate Constraint in lbs/MMBtu | FALSE | L | Annual | Allowances Withdrawn (n:1) | Thousand Tons | 0 | 0 | 0 | 0 | 0 | 0 | 0 | 0
CT Fac. Spec. - SO2 Rate Annual Non-Title IV v3.1, Unit 76 and retrofits | 327 | 2294 | Rate Constraint in lbs/MMBtu | FALSE | L | Annual | Net Emissions Allowance Position | Thousand Tons | 0 | 0 | 0 | 0 | 0 | 0 | 0 | 0
CT Fac. Spec. - SO2 Rate Annual Non-Title IV v3.1, Unit 76 and retrofits | 327 | 2294 | Rate Constraint in lbs/MMBtu | FALSE | L | Annual | Fuel Consumed | TBtu | 0 | 0 | 0 | 0 | 0 | 0 | 0 | 0
CT Fac. Spec. - SO2 Rate Annual Non-Title IV v3.1, Unit 76 and retrofits | 327 | 2294 | Rate Constraint in lbs/MMBtu | FALSE | L | Annual | Rate | lb/MMBtu | 0 | 0 | 0 | 0 | 0 | 0 | 0 | 0
CT Fac. Spec. - SO2 Rate Annual Non-Title IV v3.1, Unit 76 and retrofits | 327 | 2294 | Rate Constraint in lbs/MMBtu | FALSE | L | Annual | Generation | TWh | 0 | 0 | 0 | 0 | 0 | 0 | 0 | 0
CT Fac. Spec. - SO2 Rate Annual Non-Title IV v3.1, Unit 76 and retrofits | 327 | 2294 | Rate Constraint in lbs/MMBtu | FALSE | L | Annual | Qualifying Generation | TWh | 0 | 0 | 0 | 0 | 0 | 0 | 0 | 0
CT Fac. Spec. - SO2 Rate Annual Non-Title IV v3.1, Unit 76 and retrofits | 327 | 2294 | Rate Constraint in lbs/MMBtu | FALSE | L | Annual | Rate | lb/MWh | 0 | 0 | 0 | 0 | 0 | 0 | 0 | 0
CT Fac. Spec. - SO2 Rate Annual Non-Title IV v3.1, Unit 76 and retrofits | 327 | 2294 | Rate Constraint in lbs/MMBtu | FALSE | L | Annual | Constraint Shadow Price | US2016$/Ton | 0 | 0 | 0 | 0 | 0 | 0 | 0 | 0
CT Fac. Spec. - SO2 Rate Annual Non-Title IV v3.1, Unit 1185 and retrofits | 328 | 2294 | Rate Constraint in lbs/MMBtu | FALSE | L | Annual | Seasons Included | Seasons | Winter, WintShld, Summer | Winter, WintShld, Summer | Winter, WintShld, Summer | Winter, WintShld, Summer | Winter, WintShld, Summer | Winter, WintShld, Summer | Winter, WintShld, Summer | Winter, WintShld, Summer
CT Fac. Spec. - SO2 Rate Annual Non-Title IV v3.1, Unit 1185 and retrofits | 328 | 2294 | Rate Constraint in lbs/MMBtu | FALSE | L | Annual | Standard SO2 | lb/MMBtu | 0.55 | 0.55 | 0.55 | 0.55 | 0.55 | 0.55 | 0.55 | 0.55
CT Fac. Spec. - SO2 Rate Annual Non-Title IV v3.1, Unit 1185 and retrofits | 328 | 2294 | Rate Constraint in lbs/MMBtu | FALSE | L | Annual | Emissions at Affected Plants SO2 | Thousand Tons | 0 | 0 | 0 | 0 | 0 | 0 | 0 | 0
CT Fac. Spec. - SO2 Rate Annual Non-Title IV v3.1, Unit 1185 and retrofits | 328 | 2294 | Rate Constraint in lbs/MMBtu | FALSE | L | Annual | Allowances Purchased SO2 | Thousand Tons | 0 | 0 | 0 | 0 | 0 | 0 | 0 | 0
CT Fac. Spec. - SO2 Rate Annual Non-Title IV v3.1, Unit 1185 and retrofits | 328 | 2294 | Rate Constraint in lbs/MMBtu | FALSE | L | Annual | Allowances Sold SO2 | Thousand Tons | 0 | 0 | 0 | 0 | 0 | 0 | 0 | 0
CT Fac. Spec. - SO2 Rate Annual Non-Title IV v3.1, Unit 1185 and retrofits | 328 | 2294 | Rate Constraint in lbs/MMBtu | FALSE | L | Annual | Allowances Banked | Thousand Tons | 0 | 0 | 0 | 0 | 0 | 0 | 0 | 0
CT Fac. Spec. - SO2 Rate Annual Non-Title IV v3.1, Unit 1185 and retrofits | 328 | 2294 | Rate Constraint in lbs/MMBtu | FALSE | L | Annual | Allowances Withdrawn (1:1) | Thousand Tons | 0 | 0 | 0 | 0 | 0 | 0 | 0 | 0
CT Fac. Spec. - SO2 Rate Annual Non-Title IV v3.1, Unit 1185 and retrofits | 328 | 2294 | Rate Constraint in lbs/MMBtu | FALSE | L | Annual | Allowances Withdrawn (n:1) | Thousand Tons | 0 | 0 | 0 | 0 | 0 | 0 | 0 | 0
CT Fac. Spec. - SO2 Rate Annual Non-Title IV v3.1, Unit 1185 and retrofits | 328 | 2294 | Rate Constraint in lbs/MMBtu | FALSE | L | Annual | Net Emissions Allowance Position | Thousand Tons | 0 | 0 | 0 | 0 | 0 | 0 | 0 | 0
CT Fac. Spec. - SO2 Rate Annual Non-Title IV v3.1, Unit 1185 and retrofits | 328 | 2294 | Rate Constraint in lbs/MMBtu | FALSE | L | Annual | Fuel Consumed | TBtu | 0 | 0 | 0 | 0 | 0 | 0 | 0 | 0
CT Fac. Spec. - SO2 Rate Annual Non-Title IV v3.1, Unit 1185 and retrofits | 328 | 2294 | Rate Constraint in lbs/MMBtu | FALSE | L | Annual | Rate | lb/MMBtu | 0 | 0 | 0 | 0 | 0 | 0 | 0 | 0
CT Fac. Spec. - SO2 Rate Annual Non-Title IV v3.1, Unit 1185 and retrofits | 328 | 2294 | Rate Constraint in lbs/MMBtu | FALSE | L | Annual | Generation | TWh | 0 | 0 | 0 | 0 | 0 | 0 | 0 | 0
CT Fac. Spec. - SO2 Rate Annual Non-Title IV v3.1, Unit 1185 and retrofits | 328 | 2294 | Rate Constraint in lbs/MMBtu | FALSE | L | Annual | Qualifying Generation | TWh | 0 | 0 | 0 | 0 | 0 | 0 | 0 | 0
CT Fac. Spec. - SO2 Rate Annual Non-Title IV v3.1, Unit 1185 and retrofits | 328 | 2294 | Rate Constraint in lbs/MMBtu | FALSE | L | Annual | Rate | lb/MWh | 0 | 0 | 0 | 0 | 0 | 0 | 0 | 0
CT Fac. Spec. - SO2 Rate Annual Non-Title IV v3.1, Unit 1185 and retrofits | 328 | 2294 | Rate Constraint in lbs/MMBtu | FALSE | L | Annual | Constraint Shadow Price | US2016$/Ton | 0 | 0 | 0 | 0 | 0 | 0 | 0 | 0
CT Fac. Spec. - SO2 Rate Annual Non-Title IV v3.1, Unit 1186 and retrofits | 329 | 2294 | Rate Constraint in lbs/MMBtu | FALSE | L | Annual | Seasons Included | Seasons | Winter, WintShld, Summer | Winter, WintShld, Summer | Winter, WintShld, Summer | Winter, WintShld, Summer | Winter, WintShld, Summer | Winter, WintShld, Summer | Winter, WintShld, Summer | Winter, WintShld, Summer
CT Fac. Spec. - SO2 Rate Annual Non-Title IV v3.1, Unit 1186 and retrofits | 329 | 2294 | Rate Constraint in lbs/MMBtu | FALSE | L | Annual | Standard SO2 | lb/MMBtu | 0.55 | 0.55 | 0.55 | 0.55 | 0.55 | 0.55 | 0.55 | 0.55
CT Fac. Spec. - SO2 Rate Annual Non-Title IV v3.1, Unit 1186 and retrofits | 329 | 2294 | Rate Constraint in lbs/MMBtu | FALSE | L | Annual | Emissions at Affected Plants SO2 | Thousand Tons | 0 | 0 | 0 | 0 | 0 | 0 | 0 | 0
CT Fac. Spec. - SO2 Rate Annual Non-Title IV v3.1, Unit 1186 and retrofits | 329 | 2294 | Rate Constraint in lbs/MMBtu | FALSE | L | Annual | Allowances Purchased SO2 | Thousand Tons | 0 | 0 | 0 | 0 | 0 | 0 | 0 | 0
CT Fac. Spec. - SO2 Rate Annual Non-Title IV v3.1, Unit 1186 and retrofits | 329 | 2294 | Rate Constraint in lbs/MMBtu | FALSE | L | Annual | Allowances Sold SO2 | Thousand Tons | 0 | 0 | 0 | 0 | 0 | 0 | 0 | 0
CT Fac. Spec. - SO2 Rate Annual Non-Title IV v3.1, Unit 1186 and retrofits | 329 | 2294 | Rate Constraint in lbs/MMBtu | FALSE | L | Annual | Allowances Banked | Thousand Tons | 0 | 0 | 0 | 0 | 0 | 0 | 0 | 0
CT Fac. Spec. - SO2 Rate Annual Non-Title IV v3.1, Unit 1186 and retrofits | 329 | 2294 | Rate Constraint in lbs/MMBtu | FALSE | L | Annual | Allowances Withdrawn (1:1) | Thousand Tons | 0 | 0 | 0 | 0 | 0 | 0 | 0 | 0
CT Fac. Spec. - SO2 Rate Annual Non-Title IV v3.1, Unit 1186 and retrofits | 329 | 2294 | Rate Constraint in lbs/MMBtu | FALSE | L | Annual | Allowances Withdrawn (n:1) | Thousand Tons | 0 | 0 | 0 | 0 | 0 | 0 | 0 | 0
CT Fac. Spec. - SO2 Rate Annual Non-Title IV v3.1, Unit 1186 and retrofits | 329 | 2294 | Rate Constraint in lbs/MMBtu | FALSE | L | Annual | Net Emissions Allowance Position | Thousand Tons | 0 | 0 | 0 | 0 | 0 | 0 | 0 | 0
CT Fac. Spec. - SO2 Rate Annual Non-Title IV v3.1, Unit 1186 and retrofits | 329 | 2294 | Rate Constraint in lbs/MMBtu | FALSE | L | Annual | Fuel Consumed | TBtu | 0 | 0 | 0 | 0 | 0 | 0 | 0 | 0
CT Fac. Spec. - SO2 Rate Annual Non-Title IV v3.1, Unit 1186 and retrofits | 329 | 2294 | Rate Constraint in lbs/MMBtu | FALSE | L | Annual | Rate | lb/MMBtu | 0 | 0 | 0 | 0 | 0 | 0 | 0 | 0
CT Fac. Spec. - SO2 Rate Annual Non-Title IV v3.1, Unit 1186 and retrofits | 329 | 2294 | Rate Constraint in lbs/MMBtu | FALSE | L | Annual | Generation | TWh | 0 | 0 | 0 | 0 | 0 | 0 | 0 | 0
CT Fac. Spec. - SO2 Rate Annual Non-Title IV v3.1, Unit 1186 and retrofits | 329 | 2294 | Rate Constraint in lbs/MMBtu | FALSE | L | Annual | Qualifying Generation | TWh | 0 | 0 | 0 | 0 | 0 | 0 | 0 | 0
CT Fac. Spec. - SO2 Rate Annual Non-Title IV v3.1, Unit 1186 and retrofits | 329 | 2294 | Rate Constraint in lbs/MMBtu | FALSE | L | Annual | Rate | lb/MWh | 0 | 0 | 0 | 0 | 0 | 0 | 0 | 0
CT Fac. Spec. - SO2 Rate Annual Non-Title IV v3.1, Unit 1186 and retrofits | 329 | 2294 | Rate Constraint in lbs/MMBtu | FALSE | L | Annual | Constraint Shadow Price | US2016$/Ton | 0 | 0 | 0 | 0 | 0 | 0 | 0 | 0
CT Fac. Spec. - SO2 Rate Annual Non-Title IV v3.1, Unit 1191 and retrofits | 330 | 2294 | Rate Constraint in lbs/MMBtu | FALSE | L | Annual | Seasons Included | Seasons | Winter, WintShld, Summer | Winter, WintShld, Summer | Winter, WintShld, Summer | Winter, WintShld, Summer | Winter, WintShld, Summer | Winter, WintShld, Summer | Winter, WintShld, Summer | Winter, WintShld, Summer
CT Fac. Spec. - SO2 Rate Annual Non-Title IV v3.1, Unit 1191 and retrofits | 330 | 2294 | Rate Constraint in lbs/MMBtu | FALSE | L | Annual | Standard SO2 | lb/MMBtu | 0.55 | 0.55 | 0.55 | 0.55 | 0.55 | 0.55 | 0.55 | 0.55
CT Fac. Spec. - SO2 Rate Annual Non-Title IV v3.1, Unit 1191 and retrofits | 330 | 2294 | Rate Constraint in lbs/MMBtu | FALSE | L | Annual | Emissions at Affected Plants SO2 | Thousand Tons | 0 | 0 | 0 | 0 | 0 | 0 | 0 | 0
CT Fac. Spec. - SO2 Rate Annual Non-Title IV v3.1, Unit 1191 and retrofits | 330 | 2294 | Rate Constraint in lbs/MMBtu | FALSE | L | Annual | Allowances Purchased SO2 | Thousand Tons | 0 | 0 | 0 | 0 | 0 | 0 | 0 | 0
CT Fac. Spec. - SO2 Rate Annual Non-Title IV v3.1, Unit 1191 and retrofits | 330 | 2294 | Rate Constraint in lbs/MMBtu | FALSE | L | Annual | Allowances Sold SO2 | Thousand Tons | 0 | 0 | 0 | 0 | 0 | 0 | 0 | 0
CT Fac. Spec. - SO2 Rate Annual Non-Title IV v3.1, Unit 1191 and retrofits | 330 | 2294 | Rate Constraint in lbs/MMBtu | FALSE | L | Annual | Allowances Banked | Thousand Tons | 0 | 0 | 0 | 0 | 0 | 0 | 0 | 0
CT Fac. Spec. - SO2 Rate Annual Non-Title IV v3.1, Unit 1191 and retrofits | 330 | 2294 | Rate Constraint in lbs/MMBtu | FALSE | L | Annual | Allowances Withdrawn (1:1) | Thousand Tons | 0 | 0 | 0 | 0 | 0 | 0 | 0 | 0
CT Fac. Spec. - SO2 Rate Annual Non-Title IV v3.1, Unit 1191 and retrofits | 330 | 2294 | Rate Constraint in lbs/MMBtu | FALSE | L | Annual | Allowances Withdrawn (n:1) | Thousand Tons | 0 | 0 | 0 | 0 | 0 | 0 | 0 | 0
CT Fac. Spec. - SO2 Rate Annual Non-Title IV v3.1, Unit 1191 and retrofits | 330 | 2294 | Rate Constraint in lbs/MMBtu | FALSE | L | Annual | Net Emissions Allowance Position | Thousand Tons | 0 | 0 | 0 | 0 | 0 | 0 | 0 | 0
CT Fac. Spec. - SO2 Rate Annual Non-Title IV v3.1, Unit 1191 and retrofits | 330 | 2294 | Rate Constraint in lbs/MMBtu | FALSE | L | Annual | Fuel Consumed | TBtu | 0 | 0 | 0 | 0 | 0 | 0 | 0 | 0
CT Fac. Spec. - SO2 Rate Annual Non-Title IV v3.1, Unit 1191 and retrofits | 330 | 2294 | Rate Constraint in lbs/MMBtu | FALSE | L | Annual | Rate | lb/MMBtu | 0 | 0 | 0 | 0 | 0 | 0 | 0 | 0
CT Fac. Spec. - SO2 Rate Annual Non-Title IV v3.1, Unit 1191 and retrofits | 330 | 2294 | Rate Constraint in lbs/MMBtu | FALSE | L | Annual | Generation | TWh | 0 | 0 | 0 | 0 | 0 | 0 | 0 | 0
CT Fac. Spec. - SO2 Rate Annual Non-Title IV v3.1, Unit 1191 and retrofits | 330 | 2294 | Rate Constraint in lbs/MMBtu | FALSE | L | Annual | Qualifying Generation | TWh | 0 | 0 | 0 | 0 | 0 | 0 | 0 | 0
CT Fac. Spec. - SO2 Rate Annual Non-Title IV v3.1, Unit 1191 and retrofits | 330 | 2294 | Rate Constraint in lbs/MMBtu | FALSE | L | Annual | Rate | lb/MWh | 0 | 0 | 0 | 0 | 0 | 0 | 0 | 0
CT Fac. Spec. - SO2 Rate Annual Non-Title IV v3.1, Unit 1191 and retrofits | 330 | 2294 | Rate Constraint in lbs/MMBtu | FALSE | L | Annual | Constraint Shadow Price | US2016$/Ton | 0 | 0 | 0 | 0 | 0 | 0 | 0 | 0
CT Fac. Spec. - SO2 Rate Annual Non-Title IV v3.1, Unit 1192 and retrofits | 331 | 2294 | Rate Constraint in lbs/MMBtu | FALSE | L | Annual | Seasons Included | Seasons | Winter, WintShld, Summer | Winter, WintShld, Summer | Winter, WintShld, Summer | Winter, WintShld, Summer | Winter, WintShld, Summer | Winter, WintShld, Summer | Winter, WintShld, Summer | Winter, WintShld, Summer
CT Fac. Spec. - SO2 Rate Annual Non-Title IV v3.1, Unit 1192 and retrofits | 331 | 2294 | Rate Constraint in lbs/MMBtu | FALSE | L | Annual | Standard SO2 | lb/MMBtu | 0.55 | 0.55 | 0.55 | 0.55 | 0.55 | 0.55 | 0.55 | 0.55
CT Fac. Spec. - SO2 Rate Annual Non-Title IV v3.1, Unit 1192 and retrofits | 331 | 2294 | Rate Constraint in lbs/MMBtu | FALSE | L | Annual | Emissions at Affected Plants SO2 | Thousand Tons | 0 | 0 | 0 | 0 | 0 | 0 | 0 | 0
CT Fac. Spec. - SO2 Rate Annual Non-Title IV v3.1, Unit 1192 and retrofits | 331 | 2294 | Rate Constraint in lbs/MMBtu | FALSE | L | Annual | Allowances Purchased SO2 | Thousand Tons | 0 | 0 | 0 | 0 | 0 | 0 | 0 | 0
CT Fac. Spec. - SO2 Rate Annual Non-Title IV v3.1, Unit 1192 and retrofits | 331 | 2294 | Rate Constraint in lbs/MMBtu | FALSE | L | Annual | Allowances Sold SO2 | Thousand Tons | 0 | 0 | 0 | 0 | 0 | 0 | 0 | 0
CT Fac. Spec. - SO2 Rate Annual Non-Title IV v3.1, Unit 1192 and retrofits | 331 | 2294 | Rate Constraint in lbs/MMBtu | FALSE | L | Annual | Allowances Banked | Thousand Tons | 0 | 0 | 0 | 0 | 0 | 0 | 0 | 0
CT Fac. Spec. - SO2 Rate Annual Non-Title IV v3.1, Unit 1192 and retrofits | 331 | 2294 | Rate Constraint in lbs/MMBtu | FALSE | L | Annual | Allowances Withdrawn (1:1) | Thousand Tons | 0 | 0 | 0 | 0 | 0 | 0 | 0 | 0
CT Fac. Spec. - SO2 Rate Annual Non-Title IV v3.1, Unit 1192 and retrofits | 331 | 2294 | Rate Constraint in lbs/MMBtu | FALSE | L | Annual | Allowances Withdrawn (n:1) | Thousand Tons | 0 | 0 | 0 | 0 | 0 | 0 | 0 | 0
CT Fac. Spec. - SO2 Rate Annual Non-Title IV v3.1, Unit 1192 and retrofits | 331 | 2294 | Rate Constraint in lbs/MMBtu | FALSE | L | Annual | Net Emissions Allowance Position | Thousand Tons | 0 | 0 | 0 | 0 | 0 | 0 | 0 | 0
CT Fac. Spec. - SO2 Rate Annual Non-Title IV v3.1, Unit 1192 and retrofits | 331 | 2294 | Rate Constraint in lbs/MMBtu | FALSE | L | Annual | Fuel Consumed | TBtu | 0 | 0 | 0 | 0 | 0 | 0 | 0 | 0
CT Fac. Spec. - SO2 Rate Annual Non-Title IV v3.1, Unit 1192 and retrofits | 331 | 2294 | Rate Constraint in lbs/MMBtu | FALSE | L | Annual | Rate | lb/MMBtu | 0 | 0 | 0 | 0 | 0 | 0 | 0 | 0
CT Fac. Spec. - SO2 Rate Annual Non-Title IV v3.1, Unit 1192 and retrofits | 331 | 2294 | Rate Constraint in lbs/MMBtu | FALSE | L | Annual | Generation | TWh | 0 | 0 | 0 | 0 | 0 | 0 | 0 | 0
CT Fac. Spec. - SO2 Rate Annual Non-Title IV v3.1, Unit 1192 and retrofits | 331 | 2294 | Rate Constraint in lbs/MMBtu | FALSE | L | Annual | Qualifying Generation | TWh | 0 | 0 | 0 | 0 | 0 | 0 | 0 | 0
CT Fac. Spec. - SO2 Rate Annual Non-Title IV v3.1, Unit 1192 and retrofits | 331 | 2294 | Rate Constraint in lbs/MMBtu | FALSE | L | Annual | Rate | lb/MWh | 0 | 0 | 0 | 0 | 0 | 0 | 0 | 0
CT Fac. Spec. - SO2 Rate Annual Non-Title IV v3.1, Unit 1192 and retrofits | 331 | 2294 | Rate Constraint in lbs/MMBtu | FALSE | L | Annual | Constraint Shadow Price | US2016$/Ton | 0 | 0 | 0 | 0 | 0 | 0 | 0 | 0
CT Fac. Spec. - SO2 Rate Annual Non-Title IV v3.1, Unit 1193 and retrofits | 332 | 2294 | Rate Constraint in lbs/MMBtu | FALSE | L | Annual | Seasons Included | Seasons | Winter, WintShld, Summer | Winter, WintShld, Summer | Winter, WintShld, Summer | Winter, WintShld, Summer | Winter, WintShld, Summer | Winter, WintShld, Summer | Winter, WintShld, Summer | Winter, WintShld, Summer
CT Fac. Spec. - SO2 Rate Annual Non-Title IV v3.1, Unit 1193 and retrofits | 332 | 2294 | Rate Constraint in lbs/MMBtu | FALSE | L | Annual | Standard SO2 | lb/MMBtu | 0.55 | 0.55 | 0.55 | 0.55 | 0.55 | 0.55 | 0.55 | 0.55
CT Fac. Spec. - SO2 Rate Annual Non-Title IV v3.1, Unit 1193 and retrofits | 332 | 2294 | Rate Constraint in lbs/MMBtu | FALSE | L | Annual | Emissions at Affected Plants SO2 | Thousand Tons | 0 | 0 | 0 | 0 | 0 | 0 | 0 | 0
CT Fac. Spec. - SO2 Rate Annual Non-Title IV v3.1, Unit 1193 and retrofits | 332 | 2294 | Rate Constraint in lbs/MMBtu | FALSE | L | Annual | Allowances Purchased SO2 | Thousand Tons | 0 | 0 | 0 | 0 | 0 | 0 | 0 | 0
CT Fac. Spec. - SO2 Rate Annual Non-Title IV v3.1, Unit 1193 and retrofits | 332 | 2294 | Rate Constraint in lbs/MMBtu | FALSE | L | Annual | Allowances Sold SO2 | Thousand Tons | 0 | 0 | 0 | 0 | 0 | 0 | 0 | 0
CT Fac. Spec. - SO2 Rate Annual Non-Title IV v3.1, Unit 1193 and retrofits | 332 | 2294 | Rate Constraint in lbs/MMBtu | FALSE | L | Annual | Allowances Banked | Thousand Tons | 0 | 0 | 0 | 0 | 0 | 0 | 0 | 0
CT Fac. Spec. - SO2 Rate Annual Non-Title IV v3.1, Unit 1193 and retrofits | 332 | 2294 | Rate Constraint in lbs/MMBtu | FALSE | L | Annual | Allowances Withdrawn (1:1) | Thousand Tons | 0 | 0 | 0 | 0 | 0 | 0 | 0 | 0
CT Fac. Spec. - SO2 Rate Annual Non-Title IV v3.1, Unit 1193 and retrofits | 332 | 2294 | Rate Constraint in lbs/MMBtu | FALSE | L | Annual | Allowances Withdrawn (n:1) | Thousand Tons | 0 | 0 | 0 | 0 | 0 | 0 | 0 | 0
CT Fac. Spec. - SO2 Rate Annual Non-Title IV v3.1, Unit 1193 and retrofits | 332 | 2294 | Rate Constraint in lbs/MMBtu | FALSE | L | Annual | Net Emissions Allowance Position | Thousand Tons | 0 | 0 | 0 | 0 | 0 | 0 | 0 | 0
CT Fac. Spec. - SO2 Rate Annual Non-Title IV v3.1, Unit 1193 and retrofits | 332 | 2294 | Rate Constraint in lbs/MMBtu | FALSE | L | Annual | Fuel Consumed | TBtu | 0 | 0 | 0 | 0 | 0 | 0 | 0 | 0
CT Fac. Spec. - SO2 Rate Annual Non-Title IV v3.1, Unit 1193 and retrofits | 332 | 2294 | Rate Constraint in lbs/MMBtu | FALSE | L | Annual | Rate | lb/MMBtu | 0 | 0 | 0 | 0 | 0 | 0 | 0 | 0
CT Fac. Spec. - SO2 Rate Annual Non-Title IV v3.1, Unit 1193 and retrofits | 332 | 2294 | Rate Constraint in lbs/MMBtu | FALSE | L | Annual | Generation | TWh | 0 | 0 | 0 | 0 | 0 | 0 | 0 | 0
CT Fac. Spec. - SO2 Rate Annual Non-Title IV v3.1, Unit 1193 and retrofits | 332 | 2294 | Rate Constraint in lbs/MMBtu | FALSE | L | Annual | Qualifying Generation | TWh | 0 | 0 | 0 | 0 | 0 | 0 | 0 | 0
CT Fac. Spec. - SO2 Rate Annual Non-Title IV v3.1, Unit 1193 and retrofits | 332 | 2294 | Rate Constraint in lbs/MMBtu | FALSE | L | Annual | Rate | lb/MWh | 0 | 0 | 0 | 0 | 0 | 0 | 0 | 0
CT Fac. Spec. - SO2 Rate Annual Non-Title IV v3.1, Unit 1193 and retrofits | 332 | 2294 | Rate Constraint in lbs/MMBtu | FALSE | L | Annual | Constraint Shadow Price | US2016$/Ton | 0 | 0 | 0 | 0 | 0 | 0 | 0 | 0
CT Fac. Spec. - SO2 Rate Annual Non-Title IV v3.1, Unit 1194 and retrofits | 333 | 2294 | Rate Constraint in lbs/MMBtu | FALSE | L | Annual | Seasons Included | Seasons | Winter, WintShld, Summer | Winter, WintShld, Summer | Winter, WintShld, Summer | Winter, WintShld, Summer | Winter, WintShld, Summer | Winter, WintShld, Summer | Winter, WintShld, Summer | Winter, WintShld, Summer
CT Fac. Spec. - SO2 Rate Annual Non-Title IV v3.1, Unit 1194 and retrofits | 333 | 2294 | Rate Constraint in lbs/MMBtu | FALSE | L | Annual | Standard SO2 | lb/MMBtu | 0.55 | 0.55 | 0.55 | 0.55 | 0.55 | 0.55 | 0.55 | 0.55
CT Fac. Spec. - SO2 Rate Annual Non-Title IV v3.1, Unit 1194 and retrofits | 333 | 2294 | Rate Constraint in lbs/MMBtu | FALSE | L | Annual | Emissions at Affected Plants SO2 | Thousand Tons | 0 | 0 | 0 | 0 | 0 | 0 | 0 | 0
CT Fac. Spec. - SO2 Rate Annual Non-Title IV v3.1, Unit 1194 and retrofits | 333 | 2294 | Rate Constraint in lbs/MMBtu | FALSE | L | Annual | Allowances Purchased SO2 | Thousand Tons | 0 | 0 | 0 | 0 | 0 | 0 | 0 | 0
CT Fac. Spec. - SO2 Rate Annual Non-Title IV v3.1, Unit 1194 and retrofits | 333 | 2294 | Rate Constraint in lbs/MMBtu | FALSE | L | Annual | Allowances Sold SO2 | Thousand Tons | 0 | 0 | 0 | 0 | 0 | 0 | 0 | 0
CT Fac. Spec. - SO2 Rate Annual Non-Title IV v3.1, Unit 1194 and retrofits | 333 | 2294 | Rate Constraint in lbs/MMBtu | FALSE | L | Annual | Allowances Banked | Thousand Tons | 0 | 0 | 0 | 0 | 0 | 0 | 0 | 0
CT Fac. Spec. - SO2 Rate Annual Non-Title IV v3.1, Unit 1194 and retrofits | 333 | 2294 | Rate Constraint in lbs/MMBtu | FALSE | L | Annual | Allowances Withdrawn (1:1) | Thousand Tons | 0 | 0 | 0 | 0 | 0 | 0 | 0 | 0
CT Fac. Spec. - SO2 Rate Annual Non-Title IV v3.1, Unit 1194 and retrofits | 333 | 2294 | Rate Constraint in lbs/MMBtu | FALSE | L | Annual | Allowances Withdrawn (n:1) | Thousand Tons | 0 | 0 | 0 | 0 | 0 | 0 | 0 | 0
CT Fac. Spec. - SO2 Rate Annual Non-Title IV v3.1, Unit 1194 and retrofits | 333 | 2294 | Rate Constraint in lbs/MMBtu | FALSE | L | Annual | Net Emissions Allowance Position | Thousand Tons | 0 | 0 | 0 | 0 | 0 | 0 | 0 | 0
CT Fac. Spec. - SO2 Rate Annual Non-Title IV v3.1, Unit 1194 and retrofits | 333 | 2294 | Rate Constraint in lbs/MMBtu | FALSE | L | Annual | Fuel Consumed | TBtu | 0 | 0 | 0 | 0 | 0 | 0 | 0 | 0
CT Fac. Spec. - SO2 Rate Annual Non-Title IV v3.1, Unit 1194 and retrofits | 333 | 2294 | Rate Constraint in lbs/MMBtu | FALSE | L | Annual | Rate | lb/MMBtu | 0 | 0 | 0 | 0 | 0 | 0 | 0 | 0
CT Fac. Spec. - SO2 Rate Annual Non-Title IV v3.1, Unit 1194 and retrofits | 333 | 2294 | Rate Constraint in lbs/MMBtu | FALSE | L | Annual | Generation | TWh | 0 | 0 | 0 | 0 | 0 | 0 | 0 | 0
CT Fac. Spec. - SO2 Rate Annual Non-Title IV v3.1, Unit 1194 and retrofits | 333 | 2294 | Rate Constraint in lbs/MMBtu | FALSE | L | Annual | Qualifying Generation | TWh | 0 | 0 | 0 | 0 | 0 | 0 | 0 | 0
CT Fac. Spec. - SO2 Rate Annual Non-Title IV v3.1, Unit 1194 and retrofits | 333 | 2294 | Rate Constraint in lbs/MMBtu | FALSE | L | Annual | Rate | lb/MWh | 0 | 0 | 0 | 0 | 0 | 0 | 0 | 0
CT Fac. Spec. - SO2 Rate Annual Non-Title IV v3.1, Unit 1194 and retrofits | 333 | 2294 | Rate Constraint in lbs/MMBtu | FALSE | L | Annual | Constraint Shadow Price | US2016$/Ton | 0 | 0 | 0 | 0 | 0 | 0 | 0 | 0
CT Fac. Spec. - SO2 Rate Annual Non-Title IV v3.1, Unit 1195 and retrofits | 334 | 2294 | Rate Constraint in lbs/MMBtu | FALSE | L | Annual | Seasons Included | Seasons | Winter, WintShld, Summer | Winter, WintShld, Summer | Winter, WintShld, Summer | Winter, WintShld, Summer | Winter, WintShld, Summer | Winter, WintShld, Summer | Winter, WintShld, Summer | Winter, WintShld, Summer
CT Fac. Spec. - SO2 Rate Annual Non-Title IV v3.1, Unit 1195 and retrofits | 334 | 2294 | Rate Constraint in lbs/MMBtu | FALSE | L | Annual | Standard SO2 | lb/MMBtu | 0.55 | 0.55 | 0.55 | 0.55 | 0.55 | 0.55 | 0.55 | 0.55
CT Fac. Spec. - SO2 Rate Annual Non-Title IV v3.1, Unit 1195 and retrofits | 334 | 2294 | Rate Constraint in lbs/MMBtu | FALSE | L | Annual | Emissions at Affected Plants SO2 | Thousand Tons | 0 | 0 | 0 | 0 | 0 | 0 | 0 | 0
CT Fac. Spec. - SO2 Rate Annual Non-Title IV v3.1, Unit 1195 and retrofits | 334 | 2294 | Rate Constraint in lbs/MMBtu | FALSE | L | Annual | Allowances Purchased SO2 | Thousand Tons | 0 | 0 | 0 | 0 | 0 | 0 | 0 | 0
CT Fac. Spec. - SO2 Rate Annual Non-Title IV v3.1, Unit 1195 and retrofits | 334 | 2294 | Rate Constraint in lbs/MMBtu | FALSE | L | Annual | Allowances Sold SO2 | Thousand Tons | 0 | 0 | 0 | 0 | 0 | 0 | 0 | 0
CT Fac. Spec. - SO2 Rate Annual Non-Title IV v3.1, Unit 1195 and retrofits | 334 | 2294 | Rate Constraint in lbs/MMBtu | FALSE | L | Annual | Allowances Banked | Thousand Tons | 0 | 0 | 0 | 0 | 0 | 0 | 0 | 0
CT Fac. Spec. - SO2 Rate Annual Non-Title IV v3.1, Unit 1195 and retrofits | 334 | 2294 | Rate Constraint in lbs/MMBtu | FALSE | L | Annual | Allowances Withdrawn (1:1) | Thousand Tons | 0 | 0 | 0 | 0 | 0 | 0 | 0 | 0
CT Fac. Spec. - SO2 Rate Annual Non-Title IV v3.1, Unit 1195 and retrofits | 334 | 2294 | Rate Constraint in lbs/MMBtu | FALSE | L | Annual | Allowances Withdrawn (n:1) | Thousand Tons | 0 | 0 | 0 | 0 | 0 | 0 | 0 | 0
CT Fac. Spec. - SO2 Rate Annual Non-Title IV v3.1, Unit 1195 and retrofits | 334 | 2294 | Rate Constraint in lbs/MMBtu | FALSE | L | Annual | Net Emissions Allowance Position | Thousand Tons | 0 | 0 | 0 | 0 | 0 | 0 | 0 | 0
CT Fac. Spec. - SO2 Rate Annual Non-Title IV v3.1, Unit 1195 and retrofits | 334 | 2294 | Rate Constraint in lbs/MMBtu | FALSE | L | Annual | Fuel Consumed | TBtu | 0 | 0 | 0 | 0 | 0 | 0 | 0 | 0
CT Fac. Spec. - SO2 Rate Annual Non-Title IV v3.1, Unit 1195 and retrofits | 334 | 2294 | Rate Constraint in lbs/MMBtu | FALSE | L | Annual | Rate | lb/MMBtu | 0 | 0 | 0 | 0 | 0 | 0 | 0 | 0
CT Fac. Spec. - SO2 Rate Annual Non-Title IV v3.1, Unit 1195 and retrofits | 334 | 2294 | Rate Constraint in lbs/MMBtu | FALSE | L | Annual | Generation | TWh | 0 | 0 | 0 | 0 | 0 | 0 | 0 | 0
CT Fac. Spec. - SO2 Rate Annual Non-Title IV v3.1, Unit 1195 and retrofits | 334 | 2294 | Rate Constraint in lbs/MMBtu | FALSE | L | Annual | Qualifying Generation | TWh | 0 | 0 | 0 | 0 | 0 | 0 | 0 | 0
CT Fac. Spec. - SO2 Rate Annual Non-Title IV v3.1, Unit 1195 and retrofits | 334 | 2294 | Rate Constraint in lbs/MMBtu | FALSE | L | Annual | Rate | lb/MWh | 0 | 0 | 0 | 0 | 0 | 0 | 0 | 0
CT Fac. Spec. - SO2 Rate Annual Non-Title IV v3.1, Unit 1195 and retrofits | 334 | 2294 | Rate Constraint in lbs/MMBtu | FALSE | L | Annual | Constraint Shadow Price | US2016$/Ton | 0 | 0 | 0 | 0 | 0 | 0 | 0 | 0
CT Fac. Spec. - SO2 Rate Annual Non-Title IV v3.1, Unit 1205 and retrofits | 335 | 2294 | Rate Constraint in lbs/MMBtu | FALSE | L | Annual | Seasons Included | Seasons | Winter, WintShld, Summer | Winter, WintShld, Summer | Winter, WintShld, Summer | Winter, WintShld, Summer | Winter, WintShld, Summer | Winter, WintShld, Summer | Winter, WintShld, Summer | Winter, WintShld, Summer
CT Fac. Spec. - SO2 Rate Annual Non-Title IV v3.1, Unit 1205 and retrofits | 335 | 2294 | Rate Constraint in lbs/MMBtu | FALSE | L | Annual | Standard SO2 | lb/MMBtu | 0.55 | 0.55 | 0.55 | 0.55 | 0.55 | 0.55 | 0.55 | 0.55
CT Fac. Spec. - SO2 Rate Annual Non-Title IV v3.1, Unit 1205 and retrofits | 335 | 2294 | Rate Constraint in lbs/MMBtu | FALSE | L | Annual | Emissions at Affected Plants SO2 | Thousand Tons | 0 | 0 | 0 | 0 | 0 | 0 | 0 | 0
CT Fac. Spec. - SO2 Rate Annual Non-Title IV v3.1, Unit 1205 and retrofits | 335 | 2294 | Rate Constraint in lbs/MMBtu | FALSE | L | Annual | Allowances Purchased SO2 | Thousand Tons | 0 | 0 | 0 | 0 | 0 | 0 | 0 | 0
CT Fac. Spec. - SO2 Rate Annual Non-Title IV v3.1, Unit 1205 and retrofits | 335 | 2294 | Rate Constraint in lbs/MMBtu | FALSE | L | Annual | Allowances Sold SO2 | Thousand Tons | 0 | 0 | 0 | 0 | 0 | 0 | 0 | 0
CT Fac. Spec. - SO2 Rate Annual Non-Title IV v3.1, Unit 1205 and retrofits | 335 | 2294 | Rate Constraint in lbs/MMBtu | FALSE | L | Annual | Allowances Banked | Thousand Tons | 0 | 0 | 0 | 0 | 0 | 0 | 0 | 0
CT Fac. Spec. - SO2 Rate Annual Non-Title IV v3.1, Unit 1205 and retrofits | 335 | 2294 | Rate Constraint in lbs/MMBtu | FALSE | L | Annual | Allowances Withdrawn (1:1) | Thousand Tons | 0 | 0 | 0 | 0 | 0 | 0 | 0 | 0
CT Fac. Spec. - SO2 Rate Annual Non-Title IV v3.1, Unit 1205 and retrofits | 335 | 2294 | Rate Constraint in lbs/MMBtu | FALSE | L | Annual | Allowances Withdrawn (n:1) | Thousand Tons | 0 | 0 | 0 | 0 | 0 | 0 | 0 | 0
CT Fac. Spec. - SO2 Rate Annual Non-Title IV v3.1, Unit 1205 and retrofits | 335 | 2294 | Rate Constraint in lbs/MMBtu | FALSE | L | Annual | Net Emissions Allowance Position | Thousand Tons | 0 | 0 | 0 | 0 | 0 | 0 | 0 | 0
CT Fac. Spec. - SO2 Rate Annual Non-Title IV v3.1, Unit 1205 and retrofits | 335 | 2294 | Rate Constraint in lbs/MMBtu | FALSE | L | Annual | Fuel Consumed | TBtu | 0 | 0 | 0 | 0 | 0 | 0 | 0 | 0
CT Fac. Spec. - SO2 Rate Annual Non-Title IV v3.1, Unit 1205 and retrofits | 335 | 2294 | Rate Constraint in lbs/MMBtu | FALSE | L | Annual | Rate | lb/MMBtu | 0 | 0 | 0 | 0 | 0 | 0 | 0 | 0
CT Fac. Spec. - SO2 Rate Annual Non-Title IV v3.1, Unit 1205 and retrofits | 335 | 2294 | Rate Constraint in lbs/MMBtu | FALSE | L | Annual | Generation | TWh | 0 | 0 | 0 | 0 | 0 | 0 | 0 | 0
CT Fac. Spec. - SO2 Rate Annual Non-Title IV v3.1, Unit 1205 and retrofits | 335 | 2294 | Rate Constraint in lbs/MMBtu | FALSE | L | Annual | Qualifying Generation | TWh | 0 | 0 | 0 | 0 | 0 | 0 | 0 | 0
CT Fac. Spec. - SO2 Rate Annual Non-Title IV v3.1, Unit 1205 and retrofits | 335 | 2294 | Rate Constraint in lbs/MMBtu | FALSE | L | Annual | Rate | lb/MWh | 0 | 0 | 0 | 0 | 0 | 0 | 0 | 0
CT Fac. Spec. - SO2 Rate Annual Non-Title IV v3.1, Unit 1205 and retrofits | 335 | 2294 | Rate Constraint in lbs/MMBtu | FALSE | L | Annual | Constraint Shadow Price | US2016$/Ton | 0 | 0 | 0 | 0 | 0 | 0 | 0 | 0
CT Fac. Spec. - SO2 Rate Annual Non-Title IV v3.1, Unit 1206 and retrofits | 336 | 2294 | Rate Constraint in lbs/MMBtu | FALSE | L | Annual | Seasons Included | Seasons | Winter, WintShld, Summer | Winter, WintShld, Summer | Winter, WintShld, Summer | Winter, WintShld, Summer | Winter, WintShld, Summer | Winter, WintShld, Summer | Winter, WintShld, Summer | Winter, WintShld, Summer
CT Fac. Spec. - SO2 Rate Annual Non-Title IV v3.1, Unit 1206 and retrofits | 336 | 2294 | Rate Constraint in lbs/MMBtu | FALSE | L | Annual | Standard SO2 | lb/MMBtu | 0.55 | 0.55 | 0.55 | 0.55 | 0.55 | 0.55 | 0.55 | 0.55
CT Fac. Spec. - SO2 Rate Annual Non-Title IV v3.1, Unit 1206 and retrofits | 336 | 2294 | Rate Constraint in lbs/MMBtu | FALSE | L | Annual | Emissions at Affected Plants SO2 | Thousand Tons | 0 | 0 | 0 | 0 | 0 | 0 | 0 | 0
CT Fac. Spec. - SO2 Rate Annual Non-Title IV v3.1, Unit 1206 and retrofits | 336 | 2294 | Rate Constraint in lbs/MMBtu | FALSE | L | Annual | Allowances Purchased SO2 | Thousand Tons | 0 | 0 | 0 | 0 | 0 | 0 | 0 | 0
CT Fac. Spec. - SO2 Rate Annual Non-Title IV v3.1, Unit 1206 and retrofits | 336 | 2294 | Rate Constraint in lbs/MMBtu | FALSE | L | Annual | Allowances Sold SO2 | Thousand Tons | 0 | 0 | 0 | 0 | 0 | 0 | 0 | 0
CT Fac. Spec. - SO2 Rate Annual Non-Title IV v3.1, Unit 1206 and retrofits | 336 | 2294 | Rate Constraint in lbs/MMBtu | FALSE | L | Annual | Allowances Banked | Thousand Tons | 0 | 0 | 0 | 0 | 0 | 0 | 0 | 0
CT Fac. Spec. - SO2 Rate Annual Non-Title IV v3.1, Unit 1206 and retrofits | 336 | 2294 | Rate Constraint in lbs/MMBtu | FALSE | L | Annual | Allowances Withdrawn (1:1) | Thousand Tons | 0 | 0 | 0 | 0 | 0 | 0 | 0 | 0
CT Fac. Spec. - SO2 Rate Annual Non-Title IV v3.1, Unit 1206 and retrofits | 336 | 2294 | Rate Constraint in lbs/MMBtu | FALSE | L | Annual | Allowances Withdrawn (n:1) | Thousand Tons | 0 | 0 | 0 | 0 | 0 | 0 | 0 | 0
CT Fac. Spec. - SO2 Rate Annual Non-Title IV v3.1, Unit 1206 and retrofits | 336 | 2294 | Rate Constraint in lbs/MMBtu | FALSE | L | Annual | Net Emissions Allowance Position | Thousand Tons | 0 | 0 | 0 | 0 | 0 | 0 | 0 | 0
CT Fac. Spec. - SO2 Rate Annual Non-Title IV v3.1, Unit 1206 and retrofits | 336 | 2294 | Rate Constraint in lbs/MMBtu | FALSE | L | Annual | Fuel Consumed | TBtu | 0 | 0 | 0 | 0 | 0 | 0 | 0 | 0
CT Fac. Spec. - SO2 Rate Annual Non-Title IV v3.1, Unit 1206 and retrofits | 336 | 2294 | Rate Constraint in lbs/MMBtu | FALSE | L | Annual | Rate | lb/MMBtu | 0 | 0 | 0 | 0 | 0 | 0 | 0 | 0
CT Fac. Spec. - SO2 Rate Annual Non-Title IV v3.1, Unit 1206 and retrofits | 336 | 2294 | Rate Constraint in lbs/MMBtu | FALSE | L | Annual | Generation | TWh | 0 | 0 | 0 | 0 | 0 | 0 | 0 | 0
CT Fac. Spec. - SO2 Rate Annual Non-Title IV v3.1, Unit 1206 and retrofits | 336 | 2294 | Rate Constraint in lbs/MMBtu | FALSE | L | Annual | Qualifying Generation | TWh | 0 | 0 | 0 | 0 | 0 | 0 | 0 | 0
CT Fac. Spec. - SO2 Rate Annual Non-Title IV v3.1, Unit 1206 and retrofits | 336 | 2294 | Rate Constraint in lbs/MMBtu | FALSE | L | Annual | Rate | lb/MWh | 0 | 0 | 0 | 0 | 0 | 0 | 0 | 0
CT Fac. Spec. - SO2 Rate Annual Non-Title IV v3.1, Unit 1206 and retrofits | 336 | 2294 | Rate Constraint in lbs/MMBtu | FALSE | L | Annual | Constraint Shadow Price | US2016$/Ton | 0 | 0 | 0 | 0 | 0 | 0 | 0 | 0
CT Fac. Spec. - SO2 Rate Annual Non-Title IV v3.1, Unit 1207 and retrofits | 337 | 2294 | Rate Constraint in lbs/MMBtu | FALSE | L | Annual | Seasons Included | Seasons | Winter, WintShld, Summer | Winter, WintShld, Summer | Winter, WintShld, Summer | Winter, WintShld, Summer | Winter, WintShld, Summer | Winter, WintShld, Summer | Winter, WintShld, Summer | Winter, WintShld, Summer
CT Fac. Spec. - SO2 Rate Annual Non-Title IV v3.1, Unit 1207 and retrofits | 337 | 2294 | Rate Constraint in lbs/MMBtu | FALSE | L | Annual | Standard SO2 | lb/MMBtu | 0.55 | 0.55 | 0.55 | 0.55 | 0.55 | 0.55 | 0.55 | 0.55
CT Fac. Spec. - SO2 Rate Annual Non-Title IV v3.1, Unit 1207 and retrofits | 337 | 2294 | Rate Constraint in lbs/MMBtu | FALSE | L | Annual | Emissions at Affected Plants SO2 | Thousand Tons | 0 | 0 | 0 | 0 | 0 | 0 | 0 | 0
CT Fac. Spec. - SO2 Rate Annual Non-Title IV v3.1, Unit 1207 and retrofits | 337 | 2294 | Rate Constraint in lbs/MMBtu | FALSE | L | Annual | Allowances Purchased SO2 | Thousand Tons | 0 | 0 | 0 | 0 | 0 | 0 | 0 | 0
CT Fac. Spec. - SO2 Rate Annual Non-Title IV v3.1, Unit 1207 and retrofits | 337 | 2294 | Rate Constraint in lbs/MMBtu | FALSE | L | Annual | Allowances Sold SO2 | Thousand Tons | 0 | 0 | 0 | 0 | 0 | 0 | 0 | 0
CT Fac. Spec. - SO2 Rate Annual Non-Title IV v3.1, Unit 1207 and retrofits | 337 | 2294 | Rate Constraint in lbs/MMBtu | FALSE | L | Annual | Allowances Banked | Thousand Tons | 0 | 0 | 0 | 0 | 0 | 0 | 0 | 0
CT Fac. Spec. - SO2 Rate Annual Non-Title IV v3.1, Unit 1207 and retrofits | 337 | 2294 | Rate Constraint in lbs/MMBtu | FALSE | L | Annual | Allowances Withdrawn (1:1) | Thousand Tons | 0 | 0 | 0 | 0 | 0 | 0 | 0 | 0
CT Fac. Spec. - SO2 Rate Annual Non-Title IV v3.1, Unit 1207 and retrofits | 337 | 2294 | Rate Constraint in lbs/MMBtu | FALSE | L | Annual | Allowances Withdrawn (n:1) | Thousand Tons | 0 | 0 | 0 | 0 | 0 | 0 | 0 | 0
CT Fac. Spec. - SO2 Rate Annual Non-Title IV v3.1, Unit 1207 and retrofits | 337 | 2294 | Rate Constraint in lbs/MMBtu | FALSE | L | Annual | Net Emissions Allowance Position | Thousand Tons | 0 | 0 | 0 | 0 | 0 | 0 | 0 | 0
CT Fac. Spec. - SO2 Rate Annual Non-Title IV v3.1, Unit 1207 and retrofits | 337 | 2294 | Rate Constraint in lbs/MMBtu | FALSE | L | Annual | Fuel Consumed | TBtu | 0 | 0 | 0 | 0 | 0 | 0 | 0 | 0
CT Fac. Spec. - SO2 Rate Annual Non-Title IV v3.1, Unit 1207 and retrofits | 337 | 2294 | Rate Constraint in lbs/MMBtu | FALSE | L | Annual | Rate | lb/MMBtu | 0 | 0 | 0 | 0 | 0 | 0 | 0 | 0
CT Fac. Spec. - SO2 Rate Annual Non-Title IV v3.1, Unit 1207 and retrofits | 337 | 2294 | Rate Constraint in lbs/MMBtu | FALSE | L | Annual | Generation | TWh | 0 | 0 | 0 | 0 | 0 | 0 | 0 | 0
CT Fac. Spec. - SO2 Rate Annual Non-Title IV v3.1, Unit 1207 and retrofits | 337 | 2294 | Rate Constraint in lbs/MMBtu | FALSE | L | Annual | Qualifying Generation | TWh | 0 | 0 | 0 | 0 | 0 | 0 | 0 | 0
CT Fac. Spec. - SO2 Rate Annual Non-Title IV v3.1, Unit 1207 and retrofits | 337 | 2294 | Rate Constraint in lbs/MMBtu | FALSE | L | Annual | Rate | lb/MWh | 0 | 0 | 0 | 0 | 0 | 0 | 0 | 0
CT Fac. Spec. - SO2 Rate Annual Non-Title IV v3.1, Unit 1207 and retrofits | 337 | 2294 | Rate Constraint in lbs/MMBtu | FALSE | L | Annual | Constraint Shadow Price | US2016$/Ton | 0 | 0 | 0 | 0 | 0 | 0 | 0 | 0
CT Fac. Spec. - SO2 Rate Annual Non-Title IV v3.1, Unit 1208 and retrofits | 338 | 2294 | Rate Constraint in lbs/MMBtu | FALSE | L | Annual | Seasons Included | Seasons | Winter, WintShld, Summer | Winter, WintShld, Summer | Winter, WintShld, Summer | Winter, WintShld, Summer | Winter, WintShld, Summer | Winter, WintShld, Summer | Winter, WintShld, Summer | Winter, WintShld, Summer
CT Fac. Spec. - SO2 Rate Annual Non-Title IV v3.1, Unit 1208 and retrofits | 338 | 2294 | Rate Constraint in lbs/MMBtu | FALSE | L | Annual | Standard SO2 | lb/MMBtu | 0.55 | 0.55 | 0.55 | 0.55 | 0.55 | 0.55 | 0.55 | 0.55
CT Fac. Spec. - SO2 Rate Annual Non-Title IV v3.1, Unit 1208 and retrofits | 338 | 2294 | Rate Constraint in lbs/MMBtu | FALSE | L | Annual | Emissions at Affected Plants SO2 | Thousand Tons | 0 | 0 | 0 | 0 | 0 | 0 | 0 | 0
CT Fac. Spec. - SO2 Rate Annual Non-Title IV v3.1, Unit 1208 and retrofits | 338 | 2294 | Rate Constraint in lbs/MMBtu | FALSE | L | Annual | Allowances Purchased SO2 | Thousand Tons | 0 | 0 | 0 | 0 | 0 | 0 | 0 | 0
CT Fac. Spec. - SO2 Rate Annual Non-Title IV v3.1, Unit 1208 and retrofits | 338 | 2294 | Rate Constraint in lbs/MMBtu | FALSE | L | Annual | Allowances Sold SO2 | Thousand Tons | 0 | 0 | 0 | 0 | 0 | 0 | 0 | 0
CT Fac. Spec. - SO2 Rate Annual Non-Title IV v3.1, Unit 1208 and retrofits | 338 | 2294 | Rate Constraint in lbs/MMBtu | FALSE | L | Annual | Allowances Banked | Thousand Tons | 0 | 0 | 0 | 0 | 0 | 0 | 0 | 0
CT Fac. Spec. - SO2 Rate Annual Non-Title IV v3.1, Unit 1208 and retrofits | 338 | 2294 | Rate Constraint in lbs/MMBtu | FALSE | L | Annual | Allowances Withdrawn (1:1) | Thousand Tons | 0 | 0 | 0 | 0 | 0 | 0 | 0 | 0
CT Fac. Spec. - SO2 Rate Annual Non-Title IV v3.1, Unit 1208 and retrofits | 338 | 2294 | Rate Constraint in lbs/MMBtu | FALSE | L | Annual | Allowances Withdrawn (n:1) | Thousand Tons | 0 | 0 | 0 | 0 | 0 | 0 | 0 | 0
CT Fac. Spec. - SO2 Rate Annual Non-Title IV v3.1, Unit 1208 and retrofits | 338 | 2294 | Rate Constraint in lbs/MMBtu | FALSE | L | Annual | Net Emissions Allowance Position | Thousand Tons | 0 | 0 | 0 | 0 | 0 | 0 | 0 | 0
CT Fac. Spec. - SO2 Rate Annual Non-Title IV v3.1, Unit 1208 and retrofits | 338 | 2294 | Rate Constraint in lbs/MMBtu | FALSE | L | Annual | Fuel Consumed | TBtu | 0 | 0 | 0 | 0 | 0 | 0 | 0 | 0
CT Fac. Spec. - SO2 Rate Annual Non-Title IV v3.1, Unit 1208 and retrofits | 338 | 2294 | Rate Constraint in lbs/MMBtu | FALSE | L | Annual | Rate | lb/MMBtu | 0 | 0 | 0 | 0 | 0 | 0 | 0 | 0
CT Fac. Spec. - SO2 Rate Annual Non-Title IV v3.1, Unit 1208 and retrofits | 338 | 2294 | Rate Constraint in lbs/MMBtu | FALSE | L | Annual | Generation | TWh | 0 | 0 | 0 | 0 | 0 | 0 | 0 | 0
CT Fac. Spec. - SO2 Rate Annual Non-Title IV v3.1, Unit 1208 and retrofits | 338 | 2294 | Rate Constraint in lbs/MMBtu | FALSE | L | Annual | Qualifying Generation | TWh | 0 | 0 | 0 | 0 | 0 | 0 | 0 | 0
CT Fac. Spec. - SO2 Rate Annual Non-Title IV v3.1, Unit 1208 and retrofits | 338 | 2294 | Rate Constraint in lbs/MMBtu | FALSE | L | Annual | Rate | lb/MWh | 0 | 0 | 0 | 0 | 0 | 0 | 0 | 0
CT Fac. Spec. - SO2 Rate Annual Non-Title IV v3.1, Unit 1208 and retrofits | 338 | 2294 | Rate Constraint in lbs/MMBtu | FALSE | L | Annual | Constraint Shadow Price | US2016$/Ton | 0 | 0 | 0 | 0 | 0 | 0 | 0 | 0
CT Fac. Spec. - SO2 Rate Annual Non-Title IV v3.1, Unit 1209 and retrofits | 339 | 2294 | Rate Constraint in lbs/MMBtu | FALSE | L | Annual | Seasons Included | Seasons | Winter, WintShld, Summer | Winter, WintShld, Summer | Winter, WintShld, Summer | Winter, WintShld, Summer | Winter, WintShld, Summer | Winter, WintShld, Summer | Winter, WintShld, Summer | Winter, WintShld, Summer
CT Fac. Spec. - SO2 Rate Annual Non-Title IV v3.1, Unit 1209 and retrofits | 339 | 2294 | Rate Constraint in lbs/MMBtu | FALSE | L | Annual | Standard SO2 | lb/MMBtu | 0.55 | 0.55 | 0.55 | 0.55 | 0.55 | 0.55 | 0.55 | 0.55
CT Fac. Spec. - SO2 Rate Annual Non-Title IV v3.1, Unit 1209 and retrofits | 339 | 2294 | Rate Constraint in lbs/MMBtu | FALSE | L | Annual | Emissions at Affected Plants SO2 | Thousand Tons | 0 | 0 | 0 | 0 | 0 | 0 | 0 | 0
CT Fac. Spec. - SO2 Rate Annual Non-Title IV v3.1, Unit 1209 and retrofits | 339 | 2294 | Rate Constraint in lbs/MMBtu | FALSE | L | Annual | Allowances Purchased SO2 | Thousand Tons | 0 | 0 | 0 | 0 | 0 | 0 | 0 | 0
CT Fac. Spec. - SO2 Rate Annual Non-Title IV v3.1, Unit 1209 and retrofits | 339 | 2294 | Rate Constraint in lbs/MMBtu | FALSE | L | Annual | Allowances Sold SO2 | Thousand Tons | 0 | 0 | 0 | 0 | 0 | 0 | 0 | 0
CT Fac. Spec. - SO2 Rate Annual Non-Title IV v3.1, Unit 1209 and retrofits | 339 | 2294 | Rate Constraint in lbs/MMBtu | FALSE | L | Annual | Allowances Banked | Thousand Tons | 0 | 0 | 0 | 0 | 0 | 0 | 0 | 0
CT Fac. Spec. - SO2 Rate Annual Non-Title IV v3.1, Unit 1209 and retrofits | 339 | 2294 | Rate Constraint in lbs/MMBtu | FALSE | L | Annual | Allowances Withdrawn (1:1) | Thousand Tons | 0 | 0 | 0 | 0 | 0 | 0 | 0 | 0
CT Fac. Spec. - SO2 Rate Annual Non-Title IV v3.1, Unit 1209 and retrofits | 339 | 2294 | Rate Constraint in lbs/MMBtu | FALSE | L | Annual | Allowances Withdrawn (n:1) | Thousand Tons | 0 | 0 | 0 | 0 | 0 | 0 | 0 | 0
CT Fac. Spec. - SO2 Rate Annual Non-Title IV v3.1, Unit 1209 and retrofits | 339 | 2294 | Rate Constraint in lbs/MMBtu | FALSE | L | Annual | Net Emissions Allowance Position | Thousand Tons | 0 | 0 | 0 | 0 | 0 | 0 | 0 | 0
CT Fac. Spec. - SO2 Rate Annual Non-Title IV v3.1, Unit 1209 and retrofits | 339 | 2294 | Rate Constraint in lbs/MMBtu | FALSE | L | Annual | Fuel Consumed | TBtu | 0 | 0 | 0 | 0 | 0 | 0 | 0 | 0
CT Fac. Spec. - SO2 Rate Annual Non-Title IV v3.1, Unit 1209 and retrofits | 339 | 2294 | Rate Constraint in lbs/MMBtu | FALSE | L | Annual | Rate | lb/MMBtu | 0 | 0 | 0 | 0 | 0 | 0 | 0 | 0
CT Fac. Spec. - SO2 Rate Annual Non-Title IV v3.1, Unit 1209 and retrofits | 339 | 2294 | Rate Constraint in lbs/MMBtu | FALSE | L | Annual | Generation | TWh | 0 | 0 | 0 | 0 | 0 | 0 | 0 | 0
CT Fac. Spec. - SO2 Rate Annual Non-Title IV v3.1, Unit 1209 and retrofits | 339 | 2294 | Rate Constraint in lbs/MMBtu | FALSE | L | Annual | Qualifying Generation | TWh | 0 | 0 | 0 | 0 | 0 | 0 | 0 | 0
CT Fac. Spec. - SO2 Rate Annual Non-Title IV v3.1, Unit 1209 and retrofits | 339 | 2294 | Rate Constraint in lbs/MMBtu | FALSE | L | Annual | Rate | lb/MWh | 0 | 0 | 0 | 0 | 0 | 0 | 0 | 0
CT Fac. Spec. - SO2 Rate Annual Non-Title IV v3.1, Unit 1209 and retrofits | 339 | 2294 | Rate Constraint in lbs/MMBtu | FALSE | L | Annual | Constraint Shadow Price | US2016$/Ton | 0 | 0 | 0 | 0 | 0 | 0 | 0 | 0
CT Fac. Spec. - SO2 Rate Annual Non-Title IV v3.1, Unit 1210 and retrofits | 340 | 2294 | Rate Constraint in lbs/MMBtu | FALSE | L | Annual | Seasons Included | Seasons | Winter, WintShld, Summer | Winter, WintShld, Summer | Winter, WintShld, Summer | Winter, WintShld, Summer | Winter, WintShld, Summer | Winter, WintShld, Summer | Winter, WintShld, Summer | Winter, WintShld, Summer
CT Fac. Spec. - SO2 Rate Annual Non-Title IV v3.1, Unit 1210 and retrofits | 340 | 2294 | Rate Constraint in lbs/MMBtu | FALSE | L | Annual | Standard SO2 | lb/MMBtu | 0.55 | 0.55 | 0.55 | 0.55 | 0.55 | 0.55 | 0.55 | 0.55
CT Fac. Spec. - SO2 Rate Annual Non-Title IV v3.1, Unit 1210 and retrofits | 340 | 2294 | Rate Constraint in lbs/MMBtu | FALSE | L | Annual | Emissions at Affected Plants SO2 | Thousand Tons | 0 | 0 | 0 | 0 | 0 | 0 | 0 | 0
CT Fac. Spec. - SO2 Rate Annual Non-Title IV v3.1, Unit 1210 and retrofits | 340 | 2294 | Rate Constraint in lbs/MMBtu | FALSE | L | Annual | Allowances Purchased SO2 | Thousand Tons | 0 | 0 | 0 | 0 | 0 | 0 | 0 | 0
CT Fac. Spec. - SO2 Rate Annual Non-Title IV v3.1, Unit 1210 and retrofits | 340 | 2294 | Rate Constraint in lbs/MMBtu | FALSE | L | Annual | Allowances Sold SO2 | Thousand Tons | 0 | 0 | 0 | 0 | 0 | 0 | 0 | 0
CT Fac. Spec. - SO2 Rate Annual Non-Title IV v3.1, Unit 1210 and retrofits | 340 | 2294 | Rate Constraint in lbs/MMBtu | FALSE | L | Annual | Allowances Banked | Thousand Tons | 0 | 0 | 0 | 0 | 0 | 0 | 0 | 0
CT Fac. Spec. - SO2 Rate Annual Non-Title IV v3.1, Unit 1210 and retrofits | 340 | 2294 | Rate Constraint in lbs/MMBtu | FALSE | L | Annual | Allowances Withdrawn (1:1) | Thousand Tons | 0 | 0 | 0 | 0 | 0 | 0 | 0 | 0
CT Fac. Spec. - SO2 Rate Annual Non-Title IV v3.1, Unit 1210 and retrofits | 340 | 2294 | Rate Constraint in lbs/MMBtu | FALSE | L | Annual | Allowances Withdrawn (n:1) | Thousand Tons | 0 | 0 | 0 | 0 | 0 | 0 | 0 | 0
CT Fac. Spec. - SO2 Rate Annual Non-Title IV v3.1, Unit 1210 and retrofits | 340 | 2294 | Rate Constraint in lbs/MMBtu | FALSE | L | Annual | Net Emissions Allowance Position | Thousand Tons | 0 | 0 | 0 | 0 | 0 | 0 | 0 | 0
CT Fac. Spec. - SO2 Rate Annual Non-Title IV v3.1, Unit 1210 and retrofits | 340 | 2294 | Rate Constraint in lbs/MMBtu | FALSE | L | Annual | Fuel Consumed | TBtu | 0 | 0 | 0 | 0 | 0 | 0 | 0 | 0
CT Fac. Spec. - SO2 Rate Annual Non-Title IV v3.1, Unit 1210 and retrofits | 340 | 2294 | Rate Constraint in lbs/MMBtu | FALSE | L | Annual | Rate | lb/MMBtu | 0 | 0 | 0 | 0 | 0 | 0 | 0 | 0
CT Fac. Spec. - SO2 Rate Annual Non-Title IV v3.1, Unit 1210 and retrofits | 340 | 2294 | Rate Constraint in lbs/MMBtu | FALSE | L | Annual | Generation | TWh | 0 | 0 | 0 | 0 | 0 | 0 | 0 | 0
CT Fac. Spec. - SO2 Rate Annual Non-Title IV v3.1, Unit 1210 and retrofits | 340 | 2294 | Rate Constraint in lbs/MMBtu | FALSE | L | Annual | Qualifying Generation | TWh | 0 | 0 | 0 | 0 | 0 | 0 | 0 | 0
CT Fac. Spec. - SO2 Rate Annual Non-Title IV v3.1, Unit 1210 and retrofits | 340 | 2294 | Rate Constraint in lbs/MMBtu | FALSE | L | Annual | Rate | lb/MWh | 0 | 0 | 0 | 0 | 0 | 0 | 0 | 0
CT Fac. Spec. - SO2 Rate Annual Non-Title IV v3.1, Unit 1210 and retrofits | 340 | 2294 | Rate Constraint in lbs/MMBtu | FALSE | L | Annual | Constraint Shadow Price | US2016$/Ton | 0 | 0 | 0 | 0 | 0 | 0 | 0 | 0
CT Fac. Spec. - SO2 Rate Annual Non-Title IV v3.1, Unit 1211 and retrofits | 341 | 2294 | Rate Constraint in lbs/MMBtu | FALSE | L | Annual | Seasons Included | Seasons | Winter, WintShld, Summer | Winter, WintShld, Summer | Winter, WintShld, Summer | Winter, WintShld, Summer | Winter, WintShld, Summer | Winter, WintShld, Summer | Winter, WintShld, Summer | Winter, WintShld, Summer
CT Fac. Spec. - SO2 Rate Annual Non-Title IV v3.1, Unit 1211 and retrofits | 341 | 2294 | Rate Constraint in lbs/MMBtu | FALSE | L | Annual | Standard SO2 | lb/MMBtu | 0.55 | 0.55 | 0.55 | 0.55 | 0.55 | 0.55 | 0.55 | 0.55
CT Fac. Spec. - SO2 Rate Annual Non-Title IV v3.1, Unit 1211 and retrofits | 341 | 2294 | Rate Constraint in lbs/MMBtu | FALSE | L | Annual | Emissions at Affected Plants SO2 | Thousand Tons | 0 | 0 | 0 | 0 | 0 | 0 | 0 | 0
CT Fac. Spec. - SO2 Rate Annual Non-Title IV v3.1, Unit 1211 and retrofits | 341 | 2294 | Rate Constraint in lbs/MMBtu | FALSE | L | Annual | Allowances Purchased SO2 | Thousand Tons | 0 | 0 | 0 | 0 | 0 | 0 | 0 | 0
CT Fac. Spec. - SO2 Rate Annual Non-Title IV v3.1, Unit 1211 and retrofits | 341 | 2294 | Rate Constraint in lbs/MMBtu | FALSE | L | Annual | Allowances Sold SO2 | Thousand Tons | 0 | 0 | 0 | 0 | 0 | 0 | 0 | 0
CT Fac. Spec. - SO2 Rate Annual Non-Title IV v3.1, Unit 1211 and retrofits | 341 | 2294 | Rate Constraint in lbs/MMBtu | FALSE | L | Annual | Allowances Banked | Thousand Tons | 0 | 0 | 0 | 0 | 0 | 0 | 0 | 0
CT Fac. Spec. - SO2 Rate Annual Non-Title IV v3.1, Unit 1211 and retrofits | 341 | 2294 | Rate Constraint in lbs/MMBtu | FALSE | L | Annual | Allowances Withdrawn (1:1) | Thousand Tons | 0 | 0 | 0 | 0 | 0 | 0 | 0 | 0
CT Fac. Spec. - SO2 Rate Annual Non-Title IV v3.1, Unit 1211 and retrofits | 341 | 2294 | Rate Constraint in lbs/MMBtu | FALSE | L | Annual | Allowances Withdrawn (n:1) | Thousand Tons | 0 | 0 | 0 | 0 | 0 | 0 | 0 | 0
CT Fac. Spec. - SO2 Rate Annual Non-Title IV v3.1, Unit 1211 and retrofits | 341 | 2294 | Rate Constraint in lbs/MMBtu | FALSE | L | Annual | Net Emissions Allowance Position | Thousand Tons | 0 | 0 | 0 | 0 | 0 | 0 | 0 | 0
CT Fac. Spec. - SO2 Rate Annual Non-Title IV v3.1, Unit 1211 and retrofits | 341 | 2294 | Rate Constraint in lbs/MMBtu | FALSE | L | Annual | Fuel Consumed | TBtu | 0 | 0 | 0 | 0 | 0 | 0 | 0 | 0
CT Fac. Spec. - SO2 Rate Annual Non-Title IV v3.1, Unit 1211 and retrofits | 341 | 2294 | Rate Constraint in lbs/MMBtu | FALSE | L | Annual | Rate | lb/MMBtu | 0 | 0 | 0 | 0 | 0 | 0 | 0 | 0
CT Fac. Spec. - SO2 Rate Annual Non-Title IV v3.1, Unit 1211 and retrofits | 341 | 2294 | Rate Constraint in lbs/MMBtu | FALSE | L | Annual | Generation | TWh | 0 | 0 | 0 | 0 | 0 | 0 | 0 | 0
CT Fac. Spec. - SO2 Rate Annual Non-Title IV v3.1, Unit 1211 and retrofits | 341 | 2294 | Rate Constraint in lbs/MMBtu | FALSE | L | Annual | Qualifying Generation | TWh | 0 | 0 | 0 | 0 | 0 | 0 | 0 | 0
CT Fac. Spec. - SO2 Rate Annual Non-Title IV v3.1, Unit 1211 and retrofits | 341 | 2294 | Rate Constraint in lbs/MMBtu | FALSE | L | Annual | Rate | lb/MWh | 0 | 0 | 0 | 0 | 0 | 0 | 0 | 0
CT Fac. Spec. - SO2 Rate Annual Non-Title IV v3.1, Unit 1211 and retrofits | 341 | 2294 | Rate Constraint in lbs/MMBtu | FALSE | L | Annual | Constraint Shadow Price | US2016$/Ton | 0 | 0 | 0 | 0 | 0 | 0 | 0 | 0
CT Fac. Spec. - SO2 Rate Annual Non-Title IV v3.1, Unit 1223 and retrofits | 342 | 2294 | Rate Constraint in lbs/MMBtu | FALSE | L | Annual | Seasons Included | Seasons | Winter, WintShld, Summer | Winter, WintShld, Summer | Winter, WintShld, Summer | Winter, WintShld, Summer | Winter, WintShld, Summer | Winter, WintShld, Summer | Winter, WintShld, Summer | Winter, WintShld, Summer
CT Fac. Spec. - SO2 Rate Annual Non-Title IV v3.1, Unit 1223 and retrofits | 342 | 2294 | Rate Constraint in lbs/MMBtu | FALSE | L | Annual | Standard SO2 | lb/MMBtu | 0.55 | 0.55 | 0.55 | 0.55 | 0.55 | 0.55 | 0.55 | 0.55
CT Fac. Spec. - SO2 Rate Annual Non-Title IV v3.1, Unit 1223 and retrofits | 342 | 2294 | Rate Constraint in lbs/MMBtu | FALSE | L | Annual | Emissions at Affected Plants SO2 | Thousand Tons | 0 | 0 | 0 | 0 | 0 | 0 | 0 | 0
CT Fac. Spec. - SO2 Rate Annual Non-Title IV v3.1, Unit 1223 and retrofits | 342 | 2294 | Rate Constraint in lbs/MMBtu | FALSE | L | Annual | Allowances Purchased SO2 | Thousand Tons | 0 | 0 | 0 | 0 | 0 | 0 | 0 | 0
CT Fac. Spec. - SO2 Rate Annual Non-Title IV v3.1, Unit 1223 and retrofits | 342 | 2294 | Rate Constraint in lbs/MMBtu | FALSE | L | Annual | Allowances Sold SO2 | Thousand Tons | 0 | 0 | 0 | 0 | 0 | 0 | 0 | 0
CT Fac. Spec. - SO2 Rate Annual Non-Title IV v3.1, Unit 1223 and retrofits | 342 | 2294 | Rate Constraint in lbs/MMBtu | FALSE | L | Annual | Allowances Banked | Thousand Tons | 0 | 0 | 0 | 0 | 0 | 0 | 0 | 0
CT Fac. Spec. - SO2 Rate Annual Non-Title IV v3.1, Unit 1223 and retrofits | 342 | 2294 | Rate Constraint in lbs/MMBtu | FALSE | L | Annual | Allowances Withdrawn (1:1) | Thousand Tons | 0 | 0 | 0 | 0 | 0 | 0 | 0 | 0
CT Fac. Spec. - SO2 Rate Annual Non-Title IV v3.1, Unit 1223 and retrofits | 342 | 2294 | Rate Constraint in lbs/MMBtu | FALSE | L | Annual | Allowances Withdrawn (n:1) | Thousand Tons | 0 | 0 | 0 | 0 | 0 | 0 | 0 | 0
CT Fac. Spec. - SO2 Rate Annual Non-Title IV v3.1, Unit 1223 and retrofits | 342 | 2294 | Rate Constraint in lbs/MMBtu | FALSE | L | Annual | Net Emissions Allowance Position | Thousand Tons | 0 | 0 | 0 | 0 | 0 | 0 | 0 | 0
CT Fac. Spec. - SO2 Rate Annual Non-Title IV v3.1, Unit 1223 and retrofits | 342 | 2294 | Rate Constraint in lbs/MMBtu | FALSE | L | Annual | Fuel Consumed | TBtu | 0 | 0 | 0 | 0 | 0 | 0 | 0 | 0
CT Fac. Spec. - SO2 Rate Annual Non-Title IV v3.1, Unit 1223 and retrofits | 342 | 2294 | Rate Constraint in lbs/MMBtu | FALSE | L | Annual | Rate | lb/MMBtu | 0 | 0 | 0 | 0 | 0 | 0 | 0 | 0
CT Fac. Spec. - SO2 Rate Annual Non-Title IV v3.1, Unit 1223 and retrofits | 342 | 2294 | Rate Constraint in lbs/MMBtu | FALSE | L | Annual | Generation | TWh | 0 | 0 | 0 | 0 | 0 | 0 | 0 | 0
CT Fac. Spec. - SO2 Rate Annual Non-Title IV v3.1, Unit 1223 and retrofits | 342 | 2294 | Rate Constraint in lbs/MMBtu | FALSE | L | Annual | Qualifying Generation | TWh | 0 | 0 | 0 | 0 | 0 | 0 | 0 | 0
CT Fac. Spec. - SO2 Rate Annual Non-Title IV v3.1, Unit 1223 and retrofits | 342 | 2294 | Rate Constraint in lbs/MMBtu | FALSE | L | Annual | Rate | lb/MWh | 0 | 0 | 0 | 0 | 0 | 0 | 0 | 0
CT Fac. Spec. - SO2 Rate Annual Non-Title IV v3.1, Unit 1223 and retrofits | 342 | 2294 | Rate Constraint in lbs/MMBtu | FALSE | L | Annual | Constraint Shadow Price | US2016$/Ton | 0 | 0 | 0 | 0 | 0 | 0 | 0 | 0
CT Fac. Spec. - SO2 Rate Annual Non-Title IV v3.1, Unit 3135 and retrofits | 343 | 2294 | Rate Constraint in lbs/MMBtu | FALSE | L | Annual | Seasons Included | Seasons | Winter, WintShld, Summer | Winter, WintShld, Summer | Winter, WintShld, Summer | Winter, WintShld, Summer | Winter, WintShld, Summer | Winter, WintShld, Summer | Winter, WintShld, Summer | Winter, WintShld, Summer
CT Fac. Spec. - SO2 Rate Annual Non-Title IV v3.1, Unit 3135 and retrofits | 343 | 2294 | Rate Constraint in lbs/MMBtu | FALSE | L | Annual | Standard SO2 | lb/MMBtu | 0.55 | 0.55 | 0.55 | 0.55 | 0.55 | 0.55 | 0.55 | 0.55
CT Fac. Spec. - SO2 Rate Annual Non-Title IV v3.1, Unit 3135 and retrofits | 343 | 2294 | Rate Constraint in lbs/MMBtu | FALSE | L | Annual | Emissions at Affected Plants SO2 | Thousand Tons | 0 | 0 | 0 | 0 | 0 | 0 | 0 | 0
CT Fac. Spec. - SO2 Rate Annual Non-Title IV v3.1, Unit 3135 and retrofits | 343 | 2294 | Rate Constraint in lbs/MMBtu | FALSE | L | Annual | Allowances Purchased SO2 | Thousand Tons | 0 | 0 | 0 | 0 | 0 | 0 | 0 | 0
CT Fac. Spec. - SO2 Rate Annual Non-Title IV v3.1, Unit 3135 and retrofits | 343 | 2294 | Rate Constraint in lbs/MMBtu | FALSE | L | Annual | Allowances Sold SO2 | Thousand Tons | 0 | 0 | 0 | 0 | 0 | 0 | 0 | 0
CT Fac. Spec. - SO2 Rate Annual Non-Title IV v3.1, Unit 3135 and retrofits | 343 | 2294 | Rate Constraint in lbs/MMBtu | FALSE | L | Annual | Allowances Banked | Thousand Tons | 0 | 0 | 0 | 0 | 0 | 0 | 0 | 0
CT Fac. Spec. - SO2 Rate Annual Non-Title IV v3.1, Unit 3135 and retrofits | 343 | 2294 | Rate Constraint in lbs/MMBtu | FALSE | L | Annual | Allowances Withdrawn (1:1) | Thousand Tons | 0 | 0 | 0 | 0 | 0 | 0 | 0 | 0
CT Fac. Spec. - SO2 Rate Annual Non-Title IV v3.1, Unit 3135 and retrofits | 343 | 2294 | Rate Constraint in lbs/MMBtu | FALSE | L | Annual | Allowances Withdrawn (n:1) | Thousand Tons | 0 | 0 | 0 | 0 | 0 | 0 | 0 | 0
CT Fac. Spec. - SO2 Rate Annual Non-Title IV v3.1, Unit 3135 and retrofits | 343 | 2294 | Rate Constraint in lbs/MMBtu | FALSE | L | Annual | Net Emissions Allowance Position | Thousand Tons | 0 | 0 | 0 | 0 | 0 | 0 | 0 | 0
CT Fac. Spec. - SO2 Rate Annual Non-Title IV v3.1, Unit 3135 and retrofits | 343 | 2294 | Rate Constraint in lbs/MMBtu | FALSE | L | Annual | Fuel Consumed | TBtu | 0.039017 | 0.039017 | 0.039017 | 0.039017 | 0.11727 | 0.11727 | 0.11765 | 0.11727
CT Fac. Spec. - SO2 Rate Annual Non-Title IV v3.1, Unit 3135 and retrofits | 343 | 2294 | Rate Constraint in lbs/MMBtu | FALSE | L | Annual | Rate | lb/MMBtu | 0 | 0 | 0 | 0 | 0 | 0 | 0 | 0
CT Fac. Spec. - SO2 Rate Annual Non-Title IV v3.1, Unit 3135 and retrofits | 343 | 2294 | Rate Constraint in lbs/MMBtu | FALSE | L | Annual | Generation | TWh | 0.003811 | 0.003811 | 0.003811 | 0.003811 | 0.011454 | 0.011454 | 0.011492 | 0.011454
CT Fac. Spec. - SO2 Rate Annual Non-Title IV v3.1, Unit 3135 and retrofits | 343 | 2294 | Rate Constraint in lbs/MMBtu | FALSE | L | Annual | Qualifying Generation | TWh | 0.003811 | 0.003811 | 0.003811 | 0.003811 | 0.011454 | 0.011454 | 0.011492 | 0.011454
CT Fac. Spec. - SO2 Rate Annual Non-Title IV v3.1, Unit 3135 and retrofits | 343 | 2294 | Rate Constraint in lbs/MMBtu | FALSE | L | Annual | Rate | lb/MWh | 0 | 0 | 0 | 0 | 0 | 0 | 0 | 0
CT Fac. Spec. - SO2 Rate Annual Non-Title IV v3.1, Unit 3135 and retrofits | 343 | 2294 | Rate Constraint in lbs/MMBtu | FALSE | L | Annual | Constraint Shadow Price | US2016$/Ton | 0 | 0 | 0 | 0 | 0 | 0 | 0 | 0
CT Fac. Spec. - SO2 Rate Annual Non-Title IV v3.1, Unit 3143 and retrofits | 344 | 2294 | Rate Constraint in lbs/MMBtu | FALSE | L | Annual | Seasons Included | Seasons | Winter, WintShld, Summer | Winter, WintShld, Summer | Winter, WintShld, Summer | Winter, WintShld, Summer | Winter, WintShld, Summer | Winter, WintShld, Summer | Winter, WintShld, Summer | Winter, WintShld, Summer
CT Fac. Spec. - SO2 Rate Annual Non-Title IV v3.1, Unit 3143 and retrofits | 344 | 2294 | Rate Constraint in lbs/MMBtu | FALSE | L | Annual | Standard SO2 | lb/MMBtu | 0.55 | 0.55 | 0.55 | 0.55 | 0.55 | 0.55 | 0.55 | 0.55
CT Fac. Spec. - SO2 Rate Annual Non-Title IV v3.1, Unit 3143 and retrofits | 344 | 2294 | Rate Constraint in lbs/MMBtu | FALSE | L | Annual | Emissions at Affected Plants SO2 | Thousand Tons | 0 | 0 | 0 | 0 | 0 | 0 | 0 | 0
CT Fac. Spec. - SO2 Rate Annual Non-Title IV v3.1, Unit 3143 and retrofits | 344 | 2294 | Rate Constraint in lbs/MMBtu | FALSE | L | Annual | Allowances Purchased SO2 | Thousand Tons | 0 | 0 | 0 | 0 | 0 | 0 | 0 | 0
CT Fac. Spec. - SO2 Rate Annual Non-Title IV v3.1, Unit 3143 and retrofits | 344 | 2294 | Rate Constraint in lbs/MMBtu | FALSE | L | Annual | Allowances Sold SO2 | Thousand Tons | 0 | 0 | 0 | 0 | 0 | 0 | 0 | 0
CT Fac. Spec. - SO2 Rate Annual Non-Title IV v3.1, Unit 3143 and retrofits | 344 | 2294 | Rate Constraint in lbs/MMBtu | FALSE | L | Annual | Allowances Banked | Thousand Tons | 0 | 0 | 0 | 0 | 0 | 0 | 0 | 0
CT Fac. Spec. - SO2 Rate Annual Non-Title IV v3.1, Unit 3143 and retrofits | 344 | 2294 | Rate Constraint in lbs/MMBtu | FALSE | L | Annual | Allowances Withdrawn (1:1) | Thousand Tons | 0 | 0 | 0 | 0 | 0 | 0 | 0 | 0
CT Fac. Spec. - SO2 Rate Annual Non-Title IV v3.1, Unit 3143 and retrofits | 344 | 2294 | Rate Constraint in lbs/MMBtu | FALSE | L | Annual | Allowances Withdrawn (n:1) | Thousand Tons | 0 | 0 | 0 | 0 | 0 | 0 | 0 | 0
CT Fac. Spec. - SO2 Rate Annual Non-Title IV v3.1, Unit 3143 and retrofits | 344 | 2294 | Rate Constraint in lbs/MMBtu | FALSE | L | Annual | Net Emissions Allowance Position | Thousand Tons | 0 | 0 | 0 | 0 | 0 | 0 | 0 | 0
CT Fac. Spec. - SO2 Rate Annual Non-Title IV v3.1, Unit 3143 and retrofits | 344 | 2294 | Rate Constraint in lbs/MMBtu | FALSE | L | Annual | Fuel Consumed | TBtu | 0.83127 | 0.78265 | 0.78265 | 0.78265 | 0.78265 | 0.78265 | 0.78265 | 0.78265
CT Fac. Spec. - SO2 Rate Annual Non-Title IV v3.1, Unit 3143 and retrofits | 344 | 2294 | Rate Constraint in lbs/MMBtu | FALSE | L | Annual | Rate | lb/MMBtu | 0 | 0 | 0 | 0 | 0 | 0 | 0 | 0
CT Fac. Spec. - SO2 Rate Annual Non-Title IV v3.1, Unit 3143 and retrofits | 344 | 2294 | Rate Constraint in lbs/MMBtu | FALSE | L | Annual | Generation | TWh | 0.11862 | 0.11168 | 0.11168 | 0.11168 | 0.11168 | 0.11168 | 0.11168 | 0.11168
CT Fac. Spec. - SO2 Rate Annual Non-Title IV v3.1, Unit 3143 and retrofits | 344 | 2294 | Rate Constraint in lbs/MMBtu | FALSE | L | Annual | Qualifying Generation | TWh | 0.11862 | 0.11168 | 0.11168 | 0.11168 | 0.11168 | 0.11168 | 0.11168 | 0.11168
CT Fac. Spec. - SO2 Rate Annual Non-Title IV v3.1, Unit 3143 and retrofits | 344 | 2294 | Rate Constraint in lbs/MMBtu | FALSE | L | Annual | Rate | lb/MWh | 0 | 0 | 0 | 0 | 0 | 0 | 0 | 0
CT Fac. Spec. - SO2 Rate Annual Non-Title IV v3.1, Unit 3143 and retrofits | 344 | 2294 | Rate Constraint in lbs/MMBtu | FALSE | L | Annual | Constraint Shadow Price | US2016$/Ton | 0 | 0 | 0 | 0 | 0 | 0 | 0 | 0
CT Fac. Spec. - SO2 Rate Annual Non-Title IV v3.1, Unit 5177 and retrofits | 345 | 2294 | Rate Constraint in lbs/MMBtu | FALSE | L | Annual | Seasons Included | Seasons | Winter, WintShld, Summer | Winter, WintShld, Summer | Winter, WintShld, Summer | Winter, WintShld, Summer | Winter, WintShld, Summer | Winter, WintShld, Summer | Winter, WintShld, Summer | Winter, WintShld, Summer
CT Fac. Spec. - SO2 Rate Annual Non-Title IV v3.1, Unit 5177 and retrofits | 345 | 2294 | Rate Constraint in lbs/MMBtu | FALSE | L | Annual | Standard SO2 | lb/MMBtu | 0.55 | 0.55 | 0.55 | 0.55 | 0.55 | 0.55 | 0.55 | 0.55
CT Fac. Spec. - SO2 Rate Annual Non-Title IV v3.1, Unit 5177 and retrofits | 345 | 2294 | Rate Constraint in lbs/MMBtu | FALSE | L | Annual | Emissions at Affected Plants SO2 | Thousand Tons | 0.079792 | 0.079792 | 0.079792 | 0.079792 | 0.079792 | 0.079792 | 0.079792 | 0.079792
CT Fac. Spec. - SO2 Rate Annual Non-Title IV v3.1, Unit 5177 and retrofits | 345 | 2294 | Rate Constraint in lbs/MMBtu | FALSE | L | Annual | Allowances Purchased SO2 | Thousand Tons | 0 | 0 | 0 | 0 | 0 | 0 | 0 | 0
CT Fac. Spec. - SO2 Rate Annual Non-Title IV v3.1, Unit 5177 and retrofits | 345 | 2294 | Rate Constraint in lbs/MMBtu | FALSE | L | Annual | Allowances Sold SO2 | Thousand Tons | 0 | 0 | 0 | 0 | 0 | 0 | 0 | 0
CT Fac. Spec. - SO2 Rate Annual Non-Title IV v3.1, Unit 5177 and retrofits | 345 | 2294 | Rate Constraint in lbs/MMBtu | FALSE | L | Annual | Allowances Banked | Thousand Tons | 0 | 0 | 0 | 0 | 0 | 0 | 0 | 0
CT Fac. Spec. - SO2 Rate Annual Non-Title IV v3.1, Unit 5177 and retrofits | 345 | 2294 | Rate Constraint in lbs/MMBtu | FALSE | L | Annual | Allowances Withdrawn (1:1) | Thousand Tons | 0 | 0 | 0 | 0 | 0 | 0 | 0 | 0
CT Fac. Spec. - SO2 Rate Annual Non-Title IV v3.1, Unit 5177 and retrofits | 345 | 2294 | Rate Constraint in lbs/MMBtu | FALSE | L | Annual | Allowances Withdrawn (n:1) | Thousand Tons | 0 | 0 | 0 | 0 | 0 | 0 | 0 | 0
CT Fac. Spec. - SO2 Rate Annual Non-Title IV v3.1, Unit 5177 and retrofits | 345 | 2294 | Rate Constraint in lbs/MMBtu | FALSE | L | Annual | Net Emissions Allowance Position | Thousand Tons | 0.079792 | 0.079792 | 0.079792 | 0.079792 | 0.079792 | 0.079792 | 0.079792 | 0.079792
CT Fac. Spec. - SO2 Rate Annual Non-Title IV v3.1, Unit 5177 and retrofits | 345 | 2294 | Rate Constraint in lbs/MMBtu | FALSE | L | Annual | Fuel Consumed | TBtu | 2.3998 | 2.3998 | 2.3998 | 2.3998 | 2.3998 | 2.3998 | 2.3998 | 2.3998
CT Fac. Spec. - SO2 Rate Annual Non-Title IV v3.1, Unit 5177 and retrofits | 345 | 2294 | Rate Constraint in lbs/MMBtu | FALSE | L | Annual | Rate | lb/MMBtu | 0.0665 | 0.0665 | 0.0665 | 0.0665 | 0.0665 | 0.0665 | 0.0665 | 0.0665
CT Fac. Spec. - SO2 Rate Annual Non-Title IV v3.1, Unit 5177 and retrofits | 345 | 2294 | Rate Constraint in lbs/MMBtu | FALSE | L | Annual | Generation | TWh | 0.14311 | 0.14311 | 0.14311 | 0.14311 | 0.14311 | 0.14311 | 0.14311 | 0.14311
CT Fac. Spec. - SO2 Rate Annual Non-Title IV v3.1, Unit 5177 and retrofits | 345 | 2294 | Rate Constraint in lbs/MMBtu | FALSE | L | Annual | Qualifying Generation | TWh | 0.14311 | 0.14311 | 0.14311 | 0.14311 | 0.14311 | 0.14311 | 0.14311 | 0.14311
CT Fac. Spec. - SO2 Rate Annual Non-Title IV v3.1, Unit 5177 and retrofits | 345 | 2294 | Rate Constraint in lbs/MMBtu | FALSE | L | Annual | Rate | lb/MWh | 1.1151 | 1.1151 | 1.1151 | 1.1151 | 1.1151 | 1.1151 | 1.1151 | 1.1151
CT Fac. Spec. - SO2 Rate Annual Non-Title IV v3.1, Unit 5177 and retrofits | 345 | 2294 | Rate Constraint in lbs/MMBtu | FALSE | L | Annual | Constraint Shadow Price | US2016$/Ton | 0 | 0 | 0 | 0 | 0 | 0 | 0 | 0
CT Fac. Spec. - SO2 Rate Annual Non-Title IV v3.1, Unit 5178 and retrofits | 346 | 2294 | Rate Constraint in lbs/MMBtu | FALSE | L | Annual | Seasons Included | Seasons | Winter, WintShld, Summer | Winter, WintShld, Summer | Winter, WintShld, Summer | Winter, WintShld, Summer | Winter, WintShld, Summer | Winter, WintShld, Summer | Winter, WintShld, Summer | Winter, WintShld, Summer
CT Fac. Spec. - SO2 Rate Annual Non-Title IV v3.1, Unit 5178 and retrofits | 346 | 2294 | Rate Constraint in lbs/MMBtu | FALSE | L | Annual | Standard SO2 | lb/MMBtu | 0.55 | 0.55 | 0.55 | 0.55 | 0.55 | 0.55 | 0.55 | 0.55
CT Fac. Spec. - SO2 Rate Annual Non-Title IV v3.1, Unit 5178 and retrofits | 346 | 2294 | Rate Constraint in lbs/MMBtu | FALSE | L | Annual | Emissions at Affected Plants SO2 | Thousand Tons | 0.079792 | 0.079792 | 0.079792 | 0.079792 | 0.079792 | 0.079792 | 0.079792 | 0.079792
CT Fac. Spec. - SO2 Rate Annual Non-Title IV v3.1, Unit 5178 and retrofits | 346 | 2294 | Rate Constraint in lbs/MMBtu | FALSE | L | Annual | Allowances Purchased SO2 | Thousand Tons | 0 | 0 | 0 | 0 | 0 | 0 | 0 | 0
CT Fac. Spec. - SO2 Rate Annual Non-Title IV v3.1, Unit 5178 and retrofits | 346 | 2294 | Rate Constraint in lbs/MMBtu | FALSE | L | Annual | Allowances Sold SO2 | Thousand Tons | 0 | 0 | 0 | 0 | 0 | 0 | 0 | 0
CT Fac. Spec. - SO2 Rate Annual Non-Title IV v3.1, Unit 5178 and retrofits | 346 | 2294 | Rate Constraint in lbs/MMBtu | FALSE | L | Annual | Allowances Banked | Thousand Tons | 0 | 0 | 0 | 0 | 0 | 0 | 0 | 0
CT Fac. Spec. - SO2 Rate Annual Non-Title IV v3.1, Unit 5178 and retrofits | 346 | 2294 | Rate Constraint in lbs/MMBtu | FALSE | L | Annual | Allowances Withdrawn (1:1) | Thousand Tons | 0 | 0 | 0 | 0 | 0 | 0 | 0 | 0
CT Fac. Spec. - SO2 Rate Annual Non-Title IV v3.1, Unit 5178 and retrofits | 346 | 2294 | Rate Constraint in lbs/MMBtu | FALSE | L | Annual | Allowances Withdrawn (n:1) | Thousand Tons | 0 | 0 | 0 | 0 | 0 | 0 | 0 | 0
CT Fac. Spec. - SO2 Rate Annual Non-Title IV v3.1, Unit 5178 and retrofits | 346 | 2294 | Rate Constraint in lbs/MMBtu | FALSE | L | Annual | Net Emissions Allowance Position | Thousand Tons | 0.079792 | 0.079792 | 0.079792 | 0.079792 | 0.079792 | 0.079792 | 0.079792 | 0.079792
CT Fac. Spec. - SO2 Rate Annual Non-Title IV v3.1, Unit 5178 and retrofits | 346 | 2294 | Rate Constraint in lbs/MMBtu | FALSE | L | Annual | Fuel Consumed | TBtu | 2.3998 | 2.3998 | 2.3998 | 2.3998 | 2.3998 | 2.3998 | 2.3998 | 2.3998
CT Fac. Spec. - SO2 Rate Annual Non-Title IV v3.1, Unit 5178 and retrofits | 346 | 2294 | Rate Constraint in lbs/MMBtu | FALSE | L | Annual | Rate | lb/MMBtu | 0.0665 | 0.0665 | 0.0665 | 0.0665 | 0.0665 | 0.0665 | 0.0665 | 0.0665
CT Fac. Spec. - SO2 Rate Annual Non-Title IV v3.1, Unit 5178 and retrofits | 346 | 2294 | Rate Constraint in lbs/MMBtu | FALSE | L | Annual | Generation | TWh | 0.14311 | 0.14311 | 0.14311 | 0.14311 | 0.14311 | 0.14311 | 0.14311 | 0.14311
CT Fac. Spec. - SO2 Rate Annual Non-Title IV v3.1, Unit 5178 and retrofits | 346 | 2294 | Rate Constraint in lbs/MMBtu | FALSE | L | Annual | Qualifying Generation | TWh | 0.14311 | 0.14311 | 0.14311 | 0.14311 | 0.14311 | 0.14311 | 0.14311 | 0.14311
CT Fac. Spec. - SO2 Rate Annual Non-Title IV v3.1, Unit 5178 and retrofits | 346 | 2294 | Rate Constraint in lbs/MMBtu | FALSE | L | Annual | Rate | lb/MWh | 1.1151 | 1.1151 | 1.1151 | 1.1151 | 1.1151 | 1.1151 | 1.1151 | 1.1151
CT Fac. Spec. - SO2 Rate Annual Non-Title IV v3.1, Unit 5178 and retrofits | 346 | 2294 | Rate Constraint in lbs/MMBtu | FALSE | L | Annual | Constraint Shadow Price | US2016$/Ton | 0 | 0 | 0 | 0 | 0 | 0 | 0 | 0
CT Fac. Spec. - SO2 Rate Annual Non-Title IV v3.1, Unit 5179 and retrofits | 347 | 2294 | Rate Constraint in lbs/MMBtu | FALSE | L | Annual | Seasons Included | Seasons | Winter, WintShld, Summer | Winter, WintShld, Summer | Winter, WintShld, Summer | Winter, WintShld, Summer | Winter, WintShld, Summer | Winter, WintShld, Summer | Winter, WintShld, Summer | Winter, WintShld, Summer
CT Fac. Spec. - SO2 Rate Annual Non-Title IV v3.1, Unit 5179 and retrofits | 347 | 2294 | Rate Constraint in lbs/MMBtu | FALSE | L | Annual | Standard SO2 | lb/MMBtu | 0.55 | 0.55 | 0.55 | 0.55 | 0.55 | 0.55 | 0.55 | 0.55
CT Fac. Spec. - SO2 Rate Annual Non-Title IV v3.1, Unit 5179 and retrofits | 347 | 2294 | Rate Constraint in lbs/MMBtu | FALSE | L | Annual | Emissions at Affected Plants SO2 | Thousand Tons | 0.079792 | 0.079792 | 0.079792 | 0.079792 | 0.079792 | 0.079792 | 0.079792 | 0.079792
CT Fac. Spec. - SO2 Rate Annual Non-Title IV v3.1, Unit 5179 and retrofits | 347 | 2294 | Rate Constraint in lbs/MMBtu | FALSE | L | Annual | Allowances Purchased SO2 | Thousand Tons | 0 | 0 | 0 | 0 | 0 | 0 | 0 | 0
CT Fac. Spec. - SO2 Rate Annual Non-Title IV v3.1, Unit 5179 and retrofits | 347 | 2294 | Rate Constraint in lbs/MMBtu | FALSE | L | Annual | Allowances Sold SO2 | Thousand Tons | 0 | 0 | 0 | 0 | 0 | 0 | 0 | 0
CT Fac. Spec. - SO2 Rate Annual Non-Title IV v3.1, Unit 5179 and retrofits | 347 | 2294 | Rate Constraint in lbs/MMBtu | FALSE | L | Annual | Allowances Banked | Thousand Tons | 0 | 0 | 0 | 0 | 0 | 0 | 0 | 0
CT Fac. Spec. - SO2 Rate Annual Non-Title IV v3.1, Unit 5179 and retrofits | 347 | 2294 | Rate Constraint in lbs/MMBtu | FALSE | L | Annual | Allowances Withdrawn (1:1) | Thousand Tons | 0 | 0 | 0 | 0 | 0 | 0 | 0 | 0
CT Fac. Spec. - SO2 Rate Annual Non-Title IV v3.1, Unit 5179 and retrofits | 347 | 2294 | Rate Constraint in lbs/MMBtu | FALSE | L | Annual | Allowances Withdrawn (n:1) | Thousand Tons | 0 | 0 | 0 | 0 | 0 | 0 | 0 | 0
CT Fac. Spec. - SO2 Rate Annual Non-Title IV v3.1, Unit 5179 and retrofits | 347 | 2294 | Rate Constraint in lbs/MMBtu | FALSE | L | Annual | Net Emissions Allowance Position | Thousand Tons | 0.079792 | 0.079792 | 0.079792 | 0.079792 | 0.079792 | 0.079792 | 0.079792 | 0.079792
CT Fac. Spec. - SO2 Rate Annual Non-Title IV v3.1, Unit 5179 and retrofits | 347 | 2294 | Rate Constraint in lbs/MMBtu | FALSE | L | Annual | Fuel Consumed | TBtu | 2.3998 | 2.3998 | 2.3998 | 2.3998 | 2.3998 | 2.3998 | 2.3998 | 2.3998
CT Fac. Spec. - SO2 Rate Annual Non-Title IV v3.1, Unit 5179 and retrofits | 347 | 2294 | Rate Constraint in lbs/MMBtu | FALSE | L | Annual | Rate | lb/MMBtu | 0.0665 | 0.0665 | 0.0665 | 0.0665 | 0.0665 | 0.0665 | 0.0665 | 0.0665
CT Fac. Spec. - SO2 Rate Annual Non-Title IV v3.1, Unit 5179 and retrofits | 347 | 2294 | Rate Constraint in lbs/MMBtu | FALSE | L | Annual | Generation | TWh | 0.14311 | 0.14311 | 0.14311 | 0.14311 | 0.14311 | 0.14311 | 0.14311 | 0.14311
CT Fac. Spec. - SO2 Rate Annual Non-Title IV v3.1, Unit 5179 and retrofits | 347 | 2294 | Rate Constraint in lbs/MMBtu | FALSE | L | Annual | Qualifying Generation | TWh | 0.14311 | 0.14311 | 0.14311 | 0.14311 | 0.14311 | 0.14311 | 0.14311 | 0.14311
CT Fac. Spec. - SO2 Rate Annual Non-Title IV v3.1, Unit 5179 and retrofits | 347 | 2294 | Rate Constraint in lbs/MMBtu | FALSE | L | Annual | Rate | lb/MWh | 1.1151 | 1.1151 | 1.1151 | 1.1151 | 1.1151 | 1.1151 | 1.1151 | 1.1151
CT Fac. Spec. - SO2 Rate Annual Non-Title IV v3.1, Unit 5179 and retrofits | 347 | 2294 | Rate Constraint in lbs/MMBtu | FALSE | L | Annual | Constraint Shadow Price | US2016$/Ton | 0 | 0 | 0 | 0 | 0 | 0 | 0 | 0
CT Fac. Spec. - SO2 Rate Annual Non-Title IV v3.1, Unit 5183 and retrofits | 348 | 2294 | Rate Constraint in lbs/MMBtu | FALSE | L | Annual | Seasons Included | Seasons | Winter, WintShld, Summer | Winter, WintShld, Summer | Winter, WintShld, Summer | Winter, WintShld, Summer | Winter, WintShld, Summer | Winter, WintShld, Summer | Winter, WintShld, Summer | Winter, WintShld, Summer
CT Fac. Spec. - SO2 Rate Annual Non-Title IV v3.1, Unit 5183 and retrofits | 348 | 2294 | Rate Constraint in lbs/MMBtu | FALSE | L | Annual | Standard SO2 | lb/MMBtu | 0.55 | 0.55 | 0.55 | 0.55 | 0.55 | 0.55 | 0.55 | 0.55
CT Fac. Spec. - SO2 Rate Annual Non-Title IV v3.1, Unit 5183 and retrofits | 348 | 2294 | Rate Constraint in lbs/MMBtu | FALSE | L | Annual | Emissions at Affected Plants SO2 | Thousand Tons | 0.1277 | 0.1277 | 0.1277 | 0.1277 | 0.1277 | 0.1277 | 0.1277 | 0.1277
CT Fac. Spec. - SO2 Rate Annual Non-Title IV v3.1, Unit 5183 and retrofits | 348 | 2294 | Rate Constraint in lbs/MMBtu | FALSE | L | Annual | Allowances Purchased SO2 | Thousand Tons | 0 | 0 | 0 | 0 | 0 | 0 | 0 | 0
CT Fac. Spec. - SO2 Rate Annual Non-Title IV v3.1, Unit 5183 and retrofits | 348 | 2294 | Rate Constraint in lbs/MMBtu | FALSE | L | Annual | Allowances Sold SO2 | Thousand Tons | 0 | 0 | 0 | 0 | 0 | 0 | 0 | 0
CT Fac. Spec. - SO2 Rate Annual Non-Title IV v3.1, Unit 5183 and retrofits | 348 | 2294 | Rate Constraint in lbs/MMBtu | FALSE | L | Annual | Allowances Banked | Thousand Tons | 0 | 0 | 0 | 0 | 0 | 0 | 0 | 0
CT Fac. Spec. - SO2 Rate Annual Non-Title IV v3.1, Unit 5183 and retrofits | 348 | 2294 | Rate Constraint in lbs/MMBtu | FALSE | L | Annual | Allowances Withdrawn (1:1) | Thousand Tons | 0 | 0 | 0 | 0 | 0 | 0 | 0 | 0
CT Fac. Spec. - SO2 Rate Annual Non-Title IV v3.1, Unit 5183 and retrofits | 348 | 2294 | Rate Constraint in lbs/MMBtu | FALSE | L | Annual | Allowances Withdrawn (n:1) | Thousand Tons | 0 | 0 | 0 | 0 | 0 | 0 | 0 | 0
CT Fac. Spec. - SO2 Rate Annual Non-Title IV v3.1, Unit 5183 and retrofits | 348 | 2294 | Rate Constraint in lbs/MMBtu | FALSE | L | Annual | Net Emissions Allowance Position | Thousand Tons | 0.1277 | 0.1277 | 0.1277 | 0.1277 | 0.1277 | 0.1277 | 0.1277 | 0.1277
CT Fac. Spec. - SO2 Rate Annual Non-Title IV v3.1, Unit 5183 and retrofits | 348 | 2294 | Rate Constraint in lbs/MMBtu | FALSE | L | Annual | Fuel Consumed | TBtu | 2.9188 | 2.9188 | 2.9188 | 2.9188 | 2.9188 | 2.9188 | 2.9188 | 2.9188
CT Fac. Spec. - SO2 Rate Annual Non-Title IV v3.1, Unit 5183 and retrofits | 348 | 2294 | Rate Constraint in lbs/MMBtu | FALSE | L | Annual | Rate | lb/MMBtu | 0.0875 | 0.0875 | 0.0875 | 0.0875 | 0.0875 | 0.0875 | 0.0875 | 0.0875
CT Fac. Spec. - SO2 Rate Annual Non-Title IV v3.1, Unit 5183 and retrofits | 348 | 2294 | Rate Constraint in lbs/MMBtu | FALSE | L | Annual | Generation | TWh | 0.14682 | 0.14682 | 0.14682 | 0.14682 | 0.14682 | 0.14682 | 0.14682 | 0.14682
CT Fac. Spec. - SO2 Rate Annual Non-Title IV v3.1, Unit 5183 and retrofits | 348 | 2294 | Rate Constraint in lbs/MMBtu | FALSE | L | Annual | Qualifying Generation | TWh | 0.14682 | 0.14682 | 0.14682 | 0.14682 | 0.14682 | 0.14682 | 0.14682 | 0.14682
CT Fac. Spec. - SO2 Rate Annual Non-Title IV v3.1, Unit 5183 and retrofits | 348 | 2294 | Rate Constraint in lbs/MMBtu | FALSE | L | Annual | Rate | lb/MWh | 1.7396 | 1.7396 | 1.7396 | 1.7396 | 1.7396 | 1.7396 | 1.7396 | 1.7396
CT Fac. Spec. - SO2 Rate Annual Non-Title IV v3.1, Unit 5183 and retrofits | 348 | 2294 | Rate Constraint in lbs/MMBtu | FALSE | L | Annual | Constraint Shadow Price | US2016$/Ton | 0 | 0 | 0 | 0 | 0 | 0 | 0 | 0
CT Fac. Spec. - SO2 Rate Annual Non-Title IV v3.1, Unit 5184 and retrofits | 349 | 2294 | Rate Constraint in lbs/MMBtu | FALSE | L | Annual | Seasons Included | Seasons | Winter, WintShld, Summer | Winter, WintShld, Summer | Winter, WintShld, Summer | Winter, WintShld, Summer | Winter, WintShld, Summer | Winter, WintShld, Summer | Winter, WintShld, Summer | Winter, WintShld, Summer
CT Fac. Spec. - SO2 Rate Annual Non-Title IV v3.1, Unit 5184 and retrofits | 349 | 2294 | Rate Constraint in lbs/MMBtu | FALSE | L | Annual | Standard SO2 | lb/MMBtu | 0.55 | 0.55 | 0.55 | 0.55 | 0.55 | 0.55 | 0.55 | 0.55
CT Fac. Spec. - SO2 Rate Annual Non-Title IV v3.1, Unit 5184 and retrofits | 349 | 2294 | Rate Constraint in lbs/MMBtu | FALSE | L | Annual | Emissions at Affected Plants SO2 | Thousand Tons | 0.1277 | 0.1277 | 0.1277 | 0.1277 | 0.1277 | 0.1277 | 0.1277 | 0.1277
CT Fac. Spec. - SO2 Rate Annual Non-Title IV v3.1, Unit 5184 and retrofits | 349 | 2294 | Rate Constraint in lbs/MMBtu | FALSE | L | Annual | Allowances Purchased SO2 | Thousand Tons | 0 | 0 | 0 | 0 | 0 | 0 | 0 | 0
CT Fac. Spec. - SO2 Rate Annual Non-Title IV v3.1, Unit 5184 and retrofits | 349 | 2294 | Rate Constraint in lbs/MMBtu | FALSE | L | Annual | Allowances Sold SO2 | Thousand Tons | 0 | 0 | 0 | 0 | 0 | 0 | 0 | 0
CT Fac. Spec. - SO2 Rate Annual Non-Title IV v3.1, Unit 5184 and retrofits | 349 | 2294 | Rate Constraint in lbs/MMBtu | FALSE | L | Annual | Allowances Banked | Thousand Tons | 0 | 0 | 0 | 0 | 0 | 0 | 0 | 0
CT Fac. Spec. - SO2 Rate Annual Non-Title IV v3.1, Unit 5184 and retrofits | 349 | 2294 | Rate Constraint in lbs/MMBtu | FALSE | L | Annual | Allowances Withdrawn (1:1) | Thousand Tons | 0 | 0 | 0 | 0 | 0 | 0 | 0 | 0
CT Fac. Spec. - SO2 Rate Annual Non-Title IV v3.1, Unit 5184 and retrofits | 349 | 2294 | Rate Constraint in lbs/MMBtu | FALSE | L | Annual | Allowances Withdrawn (n:1) | Thousand Tons | 0 | 0 | 0 | 0 | 0 | 0 | 0 | 0
CT Fac. Spec. - SO2 Rate Annual Non-Title IV v3.1, Unit 5184 and retrofits | 349 | 2294 | Rate Constraint in lbs/MMBtu | FALSE | L | Annual | Net Emissions Allowance Position | Thousand Tons | 0.1277 | 0.1277 | 0.1277 | 0.1277 | 0.1277 | 0.1277 | 0.1277 | 0.1277
CT Fac. Spec. - SO2 Rate Annual Non-Title IV v3.1, Unit 5184 and retrofits | 349 | 2294 | Rate Constraint in lbs/MMBtu | FALSE | L | Annual | Fuel Consumed | TBtu | 2.9188 | 2.9188 | 2.9188 | 2.9188 | 2.9188 | 2.9188 | 2.9188 | 2.9188
CT Fac. Spec. - SO2 Rate Annual Non-Title IV v3.1, Unit 5184 and retrofits | 349 | 2294 | Rate Constraint in lbs/MMBtu | FALSE | L | Annual | Rate | lb/MMBtu | 0.0875 | 0.0875 | 0.0875 | 0.0875 | 0.0875 | 0.0875 | 0.0875 | 0.0875
CT Fac. Spec. - SO2 Rate Annual Non-Title IV v3.1, Unit 5184 and retrofits | 349 | 2294 | Rate Constraint in lbs/MMBtu | FALSE | L | Annual | Generation | TWh | 0.14682 | 0.14682 | 0.14682 | 0.14682 | 0.14682 | 0.14682 | 0.14682 | 0.14682
CT Fac. Spec. - SO2 Rate Annual Non-Title IV v3.1, Unit 5184 and retrofits | 349 | 2294 | Rate Constraint in lbs/MMBtu | FALSE | L | Annual | Qualifying Generation | TWh | 0.14682 | 0.14682 | 0.14682 | 0.14682 | 0.14682 | 0.14682 | 0.14682 | 0.14682
CT Fac. Spec. - SO2 Rate Annual Non-Title IV v3.1, Unit 5184 and retrofits | 349 | 2294 | Rate Constraint in lbs/MMBtu | FALSE | L | Annual | Rate | lb/MWh | 1.7396 | 1.7396 | 1.7396 | 1.7396 | 1.7396 | 1.7396 | 1.7396 | 1.7396
CT Fac. Spec. - SO2 Rate Annual Non-Title IV v3.1, Unit 5184 and retrofits | 349 | 2294 | Rate Constraint in lbs/MMBtu | FALSE | L | Annual | Constraint Shadow Price | US2016$/Ton | 0 | 0 | 0 | 0 | 0 | 0 | 0 | 0
CT Fac. Spec. - SO2 Rate Annual Non-Title IV v3.1, Unit 5185 and retrofits | 350 | 2294 | Rate Constraint in lbs/MMBtu | FALSE | L | Annual | Seasons Included | Seasons | Winter, WintShld, Summer | Winter, WintShld, Summer | Winter, WintShld, Summer | Winter, WintShld, Summer | Winter, WintShld, Summer | Winter, WintShld, Summer | Winter, WintShld, Summer | Winter, WintShld, Summer
CT Fac. Spec. - SO2 Rate Annual Non-Title IV v3.1, Unit 5185 and retrofits | 350 | 2294 | Rate Constraint in lbs/MMBtu | FALSE | L | Annual | Standard SO2 | lb/MMBtu | 0.55 | 0.55 | 0.55 | 0.55 | 0.55 | 0.55 | 0.55 | 0.55
CT Fac. Spec. - SO2 Rate Annual Non-Title IV v3.1, Unit 5185 and retrofits | 350 | 2294 | Rate Constraint in lbs/MMBtu | FALSE | L | Annual | Emissions at Affected Plants SO2 | Thousand Tons | 0.1277 | 0.1277 | 0.1277 | 0.1277 | 0.1277 | 0.1277 | 0.1277 | 0.1277
CT Fac. Spec. - SO2 Rate Annual Non-Title IV v3.1, Unit 5185 and retrofits | 350 | 2294 | Rate Constraint in lbs/MMBtu | FALSE | L | Annual | Allowances Purchased SO2 | Thousand Tons | 0 | 0 | 0 | 0 | 0 | 0 | 0 | 0
CT Fac. Spec. - SO2 Rate Annual Non-Title IV v3.1, Unit 5185 and retrofits | 350 | 2294 | Rate Constraint in lbs/MMBtu | FALSE | L | Annual | Allowances Sold SO2 | Thousand Tons | 0 | 0 | 0 | 0 | 0 | 0 | 0 | 0
CT Fac. Spec. - SO2 Rate Annual Non-Title IV v3.1, Unit 5185 and retrofits | 350 | 2294 | Rate Constraint in lbs/MMBtu | FALSE | L | Annual | Allowances Banked | Thousand Tons | 0 | 0 | 0 | 0 | 0 | 0 | 0 | 0
CT Fac. Spec. - SO2 Rate Annual Non-Title IV v3.1, Unit 5185 and retrofits | 350 | 2294 | Rate Constraint in lbs/MMBtu | FALSE | L | Annual | Allowances Withdrawn (1:1) | Thousand Tons | 0 | 0 | 0 | 0 | 0 | 0 | 0 | 0
CT Fac. Spec. - SO2 Rate Annual Non-Title IV v3.1, Unit 5185 and retrofits | 350 | 2294 | Rate Constraint in lbs/MMBtu | FALSE | L | Annual | Allowances Withdrawn (n:1) | Thousand Tons | 0 | 0 | 0 | 0 | 0 | 0 | 0 | 0
CT Fac. Spec. - SO2 Rate Annual Non-Title IV v3.1, Unit 5185 and retrofits | 350 | 2294 | Rate Constraint in lbs/MMBtu | FALSE | L | Annual | Net Emissions Allowance Position | Thousand Tons | 0.1277 | 0.1277 | 0.1277 | 0.1277 | 0.1277 | 0.1277 | 0.1277 | 0.1277
CT Fac. Spec. - SO2 Rate Annual Non-Title IV v3.1, Unit 5185 and retrofits | 350 | 2294 | Rate Constraint in lbs/MMBtu | FALSE | L | Annual | Fuel Consumed | TBtu | 2.9188 | 2.9188 | 2.9188 | 2.9188 | 2.9188 | 2.9188 | 2.9188 | 2.9188
CT Fac. Spec. - SO2 Rate Annual Non-Title IV v3.1, Unit 5185 and retrofits | 350 | 2294 | Rate Constraint in lbs/MMBtu | FALSE | L | Annual | Rate | lb/MMBtu | 0.0875 | 0.0875 | 0.0875 | 0.0875 | 0.0875 | 0.0875 | 0.0875 | 0.0875
CT Fac. Spec. - SO2 Rate Annual Non-Title IV v3.1, Unit 5185 and retrofits | 350 | 2294 | Rate Constraint in lbs/MMBtu | FALSE | L | Annual | Generation | TWh | 0.14682 | 0.14682 | 0.14682 | 0.14682 | 0.14682 | 0.14682 | 0.14682 | 0.14682
CT Fac. Spec. - SO2 Rate Annual Non-Title IV v3.1, Unit 5185 and retrofits | 350 | 2294 | Rate Constraint in lbs/MMBtu | FALSE | L | Annual | Qualifying Generation | TWh | 0.14682 | 0.14682 | 0.14682 | 0.14682 | 0.14682 | 0.14682 | 0.14682 | 0.14682
CT Fac. Spec. - SO2 Rate Annual Non-Title IV v3.1, Unit 5185 and retrofits | 350 | 2294 | Rate Constraint in lbs/MMBtu | FALSE | L | Annual | Rate | lb/MWh | 1.7396 | 1.7396 | 1.7396 | 1.7396 | 1.7396 | 1.7396 | 1.7396 | 1.7396
CT Fac. Spec. - SO2 Rate Annual Non-Title IV v3.1, Unit 5185 and retrofits | 350 | 2294 | Rate Constraint in lbs/MMBtu | FALSE | L | Annual | Constraint Shadow Price | US2016$/Ton | 0 | 0 | 0 | 0 | 0 | 0 | 0 | 0
CT Fac. Spec. - SO2 Rate Annual v3.1, Unit 1158 and retrofits | 351 | 1769 | Rate Constraint in lbs/MMBtu | FALSE | L | Annual | Seasons Included | Seasons | Winter, WintShld, Summer | Winter, WintShld, Summer | Winter, WintShld, Summer | Winter, WintShld, Summer | Winter, WintShld, Summer | Winter, WintShld, Summer | Winter, WintShld, Summer | Winter, WintShld, Summer
CT Fac. Spec. - SO2 Rate Annual v3.1, Unit 1158 and retrofits | 351 | 1769 | Rate Constraint in lbs/MMBtu | FALSE | L | Annual | Standard SO2 | lb/MMBtu | 0.33 | 0.33 | 0.33 | 0.33 | 0.33 | 0.33 | 0.33 | 0.33
CT Fac. Spec. - SO2 Rate Annual v3.1, Unit 1158 and retrofits | 351 | 1769 | Rate Constraint in lbs/MMBtu | FALSE | L | Annual | Emissions at Affected Plants SO2 | Thousand Tons | 0 | 0 | 0 | 0 | 0 | 0 | 0 | 0
CT Fac. Spec. - SO2 Rate Annual v3.1, Unit 1158 and retrofits | 351 | 1769 | Rate Constraint in lbs/MMBtu | FALSE | L | Annual | Allowances Purchased SO2 | Thousand Tons | 0 | 0 | 0 | 0 | 0 | 0 | 0 | 0
CT Fac. Spec. - SO2 Rate Annual v3.1, Unit 1158 and retrofits | 351 | 1769 | Rate Constraint in lbs/MMBtu | FALSE | L | Annual | Allowances Sold SO2 | Thousand Tons | 0 | 0 | 0 | 0 | 0 | 0 | 0 | 0
CT Fac. Spec. - SO2 Rate Annual v3.1, Unit 1158 and retrofits | 351 | 1769 | Rate Constraint in lbs/MMBtu | FALSE | L | Annual | Allowances Banked | Thousand Tons | 0 | 0 | 0 | 0 | 0 | 0 | 0 | 0
CT Fac. Spec. - SO2 Rate Annual v3.1, Unit 1158 and retrofits | 351 | 1769 | Rate Constraint in lbs/MMBtu | FALSE | L | Annual | Allowances Withdrawn (1:1) | Thousand Tons | 0 | 0 | 0 | 0 | 0 | 0 | 0 | 0
CT Fac. Spec. - SO2 Rate Annual v3.1, Unit 1158 and retrofits | 351 | 1769 | Rate Constraint in lbs/MMBtu | FALSE | L | Annual | Allowances Withdrawn (n:1) | Thousand Tons | 0 | 0 | 0 | 0 | 0 | 0 | 0 | 0
CT Fac. Spec. - SO2 Rate Annual v3.1, Unit 1158 and retrofits | 351 | 1769 | Rate Constraint in lbs/MMBtu | FALSE | L | Annual | Net Emissions Allowance Position | Thousand Tons | 0 | 0 | 0 | 0 | 0 | 0 | 0 | 0
CT Fac. Spec. - SO2 Rate Annual v3.1, Unit 1158 and retrofits | 351 | 1769 | Rate Constraint in lbs/MMBtu | FALSE | L | Annual | Fuel Consumed | TBtu | 0 | 0.033645 | 0.0056854 | 0 | 0 | 0 | 0 | 0
CT Fac. Spec. - SO2 Rate Annual v3.1, Unit 1158 and retrofits | 351 | 1769 | Rate Constraint in lbs/MMBtu | FALSE | L | Annual | Rate | lb/MMBtu | 0 | 0 | 0 | 0 | 0 | 0 | 0 | 0
CT Fac. Spec. - SO2 Rate Annual v3.1, Unit 1158 and retrofits | 351 | 1769 | Rate Constraint in lbs/MMBtu | FALSE | L | Annual | Generation | TWh | 0 | 0.0031312 | 0.00052912 | 0 | 0 | 0 | 0 | 0
CT Fac. Spec. - SO2 Rate Annual v3.1, Unit 1158 and retrofits | 351 | 1769 | Rate Constraint in lbs/MMBtu | FALSE | L | Annual | Qualifying Generation | TWh | 0 | 0.0031312 | 0.00052912 | 0 | 0 | 0 | 0 | 0
CT Fac. Spec. - SO2 Rate Annual v3.1, Unit 1158 and retrofits | 351 | 1769 | Rate Constraint in lbs/MMBtu | FALSE | L | Annual | Rate | lb/MWh | 0 | 0 | 0 | 0 | 0 | 0 | 0 | 0
CT Fac. Spec. - SO2 Rate Annual v3.1, Unit 1158 and retrofits | 351 | 1769 | Rate Constraint in lbs/MMBtu | FALSE | L | Annual | Constraint Shadow Price | US2016$/Ton | 0 | 0 | 0 | 0 | 0 | 0 | 0 | 0
CT Fac. Spec. - SO2 Rate Annual v3.1, Unit 1159 and retrofits | 352 | 1769 | Rate Constraint in lbs/MMBtu | FALSE | L | Annual | Seasons Included | Seasons | Winter, WintShld, Summer | Winter, WintShld, Summer | Winter, WintShld, Summer | Winter, WintShld, Summer | Winter, WintShld, Summer | Winter, WintShld, Summer | Winter, WintShld, Summer | Winter, WintShld, Summer
CT Fac. Spec. - SO2 Rate Annual v3.1, Unit 1159 and retrofits | 352 | 1769 | Rate Constraint in lbs/MMBtu | FALSE | L | Annual | Standard SO2 | lb/MMBtu | 0.33 | 0.33 | 0.33 | 0.33 | 0.33 | 0.33 | 0.33 | 0.33
CT Fac. Spec. - SO2 Rate Annual v3.1, Unit 1159 and retrofits | 352 | 1769 | Rate Constraint in lbs/MMBtu | FALSE | L | Annual | Emissions at Affected Plants SO2 | Thousand Tons | 0 | 0 | 0 | 0 | 0 | 0 | 0 | 0
CT Fac. Spec. - SO2 Rate Annual v3.1, Unit 1159 and retrofits | 352 | 1769 | Rate Constraint in lbs/MMBtu | FALSE | L | Annual | Allowances Purchased SO2 | Thousand Tons | 0 | 0 | 0 | 0 | 0 | 0 | 0 | 0
CT Fac. Spec. - SO2 Rate Annual v3.1, Unit 1159 and retrofits | 352 | 1769 | Rate Constraint in lbs/MMBtu | FALSE | L | Annual | Allowances Sold SO2 | Thousand Tons | 0 | 0 | 0 | 0 | 0 | 0 | 0 | 0
CT Fac. Spec. - SO2 Rate Annual v3.1, Unit 1159 and retrofits | 352 | 1769 | Rate Constraint in lbs/MMBtu | FALSE | L | Annual | Allowances Banked | Thousand Tons | 0 | 0 | 0 | 0 | 0 | 0 | 0 | 0
CT Fac. Spec. - SO2 Rate Annual v3.1, Unit 1159 and retrofits | 352 | 1769 | Rate Constraint in lbs/MMBtu | FALSE | L | Annual | Allowances Withdrawn (1:1) | Thousand Tons | 0 | 0 | 0 | 0 | 0 | 0 | 0 | 0
CT Fac. Spec. - SO2 Rate Annual v3.1, Unit 1159 and retrofits | 352 | 1769 | Rate Constraint in lbs/MMBtu | FALSE | L | Annual | Allowances Withdrawn (n:1) | Thousand Tons | 0 | 0 | 0 | 0 | 0 | 0 | 0 | 0
CT Fac. Spec. - SO2 Rate Annual v3.1, Unit 1159 and retrofits | 352 | 1769 | Rate Constraint in lbs/MMBtu | FALSE | L | Annual | Net Emissions Allowance Position | Thousand Tons | 0 | 0 | 0 | 0 | 0 | 0 | 0 | 0
CT Fac. Spec. - SO2 Rate Annual v3.1, Unit 1159 and retrofits | 352 | 1769 | Rate Constraint in lbs/MMBtu | FALSE | L | Annual | Fuel Consumed | TBtu | 0 | 0 | 0 | 0 | 0 | 0 | 0 | 0
CT Fac. Spec. - SO2 Rate Annual v3.1, Unit 1159 and retrofits | 352 | 1769 | Rate Constraint in lbs/MMBtu | FALSE | L | Annual | Rate | lb/MMBtu | 0 | 0 | 0 | 0 | 0 | 0 | 0 | 0
CT Fac. Spec. - SO2 Rate Annual v3.1, Unit 1159 and retrofits | 352 | 1769 | Rate Constraint in lbs/MMBtu | FALSE | L | Annual | Generation | TWh | 0 | 0 | 0 | 0 | 0 | 0 | 0 | 0
CT Fac. Spec. - SO2 Rate Annual v3.1, Unit 1159 and retrofits | 352 | 1769 | Rate Constraint in lbs/MMBtu | FALSE | L | Annual | Qualifying Generation | TWh | 0 | 0 | 0 | 0 | 0 | 0 | 0 | 0
CT Fac. Spec. - SO2 Rate Annual v3.1, Unit 1159 and retrofits | 352 | 1769 | Rate Constraint in lbs/MMBtu | FALSE | L | Annual | Rate | lb/MWh | 0 | 0 | 0 | 0 | 0 | 0 | 0 | 0
CT Fac. Spec. - SO2 Rate Annual v3.1, Unit 1159 and retrofits | 352 | 1769 | Rate Constraint in lbs/MMBtu | FALSE | L | Annual | Constraint Shadow Price | US2016$/Ton | 0 | 0 | 0 | 0 | 0 | 0 | 0 | 0
CT Fac. Spec. - SO2 Rate Annual v3.1, Unit 1160 and retrofits | 353 | 1769 | Rate Constraint in lbs/MMBtu | FALSE | L | Annual | Seasons Included | Seasons | Winter, WintShld, Summer | Winter, WintShld, Summer | Winter, WintShld, Summer | Winter, WintShld, Summer | Winter, WintShld, Summer | Winter, WintShld, Summer | Winter, WintShld, Summer | Winter, WintShld, Summer
CT Fac. Spec. - SO2 Rate Annual v3.1, Unit 1160 and retrofits | 353 | 1769 | Rate Constraint in lbs/MMBtu | FALSE | L | Annual | Standard SO2 | lb/MMBtu | 0.33 | 0.33 | 0.33 | 0.33 | 0.33 | 0.33 | 0.33 | 0.33
CT Fac. Spec. - SO2 Rate Annual v3.1, Unit 1160 and retrofits | 353 | 1769 | Rate Constraint in lbs/MMBtu | FALSE | L | Annual | Emissions at Affected Plants SO2 | Thousand Tons | 0 | 0 | 0 | 0 | 0 | 0 | 0 | 0
CT Fac. Spec. - SO2 Rate Annual v3.1, Unit 1160 and retrofits | 353 | 1769 | Rate Constraint in lbs/MMBtu | FALSE | L | Annual | Allowances Purchased SO2 | Thousand Tons | 0 | 0 | 0 | 0 | 0 | 0 | 0 | 0
CT Fac. Spec. - SO2 Rate Annual v3.1, Unit 1160 and retrofits | 353 | 1769 | Rate Constraint in lbs/MMBtu | FALSE | L | Annual | Allowances Sold SO2 | Thousand Tons | 0 | 0 | 0 | 0 | 0 | 0 | 0 | 0
CT Fac. Spec. - SO2 Rate Annual v3.1, Unit 1160 and retrofits | 353 | 1769 | Rate Constraint in lbs/MMBtu | FALSE | L | Annual | Allowances Banked | Thousand Tons | 0 | 0 | 0 | 0 | 0 | 0 | 0 | 0
CT Fac. Spec. - SO2 Rate Annual v3.1, Unit 1160 and retrofits | 353 | 1769 | Rate Constraint in lbs/MMBtu | FALSE | L | Annual | Allowances Withdrawn (1:1) | Thousand Tons | 0 | 0 | 0 | 0 | 0 | 0 | 0 | 0
CT Fac. Spec. - SO2 Rate Annual v3.1, Unit 1160 and retrofits | 353 | 1769 | Rate Constraint in lbs/MMBtu | FALSE | L | Annual | Allowances Withdrawn (n:1) | Thousand Tons | 0 | 0 | 0 | 0 | 0 | 0 | 0 | 0
CT Fac. Spec. - SO2 Rate Annual v3.1, Unit 1160 and retrofits | 353 | 1769 | Rate Constraint in lbs/MMBtu | FALSE | L | Annual | Net Emissions Allowance Position | Thousand Tons | 0 | 0 | 0 | 0 | 0 | 0 | 0 | 0
CT Fac. Spec. - SO2 Rate Annual v3.1, Unit 1160 and retrofits | 353 | 1769 | Rate Constraint in lbs/MMBtu | FALSE | L | Annual | Fuel Consumed | TBtu | 0 | 0 | 0 | 0 | 0 | 0 | 0 | 0
CT Fac. Spec. - SO2 Rate Annual v3.1, Unit 1160 and retrofits | 353 | 1769 | Rate Constraint in lbs/MMBtu | FALSE | L | Annual | Rate | lb/MMBtu | 0 | 0 | 0 | 0 | 0 | 0 | 0 | 0
CT Fac. Spec. - SO2 Rate Annual v3.1, Unit 1160 and retrofits | 353 | 1769 | Rate Constraint in lbs/MMBtu | FALSE | L | Annual | Generation | TWh | 0 | 0 | 0 | 0 | 0 | 0 | 0 | 0
CT Fac. Spec. - SO2 Rate Annual v3.1, Unit 1160 and retrofits | 353 | 1769 | Rate Constraint in lbs/MMBtu | FALSE | L | Annual | Qualifying Generation | TWh | 0 | 0 | 0 | 0 | 0 | 0 | 0 | 0
CT Fac. Spec. - SO2 Rate Annual v3.1, Unit 1160 and retrofits | 353 | 1769 | Rate Constraint in lbs/MMBtu | FALSE | L | Annual | Rate | lb/MWh | 0 | 0 | 0 | 0 | 0 | 0 | 0 | 0
CT Fac. Spec. - SO2 Rate Annual v3.1, Unit 1160 and retrofits | 353 | 1769 | Rate Constraint in lbs/MMBtu | FALSE | L | Annual | Constraint Shadow Price | US2016$/Ton | 0 | 0 | 0 | 0 | 0 | 0 | 0 | 0
CT Fac. Spec. - SO2 Rate Annual v3.1, Unit 1161 and retrofits | 354 | 1769 | Rate Constraint in lbs/MMBtu | FALSE | L | Annual | Seasons Included | Seasons | Winter, WintShld, Summer | Winter, WintShld, Summer | Winter, WintShld, Summer | Winter, WintShld, Summer | Winter, WintShld, Summer | Winter, WintShld, Summer | Winter, WintShld, Summer | Winter, WintShld, Summer
CT Fac. Spec. - SO2 Rate Annual v3.1, Unit 1161 and retrofits | 354 | 1769 | Rate Constraint in lbs/MMBtu | FALSE | L | Annual | Standard SO2 | lb/MMBtu | 0.33 | 0.33 | 0.33 | 0.33 | 0.33 | 0.33 | 0.33 | 0.33
CT Fac. Spec. - SO2 Rate Annual v3.1, Unit 1161 and retrofits | 354 | 1769 | Rate Constraint in lbs/MMBtu | FALSE | L | Annual | Emissions at Affected Plants SO2 | Thousand Tons | 0 | 0 | 0 | 0 | 0 | 0 | 0 | 0
CT Fac. Spec. - SO2 Rate Annual v3.1, Unit 1161 and retrofits | 354 | 1769 | Rate Constraint in lbs/MMBtu | FALSE | L | Annual | Allowances Purchased SO2 | Thousand Tons | 0 | 0 | 0 | 0 | 0 | 0 | 0 | 0
CT Fac. Spec. - SO2 Rate Annual v3.1, Unit 1161 and retrofits | 354 | 1769 | Rate Constraint in lbs/MMBtu | FALSE | L | Annual | Allowances Sold SO2 | Thousand Tons | 0 | 0 | 0 | 0 | 0 | 0 | 0 | 0
CT Fac. Spec. - SO2 Rate Annual v3.1, Unit 1161 and retrofits | 354 | 1769 | Rate Constraint in lbs/MMBtu | FALSE | L | Annual | Allowances Banked | Thousand Tons | 0 | 0 | 0 | 0 | 0 | 0 | 0 | 0
CT Fac. Spec. - SO2 Rate Annual v3.1, Unit 1161 and retrofits | 354 | 1769 | Rate Constraint in lbs/MMBtu | FALSE | L | Annual | Allowances Withdrawn (1:1) | Thousand Tons | 0 | 0 | 0 | 0 | 0 | 0 | 0 | 0
CT Fac. Spec. - SO2 Rate Annual v3.1, Unit 1161 and retrofits | 354 | 1769 | Rate Constraint in lbs/MMBtu | FALSE | L | Annual | Allowances Withdrawn (n:1) | Thousand Tons | 0 | 0 | 0 | 0 | 0 | 0 | 0 | 0
CT Fac. Spec. - SO2 Rate Annual v3.1, Unit 1161 and retrofits | 354 | 1769 | Rate Constraint in lbs/MMBtu | FALSE | L | Annual | Net Emissions Allowance Position | Thousand Tons | 0 | 0 | 0 | 0 | 0 | 0 | 0 | 0
CT Fac. Spec. - SO2 Rate Annual v3.1, Unit 1161 and retrofits | 354 | 1769 | Rate Constraint in lbs/MMBtu | FALSE | L | Annual | Fuel Consumed | TBtu | 0 | 0 | 0 | 0 | 0 | 0 | 0 | 0
CT Fac. Spec. - SO2 Rate Annual v3.1, Unit 1161 and retrofits | 354 | 1769 | Rate Constraint in lbs/MMBtu | FALSE | L | Annual | Rate | lb/MMBtu | 0 | 0 | 0 | 0 | 0 | 0 | 0 | 0
CT Fac. Spec. - SO2 Rate Annual v3.1, Unit 1161 and retrofits | 354 | 1769 | Rate Constraint in lbs/MMBtu | FALSE | L | Annual | Generation | TWh | 0 | 0 | 0 | 0 | 0 | 0 | 0 | 0
CT Fac. Spec. - SO2 Rate Annual v3.1, Unit 1161 and retrofits | 354 | 1769 | Rate Constraint in lbs/MMBtu | FALSE | L | Annual | Qualifying Generation | TWh | 0 | 0 | 0 | 0 | 0 | 0 | 0 | 0
CT Fac. Spec. - SO2 Rate Annual v3.1, Unit 1161 and retrofits | 354 | 1769 | Rate Constraint in lbs/MMBtu | FALSE | L | Annual | Rate | lb/MWh | 0 | 0 | 0 | 0 | 0 | 0 | 0 | 0
CT Fac. Spec. - SO2 Rate Annual v3.1, Unit 1161 and retrofits | 354 | 1769 | Rate Constraint in lbs/MMBtu | FALSE | L | Annual | Constraint Shadow Price | US2016$/Ton | 0 | 0 | 0 | 0 | 0 | 0 | 0 | 0
CT Fac. Spec. - SO2 Rate Annual v3.1, Unit 1162 and retrofits | 355 | 1769 | Rate Constraint in lbs/MMBtu | FALSE | L | Annual | Seasons Included | Seasons | Winter, WintShld, Summer | Winter, WintShld, Summer | Winter, WintShld, Summer | Winter, WintShld, Summer | Winter, WintShld, Summer | Winter, WintShld, Summer | Winter, WintShld, Summer | Winter, WintShld, Summer
CT Fac. Spec. - SO2 Rate Annual v3.1, Unit 1162 and retrofits | 355 | 1769 | Rate Constraint in lbs/MMBtu | FALSE | L | Annual | Standard SO2 | lb/MMBtu | 0.33 | 0.33 | 0.33 | 0.33 | 0.33 | 0.33 | 0.33 | 0.33
CT Fac. Spec. - SO2 Rate Annual v3.1, Unit 1162 and retrofits | 355 | 1769 | Rate Constraint in lbs/MMBtu | FALSE | L | Annual | Emissions at Affected Plants SO2 | Thousand Tons | 0 | 0 | 0 | 0 | 0 | 0 | 0 | 0
CT Fac. Spec. - SO2 Rate Annual v3.1, Unit 1162 and retrofits | 355 | 1769 | Rate Constraint in lbs/MMBtu | FALSE | L | Annual | Allowances Purchased SO2 | Thousand Tons | 0 | 0 | 0 | 0 | 0 | 0 | 0 | 0
CT Fac. Spec. - SO2 Rate Annual v3.1, Unit 1162 and retrofits | 355 | 1769 | Rate Constraint in lbs/MMBtu | FALSE | L | Annual | Allowances Sold SO2 | Thousand Tons | 0 | 0 | 0 | 0 | 0 | 0 | 0 | 0
CT Fac. Spec. - SO2 Rate Annual v3.1, Unit 1162 and retrofits | 355 | 1769 | Rate Constraint in lbs/MMBtu | FALSE | L | Annual | Allowances Banked | Thousand Tons | 0 | 0 | 0 | 0 | 0 | 0 | 0 | 0
CT Fac. Spec. - SO2 Rate Annual v3.1, Unit 1162 and retrofits | 355 | 1769 | Rate Constraint in lbs/MMBtu | FALSE | L | Annual | Allowances Withdrawn (1:1) | Thousand Tons | 0 | 0 | 0 | 0 | 0 | 0 | 0 | 0
CT Fac. Spec. - SO2 Rate Annual v3.1, Unit 1162 and retrofits | 355 | 1769 | Rate Constraint in lbs/MMBtu | FALSE | L | Annual | Allowances Withdrawn (n:1) | Thousand Tons | 0 | 0 | 0 | 0 | 0 | 0 | 0 | 0
CT Fac. Spec. - SO2 Rate Annual v3.1, Unit 1162 and retrofits | 355 | 1769 | Rate Constraint in lbs/MMBtu | FALSE | L | Annual | Net Emissions Allowance Position | Thousand Tons | 0 | 0 | 0 | 0 | 0 | 0 | 0 | 0
CT Fac. Spec. - SO2 Rate Annual v3.1, Unit 1162 and retrofits | 355 | 1769 | Rate Constraint in lbs/MMBtu | FALSE | L | Annual | Fuel Consumed | TBtu | 0 | 0 | 0 | 0 | 0 | 0 | 0 | 0
CT Fac. Spec. - SO2 Rate Annual v3.1, Unit 1162 and retrofits | 355 | 1769 | Rate Constraint in lbs/MMBtu | FALSE | L | Annual | Rate | lb/MMBtu | 0 | 0 | 0 | 0 | 0 | 0 | 0 | 0
CT Fac. Spec. - SO2 Rate Annual v3.1, Unit 1162 and retrofits | 355 | 1769 | Rate Constraint in lbs/MMBtu | FALSE | L | Annual | Generation | TWh | 0 | 0 | 0 | 0 | 0 | 0 | 0 | 0
CT Fac. Spec. - SO2 Rate Annual v3.1, Unit 1162 and retrofits | 355 | 1769 | Rate Constraint in lbs/MMBtu | FALSE | L | Annual | Qualifying Generation | TWh | 0 | 0 | 0 | 0 | 0 | 0 | 0 | 0
CT Fac. Spec. - SO2 Rate Annual v3.1, Unit 1162 and retrofits | 355 | 1769 | Rate Constraint in lbs/MMBtu | FALSE | L | Annual | Rate | lb/MWh | 0 | 0 | 0 | 0 | 0 | 0 | 0 | 0
CT Fac. Spec. - SO2 Rate Annual v3.1, Unit 1162 and retrofits | 355 | 1769 | Rate Constraint in lbs/MMBtu | FALSE | L | Annual | Constraint Shadow Price | US2016$/Ton | 0 | 0 | 0 | 0 | 0 | 0 | 0 | 0
CT Fac. Spec. - SO2 Rate Annual v3.1, Unit 1163 and retrofits | 356 | 1769 | Rate Constraint in lbs/MMBtu | FALSE | L | Annual | Seasons Included | Seasons | Winter, WintShld, Summer | Winter, WintShld, Summer | Winter, WintShld, Summer | Winter, WintShld, Summer | Winter, WintShld, Summer | Winter, WintShld, Summer | Winter, WintShld, Summer | Winter, WintShld, Summer
CT Fac. Spec. - SO2 Rate Annual v3.1, Unit 1163 and retrofits | 356 | 1769 | Rate Constraint in lbs/MMBtu | FALSE | L | Annual | Standard SO2 | lb/MMBtu | 0.33 | 0.33 | 0.33 | 0.33 | 0.33 | 0.33 | 0.33 | 0.33
CT Fac. Spec. - SO2 Rate Annual v3.1, Unit 1163 and retrofits | 356 | 1769 | Rate Constraint in lbs/MMBtu | FALSE | L | Annual | Emissions at Affected Plants SO2 | Thousand Tons | 0 | 0 | 0 | 0 | 0 | 0 | 0 | 0
CT Fac. Spec. - SO2 Rate Annual v3.1, Unit 1163 and retrofits | 356 | 1769 | Rate Constraint in lbs/MMBtu | FALSE | L | Annual | Allowances Purchased SO2 | Thousand Tons | 0 | 0 | 0 | 0 | 0 | 0 | 0 | 0
CT Fac. Spec. - SO2 Rate Annual v3.1, Unit 1163 and retrofits | 356 | 1769 | Rate Constraint in lbs/MMBtu | FALSE | L | Annual | Allowances Sold SO2 | Thousand Tons | 0 | 0 | 0 | 0 | 0 | 0 | 0 | 0
CT Fac. Spec. - SO2 Rate Annual v3.1, Unit 1163 and retrofits | 356 | 1769 | Rate Constraint in lbs/MMBtu | FALSE | L | Annual | Allowances Banked | Thousand Tons | 0 | 0 | 0 | 0 | 0 | 0 | 0 | 0
CT Fac. Spec. - SO2 Rate Annual v3.1, Unit 1163 and retrofits | 356 | 1769 | Rate Constraint in lbs/MMBtu | FALSE | L | Annual | Allowances Withdrawn (1:1) | Thousand Tons | 0 | 0 | 0 | 0 | 0 | 0 | 0 | 0
CT Fac. Spec. - SO2 Rate Annual v3.1, Unit 1163 and retrofits | 356 | 1769 | Rate Constraint in lbs/MMBtu | FALSE | L | Annual | Allowances Withdrawn (n:1) | Thousand Tons | 0 | 0 | 0 | 0 | 0 | 0 | 0 | 0
CT Fac. Spec. - SO2 Rate Annual v3.1, Unit 1163 and retrofits | 356 | 1769 | Rate Constraint in lbs/MMBtu | FALSE | L | Annual | Net Emissions Allowance Position | Thousand Tons | 0 | 0 | 0 | 0 | 0 | 0 | 0 | 0
CT Fac. Spec. - SO2 Rate Annual v3.1, Unit 1163 and retrofits | 356 | 1769 | Rate Constraint in lbs/MMBtu | FALSE | L | Annual | Fuel Consumed | TBtu | 0 | 0.016119 | 0 | 0 | 0 | 0 | 0 | 0
CT Fac. Spec. - SO2 Rate Annual v3.1, Unit 1163 and retrofits | 356 | 1769 | Rate Constraint in lbs/MMBtu | FALSE | L | Annual | Rate | lb/MMBtu | 0 | 0 | 0 | 0 | 0 | 0 | 0 | 0
CT Fac. Spec. - SO2 Rate Annual v3.1, Unit 1163 and retrofits | 356 | 1769 | Rate Constraint in lbs/MMBtu | FALSE | L | Annual | Generation | TWh | 0 | 0.0015002 | 0 | 0 | 0 | 0 | 0 | 0
CT Fac. Spec. - SO2 Rate Annual v3.1, Unit 1163 and retrofits | 356 | 1769 | Rate Constraint in lbs/MMBtu | FALSE | L | Annual | Qualifying Generation | TWh | 0 | 0.0015002 | 0 | 0 | 0 | 0 | 0 | 0
CT Fac. Spec. - SO2 Rate Annual v3.1, Unit 1163 and retrofits | 356 | 1769 | Rate Constraint in lbs/MMBtu | FALSE | L | Annual | Rate | lb/MWh | 0 | 0 | 0 | 0 | 0 | 0 | 0 | 0
CT Fac. Spec. - SO2 Rate Annual v3.1, Unit 1163 and retrofits | 356 | 1769 | Rate Constraint in lbs/MMBtu | FALSE | L | Annual | Constraint Shadow Price | US2016$/Ton | 0 | 0 | 0 | 0 | 0 | 0 | 0 | 0
CT Fac. Spec. - SO2 Rate Annual v3.1, Unit 1164 and retrofits | 357 | 1769 | Rate Constraint in lbs/MMBtu | FALSE | L | Annual | Seasons Included | Seasons | Winter, WintShld, Summer | Winter, WintShld, Summer | Winter, WintShld, Summer | Winter, WintShld, Summer | Winter, WintShld, Summer | Winter, WintShld, Summer | Winter, WintShld, Summer | Winter, WintShld, Summer
CT Fac. Spec. - SO2 Rate Annual v3.1, Unit 1164 and retrofits | 357 | 1769 | Rate Constraint in lbs/MMBtu | FALSE | L | Annual | Standard SO2 | lb/MMBtu | 0.33 | 0.33 | 0.33 | 0.33 | 0.33 | 0.33 | 0.33 | 0.33
CT Fac. Spec. - SO2 Rate Annual v3.1, Unit 1164 and retrofits | 357 | 1769 | Rate Constraint in lbs/MMBtu | FALSE | L | Annual | Emissions at Affected Plants SO2 | Thousand Tons | 0 | 0 | 0 | 0 | 0 | 0 | 0 | 0
CT Fac. Spec. - SO2 Rate Annual v3.1, Unit 1164 and retrofits | 357 | 1769 | Rate Constraint in lbs/MMBtu | FALSE | L | Annual | Allowances Purchased SO2 | Thousand Tons | 0 | 0 | 0 | 0 | 0 | 0 | 0 | 0
CT Fac. Spec. - SO2 Rate Annual v3.1, Unit 1164 and retrofits | 357 | 1769 | Rate Constraint in lbs/MMBtu | FALSE | L | Annual | Allowances Sold SO2 | Thousand Tons | 0 | 0 | 0 | 0 | 0 | 0 | 0 | 0
CT Fac. Spec. - SO2 Rate Annual v3.1, Unit 1164 and retrofits | 357 | 1769 | Rate Constraint in lbs/MMBtu | FALSE | L | Annual | Allowances Banked | Thousand Tons | 0 | 0 | 0 | 0 | 0 | 0 | 0 | 0
CT Fac. Spec. - SO2 Rate Annual v3.1, Unit 1164 and retrofits | 357 | 1769 | Rate Constraint in lbs/MMBtu | FALSE | L | Annual | Allowances Withdrawn (1:1) | Thousand Tons | 0 | 0 | 0 | 0 | 0 | 0 | 0 | 0
CT Fac. Spec. - SO2 Rate Annual v3.1, Unit 1164 and retrofits | 357 | 1769 | Rate Constraint in lbs/MMBtu | FALSE | L | Annual | Allowances Withdrawn (n:1) | Thousand Tons | 0 | 0 | 0 | 0 | 0 | 0 | 0 | 0
CT Fac. Spec. - SO2 Rate Annual v3.1, Unit 1164 and retrofits | 357 | 1769 | Rate Constraint in lbs/MMBtu | FALSE | L | Annual | Net Emissions Allowance Position | Thousand Tons | 0 | 0 | 0 | 0 | 0 | 0 | 0 | 0
CT Fac. Spec. - SO2 Rate Annual v3.1, Unit 1164 and retrofits | 357 | 1769 | Rate Constraint in lbs/MMBtu | FALSE | L | Annual | Fuel Consumed | TBtu | 0 | 0 | 0 | 0 | 0 | 0 | 0 | 0
CT Fac. Spec. - SO2 Rate Annual v3.1, Unit 1164 and retrofits | 357 | 1769 | Rate Constraint in lbs/MMBtu | FALSE | L | Annual | Rate | lb/MMBtu | 0 | 0 | 0 | 0 | 0 | 0 | 0 | 0
CT Fac. Spec. - SO2 Rate Annual v3.1, Unit 1164 and retrofits | 357 | 1769 | Rate Constraint in lbs/MMBtu | FALSE | L | Annual | Generation | TWh | 0 | 0 | 0 | 0 | 0 | 0 | 0 | 0
CT Fac. Spec. - SO2 Rate Annual v3.1, Unit 1164 and retrofits | 357 | 1769 | Rate Constraint in lbs/MMBtu | FALSE | L | Annual | Qualifying Generation | TWh | 0 | 0 | 0 | 0 | 0 | 0 | 0 | 0
CT Fac. Spec. - SO2 Rate Annual v3.1, Unit 1164 and retrofits | 357 | 1769 | Rate Constraint in lbs/MMBtu | FALSE | L | Annual | Rate | lb/MWh | 0 | 0 | 0 | 0 | 0 | 0 | 0 | 0
CT Fac. Spec. - SO2 Rate Annual v3.1, Unit 1164 and retrofits | 357 | 1769 | Rate Constraint in lbs/MMBtu | FALSE | L | Annual | Constraint Shadow Price | US2016$/Ton | 0 | 0 | 0 | 0 | 0 | 0 | 0 | 0
CT Fac. Spec. - SO2 Rate Annual v3.1, Unit 1165 and retrofits | 358 | 1769 | Rate Constraint in lbs/MMBtu | FALSE | L | Annual | Seasons Included | Seasons | Winter, WintShld, Summer | Winter, WintShld, Summer | Winter, WintShld, Summer | Winter, WintShld, Summer | Winter, WintShld, Summer | Winter, WintShld, Summer | Winter, WintShld, Summer | Winter, WintShld, Summer
CT Fac. Spec. - SO2 Rate Annual v3.1, Unit 1165 and retrofits | 358 | 1769 | Rate Constraint in lbs/MMBtu | FALSE | L | Annual | Standard SO2 | lb/MMBtu | 0.33 | 0.33 | 0.33 | 0.33 | 0.33 | 0.33 | 0.33 | 0.33
CT Fac. Spec. - SO2 Rate Annual v3.1, Unit 1165 and retrofits | 358 | 1769 | Rate Constraint in lbs/MMBtu | FALSE | L | Annual | Emissions at Affected Plants SO2 | Thousand Tons | 0 | 0 | 0 | 0 | 0 | 0 | 0 | 0
CT Fac. Spec. - SO2 Rate Annual v3.1, Unit 1165 and retrofits | 358 | 1769 | Rate Constraint in lbs/MMBtu | FALSE | L | Annual | Allowances Purchased SO2 | Thousand Tons | 0 | 0 | 0 | 0 | 0 | 0 | 0 | 0
CT Fac. Spec. - SO2 Rate Annual v3.1, Unit 1165 and retrofits | 358 | 1769 | Rate Constraint in lbs/MMBtu | FALSE | L | Annual | Allowances Sold SO2 | Thousand Tons | 0 | 0 | 0 | 0 | 0 | 0 | 0 | 0
CT Fac. Spec. - SO2 Rate Annual v3.1, Unit 1165 and retrofits | 358 | 1769 | Rate Constraint in lbs/MMBtu | FALSE | L | Annual | Allowances Banked | Thousand Tons | 0 | 0 | 0 | 0 | 0 | 0 | 0 | 0
CT Fac. Spec. - SO2 Rate Annual v3.1, Unit 1165 and retrofits | 358 | 1769 | Rate Constraint in lbs/MMBtu | FALSE | L | Annual | Allowances Withdrawn (1:1) | Thousand Tons | 0 | 0 | 0 | 0 | 0 | 0 | 0 | 0
CT Fac. Spec. - SO2 Rate Annual v3.1, Unit 1165 and retrofits | 358 | 1769 | Rate Constraint in lbs/MMBtu | FALSE | L | Annual | Allowances Withdrawn (n:1) | Thousand Tons | 0 | 0 | 0 | 0 | 0 | 0 | 0 | 0
CT Fac. Spec. - SO2 Rate Annual v3.1, Unit 1165 and retrofits | 358 | 1769 | Rate Constraint in lbs/MMBtu | FALSE | L | Annual | Net Emissions Allowance Position | Thousand Tons | 0 | 0 | 0 | 0 | 0 | 0 | 0 | 0
CT Fac. Spec. - SO2 Rate Annual v3.1, Unit 1165 and retrofits | 358 | 1769 | Rate Constraint in lbs/MMBtu | FALSE | L | Annual | Fuel Consumed | TBtu | 0 | 1.1981e-05 | 0 | 0 | 0 | 0 | 0 | 0
CT Fac. Spec. - SO2 Rate Annual v3.1, Unit 1165 and retrofits | 358 | 1769 | Rate Constraint in lbs/MMBtu | FALSE | L | Annual | Rate | lb/MMBtu | 0 | 0 | 0 | 0 | 0 | 0 | 0 | 0
CT Fac. Spec. - SO2 Rate Annual v3.1, Unit 1165 and retrofits | 358 | 1769 | Rate Constraint in lbs/MMBtu | FALSE | L | Annual | Generation | TWh | 0 | 1.115e-06 | 0 | 0 | 0 | 0 | 0 | 0
CT Fac. Spec. - SO2 Rate Annual v3.1, Unit 1165 and retrofits | 358 | 1769 | Rate Constraint in lbs/MMBtu | FALSE | L | Annual | Qualifying Generation | TWh | 0 | 1.115e-06 | 0 | 0 | 0 | 0 | 0 | 0
CT Fac. Spec. - SO2 Rate Annual v3.1, Unit 1165 and retrofits | 358 | 1769 | Rate Constraint in lbs/MMBtu | FALSE | L | Annual | Rate | lb/MWh | 0 | 0 | 0 | 0 | 0 | 0 | 0 | 0
CT Fac. Spec. - SO2 Rate Annual v3.1, Unit 1165 and retrofits | 358 | 1769 | Rate Constraint in lbs/MMBtu | FALSE | L | Annual | Constraint Shadow Price | US2016$/Ton | 0 | 0 | 0 | 0 | 0 | 0 | 0 | 0
CT Fac. Spec. - SO2 Rate Annual v3.1, Unit 1166 and retrofits | 359 | 1769 | Rate Constraint in lbs/MMBtu | FALSE | L | Annual | Seasons Included | Seasons | Winter, WintShld, Summer | Winter, WintShld, Summer | Winter, WintShld, Summer | Winter, WintShld, Summer | Winter, WintShld, Summer | Winter, WintShld, Summer | Winter, WintShld, Summer | Winter, WintShld, Summer
CT Fac. Spec. - SO2 Rate Annual v3.1, Unit 1166 and retrofits | 359 | 1769 | Rate Constraint in lbs/MMBtu | FALSE | L | Annual | Standard SO2 | lb/MMBtu | 0.33 | 0.33 | 0.33 | 0.33 | 0.33 | 0.33 | 0.33 | 0.33
CT Fac. Spec. - SO2 Rate Annual v3.1, Unit 1166 and retrofits | 359 | 1769 | Rate Constraint in lbs/MMBtu | FALSE | L | Annual | Emissions at Affected Plants SO2 | Thousand Tons | 0 | 0 | 0 | 0 | 0 | 0 | 0 | 0
CT Fac. Spec. - SO2 Rate Annual v3.1, Unit 1166 and retrofits | 359 | 1769 | Rate Constraint in lbs/MMBtu | FALSE | L | Annual | Allowances Purchased SO2 | Thousand Tons | 0 | 0 | 0 | 0 | 0 | 0 | 0 | 0
CT Fac. Spec. - SO2 Rate Annual v3.1, Unit 1166 and retrofits | 359 | 1769 | Rate Constraint in lbs/MMBtu | FALSE | L | Annual | Allowances Sold SO2 | Thousand Tons | 0 | 0 | 0 | 0 | 0 | 0 | 0 | 0
CT Fac. Spec. - SO2 Rate Annual v3.1, Unit 1166 and retrofits | 359 | 1769 | Rate Constraint in lbs/MMBtu | FALSE | L | Annual | Allowances Banked | Thousand Tons | 0 | 0 | 0 | 0 | 0 | 0 | 0 | 0
CT Fac. Spec. - SO2 Rate Annual v3.1, Unit 1166 and retrofits | 359 | 1769 | Rate Constraint in lbs/MMBtu | FALSE | L | Annual | Allowances Withdrawn (1:1) | Thousand Tons | 0 | 0 | 0 | 0 | 0 | 0 | 0 | 0
CT Fac. Spec. - SO2 Rate Annual v3.1, Unit 1166 and retrofits | 359 | 1769 | Rate Constraint in lbs/MMBtu | FALSE | L | Annual | Allowances Withdrawn (n:1) | Thousand Tons | 0 | 0 | 0 | 0 | 0 | 0 | 0 | 0
CT Fac. Spec. - SO2 Rate Annual v3.1, Unit 1166 and retrofits | 359 | 1769 | Rate Constraint in lbs/MMBtu | FALSE | L | Annual | Net Emissions Allowance Position | Thousand Tons | 0 | 0 | 0 | 0 | 0 | 0 | 0 | 0
CT Fac. Spec. - SO2 Rate Annual v3.1, Unit 1166 and retrofits | 359 | 1769 | Rate Constraint in lbs/MMBtu | FALSE | L | Annual | Fuel Consumed | TBtu | 0 | 0 | 0 | 0 | 0 | 0 | 0 | 0
CT Fac. Spec. - SO2 Rate Annual v3.1, Unit 1166 and retrofits | 359 | 1769 | Rate Constraint in lbs/MMBtu | FALSE | L | Annual | Rate | lb/MMBtu | 0 | 0 | 0 | 0 | 0 | 0 | 0 | 0
CT Fac. Spec. - SO2 Rate Annual v3.1, Unit 1166 and retrofits | 359 | 1769 | Rate Constraint in lbs/MMBtu | FALSE | L | Annual | Generation | TWh | 0 | 0 | 0 | 0 | 0 | 0 | 0 | 0
CT Fac. Spec. - SO2 Rate Annual v3.1, Unit 1166 and retrofits | 359 | 1769 | Rate Constraint in lbs/MMBtu | FALSE | L | Annual | Qualifying Generation | TWh | 0 | 0 | 0 | 0 | 0 | 0 | 0 | 0
CT Fac. Spec. - SO2 Rate Annual v3.1, Unit 1166 and retrofits | 359 | 1769 | Rate Constraint in lbs/MMBtu | FALSE | L | Annual | Rate | lb/MWh | 0 | 0 | 0 | 0 | 0 | 0 | 0 | 0
CT Fac. Spec. - SO2 Rate Annual v3.1, Unit 1166 and retrofits | 359 | 1769 | Rate Constraint in lbs/MMBtu | FALSE | L | Annual | Constraint Shadow Price | US2016$/Ton | 0 | 0 | 0 | 0 | 0 | 0 | 0 | 0
CT Fac. Spec. - SO2 Rate Annual v3.1, Unit 1169 and retrofits | 360 | 1769 | Rate Constraint in lbs/MMBtu | FALSE | L | Annual | Seasons Included | Seasons | Winter, WintShld, Summer | Winter, WintShld, Summer | Winter, WintShld, Summer | Winter, WintShld, Summer | Winter, WintShld, Summer | Winter, WintShld, Summer | Winter, WintShld, Summer | Winter, WintShld, Summer
CT Fac. Spec. - SO2 Rate Annual v3.1, Unit 1169 and retrofits | 360 | 1769 | Rate Constraint in lbs/MMBtu | FALSE | L | Annual | Standard SO2 | lb/MMBtu | 0.33 | 0.33 | 0.33 | 0.33 | 0.33 | 0.33 | 0.33 | 0.33
CT Fac. Spec. - SO2 Rate Annual v3.1, Unit 1169 and retrofits | 360 | 1769 | Rate Constraint in lbs/MMBtu | FALSE | L | Annual | Emissions at Affected Plants SO2 | Thousand Tons | 0 | 0 | 0 | 0 | 0 | 0 | 0 | 0
CT Fac. Spec. - SO2 Rate Annual v3.1, Unit 1169 and retrofits | 360 | 1769 | Rate Constraint in lbs/MMBtu | FALSE | L | Annual | Allowances Purchased SO2 | Thousand Tons | 0 | 0 | 0 | 0 | 0 | 0 | 0 | 0
CT Fac. Spec. - SO2 Rate Annual v3.1, Unit 1169 and retrofits | 360 | 1769 | Rate Constraint in lbs/MMBtu | FALSE | L | Annual | Allowances Sold SO2 | Thousand Tons | 0 | 0 | 0 | 0 | 0 | 0 | 0 | 0
CT Fac. Spec. - SO2 Rate Annual v3.1, Unit 1169 and retrofits | 360 | 1769 | Rate Constraint in lbs/MMBtu | FALSE | L | Annual | Allowances Banked | Thousand Tons | 0 | 0 | 0 | 0 | 0 | 0 | 0 | 0
CT Fac. Spec. - SO2 Rate Annual v3.1, Unit 1169 and retrofits | 360 | 1769 | Rate Constraint in lbs/MMBtu | FALSE | L | Annual | Allowances Withdrawn (1:1) | Thousand Tons | 0 | 0 | 0 | 0 | 0 | 0 | 0 | 0
CT Fac. Spec. - SO2 Rate Annual v3.1, Unit 1169 and retrofits | 360 | 1769 | Rate Constraint in lbs/MMBtu | FALSE | L | Annual | Allowances Withdrawn (n:1) | Thousand Tons | 0 | 0 | 0 | 0 | 0 | 0 | 0 | 0
CT Fac. Spec. - SO2 Rate Annual v3.1, Unit 1169 and retrofits | 360 | 1769 | Rate Constraint in lbs/MMBtu | FALSE | L | Annual | Net Emissions Allowance Position | Thousand Tons | 0 | 0 | 0 | 0 | 0 | 0 | 0 | 0
CT Fac. Spec. - SO2 Rate Annual v3.1, Unit 1169 and retrofits | 360 | 1769 | Rate Constraint in lbs/MMBtu | FALSE | L | Annual | Fuel Consumed | TBtu | 0 | 0 | 0 | 0 | 0 | 0 | 0 | 0
CT Fac. Spec. - SO2 Rate Annual v3.1, Unit 1169 and retrofits | 360 | 1769 | Rate Constraint in lbs/MMBtu | FALSE | L | Annual | Rate | lb/MMBtu | 0 | 0 | 0 | 0 | 0 | 0 | 0 | 0
CT Fac. Spec. - SO2 Rate Annual v3.1, Unit 1169 and retrofits | 360 | 1769 | Rate Constraint in lbs/MMBtu | FALSE | L | Annual | Generation | TWh | 0 | 0 | 0 | 0 | 0 | 0 | 0 | 0
CT Fac. Spec. - SO2 Rate Annual v3.1, Unit 1169 and retrofits | 360 | 1769 | Rate Constraint in lbs/MMBtu | FALSE | L | Annual | Qualifying Generation | TWh | 0 | 0 | 0 | 0 | 0 | 0 | 0 | 0
CT Fac. Spec. - SO2 Rate Annual v3.1, Unit 1169 and retrofits | 360 | 1769 | Rate Constraint in lbs/MMBtu | FALSE | L | Annual | Rate | lb/MWh | 0 | 0 | 0 | 0 | 0 | 0 | 0 | 0
CT Fac. Spec. - SO2 Rate Annual v3.1, Unit 1169 and retrofits | 360 | 1769 | Rate Constraint in lbs/MMBtu | FALSE | L | Annual | Constraint Shadow Price | US2016$/Ton | 0 | 0 | 0 | 0 | 0 | 0 | 0 | 0
CT Fac. Spec. - SO2 Rate Annual v3.1, Unit 1177 and retrofits | 361 | 1769 | Rate Constraint in lbs/MMBtu | FALSE | L | Annual | Seasons Included | Seasons | Winter, WintShld, Summer | Winter, WintShld, Summer | Winter, WintShld, Summer | Winter, WintShld, Summer | Winter, WintShld, Summer | Winter, WintShld, Summer | Winter, WintShld, Summer | Winter, WintShld, Summer
CT Fac. Spec. - SO2 Rate Annual v3.1, Unit 1177 and retrofits | 361 | 1769 | Rate Constraint in lbs/MMBtu | FALSE | L | Annual | Standard SO2 | lb/MMBtu | 0.33 | 0.33 | 0.33 | 0.33 | 0.33 | 0.33 | 0.33 | 0.33
CT Fac. Spec. - SO2 Rate Annual v3.1, Unit 1177 and retrofits | 361 | 1769 | Rate Constraint in lbs/MMBtu | FALSE | L | Annual | Emissions at Affected Plants SO2 | Thousand Tons | 0 | 0 | 0 | 0 | 0 | 0 | 0 | 0
CT Fac. Spec. - SO2 Rate Annual v3.1, Unit 1177 and retrofits | 361 | 1769 | Rate Constraint in lbs/MMBtu | FALSE | L | Annual | Allowances Purchased SO2 | Thousand Tons | 0 | 0 | 0 | 0 | 0 | 0 | 0 | 0
CT Fac. Spec. - SO2 Rate Annual v3.1, Unit 1177 and retrofits | 361 | 1769 | Rate Constraint in lbs/MMBtu | FALSE | L | Annual | Allowances Sold SO2 | Thousand Tons | 0 | 0 | 0 | 0 | 0 | 0 | 0 | 0
CT Fac. Spec. - SO2 Rate Annual v3.1, Unit 1177 and retrofits | 361 | 1769 | Rate Constraint in lbs/MMBtu | FALSE | L | Annual | Allowances Banked | Thousand Tons | 0 | 0 | 0 | 0 | 0 | 0 | 0 | 0
CT Fac. Spec. - SO2 Rate Annual v3.1, Unit 1177 and retrofits | 361 | 1769 | Rate Constraint in lbs/MMBtu | FALSE | L | Annual | Allowances Withdrawn (1:1) | Thousand Tons | 0 | 0 | 0 | 0 | 0 | 0 | 0 | 0
CT Fac. Spec. - SO2 Rate Annual v3.1, Unit 1177 and retrofits | 361 | 1769 | Rate Constraint in lbs/MMBtu | FALSE | L | Annual | Allowances Withdrawn (n:1) | Thousand Tons | 0 | 0 | 0 | 0 | 0 | 0 | 0 | 0
CT Fac. Spec. - SO2 Rate Annual v3.1, Unit 1177 and retrofits | 361 | 1769 | Rate Constraint in lbs/MMBtu | FALSE | L | Annual | Net Emissions Allowance Position | Thousand Tons | 0 | 0 | 0 | 0 | 0 | 0 | 0 | 0
CT Fac. Spec. - SO2 Rate Annual v3.1, Unit 1177 and retrofits | 361 | 1769 | Rate Constraint in lbs/MMBtu | FALSE | L | Annual | Fuel Consumed | TBtu | 0 | 0 | 0 | 0 | 0 | 0 | 0 | 0
CT Fac. Spec. - SO2 Rate Annual v3.1, Unit 1177 and retrofits | 361 | 1769 | Rate Constraint in lbs/MMBtu | FALSE | L | Annual | Rate | lb/MMBtu | 0 | 0 | 0 | 0 | 0 | 0 | 0 | 0
CT Fac. Spec. - SO2 Rate Annual v3.1, Unit 1177 and retrofits | 361 | 1769 | Rate Constraint in lbs/MMBtu | FALSE | L | Annual | Generation | TWh | 0 | 0 | 0 | 0 | 0 | 0 | 0 | 0
CT Fac. Spec. - SO2 Rate Annual v3.1, Unit 1177 and retrofits | 361 | 1769 | Rate Constraint in lbs/MMBtu | FALSE | L | Annual | Qualifying Generation | TWh | 0 | 0 | 0 | 0 | 0 | 0 | 0 | 0
CT Fac. Spec. - SO2 Rate Annual v3.1, Unit 1177 and retrofits | 361 | 1769 | Rate Constraint in lbs/MMBtu | FALSE | L | Annual | Rate | lb/MWh | 0 | 0 | 0 | 0 | 0 | 0 | 0 | 0
CT Fac. Spec. - SO2 Rate Annual v3.1, Unit 1177 and retrofits | 361 | 1769 | Rate Constraint in lbs/MMBtu | FALSE | L | Annual | Constraint Shadow Price | US2016$/Ton | 0 | 0 | 0 | 0 | 0 | 0 | 0 | 0
CT Fac. Spec. - SO2 Rate Annual v3.1, Unit 1178 and retrofits | 362 | 1769 | Rate Constraint in lbs/MMBtu | FALSE | L | Annual | Seasons Included | Seasons | Winter, WintShld, Summer | Winter, WintShld, Summer | Winter, WintShld, Summer | Winter, WintShld, Summer | Winter, WintShld, Summer | Winter, WintShld, Summer | Winter, WintShld, Summer | Winter, WintShld, Summer
CT Fac. Spec. - SO2 Rate Annual v3.1, Unit 1178 and retrofits | 362 | 1769 | Rate Constraint in lbs/MMBtu | FALSE | L | Annual | Standard SO2 | lb/MMBtu | 0.33 | 0.33 | 0.33 | 0.33 | 0.33 | 0.33 | 0.33 | 0.33
CT Fac. Spec. - SO2 Rate Annual v3.1, Unit 1178 and retrofits | 362 | 1769 | Rate Constraint in lbs/MMBtu | FALSE | L | Annual | Emissions at Affected Plants SO2 | Thousand Tons | 0 | 0 | 0 | 0 | 0 | 0 | 0 | 0
CT Fac. Spec. - SO2 Rate Annual v3.1, Unit 1178 and retrofits | 362 | 1769 | Rate Constraint in lbs/MMBtu | FALSE | L | Annual | Allowances Purchased SO2 | Thousand Tons | 0 | 0 | 0 | 0 | 0 | 0 | 0 | 0
CT Fac. Spec. - SO2 Rate Annual v3.1, Unit 1178 and retrofits | 362 | 1769 | Rate Constraint in lbs/MMBtu | FALSE | L | Annual | Allowances Sold SO2 | Thousand Tons | 0 | 0 | 0 | 0 | 0 | 0 | 0 | 0
CT Fac. Spec. - SO2 Rate Annual v3.1, Unit 1178 and retrofits | 362 | 1769 | Rate Constraint in lbs/MMBtu | FALSE | L | Annual | Allowances Banked | Thousand Tons | 0 | 0 | 0 | 0 | 0 | 0 | 0 | 0
CT Fac. Spec. - SO2 Rate Annual v3.1, Unit 1178 and retrofits | 362 | 1769 | Rate Constraint in lbs/MMBtu | FALSE | L | Annual | Allowances Withdrawn (1:1) | Thousand Tons | 0 | 0 | 0 | 0 | 0 | 0 | 0 | 0
CT Fac. Spec. - SO2 Rate Annual v3.1, Unit 1178 and retrofits | 362 | 1769 | Rate Constraint in lbs/MMBtu | FALSE | L | Annual | Allowances Withdrawn (n:1) | Thousand Tons | 0 | 0 | 0 | 0 | 0 | 0 | 0 | 0
CT Fac. Spec. - SO2 Rate Annual v3.1, Unit 1178 and retrofits | 362 | 1769 | Rate Constraint in lbs/MMBtu | FALSE | L | Annual | Net Emissions Allowance Position | Thousand Tons | 0 | 0 | 0 | 0 | 0 | 0 | 0 | 0
CT Fac. Spec. - SO2 Rate Annual v3.1, Unit 1178 and retrofits | 362 | 1769 | Rate Constraint in lbs/MMBtu | FALSE | L | Annual | Fuel Consumed | TBtu | 0 | 0 | 0 | 0 | 0 | 0 | 0 | 0
CT Fac. Spec. - SO2 Rate Annual v3.1, Unit 1178 and retrofits | 362 | 1769 | Rate Constraint in lbs/MMBtu | FALSE | L | Annual | Rate | lb/MMBtu | 0 | 0 | 0 | 0 | 0 | 0 | 0 | 0
CT Fac. Spec. - SO2 Rate Annual v3.1, Unit 1178 and retrofits | 362 | 1769 | Rate Constraint in lbs/MMBtu | FALSE | L | Annual | Generation | TWh | 0 | 0 | 0 | 0 | 0 | 0 | 0 | 0
CT Fac. Spec. - SO2 Rate Annual v3.1, Unit 1178 and retrofits | 362 | 1769 | Rate Constraint in lbs/MMBtu | FALSE | L | Annual | Qualifying Generation | TWh | 0 | 0 | 0 | 0 | 0 | 0 | 0 | 0
CT Fac. Spec. - SO2 Rate Annual v3.1, Unit 1178 and retrofits | 362 | 1769 | Rate Constraint in lbs/MMBtu | FALSE | L | Annual | Rate | lb/MWh | 0 | 0 | 0 | 0 | 0 | 0 | 0 | 0
CT Fac. Spec. - SO2 Rate Annual v3.1, Unit 1178 and retrofits | 362 | 1769 | Rate Constraint in lbs/MMBtu | FALSE | L | Annual | Constraint Shadow Price | US2016$/Ton | 0 | 0 | 0 | 0 | 0 | 0 | 0 | 0
CT Fac. Spec. - SO2 Rate Annual v3.1, Unit 1179 and retrofits | 363 | 1769 | Rate Constraint in lbs/MMBtu | FALSE | L | Annual | Seasons Included | Seasons | Winter, WintShld, Summer | Winter, WintShld, Summer | Winter, WintShld, Summer | Winter, WintShld, Summer | Winter, WintShld, Summer | Winter, WintShld, Summer | Winter, WintShld, Summer | Winter, WintShld, Summer
CT Fac. Spec. - SO2 Rate Annual v3.1, Unit 1179 and retrofits | 363 | 1769 | Rate Constraint in lbs/MMBtu | FALSE | L | Annual | Standard SO2 | lb/MMBtu | 0.33 | 0.33 | 0.33 | 0.33 | 0.33 | 0.33 | 0.33 | 0.33
CT Fac. Spec. - SO2 Rate Annual v3.1, Unit 1179 and retrofits | 363 | 1769 | Rate Constraint in lbs/MMBtu | FALSE | L | Annual | Emissions at Affected Plants SO2 | Thousand Tons | 0 | 0 | 0 | 0 | 0 | 0 | 0 | 0
CT Fac. Spec. - SO2 Rate Annual v3.1, Unit 1179 and retrofits | 363 | 1769 | Rate Constraint in lbs/MMBtu | FALSE | L | Annual | Allowances Purchased SO2 | Thousand Tons | 0 | 0 | 0 | 0 | 0 | 0 | 0 | 0
CT Fac. Spec. - SO2 Rate Annual v3.1, Unit 1179 and retrofits | 363 | 1769 | Rate Constraint in lbs/MMBtu | FALSE | L | Annual | Allowances Sold SO2 | Thousand Tons | 0 | 0 | 0 | 0 | 0 | 0 | 0 | 0
CT Fac. Spec. - SO2 Rate Annual v3.1, Unit 1179 and retrofits | 363 | 1769 | Rate Constraint in lbs/MMBtu | FALSE | L | Annual | Allowances Banked | Thousand Tons | 0 | 0 | 0 | 0 | 0 | 0 | 0 | 0
CT Fac. Spec. - SO2 Rate Annual v3.1, Unit 1179 and retrofits | 363 | 1769 | Rate Constraint in lbs/MMBtu | FALSE | L | Annual | Allowances Withdrawn (1:1) | Thousand Tons | 0 | 0 | 0 | 0 | 0 | 0 | 0 | 0
CT Fac. Spec. - SO2 Rate Annual v3.1, Unit 1179 and retrofits | 363 | 1769 | Rate Constraint in lbs/MMBtu | FALSE | L | Annual | Allowances Withdrawn (n:1) | Thousand Tons | 0 | 0 | 0 | 0 | 0 | 0 | 0 | 0
CT Fac. Spec. - SO2 Rate Annual v3.1, Unit 1179 and retrofits | 363 | 1769 | Rate Constraint in lbs/MMBtu | FALSE | L | Annual | Net Emissions Allowance Position | Thousand Tons | 0 | 0 | 0 | 0 | 0 | 0 | 0 | 0
CT Fac. Spec. - SO2 Rate Annual v3.1, Unit 1179 and retrofits | 363 | 1769 | Rate Constraint in lbs/MMBtu | FALSE | L | Annual | Fuel Consumed | TBtu | 0 | 0 | 0 | 0 | 0 | 0 | 0 | 0
CT Fac. Spec. - SO2 Rate Annual v3.1, Unit 1179 and retrofits | 363 | 1769 | Rate Constraint in lbs/MMBtu | FALSE | L | Annual | Rate | lb/MMBtu | 0 | 0 | 0 | 0 | 0 | 0 | 0 | 0
CT Fac. Spec. - SO2 Rate Annual v3.1, Unit 1179 and retrofits | 363 | 1769 | Rate Constraint in lbs/MMBtu | FALSE | L | Annual | Generation | TWh | 0 | 0 | 0 | 0 | 0 | 0 | 0 | 0
CT Fac. Spec. - SO2 Rate Annual v3.1, Unit 1179 and retrofits | 363 | 1769 | Rate Constraint in lbs/MMBtu | FALSE | L | Annual | Qualifying Generation | TWh | 0 | 0 | 0 | 0 | 0 | 0 | 0 | 0
CT Fac. Spec. - SO2 Rate Annual v3.1, Unit 1179 and retrofits | 363 | 1769 | Rate Constraint in lbs/MMBtu | FALSE | L | Annual | Rate | lb/MWh | 0 | 0 | 0 | 0 | 0 | 0 | 0 | 0
CT Fac. Spec. - SO2 Rate Annual v3.1, Unit 1179 and retrofits | 363 | 1769 | Rate Constraint in lbs/MMBtu | FALSE | L | Annual | Constraint Shadow Price | US2016$/Ton | 0 | 0 | 0 | 0 | 0 | 0 | 0 | 0
CT Fac. Spec. - SO2 Rate Annual v3.1, Unit 1180 and retrofits | 364 | 1769 | Rate Constraint in lbs/MMBtu | FALSE | L | Annual | Seasons Included | Seasons | Winter, WintShld, Summer | Winter, WintShld, Summer | Winter, WintShld, Summer | Winter, WintShld, Summer | Winter, WintShld, Summer | Winter, WintShld, Summer | Winter, WintShld, Summer | Winter, WintShld, Summer
CT Fac. Spec. - SO2 Rate Annual v3.1, Unit 1180 and retrofits | 364 | 1769 | Rate Constraint in lbs/MMBtu | FALSE | L | Annual | Standard SO2 | lb/MMBtu | 0.33 | 0.33 | 0.33 | 0.33 | 0.33 | 0.33 | 0.33 | 0.33
CT Fac. Spec. - SO2 Rate Annual v3.1, Unit 1180 and retrofits | 364 | 1769 | Rate Constraint in lbs/MMBtu | FALSE | L | Annual | Emissions at Affected Plants SO2 | Thousand Tons | 0 | 0 | 0 | 0 | 0 | 0 | 0 | 0
CT Fac. Spec. - SO2 Rate Annual v3.1, Unit 1180 and retrofits | 364 | 1769 | Rate Constraint in lbs/MMBtu | FALSE | L | Annual | Allowances Purchased SO2 | Thousand Tons | 0 | 0 | 0 | 0 | 0 | 0 | 0 | 0
CT Fac. Spec. - SO2 Rate Annual v3.1, Unit 1180 and retrofits | 364 | 1769 | Rate Constraint in lbs/MMBtu | FALSE | L | Annual | Allowances Sold SO2 | Thousand Tons | 0 | 0 | 0 | 0 | 0 | 0 | 0 | 0
CT Fac. Spec. - SO2 Rate Annual v3.1, Unit 1180 and retrofits | 364 | 1769 | Rate Constraint in lbs/MMBtu | FALSE | L | Annual | Allowances Banked | Thousand Tons | 0 | 0 | 0 | 0 | 0 | 0 | 0 | 0
CT Fac. Spec. - SO2 Rate Annual v3.1, Unit 1180 and retrofits | 364 | 1769 | Rate Constraint in lbs/MMBtu | FALSE | L | Annual | Allowances Withdrawn (1:1) | Thousand Tons | 0 | 0 | 0 | 0 | 0 | 0 | 0 | 0
CT Fac. Spec. - SO2 Rate Annual v3.1, Unit 1180 and retrofits | 364 | 1769 | Rate Constraint in lbs/MMBtu | FALSE | L | Annual | Allowances Withdrawn (n:1) | Thousand Tons | 0 | 0 | 0 | 0 | 0 | 0 | 0 | 0
CT Fac. Spec. - SO2 Rate Annual v3.1, Unit 1180 and retrofits | 364 | 1769 | Rate Constraint in lbs/MMBtu | FALSE | L | Annual | Net Emissions Allowance Position | Thousand Tons | 0 | 0 | 0 | 0 | 0 | 0 | 0 | 0
CT Fac. Spec. - SO2 Rate Annual v3.1, Unit 1180 and retrofits | 364 | 1769 | Rate Constraint in lbs/MMBtu | FALSE | L | Annual | Fuel Consumed | TBtu | 0 | 0 | 0 | 0 | 0 | 0 | 0 | 0
CT Fac. Spec. - SO2 Rate Annual v3.1, Unit 1180 and retrofits | 364 | 1769 | Rate Constraint in lbs/MMBtu | FALSE | L | Annual | Rate | lb/MMBtu | 0 | 0 | 0 | 0 | 0 | 0 | 0 | 0
CT Fac. Spec. - SO2 Rate Annual v3.1, Unit 1180 and retrofits | 364 | 1769 | Rate Constraint in lbs/MMBtu | FALSE | L | Annual | Generation | TWh | 0 | 0 | 0 | 0 | 0 | 0 | 0 | 0
CT Fac. Spec. - SO2 Rate Annual v3.1, Unit 1180 and retrofits | 364 | 1769 | Rate Constraint in lbs/MMBtu | FALSE | L | Annual | Qualifying Generation | TWh | 0 | 0 | 0 | 0 | 0 | 0 | 0 | 0
CT Fac. Spec. - SO2 Rate Annual v3.1, Unit 1180 and retrofits | 364 | 1769 | Rate Constraint in lbs/MMBtu | FALSE | L | Annual | Rate | lb/MWh | 0 | 0 | 0 | 0 | 0 | 0 | 0 | 0
CT Fac. Spec. - SO2 Rate Annual v3.1, Unit 1180 and retrofits | 364 | 1769 | Rate Constraint in lbs/MMBtu | FALSE | L | Annual | Constraint Shadow Price | US2016$/Ton | 0 | 0 | 0 | 0 | 0 | 0 | 0 | 0
CT Fac. Spec. - SO2 Rate Annual v3.1, Unit 1182 and retrofits | 365 | 1769 | Rate Constraint in lbs/MMBtu | FALSE | L | Annual | Seasons Included | Seasons | Winter, WintShld, Summer | Winter, WintShld, Summer | Winter, WintShld, Summer | Winter, WintShld, Summer | Winter, WintShld, Summer | Winter, WintShld, Summer | Winter, WintShld, Summer | Winter, WintShld, Summer
CT Fac. Spec. - SO2 Rate Annual v3.1, Unit 1182 and retrofits | 365 | 1769 | Rate Constraint in lbs/MMBtu | FALSE | L | Annual | Standard SO2 | lb/MMBtu | 0.33 | 0.33 | 0.33 | 0.33 | 0.33 | 0.33 | 0.33 | 0.33
CT Fac. Spec. - SO2 Rate Annual v3.1, Unit 1182 and retrofits | 365 | 1769 | Rate Constraint in lbs/MMBtu | FALSE | L | Annual | Emissions at Affected Plants SO2 | Thousand Tons | 0 | 0 | 0 | 0 | 0 | 0 | 0 | 0
CT Fac. Spec. - SO2 Rate Annual v3.1, Unit 1182 and retrofits | 365 | 1769 | Rate Constraint in lbs/MMBtu | FALSE | L | Annual | Allowances Purchased SO2 | Thousand Tons | 0 | 0 | 0 | 0 | 0 | 0 | 0 | 0
CT Fac. Spec. - SO2 Rate Annual v3.1, Unit 1182 and retrofits | 365 | 1769 | Rate Constraint in lbs/MMBtu | FALSE | L | Annual | Allowances Sold SO2 | Thousand Tons | 0 | 0 | 0 | 0 | 0 | 0 | 0 | 0
CT Fac. Spec. - SO2 Rate Annual v3.1, Unit 1182 and retrofits | 365 | 1769 | Rate Constraint in lbs/MMBtu | FALSE | L | Annual | Allowances Banked | Thousand Tons | 0 | 0 | 0 | 0 | 0 | 0 | 0 | 0
CT Fac. Spec. - SO2 Rate Annual v3.1, Unit 1182 and retrofits | 365 | 1769 | Rate Constraint in lbs/MMBtu | FALSE | L | Annual | Allowances Withdrawn (1:1) | Thousand Tons | 0 | 0 | 0 | 0 | 0 | 0 | 0 | 0
CT Fac. Spec. - SO2 Rate Annual v3.1, Unit 1182 and retrofits | 365 | 1769 | Rate Constraint in lbs/MMBtu | FALSE | L | Annual | Allowances Withdrawn (n:1) | Thousand Tons | 0 | 0 | 0 | 0 | 0 | 0 | 0 | 0
CT Fac. Spec. - SO2 Rate Annual v3.1, Unit 1182 and retrofits | 365 | 1769 | Rate Constraint in lbs/MMBtu | FALSE | L | Annual | Net Emissions Allowance Position | Thousand Tons | 0 | 0 | 0 | 0 | 0 | 0 | 0 | 0
CT Fac. Spec. - SO2 Rate Annual v3.1, Unit 1182 and retrofits | 365 | 1769 | Rate Constraint in lbs/MMBtu | FALSE | L | Annual | Fuel Consumed | TBtu | 0 | 0 | 0 | 0 | 0 | 0 | 0 | 0
CT Fac. Spec. - SO2 Rate Annual v3.1, Unit 1182 and retrofits | 365 | 1769 | Rate Constraint in lbs/MMBtu | FALSE | L | Annual | Rate | lb/MMBtu | 0 | 0 | 0 | 0 | 0 | 0 | 0 | 0
CT Fac. Spec. - SO2 Rate Annual v3.1, Unit 1182 and retrofits | 365 | 1769 | Rate Constraint in lbs/MMBtu | FALSE | L | Annual | Generation | TWh | 0 | 0 | 0 | 0 | 0 | 0 | 0 | 0
CT Fac. Spec. - SO2 Rate Annual v3.1, Unit 1182 and retrofits | 365 | 1769 | Rate Constraint in lbs/MMBtu | FALSE | L | Annual | Qualifying Generation | TWh | 0 | 0 | 0 | 0 | 0 | 0 | 0 | 0
CT Fac. Spec. - SO2 Rate Annual v3.1, Unit 1182 and retrofits | 365 | 1769 | Rate Constraint in lbs/MMBtu | FALSE | L | Annual | Rate | lb/MWh | 0 | 0 | 0 | 0 | 0 | 0 | 0 | 0
CT Fac. Spec. - SO2 Rate Annual v3.1, Unit 1182 and retrofits | 365 | 1769 | Rate Constraint in lbs/MMBtu | FALSE | L | Annual | Constraint Shadow Price | US2016$/Ton | 0 | 0 | 0 | 0 | 0 | 0 | 0 | 0
CT Fac. Spec. - SO2 Rate Annual v3.1, Unit 1183 and retrofits | 366 | 1769 | Rate Constraint in lbs/MMBtu | FALSE | L | Annual | Seasons Included | Seasons | Winter, WintShld, Summer | Winter, WintShld, Summer | Winter, WintShld, Summer | Winter, WintShld, Summer | Winter, WintShld, Summer | Winter, WintShld, Summer | Winter, WintShld, Summer | Winter, WintShld, Summer
CT Fac. Spec. - SO2 Rate Annual v3.1, Unit 1183 and retrofits | 366 | 1769 | Rate Constraint in lbs/MMBtu | FALSE | L | Annual | Standard SO2 | lb/MMBtu | 0.33 | 0.33 | 0.33 | 0.33 | 0.33 | 0.33 | 0.33 | 0.33
CT Fac. Spec. - SO2 Rate Annual v3.1, Unit 1183 and retrofits | 366 | 1769 | Rate Constraint in lbs/MMBtu | FALSE | L | Annual | Emissions at Affected Plants SO2 | Thousand Tons | 0 | 0 | 0 | 0 | 0 | 0 | 0 | 0
CT Fac. Spec. - SO2 Rate Annual v3.1, Unit 1183 and retrofits | 366 | 1769 | Rate Constraint in lbs/MMBtu | FALSE | L | Annual | Allowances Purchased SO2 | Thousand Tons | 0 | 0 | 0 | 0 | 0 | 0 | 0 | 0
CT Fac. Spec. - SO2 Rate Annual v3.1, Unit 1183 and retrofits | 366 | 1769 | Rate Constraint in lbs/MMBtu | FALSE | L | Annual | Allowances Sold SO2 | Thousand Tons | 0 | 0 | 0 | 0 | 0 | 0 | 0 | 0
CT Fac. Spec. - SO2 Rate Annual v3.1, Unit 1183 and retrofits | 366 | 1769 | Rate Constraint in lbs/MMBtu | FALSE | L | Annual | Allowances Banked | Thousand Tons | 0 | 0 | 0 | 0 | 0 | 0 | 0 | 0
CT Fac. Spec. - SO2 Rate Annual v3.1, Unit 1183 and retrofits | 366 | 1769 | Rate Constraint in lbs/MMBtu | FALSE | L | Annual | Allowances Withdrawn (1:1) | Thousand Tons | 0 | 0 | 0 | 0 | 0 | 0 | 0 | 0
CT Fac. Spec. - SO2 Rate Annual v3.1, Unit 1183 and retrofits | 366 | 1769 | Rate Constraint in lbs/MMBtu | FALSE | L | Annual | Allowances Withdrawn (n:1) | Thousand Tons | 0 | 0 | 0 | 0 | 0 | 0 | 0 | 0
CT Fac. Spec. - SO2 Rate Annual v3.1, Unit 1183 and retrofits | 366 | 1769 | Rate Constraint in lbs/MMBtu | FALSE | L | Annual | Net Emissions Allowance Position | Thousand Tons | 0 | 0 | 0 | 0 | 0 | 0 | 0 | 0
CT Fac. Spec. - SO2 Rate Annual v3.1, Unit 1183 and retrofits | 366 | 1769 | Rate Constraint in lbs/MMBtu | FALSE | L | Annual | Fuel Consumed | TBtu | 0 | 0 | 0 | 0 | 0 | 0 | 0 | 0
CT Fac. Spec. - SO2 Rate Annual v3.1, Unit 1183 and retrofits | 366 | 1769 | Rate Constraint in lbs/MMBtu | FALSE | L | Annual | Rate | lb/MMBtu | 0 | 0 | 0 | 0 | 0 | 0 | 0 | 0
CT Fac. Spec. - SO2 Rate Annual v3.1, Unit 1183 and retrofits | 366 | 1769 | Rate Constraint in lbs/MMBtu | FALSE | L | Annual | Generation | TWh | 0 | 0 | 0 | 0 | 0 | 0 | 0 | 0
CT Fac. Spec. - SO2 Rate Annual v3.1, Unit 1183 and retrofits | 366 | 1769 | Rate Constraint in lbs/MMBtu | FALSE | L | Annual | Qualifying Generation | TWh | 0 | 0 | 0 | 0 | 0 | 0 | 0 | 0
CT Fac. Spec. - SO2 Rate Annual v3.1, Unit 1183 and retrofits | 366 | 1769 | Rate Constraint in lbs/MMBtu | FALSE | L | Annual | Rate | lb/MWh | 0 | 0 | 0 | 0 | 0 | 0 | 0 | 0
CT Fac. Spec. - SO2 Rate Annual v3.1, Unit 1183 and retrofits | 366 | 1769 | Rate Constraint in lbs/MMBtu | FALSE | L | Annual | Constraint Shadow Price | US2016$/Ton | 0 | 0 | 0 | 0 | 0 | 0 | 0 | 0
CT Fac. Spec. - SO2 Rate Annual v3.1, Unit 1184 and retrofits | 367 | 1769 | Rate Constraint in lbs/MMBtu | FALSE | L | Annual | Seasons Included | Seasons | Winter, WintShld, Summer | Winter, WintShld, Summer | Winter, WintShld, Summer | Winter, WintShld, Summer | Winter, WintShld, Summer | Winter, WintShld, Summer | Winter, WintShld, Summer | Winter, WintShld, Summer
CT Fac. Spec. - SO2 Rate Annual v3.1, Unit 1184 and retrofits | 367 | 1769 | Rate Constraint in lbs/MMBtu | FALSE | L | Annual | Standard SO2 | lb/MMBtu | 0.33 | 0.33 | 0.33 | 0.33 | 0.33 | 0.33 | 0.33 | 0.33
CT Fac. Spec. - SO2 Rate Annual v3.1, Unit 1184 and retrofits | 367 | 1769 | Rate Constraint in lbs/MMBtu | FALSE | L | Annual | Emissions at Affected Plants SO2 | Thousand Tons | 0 | 0 | 0 | 0 | 0 | 0 | 0 | 0
CT Fac. Spec. - SO2 Rate Annual v3.1, Unit 1184 and retrofits | 367 | 1769 | Rate Constraint in lbs/MMBtu | FALSE | L | Annual | Allowances Purchased SO2 | Thousand Tons | 0 | 0 | 0 | 0 | 0 | 0 | 0 | 0
CT Fac. Spec. - SO2 Rate Annual v3.1, Unit 1184 and retrofits | 367 | 1769 | Rate Constraint in lbs/MMBtu | FALSE | L | Annual | Allowances Sold SO2 | Thousand Tons | 0 | 0 | 0 | 0 | 0 | 0 | 0 | 0
CT Fac. Spec. - SO2 Rate Annual v3.1, Unit 1184 and retrofits | 367 | 1769 | Rate Constraint in lbs/MMBtu | FALSE | L | Annual | Allowances Banked | Thousand Tons | 0 | 0 | 0 | 0 | 0 | 0 | 0 | 0
CT Fac. Spec. - SO2 Rate Annual v3.1, Unit 1184 and retrofits | 367 | 1769 | Rate Constraint in lbs/MMBtu | FALSE | L | Annual | Allowances Withdrawn (1:1) | Thousand Tons | 0 | 0 | 0 | 0 | 0 | 0 | 0 | 0
CT Fac. Spec. - SO2 Rate Annual v3.1, Unit 1184 and retrofits | 367 | 1769 | Rate Constraint in lbs/MMBtu | FALSE | L | Annual | Allowances Withdrawn (n:1) | Thousand Tons | 0 | 0 | 0 | 0 | 0 | 0 | 0 | 0
CT Fac. Spec. - SO2 Rate Annual v3.1, Unit 1184 and retrofits | 367 | 1769 | Rate Constraint in lbs/MMBtu | FALSE | L | Annual | Net Emissions Allowance Position | Thousand Tons | 0 | 0 | 0 | 0 | 0 | 0 | 0 | 0
CT Fac. Spec. - SO2 Rate Annual v3.1, Unit 1184 and retrofits | 367 | 1769 | Rate Constraint in lbs/MMBtu | FALSE | L | Annual | Fuel Consumed | TBtu | 0 | 0 | 0 | 0 | 0 | 0 | 0 | 0
CT Fac. Spec. - SO2 Rate Annual v3.1, Unit 1184 and retrofits | 367 | 1769 | Rate Constraint in lbs/MMBtu | FALSE | L | Annual | Rate | lb/MMBtu | 0 | 0 | 0 | 0 | 0 | 0 | 0 | 0
CT Fac. Spec. - SO2 Rate Annual v3.1, Unit 1184 and retrofits | 367 | 1769 | Rate Constraint in lbs/MMBtu | FALSE | L | Annual | Generation | TWh | 0 | 0 | 0 | 0 | 0 | 0 | 0 | 0
CT Fac. Spec. - SO2 Rate Annual v3.1, Unit 1184 and retrofits | 367 | 1769 | Rate Constraint in lbs/MMBtu | FALSE | L | Annual | Qualifying Generation | TWh | 0 | 0 | 0 | 0 | 0 | 0 | 0 | 0
CT Fac. Spec. - SO2 Rate Annual v3.1, Unit 1184 and retrofits | 367 | 1769 | Rate Constraint in lbs/MMBtu | FALSE | L | Annual | Rate | lb/MWh | 0 | 0 | 0 | 0 | 0 | 0 | 0 | 0
CT Fac. Spec. - SO2 Rate Annual v3.1, Unit 1184 and retrofits | 367 | 1769 | Rate Constraint in lbs/MMBtu | FALSE | L | Annual | Constraint Shadow Price | US2016$/Ton | 0 | 0 | 0 | 0 | 0 | 0 | 0 | 0
CT Fac. Spec. - SO2 Rate Annual v3.1, Unit 1187 and retrofits | 368 | 1769 | Rate Constraint in lbs/MMBtu | FALSE | L | Annual | Seasons Included | Seasons | Winter, WintShld, Summer | Winter, WintShld, Summer | Winter, WintShld, Summer | Winter, WintShld, Summer | Winter, WintShld, Summer | Winter, WintShld, Summer | Winter, WintShld, Summer | Winter, WintShld, Summer
CT Fac. Spec. - SO2 Rate Annual v3.1, Unit 1187 and retrofits | 368 | 1769 | Rate Constraint in lbs/MMBtu | FALSE | L | Annual | Standard SO2 | lb/MMBtu | 0.33 | 0.33 | 0.33 | 0.33 | 0.33 | 0.33 | 0.33 | 0.33
CT Fac. Spec. - SO2 Rate Annual v3.1, Unit 1187 and retrofits | 368 | 1769 | Rate Constraint in lbs/MMBtu | FALSE | L | Annual | Emissions at Affected Plants SO2 | Thousand Tons | 0 | 0 | 0 | 0 | 0 | 0 | 0 | 0
CT Fac. Spec. - SO2 Rate Annual v3.1, Unit 1187 and retrofits | 368 | 1769 | Rate Constraint in lbs/MMBtu | FALSE | L | Annual | Allowances Purchased SO2 | Thousand Tons | 0 | 0 | 0 | 0 | 0 | 0 | 0 | 0
CT Fac. Spec. - SO2 Rate Annual v3.1, Unit 1187 and retrofits | 368 | 1769 | Rate Constraint in lbs/MMBtu | FALSE | L | Annual | Allowances Sold SO2 | Thousand Tons | 0 | 0 | 0 | 0 | 0 | 0 | 0 | 0
CT Fac. Spec. - SO2 Rate Annual v3.1, Unit 1187 and retrofits | 368 | 1769 | Rate Constraint in lbs/MMBtu | FALSE | L | Annual | Allowances Banked | Thousand Tons | 0 | 0 | 0 | 0 | 0 | 0 | 0 | 0
CT Fac. Spec. - SO2 Rate Annual v3.1, Unit 1187 and retrofits | 368 | 1769 | Rate Constraint in lbs/MMBtu | FALSE | L | Annual | Allowances Withdrawn (1:1) | Thousand Tons | 0 | 0 | 0 | 0 | 0 | 0 | 0 | 0
CT Fac. Spec. - SO2 Rate Annual v3.1, Unit 1187 and retrofits | 368 | 1769 | Rate Constraint in lbs/MMBtu | FALSE | L | Annual | Allowances Withdrawn (n:1) | Thousand Tons | 0 | 0 | 0 | 0 | 0 | 0 | 0 | 0
CT Fac. Spec. - SO2 Rate Annual v3.1, Unit 1187 and retrofits | 368 | 1769 | Rate Constraint in lbs/MMBtu | FALSE | L | Annual | Net Emissions Allowance Position | Thousand Tons | 0 | 0 | 0 | 0 | 0 | 0 | 0 | 0
CT Fac. Spec. - SO2 Rate Annual v3.1, Unit 1187 and retrofits | 368 | 1769 | Rate Constraint in lbs/MMBtu | FALSE | L | Annual | Fuel Consumed | TBtu | 0 | 0 | 0 | 0 | 0 | 0 | 0 | 0
CT Fac. Spec. - SO2 Rate Annual v3.1, Unit 1187 and retrofits | 368 | 1769 | Rate Constraint in lbs/MMBtu | FALSE | L | Annual | Rate | lb/MMBtu | 0 | 0 | 0 | 0 | 0 | 0 | 0 | 0
CT Fac. Spec. - SO2 Rate Annual v3.1, Unit 1187 and retrofits | 368 | 1769 | Rate Constraint in lbs/MMBtu | FALSE | L | Annual | Generation | TWh | 0 | 0 | 0 | 0 | 0 | 0 | 0 | 0
CT Fac. Spec. - SO2 Rate Annual v3.1, Unit 1187 and retrofits | 368 | 1769 | Rate Constraint in lbs/MMBtu | FALSE | L | Annual | Qualifying Generation | TWh | 0 | 0 | 0 | 0 | 0 | 0 | 0 | 0
CT Fac. Spec. - SO2 Rate Annual v3.1, Unit 1187 and retrofits | 368 | 1769 | Rate Constraint in lbs/MMBtu | FALSE | L | Annual | Rate | lb/MWh | 0 | 0 | 0 | 0 | 0 | 0 | 0 | 0
CT Fac. Spec. - SO2 Rate Annual v3.1, Unit 1187 and retrofits | 368 | 1769 | Rate Constraint in lbs/MMBtu | FALSE | L | Annual | Constraint Shadow Price | US2016$/Ton | 0 | 0 | 0 | 0 | 0 | 0 | 0 | 0
CT Fac. Spec. - SO2 Rate Annual v3.1, Unit 1188 and retrofits | 369 | 1769 | Rate Constraint in lbs/MMBtu | FALSE | L | Annual | Seasons Included | Seasons | Winter, WintShld, Summer | Winter, WintShld, Summer | Winter, WintShld, Summer | Winter, WintShld, Summer | Winter, WintShld, Summer | Winter, WintShld, Summer | Winter, WintShld, Summer | Winter, WintShld, Summer
CT Fac. Spec. - SO2 Rate Annual v3.1, Unit 1188 and retrofits | 369 | 1769 | Rate Constraint in lbs/MMBtu | FALSE | L | Annual | Standard SO2 | lb/MMBtu | 0.33 | 0.33 | 0.33 | 0.33 | 0.33 | 0.33 | 0.33 | 0.33
CT Fac. Spec. - SO2 Rate Annual v3.1, Unit 1188 and retrofits | 369 | 1769 | Rate Constraint in lbs/MMBtu | FALSE | L | Annual | Emissions at Affected Plants SO2 | Thousand Tons | 0 | 0 | 0 | 0 | 0 | 0 | 0 | 0
CT Fac. Spec. - SO2 Rate Annual v3.1, Unit 1188 and retrofits | 369 | 1769 | Rate Constraint in lbs/MMBtu | FALSE | L | Annual | Allowances Purchased SO2 | Thousand Tons | 0 | 0 | 0 | 0 | 0 | 0 | 0 | 0
CT Fac. Spec. - SO2 Rate Annual v3.1, Unit 1188 and retrofits | 369 | 1769 | Rate Constraint in lbs/MMBtu | FALSE | L | Annual | Allowances Sold SO2 | Thousand Tons | 0 | 0 | 0 | 0 | 0 | 0 | 0 | 0
CT Fac. Spec. - SO2 Rate Annual v3.1, Unit 1188 and retrofits | 369 | 1769 | Rate Constraint in lbs/MMBtu | FALSE | L | Annual | Allowances Banked | Thousand Tons | 0 | 0 | 0 | 0 | 0 | 0 | 0 | 0
CT Fac. Spec. - SO2 Rate Annual v3.1, Unit 1188 and retrofits | 369 | 1769 | Rate Constraint in lbs/MMBtu | FALSE | L | Annual | Allowances Withdrawn (1:1) | Thousand Tons | 0 | 0 | 0 | 0 | 0 | 0 | 0 | 0
CT Fac. Spec. - SO2 Rate Annual v3.1, Unit 1188 and retrofits | 369 | 1769 | Rate Constraint in lbs/MMBtu | FALSE | L | Annual | Allowances Withdrawn (n:1) | Thousand Tons | 0 | 0 | 0 | 0 | 0 | 0 | 0 | 0
CT Fac. Spec. - SO2 Rate Annual v3.1, Unit 1188 and retrofits | 369 | 1769 | Rate Constraint in lbs/MMBtu | FALSE | L | Annual | Net Emissions Allowance Position | Thousand Tons | 0 | 0 | 0 | 0 | 0 | 0 | 0 | 0
CT Fac. Spec. - SO2 Rate Annual v3.1, Unit 1188 and retrofits | 369 | 1769 | Rate Constraint in lbs/MMBtu | FALSE | L | Annual | Fuel Consumed | TBtu | 0 | 0 | 0 | 0 | 0 | 0 | 0 | 0
CT Fac. Spec. - SO2 Rate Annual v3.1, Unit 1188 and retrofits | 369 | 1769 | Rate Constraint in lbs/MMBtu | FALSE | L | Annual | Rate | lb/MMBtu | 0 | 0 | 0 | 0 | 0 | 0 | 0 | 0
CT Fac. Spec. - SO2 Rate Annual v3.1, Unit 1188 and retrofits | 369 | 1769 | Rate Constraint in lbs/MMBtu | FALSE | L | Annual | Generation | TWh | 0 | 0 | 0 | 0 | 0 | 0 | 0 | 0
CT Fac. Spec. - SO2 Rate Annual v3.1, Unit 1188 and retrofits | 369 | 1769 | Rate Constraint in lbs/MMBtu | FALSE | L | Annual | Qualifying Generation | TWh | 0 | 0 | 0 | 0 | 0 | 0 | 0 | 0
CT Fac. Spec. - SO2 Rate Annual v3.1, Unit 1188 and retrofits | 369 | 1769 | Rate Constraint in lbs/MMBtu | FALSE | L | Annual | Rate | lb/MWh | 0 | 0 | 0 | 0 | 0 | 0 | 0 | 0
CT Fac. Spec. - SO2 Rate Annual v3.1, Unit 1188 and retrofits | 369 | 1769 | Rate Constraint in lbs/MMBtu | FALSE | L | Annual | Constraint Shadow Price | US2016$/Ton | 0 | 0 | 0 | 0 | 0 | 0 | 0 | 0
CT Fac. Spec. - SO2 Rate Annual v3.1, Unit 1189 and retrofits | 370 | 1769 | Rate Constraint in lbs/MMBtu | FALSE | L | Annual | Seasons Included | Seasons | Winter, WintShld, Summer | Winter, WintShld, Summer | Winter, WintShld, Summer | Winter, WintShld, Summer | Winter, WintShld, Summer | Winter, WintShld, Summer | Winter, WintShld, Summer | Winter, WintShld, Summer
CT Fac. Spec. - SO2 Rate Annual v3.1, Unit 1189 and retrofits | 370 | 1769 | Rate Constraint in lbs/MMBtu | FALSE | L | Annual | Standard SO2 | lb/MMBtu | 0.33 | 0.33 | 0.33 | 0.33 | 0.33 | 0.33 | 0.33 | 0.33
CT Fac. Spec. - SO2 Rate Annual v3.1, Unit 1189 and retrofits | 370 | 1769 | Rate Constraint in lbs/MMBtu | FALSE | L | Annual | Emissions at Affected Plants SO2 | Thousand Tons | 0 | 0 | 0 | 0 | 0 | 0 | 0 | 0
CT Fac. Spec. - SO2 Rate Annual v3.1, Unit 1189 and retrofits | 370 | 1769 | Rate Constraint in lbs/MMBtu | FALSE | L | Annual | Allowances Purchased SO2 | Thousand Tons | 0 | 0 | 0 | 0 | 0 | 0 | 0 | 0
CT Fac. Spec. - SO2 Rate Annual v3.1, Unit 1189 and retrofits | 370 | 1769 | Rate Constraint in lbs/MMBtu | FALSE | L | Annual | Allowances Sold SO2 | Thousand Tons | 0 | 0 | 0 | 0 | 0 | 0 | 0 | 0
CT Fac. Spec. - SO2 Rate Annual v3.1, Unit 1189 and retrofits | 370 | 1769 | Rate Constraint in lbs/MMBtu | FALSE | L | Annual | Allowances Banked | Thousand Tons | 0 | 0 | 0 | 0 | 0 | 0 | 0 | 0
CT Fac. Spec. - SO2 Rate Annual v3.1, Unit 1189 and retrofits | 370 | 1769 | Rate Constraint in lbs/MMBtu | FALSE | L | Annual | Allowances Withdrawn (1:1) | Thousand Tons | 0 | 0 | 0 | 0 | 0 | 0 | 0 | 0
CT Fac. Spec. - SO2 Rate Annual v3.1, Unit 1189 and retrofits | 370 | 1769 | Rate Constraint in lbs/MMBtu | FALSE | L | Annual | Allowances Withdrawn (n:1) | Thousand Tons | 0 | 0 | 0 | 0 | 0 | 0 | 0 | 0
CT Fac. Spec. - SO2 Rate Annual v3.1, Unit 1189 and retrofits | 370 | 1769 | Rate Constraint in lbs/MMBtu | FALSE | L | Annual | Net Emissions Allowance Position | Thousand Tons | 0 | 0 | 0 | 0 | 0 | 0 | 0 | 0
CT Fac. Spec. - SO2 Rate Annual v3.1, Unit 1189 and retrofits | 370 | 1769 | Rate Constraint in lbs/MMBtu | FALSE | L | Annual | Fuel Consumed | TBtu | 0 | 0 | 0 | 0 | 0 | 0 | 0 | 0
CT Fac. Spec. - SO2 Rate Annual v3.1, Unit 1189 and retrofits | 370 | 1769 | Rate Constraint in lbs/MMBtu | FALSE | L | Annual | Rate | lb/MMBtu | 0 | 0 | 0 | 0 | 0 | 0 | 0 | 0
CT Fac. Spec. - SO2 Rate Annual v3.1, Unit 1189 and retrofits | 370 | 1769 | Rate Constraint in lbs/MMBtu | FALSE | L | Annual | Generation | TWh | 0 | 0 | 0 | 0 | 0 | 0 | 0 | 0
CT Fac. Spec. - SO2 Rate Annual v3.1, Unit 1189 and retrofits | 370 | 1769 | Rate Constraint in lbs/MMBtu | FALSE | L | Annual | Qualifying Generation | TWh | 0 | 0 | 0 | 0 | 0 | 0 | 0 | 0
CT Fac. Spec. - SO2 Rate Annual v3.1, Unit 1189 and retrofits | 370 | 1769 | Rate Constraint in lbs/MMBtu | FALSE | L | Annual | Rate | lb/MWh | 0 | 0 | 0 | 0 | 0 | 0 | 0 | 0
CT Fac. Spec. - SO2 Rate Annual v3.1, Unit 1189 and retrofits | 370 | 1769 | Rate Constraint in lbs/MMBtu | FALSE | L | Annual | Constraint Shadow Price | US2016$/Ton | 0 | 0 | 0 | 0 | 0 | 0 | 0 | 0
CT Fac. Spec. - SO2 Rate Annual v3.1, Unit 1190 and retrofits | 371 | 1769 | Rate Constraint in lbs/MMBtu | FALSE | L | Annual | Seasons Included | Seasons | Winter, WintShld, Summer | Winter, WintShld, Summer | Winter, WintShld, Summer | Winter, WintShld, Summer | Winter, WintShld, Summer | Winter, WintShld, Summer | Winter, WintShld, Summer | Winter, WintShld, Summer
CT Fac. Spec. - SO2 Rate Annual v3.1, Unit 1190 and retrofits | 371 | 1769 | Rate Constraint in lbs/MMBtu | FALSE | L | Annual | Standard SO2 | lb/MMBtu | 0.33 | 0.33 | 0.33 | 0.33 | 0.33 | 0.33 | 0.33 | 0.33
CT Fac. Spec. - SO2 Rate Annual v3.1, Unit 1190 and retrofits | 371 | 1769 | Rate Constraint in lbs/MMBtu | FALSE | L | Annual | Emissions at Affected Plants SO2 | Thousand Tons | 0 | 0 | 0 | 0 | 0 | 0 | 0 | 0
CT Fac. Spec. - SO2 Rate Annual v3.1, Unit 1190 and retrofits | 371 | 1769 | Rate Constraint in lbs/MMBtu | FALSE | L | Annual | Allowances Purchased SO2 | Thousand Tons | 0 | 0 | 0 | 0 | 0 | 0 | 0 | 0
CT Fac. Spec. - SO2 Rate Annual v3.1, Unit 1190 and retrofits | 371 | 1769 | Rate Constraint in lbs/MMBtu | FALSE | L | Annual | Allowances Sold SO2 | Thousand Tons | 0 | 0 | 0 | 0 | 0 | 0 | 0 | 0
CT Fac. Spec. - SO2 Rate Annual v3.1, Unit 1190 and retrofits | 371 | 1769 | Rate Constraint in lbs/MMBtu | FALSE | L | Annual | Allowances Banked | Thousand Tons | 0 | 0 | 0 | 0 | 0 | 0 | 0 | 0
CT Fac. Spec. - SO2 Rate Annual v3.1, Unit 1190 and retrofits | 371 | 1769 | Rate Constraint in lbs/MMBtu | FALSE | L | Annual | Allowances Withdrawn (1:1) | Thousand Tons | 0 | 0 | 0 | 0 | 0 | 0 | 0 | 0
CT Fac. Spec. - SO2 Rate Annual v3.1, Unit 1190 and retrofits | 371 | 1769 | Rate Constraint in lbs/MMBtu | FALSE | L | Annual | Allowances Withdrawn (n:1) | Thousand Tons | 0 | 0 | 0 | 0 | 0 | 0 | 0 | 0
CT Fac. Spec. - SO2 Rate Annual v3.1, Unit 1190 and retrofits | 371 | 1769 | Rate Constraint in lbs/MMBtu | FALSE | L | Annual | Net Emissions Allowance Position | Thousand Tons | 0 | 0 | 0 | 0 | 0 | 0 | 0 | 0
CT Fac. Spec. - SO2 Rate Annual v3.1, Unit 1190 and retrofits | 371 | 1769 | Rate Constraint in lbs/MMBtu | FALSE | L | Annual | Fuel Consumed | TBtu | 0 | 0 | 0 | 0 | 0 | 0 | 0 | 0
CT Fac. Spec. - SO2 Rate Annual v3.1, Unit 1190 and retrofits | 371 | 1769 | Rate Constraint in lbs/MMBtu | FALSE | L | Annual | Rate | lb/MMBtu | 0 | 0 | 0 | 0 | 0 | 0 | 0 | 0
CT Fac. Spec. - SO2 Rate Annual v3.1, Unit 1190 and retrofits | 371 | 1769 | Rate Constraint in lbs/MMBtu | FALSE | L | Annual | Generation | TWh | 0 | 0 | 0 | 0 | 0 | 0 | 0 | 0
CT Fac. Spec. - SO2 Rate Annual v3.1, Unit 1190 and retrofits | 371 | 1769 | Rate Constraint in lbs/MMBtu | FALSE | L | Annual | Qualifying Generation | TWh | 0 | 0 | 0 | 0 | 0 | 0 | 0 | 0
CT Fac. Spec. - SO2 Rate Annual v3.1, Unit 1190 and retrofits | 371 | 1769 | Rate Constraint in lbs/MMBtu | FALSE | L | Annual | Rate | lb/MWh | 0 | 0 | 0 | 0 | 0 | 0 | 0 | 0
CT Fac. Spec. - SO2 Rate Annual v3.1, Unit 1190 and retrofits | 371 | 1769 | Rate Constraint in lbs/MMBtu | FALSE | L | Annual | Constraint Shadow Price | US2016$/Ton | 0 | 0 | 0 | 0 | 0 | 0 | 0 | 0
CT Fac. Spec. - SO2 Rate Annual v3.1, Unit 1212 and retrofits | 372 | 1769 | Rate Constraint in lbs/MMBtu | FALSE | L | Annual | Seasons Included | Seasons | Winter, WintShld, Summer | Winter, WintShld, Summer | Winter, WintShld, Summer | Winter, WintShld, Summer | Winter, WintShld, Summer | Winter, WintShld, Summer | Winter, WintShld, Summer | Winter, WintShld, Summer
CT Fac. Spec. - SO2 Rate Annual v3.1, Unit 1212 and retrofits | 372 | 1769 | Rate Constraint in lbs/MMBtu | FALSE | L | Annual | Standard SO2 | lb/MMBtu | 0.33 | 0.33 | 0.33 | 0.33 | 0.33 | 0.33 | 0.33 | 0.33
CT Fac. Spec. - SO2 Rate Annual v3.1, Unit 1212 and retrofits | 372 | 1769 | Rate Constraint in lbs/MMBtu | FALSE | L | Annual | Emissions at Affected Plants SO2 | Thousand Tons | 0 | 0 | 0 | 0 | 0 | 0 | 0 | 0
CT Fac. Spec. - SO2 Rate Annual v3.1, Unit 1212 and retrofits | 372 | 1769 | Rate Constraint in lbs/MMBtu | FALSE | L | Annual | Allowances Purchased SO2 | Thousand Tons | 0 | 0 | 0 | 0 | 0 | 0 | 0 | 0
CT Fac. Spec. - SO2 Rate Annual v3.1, Unit 1212 and retrofits | 372 | 1769 | Rate Constraint in lbs/MMBtu | FALSE | L | Annual | Allowances Sold SO2 | Thousand Tons | 0 | 0 | 0 | 0 | 0 | 0 | 0 | 0
CT Fac. Spec. - SO2 Rate Annual v3.1, Unit 1212 and retrofits | 372 | 1769 | Rate Constraint in lbs/MMBtu | FALSE | L | Annual | Allowances Banked | Thousand Tons | 0 | 0 | 0 | 0 | 0 | 0 | 0 | 0
CT Fac. Spec. - SO2 Rate Annual v3.1, Unit 1212 and retrofits | 372 | 1769 | Rate Constraint in lbs/MMBtu | FALSE | L | Annual | Allowances Withdrawn (1:1) | Thousand Tons | 0 | 0 | 0 | 0 | 0 | 0 | 0 | 0
CT Fac. Spec. - SO2 Rate Annual v3.1, Unit 1212 and retrofits | 372 | 1769 | Rate Constraint in lbs/MMBtu | FALSE | L | Annual | Allowances Withdrawn (n:1) | Thousand Tons | 0 | 0 | 0 | 0 | 0 | 0 | 0 | 0
CT Fac. Spec. - SO2 Rate Annual v3.1, Unit 1212 and retrofits | 372 | 1769 | Rate Constraint in lbs/MMBtu | FALSE | L | Annual | Net Emissions Allowance Position | Thousand Tons | 0 | 0 | 0 | 0 | 0 | 0 | 0 | 0
CT Fac. Spec. - SO2 Rate Annual v3.1, Unit 1212 and retrofits | 372 | 1769 | Rate Constraint in lbs/MMBtu | FALSE | L | Annual | Fuel Consumed | TBtu | 0 | 0 | 0 | 0 | 0 | 0 | 0 | 0
CT Fac. Spec. - SO2 Rate Annual v3.1, Unit 1212 and retrofits | 372 | 1769 | Rate Constraint in lbs/MMBtu | FALSE | L | Annual | Rate | lb/MMBtu | 0 | 0 | 0 | 0 | 0 | 0 | 0 | 0
CT Fac. Spec. - SO2 Rate Annual v3.1, Unit 1212 and retrofits | 372 | 1769 | Rate Constraint in lbs/MMBtu | FALSE | L | Annual | Generation | TWh | 0 | 0 | 0 | 0 | 0 | 0 | 0 | 0
CT Fac. Spec. - SO2 Rate Annual v3.1, Unit 1212 and retrofits | 372 | 1769 | Rate Constraint in lbs/MMBtu | FALSE | L | Annual | Qualifying Generation | TWh | 0 | 0 | 0 | 0 | 0 | 0 | 0 | 0
CT Fac. Spec. - SO2 Rate Annual v3.1, Unit 1212 and retrofits | 372 | 1769 | Rate Constraint in lbs/MMBtu | FALSE | L | Annual | Rate | lb/MWh | 0 | 0 | 0 | 0 | 0 | 0 | 0 | 0
CT Fac. Spec. - SO2 Rate Annual v3.1, Unit 1212 and retrofits | 372 | 1769 | Rate Constraint in lbs/MMBtu | FALSE | L | Annual | Constraint Shadow Price | US2016$/Ton | 0 | 0 | 0 | 0 | 0 | 0 | 0 | 0
CT Fac. Spec. - SO2 Rate Annual v3.1, Unit 1213 and retrofits | 373 | 1769 | Rate Constraint in lbs/MMBtu | FALSE | L | Annual | Seasons Included | Seasons | Winter, WintShld, Summer | Winter, WintShld, Summer | Winter, WintShld, Summer | Winter, WintShld, Summer | Winter, WintShld, Summer | Winter, WintShld, Summer | Winter, WintShld, Summer | Winter, WintShld, Summer
CT Fac. Spec. - SO2 Rate Annual v3.1, Unit 1213 and retrofits | 373 | 1769 | Rate Constraint in lbs/MMBtu | FALSE | L | Annual | Standard SO2 | lb/MMBtu | 0.33 | 0.33 | 0.33 | 0.33 | 0.33 | 0.33 | 0.33 | 0.33
CT Fac. Spec. - SO2 Rate Annual v3.1, Unit 1213 and retrofits | 373 | 1769 | Rate Constraint in lbs/MMBtu | FALSE | L | Annual | Emissions at Affected Plants SO2 | Thousand Tons | 0 | 0 | 0 | 0 | 0 | 0 | 0 | 0
CT Fac. Spec. - SO2 Rate Annual v3.1, Unit 1213 and retrofits | 373 | 1769 | Rate Constraint in lbs/MMBtu | FALSE | L | Annual | Allowances Purchased SO2 | Thousand Tons | 0 | 0 | 0 | 0 | 0 | 0 | 0 | 0
CT Fac. Spec. - SO2 Rate Annual v3.1, Unit 1213 and retrofits | 373 | 1769 | Rate Constraint in lbs/MMBtu | FALSE | L | Annual | Allowances Sold SO2 | Thousand Tons | 0 | 0 | 0 | 0 | 0 | 0 | 0 | 0
CT Fac. Spec. - SO2 Rate Annual v3.1, Unit 1213 and retrofits | 373 | 1769 | Rate Constraint in lbs/MMBtu | FALSE | L | Annual | Allowances Banked | Thousand Tons | 0 | 0 | 0 | 0 | 0 | 0 | 0 | 0
CT Fac. Spec. - SO2 Rate Annual v3.1, Unit 1213 and retrofits | 373 | 1769 | Rate Constraint in lbs/MMBtu | FALSE | L | Annual | Allowances Withdrawn (1:1) | Thousand Tons | 0 | 0 | 0 | 0 | 0 | 0 | 0 | 0
CT Fac. Spec. - SO2 Rate Annual v3.1, Unit 1213 and retrofits | 373 | 1769 | Rate Constraint in lbs/MMBtu | FALSE | L | Annual | Allowances Withdrawn (n:1) | Thousand Tons | 0 | 0 | 0 | 0 | 0 | 0 | 0 | 0
CT Fac. Spec. - SO2 Rate Annual v3.1, Unit 1213 and retrofits | 373 | 1769 | Rate Constraint in lbs/MMBtu | FALSE | L | Annual | Net Emissions Allowance Position | Thousand Tons | 0 | 0 | 0 | 0 | 0 | 0 | 0 | 0
CT Fac. Spec. - SO2 Rate Annual v3.1, Unit 1213 and retrofits | 373 | 1769 | Rate Constraint in lbs/MMBtu | FALSE | L | Annual | Fuel Consumed | TBtu | 0 | 0 | 0 | 0 | 0 | 0 | 0 | 0
CT Fac. Spec. - SO2 Rate Annual v3.1, Unit 1213 and retrofits | 373 | 1769 | Rate Constraint in lbs/MMBtu | FALSE | L | Annual | Rate | lb/MMBtu | 0 | 0 | 0 | 0 | 0 | 0 | 0 | 0
CT Fac. Spec. - SO2 Rate Annual v3.1, Unit 1213 and retrofits | 373 | 1769 | Rate Constraint in lbs/MMBtu | FALSE | L | Annual | Generation | TWh | 0 | 0 | 0 | 0 | 0 | 0 | 0 | 0
CT Fac. Spec. - SO2 Rate Annual v3.1, Unit 1213 and retrofits | 373 | 1769 | Rate Constraint in lbs/MMBtu | FALSE | L | Annual | Qualifying Generation | TWh | 0 | 0 | 0 | 0 | 0 | 0 | 0 | 0
CT Fac. Spec. - SO2 Rate Annual v3.1, Unit 1213 and retrofits | 373 | 1769 | Rate Constraint in lbs/MMBtu | FALSE | L | Annual | Rate | lb/MWh | 0 | 0 | 0 | 0 | 0 | 0 | 0 | 0
CT Fac. Spec. - SO2 Rate Annual v3.1, Unit 1213 and retrofits | 373 | 1769 | Rate Constraint in lbs/MMBtu | FALSE | L | Annual | Constraint Shadow Price | US2016$/Ton | 0 | 0 | 0 | 0 | 0 | 0 | 0 | 0
CT Fac. Spec. - SO2 Rate Annual v3.1, Unit 1214 and retrofits | 374 | 1769 | Rate Constraint in lbs/MMBtu | FALSE | L | Annual | Seasons Included | Seasons | Winter, WintShld, Summer | Winter, WintShld, Summer | Winter, WintShld, Summer | Winter, WintShld, Summer | Winter, WintShld, Summer | Winter, WintShld, Summer | Winter, WintShld, Summer | Winter, WintShld, Summer
CT Fac. Spec. - SO2 Rate Annual v3.1, Unit 1214 and retrofits | 374 | 1769 | Rate Constraint in lbs/MMBtu | FALSE | L | Annual | Standard SO2 | lb/MMBtu | 0.33 | 0.33 | 0.33 | 0.33 | 0.33 | 0.33 | 0.33 | 0.33
CT Fac. Spec. - SO2 Rate Annual v3.1, Unit 1214 and retrofits | 374 | 1769 | Rate Constraint in lbs/MMBtu | FALSE | L | Annual | Emissions at Affected Plants SO2 | Thousand Tons | 0 | 0 | 0 | 0 | 0 | 0 | 0 | 0
CT Fac. Spec. - SO2 Rate Annual v3.1, Unit 1214 and retrofits | 374 | 1769 | Rate Constraint in lbs/MMBtu | FALSE | L | Annual | Allowances Purchased SO2 | Thousand Tons | 0 | 0 | 0 | 0 | 0 | 0 | 0 | 0
CT Fac. Spec. - SO2 Rate Annual v3.1, Unit 1214 and retrofits | 374 | 1769 | Rate Constraint in lbs/MMBtu | FALSE | L | Annual | Allowances Sold SO2 | Thousand Tons | 0 | 0 | 0 | 0 | 0 | 0 | 0 | 0
CT Fac. Spec. - SO2 Rate Annual v3.1, Unit 1214 and retrofits | 374 | 1769 | Rate Constraint in lbs/MMBtu | FALSE | L | Annual | Allowances Banked | Thousand Tons | 0 | 0 | 0 | 0 | 0 | 0 | 0 | 0
CT Fac. Spec. - SO2 Rate Annual v3.1, Unit 1214 and retrofits | 374 | 1769 | Rate Constraint in lbs/MMBtu | FALSE | L | Annual | Allowances Withdrawn (1:1) | Thousand Tons | 0 | 0 | 0 | 0 | 0 | 0 | 0 | 0
CT Fac. Spec. - SO2 Rate Annual v3.1, Unit 1214 and retrofits | 374 | 1769 | Rate Constraint in lbs/MMBtu | FALSE | L | Annual | Allowances Withdrawn (n:1) | Thousand Tons | 0 | 0 | 0 | 0 | 0 | 0 | 0 | 0
CT Fac. Spec. - SO2 Rate Annual v3.1, Unit 1214 and retrofits | 374 | 1769 | Rate Constraint in lbs/MMBtu | FALSE | L | Annual | Net Emissions Allowance Position | Thousand Tons | 0 | 0 | 0 | 0 | 0 | 0 | 0 | 0
CT Fac. Spec. - SO2 Rate Annual v3.1, Unit 1214 and retrofits | 374 | 1769 | Rate Constraint in lbs/MMBtu | FALSE | L | Annual | Fuel Consumed | TBtu | 0 | 0 | 0 | 0 | 0 | 0 | 0 | 0
CT Fac. Spec. - SO2 Rate Annual v3.1, Unit 1214 and retrofits | 374 | 1769 | Rate Constraint in lbs/MMBtu | FALSE | L | Annual | Rate | lb/MMBtu | 0 | 0 | 0 | 0 | 0 | 0 | 0 | 0
CT Fac. Spec. - SO2 Rate Annual v3.1, Unit 1214 and retrofits | 374 | 1769 | Rate Constraint in lbs/MMBtu | FALSE | L | Annual | Generation | TWh | 0 | 0 | 0 | 0 | 0 | 0 | 0 | 0
CT Fac. Spec. - SO2 Rate Annual v3.1, Unit 1214 and retrofits | 374 | 1769 | Rate Constraint in lbs/MMBtu | FALSE | L | Annual | Qualifying Generation | TWh | 0 | 0 | 0 | 0 | 0 | 0 | 0 | 0
CT Fac. Spec. - SO2 Rate Annual v3.1, Unit 1214 and retrofits | 374 | 1769 | Rate Constraint in lbs/MMBtu | FALSE | L | Annual | Rate | lb/MWh | 0 | 0 | 0 | 0 | 0 | 0 | 0 | 0
CT Fac. Spec. - SO2 Rate Annual v3.1, Unit 1214 and retrofits | 374 | 1769 | Rate Constraint in lbs/MMBtu | FALSE | L | Annual | Constraint Shadow Price | US2016$/Ton | 0 | 0 | 0 | 0 | 0 | 0 | 0 | 0
CT Fac. Spec. - SO2 Rate Annual v3.1, Unit 1215 and retrofits | 375 | 1769 | Rate Constraint in lbs/MMBtu | FALSE | L | Annual | Seasons Included | Seasons | Winter, WintShld, Summer | Winter, WintShld, Summer | Winter, WintShld, Summer | Winter, WintShld, Summer | Winter, WintShld, Summer | Winter, WintShld, Summer | Winter, WintShld, Summer | Winter, WintShld, Summer
CT Fac. Spec. - SO2 Rate Annual v3.1, Unit 1215 and retrofits | 375 | 1769 | Rate Constraint in lbs/MMBtu | FALSE | L | Annual | Standard SO2 | lb/MMBtu | 0.33 | 0.33 | 0.33 | 0.33 | 0.33 | 0.33 | 0.33 | 0.33
CT Fac. Spec. - SO2 Rate Annual v3.1, Unit 1215 and retrofits | 375 | 1769 | Rate Constraint in lbs/MMBtu | FALSE | L | Annual | Emissions at Affected Plants SO2 | Thousand Tons | 0 | 0 | 0 | 0 | 0 | 0 | 0 | 0
CT Fac. Spec. - SO2 Rate Annual v3.1, Unit 1215 and retrofits | 375 | 1769 | Rate Constraint in lbs/MMBtu | FALSE | L | Annual | Allowances Purchased SO2 | Thousand Tons | 0 | 0 | 0 | 0 | 0 | 0 | 0 | 0
CT Fac. Spec. - SO2 Rate Annual v3.1, Unit 1215 and retrofits | 375 | 1769 | Rate Constraint in lbs/MMBtu | FALSE | L | Annual | Allowances Sold SO2 | Thousand Tons | 0 | 0 | 0 | 0 | 0 | 0 | 0 | 0
CT Fac. Spec. - SO2 Rate Annual v3.1, Unit 1215 and retrofits | 375 | 1769 | Rate Constraint in lbs/MMBtu | FALSE | L | Annual | Allowances Banked | Thousand Tons | 0 | 0 | 0 | 0 | 0 | 0 | 0 | 0
CT Fac. Spec. - SO2 Rate Annual v3.1, Unit 1215 and retrofits | 375 | 1769 | Rate Constraint in lbs/MMBtu | FALSE | L | Annual | Allowances Withdrawn (1:1) | Thousand Tons | 0 | 0 | 0 | 0 | 0 | 0 | 0 | 0
CT Fac. Spec. - SO2 Rate Annual v3.1, Unit 1215 and retrofits | 375 | 1769 | Rate Constraint in lbs/MMBtu | FALSE | L | Annual | Allowances Withdrawn (n:1) | Thousand Tons | 0 | 0 | 0 | 0 | 0 | 0 | 0 | 0
CT Fac. Spec. - SO2 Rate Annual v3.1, Unit 1215 and retrofits | 375 | 1769 | Rate Constraint in lbs/MMBtu | FALSE | L | Annual | Net Emissions Allowance Position | Thousand Tons | 0 | 0 | 0 | 0 | 0 | 0 | 0 | 0
CT Fac. Spec. - SO2 Rate Annual v3.1, Unit 1215 and retrofits | 375 | 1769 | Rate Constraint in lbs/MMBtu | FALSE | L | Annual | Fuel Consumed | TBtu | 0 | 0 | 0 | 0 | 0 | 0 | 0 | 0
CT Fac. Spec. - SO2 Rate Annual v3.1, Unit 1215 and retrofits | 375 | 1769 | Rate Constraint in lbs/MMBtu | FALSE | L | Annual | Rate | lb/MMBtu | 0 | 0 | 0 | 0 | 0 | 0 | 0 | 0
CT Fac. Spec. - SO2 Rate Annual v3.1, Unit 1215 and retrofits | 375 | 1769 | Rate Constraint in lbs/MMBtu | FALSE | L | Annual | Generation | TWh | 0 | 0 | 0 | 0 | 0 | 0 | 0 | 0
CT Fac. Spec. - SO2 Rate Annual v3.1, Unit 1215 and retrofits | 375 | 1769 | Rate Constraint in lbs/MMBtu | FALSE | L | Annual | Qualifying Generation | TWh | 0 | 0 | 0 | 0 | 0 | 0 | 0 | 0
CT Fac. Spec. - SO2 Rate Annual v3.1, Unit 1215 and retrofits | 375 | 1769 | Rate Constraint in lbs/MMBtu | FALSE | L | Annual | Rate | lb/MWh | 0 | 0 | 0 | 0 | 0 | 0 | 0 | 0
CT Fac. Spec. - SO2 Rate Annual v3.1, Unit 1215 and retrofits | 375 | 1769 | Rate Constraint in lbs/MMBtu | FALSE | L | Annual | Constraint Shadow Price | US2016$/Ton | 0 | 0 | 0 | 0 | 0 | 0 | 0 | 0
CT Fac. Spec. - SO2 Rate Annual v3.1, Unit 1216 and retrofits | 376 | 1769 | Rate Constraint in lbs/MMBtu | FALSE | L | Annual | Seasons Included | Seasons | Winter, WintShld, Summer | Winter, WintShld, Summer | Winter, WintShld, Summer | Winter, WintShld, Summer | Winter, WintShld, Summer | Winter, WintShld, Summer | Winter, WintShld, Summer | Winter, WintShld, Summer
CT Fac. Spec. - SO2 Rate Annual v3.1, Unit 1216 and retrofits | 376 | 1769 | Rate Constraint in lbs/MMBtu | FALSE | L | Annual | Standard SO2 | lb/MMBtu | 0.33 | 0.33 | 0.33 | 0.33 | 0.33 | 0.33 | 0.33 | 0.33
CT Fac. Spec. - SO2 Rate Annual v3.1, Unit 1216 and retrofits | 376 | 1769 | Rate Constraint in lbs/MMBtu | FALSE | L | Annual | Emissions at Affected Plants SO2 | Thousand Tons | 0 | 0 | 0 | 0 | 0 | 0 | 0 | 0
CT Fac. Spec. - SO2 Rate Annual v3.1, Unit 1216 and retrofits | 376 | 1769 | Rate Constraint in lbs/MMBtu | FALSE | L | Annual | Allowances Purchased SO2 | Thousand Tons | 0 | 0 | 0 | 0 | 0 | 0 | 0 | 0
CT Fac. Spec. - SO2 Rate Annual v3.1, Unit 1216 and retrofits | 376 | 1769 | Rate Constraint in lbs/MMBtu | FALSE | L | Annual | Allowances Sold SO2 | Thousand Tons | 0 | 0 | 0 | 0 | 0 | 0 | 0 | 0
CT Fac. Spec. - SO2 Rate Annual v3.1, Unit 1216 and retrofits | 376 | 1769 | Rate Constraint in lbs/MMBtu | FALSE | L | Annual | Allowances Banked | Thousand Tons | 0 | 0 | 0 | 0 | 0 | 0 | 0 | 0
CT Fac. Spec. - SO2 Rate Annual v3.1, Unit 1216 and retrofits | 376 | 1769 | Rate Constraint in lbs/MMBtu | FALSE | L | Annual | Allowances Withdrawn (1:1) | Thousand Tons | 0 | 0 | 0 | 0 | 0 | 0 | 0 | 0
CT Fac. Spec. - SO2 Rate Annual v3.1, Unit 1216 and retrofits | 376 | 1769 | Rate Constraint in lbs/MMBtu | FALSE | L | Annual | Allowances Withdrawn (n:1) | Thousand Tons | 0 | 0 | 0 | 0 | 0 | 0 | 0 | 0
CT Fac. Spec. - SO2 Rate Annual v3.1, Unit 1216 and retrofits | 376 | 1769 | Rate Constraint in lbs/MMBtu | FALSE | L | Annual | Net Emissions Allowance Position | Thousand Tons | 0 | 0 | 0 | 0 | 0 | 0 | 0 | 0
CT Fac. Spec. - SO2 Rate Annual v3.1, Unit 1216 and retrofits | 376 | 1769 | Rate Constraint in lbs/MMBtu | FALSE | L | Annual | Fuel Consumed | TBtu | 0 | 0 | 0 | 0 | 0 | 0 | 0 | 0
CT Fac. Spec. - SO2 Rate Annual v3.1, Unit 1216 and retrofits | 376 | 1769 | Rate Constraint in lbs/MMBtu | FALSE | L | Annual | Rate | lb/MMBtu | 0 | 0 | 0 | 0 | 0 | 0 | 0 | 0
CT Fac. Spec. - SO2 Rate Annual v3.1, Unit 1216 and retrofits | 376 | 1769 | Rate Constraint in lbs/MMBtu | FALSE | L | Annual | Generation | TWh | 0 | 0 | 0 | 0 | 0 | 0 | 0 | 0
CT Fac. Spec. - SO2 Rate Annual v3.1, Unit 1216 and retrofits | 376 | 1769 | Rate Constraint in lbs/MMBtu | FALSE | L | Annual | Qualifying Generation | TWh | 0 | 0 | 0 | 0 | 0 | 0 | 0 | 0
CT Fac. Spec. - SO2 Rate Annual v3.1, Unit 1216 and retrofits | 376 | 1769 | Rate Constraint in lbs/MMBtu | FALSE | L | Annual | Rate | lb/MWh | 0 | 0 | 0 | 0 | 0 | 0 | 0 | 0
CT Fac. Spec. - SO2 Rate Annual v3.1, Unit 1216 and retrofits | 376 | 1769 | Rate Constraint in lbs/MMBtu | FALSE | L | Annual | Constraint Shadow Price | US2016$/Ton | 0 | 0 | 0 | 0 | 0 | 0 | 0 | 0
CT Fac. Spec. - SO2 Rate Annual v3.1, Unit 1221 and retrofits | 377 | 1769 | Rate Constraint in lbs/MMBtu | FALSE | L | Annual | Seasons Included | Seasons | Winter, WintShld, Summer | Winter, WintShld, Summer | Winter, WintShld, Summer | Winter, WintShld, Summer | Winter, WintShld, Summer | Winter, WintShld, Summer | Winter, WintShld, Summer | Winter, WintShld, Summer
CT Fac. Spec. - SO2 Rate Annual v3.1, Unit 1221 and retrofits | 377 | 1769 | Rate Constraint in lbs/MMBtu | FALSE | L | Annual | Standard SO2 | lb/MMBtu | 0.33 | 0.33 | 0.33 | 0.33 | 0.33 | 0.33 | 0.33 | 0.33
CT Fac. Spec. - SO2 Rate Annual v3.1, Unit 1221 and retrofits | 377 | 1769 | Rate Constraint in lbs/MMBtu | FALSE | L | Annual | Emissions at Affected Plants SO2 | Thousand Tons | 0 | 0 | 0 | 0 | 0 | 0 | 0 | 0
CT Fac. Spec. - SO2 Rate Annual v3.1, Unit 1221 and retrofits | 377 | 1769 | Rate Constraint in lbs/MMBtu | FALSE | L | Annual | Allowances Purchased SO2 | Thousand Tons | 0 | 0 | 0 | 0 | 0 | 0 | 0 | 0
CT Fac. Spec. - SO2 Rate Annual v3.1, Unit 1221 and retrofits | 377 | 1769 | Rate Constraint in lbs/MMBtu | FALSE | L | Annual | Allowances Sold SO2 | Thousand Tons | 0 | 0 | 0 | 0 | 0 | 0 | 0 | 0
CT Fac. Spec. - SO2 Rate Annual v3.1, Unit 1221 and retrofits | 377 | 1769 | Rate Constraint in lbs/MMBtu | FALSE | L | Annual | Allowances Banked | Thousand Tons | 0 | 0 | 0 | 0 | 0 | 0 | 0 | 0
CT Fac. Spec. - SO2 Rate Annual v3.1, Unit 1221 and retrofits | 377 | 1769 | Rate Constraint in lbs/MMBtu | FALSE | L | Annual | Allowances Withdrawn (1:1) | Thousand Tons | 0 | 0 | 0 | 0 | 0 | 0 | 0 | 0
CT Fac. Spec. - SO2 Rate Annual v3.1, Unit 1221 and retrofits | 377 | 1769 | Rate Constraint in lbs/MMBtu | FALSE | L | Annual | Allowances Withdrawn (n:1) | Thousand Tons | 0 | 0 | 0 | 0 | 0 | 0 | 0 | 0
CT Fac. Spec. - SO2 Rate Annual v3.1, Unit 1221 and retrofits | 377 | 1769 | Rate Constraint in lbs/MMBtu | FALSE | L | Annual | Net Emissions Allowance Position | Thousand Tons | 0 | 0 | 0 | 0 | 0 | 0 | 0 | 0
CT Fac. Spec. - SO2 Rate Annual v3.1, Unit 1221 and retrofits | 377 | 1769 | Rate Constraint in lbs/MMBtu | FALSE | L | Annual | Fuel Consumed | TBtu | 0.013078 | 0.013078 | 0.013078 | 0.013078 | 0.013078 | 0.013078 | 0.013078 | 0.013078
CT Fac. Spec. - SO2 Rate Annual v3.1, Unit 1221 and retrofits | 377 | 1769 | Rate Constraint in lbs/MMBtu | FALSE | L | Annual | Rate | lb/MMBtu | 0 | 0 | 0 | 0 | 0 | 0 | 0 | 0
CT Fac. Spec. - SO2 Rate Annual v3.1, Unit 1221 and retrofits | 377 | 1769 | Rate Constraint in lbs/MMBtu | FALSE | L | Annual | Generation | TWh | 0.0014394 | 0.0014394 | 0.0014394 | 0.0014394 | 0.0014394 | 0.0014394 | 0.0014394 | 0.0014394
CT Fac. Spec. - SO2 Rate Annual v3.1, Unit 1221 and retrofits | 377 | 1769 | Rate Constraint in lbs/MMBtu | FALSE | L | Annual | Qualifying Generation | TWh | 0.0014394 | 0.0014394 | 0.0014394 | 0.0014394 | 0.0014394 | 0.0014394 | 0.0014394 | 0.0014394
CT Fac. Spec. - SO2 Rate Annual v3.1, Unit 1221 and retrofits | 377 | 1769 | Rate Constraint in lbs/MMBtu | FALSE | L | Annual | Rate | lb/MWh | 0 | 0 | 0 | 0 | 0 | 0 | 0 | 0
CT Fac. Spec. - SO2 Rate Annual v3.1, Unit 1221 and retrofits | 377 | 1769 | Rate Constraint in lbs/MMBtu | FALSE | L | Annual | Constraint Shadow Price | US2016$/Ton | 0 | 0 | 0 | 0 | 0 | 0 | 0 | 0
CT Fac. Spec. - SO2 Rate Annual v3.1, Unit 1222 and retrofits | 378 | 1769 | Rate Constraint in lbs/MMBtu | FALSE | L | Annual | Seasons Included | Seasons | Winter, WintShld, Summer | Winter, WintShld, Summer | Winter, WintShld, Summer | Winter, WintShld, Summer | Winter, WintShld, Summer | Winter, WintShld, Summer | Winter, WintShld, Summer | Winter, WintShld, Summer
CT Fac. Spec. - SO2 Rate Annual v3.1, Unit 1222 and retrofits | 378 | 1769 | Rate Constraint in lbs/MMBtu | FALSE | L | Annual | Standard SO2 | lb/MMBtu | 0.33 | 0.33 | 0.33 | 0.33 | 0.33 | 0.33 | 0.33 | 0.33
CT Fac. Spec. - SO2 Rate Annual v3.1, Unit 1222 and retrofits | 378 | 1769 | Rate Constraint in lbs/MMBtu | FALSE | L | Annual | Emissions at Affected Plants SO2 | Thousand Tons | 0 | 0 | 0 | 0 | 0 | 0 | 0 | 0
CT Fac. Spec. - SO2 Rate Annual v3.1, Unit 1222 and retrofits | 378 | 1769 | Rate Constraint in lbs/MMBtu | FALSE | L | Annual | Allowances Purchased SO2 | Thousand Tons | 0 | 0 | 0 | 0 | 0 | 0 | 0 | 0
CT Fac. Spec. - SO2 Rate Annual v3.1, Unit 1222 and retrofits | 378 | 1769 | Rate Constraint in lbs/MMBtu | FALSE | L | Annual | Allowances Sold SO2 | Thousand Tons | 0 | 0 | 0 | 0 | 0 | 0 | 0 | 0
CT Fac. Spec. - SO2 Rate Annual v3.1, Unit 1222 and retrofits | 378 | 1769 | Rate Constraint in lbs/MMBtu | FALSE | L | Annual | Allowances Banked | Thousand Tons | 0 | 0 | 0 | 0 | 0 | 0 | 0 | 0
CT Fac. Spec. - SO2 Rate Annual v3.1, Unit 1222 and retrofits | 378 | 1769 | Rate Constraint in lbs/MMBtu | FALSE | L | Annual | Allowances Withdrawn (1:1) | Thousand Tons | 0 | 0 | 0 | 0 | 0 | 0 | 0 | 0
CT Fac. Spec. - SO2 Rate Annual v3.1, Unit 1222 and retrofits | 378 | 1769 | Rate Constraint in lbs/MMBtu | FALSE | L | Annual | Allowances Withdrawn (n:1) | Thousand Tons | 0 | 0 | 0 | 0 | 0 | 0 | 0 | 0
CT Fac. Spec. - SO2 Rate Annual v3.1, Unit 1222 and retrofits | 378 | 1769 | Rate Constraint in lbs/MMBtu | FALSE | L | Annual | Net Emissions Allowance Position | Thousand Tons | 0 | 0 | 0 | 0 | 0 | 0 | 0 | 0
CT Fac. Spec. - SO2 Rate Annual v3.1, Unit 1222 and retrofits | 378 | 1769 | Rate Constraint in lbs/MMBtu | FALSE | L | Annual | Fuel Consumed | TBtu | 0.013078 | 0.013078 | 0.013078 | 0.013078 | 0.013078 | 0.013078 | 0.013078 | 0.013078
CT Fac. Spec. - SO2 Rate Annual v3.1, Unit 1222 and retrofits | 378 | 1769 | Rate Constraint in lbs/MMBtu | FALSE | L | Annual | Rate | lb/MMBtu | 0 | 0 | 0 | 0 | 0 | 0 | 0 | 0
CT Fac. Spec. - SO2 Rate Annual v3.1, Unit 1222 and retrofits | 378 | 1769 | Rate Constraint in lbs/MMBtu | FALSE | L | Annual | Generation | TWh | 0.0014394 | 0.0014394 | 0.0014394 | 0.0014394 | 0.0014394 | 0.0014394 | 0.0014394 | 0.0014394
CT Fac. Spec. - SO2 Rate Annual v3.1, Unit 1222 and retrofits | 378 | 1769 | Rate Constraint in lbs/MMBtu | FALSE | L | Annual | Qualifying Generation | TWh | 0.0014394 | 0.0014394 | 0.0014394 | 0.0014394 | 0.0014394 | 0.0014394 | 0.0014394 | 0.0014394
CT Fac. Spec. - SO2 Rate Annual v3.1, Unit 1222 and retrofits | 378 | 1769 | Rate Constraint in lbs/MMBtu | FALSE | L | Annual | Rate | lb/MWh | 0 | 0 | 0 | 0 | 0 | 0 | 0 | 0
CT Fac. Spec. - SO2 Rate Annual v3.1, Unit 1222 and retrofits | 378 | 1769 | Rate Constraint in lbs/MMBtu | FALSE | L | Annual | Constraint Shadow Price | US2016$/Ton | 0 | 0 | 0 | 0 | 0 | 0 | 0 | 0
CT Fac. Spec. - SO2 Rate Annual v3.1, Unit 3131 and retrofits | 379 | 1769 | Rate Constraint in lbs/MMBtu | FALSE | L | Annual | Seasons Included | Seasons | Winter, WintShld, Summer | Winter, WintShld, Summer | Winter, WintShld, Summer | Winter, WintShld, Summer | Winter, WintShld, Summer | Winter, WintShld, Summer | Winter, WintShld, Summer | Winter, WintShld, Summer
CT Fac. Spec. - SO2 Rate Annual v3.1, Unit 3131 and retrofits | 379 | 1769 | Rate Constraint in lbs/MMBtu | FALSE | L | Annual | Standard SO2 | lb/MMBtu | 0.33 | 0.33 | 0.33 | 0.33 | 0.33 | 0.33 | 0.33 | 0.33
CT Fac. Spec. - SO2 Rate Annual v3.1, Unit 3131 and retrofits | 379 | 1769 | Rate Constraint in lbs/MMBtu | FALSE | L | Annual | Emissions at Affected Plants SO2 | Thousand Tons | 0 | 0 | 0 | 0 | 0 | 0 | 0 | 0
CT Fac. Spec. - SO2 Rate Annual v3.1, Unit 3131 and retrofits | 379 | 1769 | Rate Constraint in lbs/MMBtu | FALSE | L | Annual | Allowances Purchased SO2 | Thousand Tons | 0 | 0 | 0 | 0 | 0 | 0 | 0 | 0
CT Fac. Spec. - SO2 Rate Annual v3.1, Unit 3131 and retrofits | 379 | 1769 | Rate Constraint in lbs/MMBtu | FALSE | L | Annual | Allowances Sold SO2 | Thousand Tons | 0 | 0 | 0 | 0 | 0 | 0 | 0 | 0
CT Fac. Spec. - SO2 Rate Annual v3.1, Unit 3131 and retrofits | 379 | 1769 | Rate Constraint in lbs/MMBtu | FALSE | L | Annual | Allowances Banked | Thousand Tons | 0 | 0 | 0 | 0 | 0 | 0 | 0 | 0
CT Fac. Spec. - SO2 Rate Annual v3.1, Unit 3131 and retrofits | 379 | 1769 | Rate Constraint in lbs/MMBtu | FALSE | L | Annual | Allowances Withdrawn (1:1) | Thousand Tons | 0 | 0 | 0 | 0 | 0 | 0 | 0 | 0
CT Fac. Spec. - SO2 Rate Annual v3.1, Unit 3131 and retrofits | 379 | 1769 | Rate Constraint in lbs/MMBtu | FALSE | L | Annual | Allowances Withdrawn (n:1) | Thousand Tons | 0 | 0 | 0 | 0 | 0 | 0 | 0 | 0
CT Fac. Spec. - SO2 Rate Annual v3.1, Unit 3131 and retrofits | 379 | 1769 | Rate Constraint in lbs/MMBtu | FALSE | L | Annual | Net Emissions Allowance Position | Thousand Tons | 0 | 0 | 0 | 0 | 0 | 0 | 0 | 0
CT Fac. Spec. - SO2 Rate Annual v3.1, Unit 3131 and retrofits | 379 | 1769 | Rate Constraint in lbs/MMBtu | FALSE | L | Annual | Fuel Consumed | TBtu | 7.6494 | 7.7576 | 7.7116 | 4.7139 | 5.8417 | 5.3602 | 4.7139 | 4.7139
CT Fac. Spec. - SO2 Rate Annual v3.1, Unit 3131 and retrofits | 379 | 1769 | Rate Constraint in lbs/MMBtu | FALSE | L | Annual | Rate | lb/MMBtu | 0 | 0 | 0 | 0 | 0 | 0 | 0 | 0
CT Fac. Spec. - SO2 Rate Annual v3.1, Unit 3131 and retrofits | 379 | 1769 | Rate Constraint in lbs/MMBtu | FALSE | L | Annual | Generation | TWh | 1.0769 | 1.0922 | 1.0857 | 0.66366 | 0.82243 | 0.75464 | 0.66366 | 0.66366
CT Fac. Spec. - SO2 Rate Annual v3.1, Unit 3131 and retrofits | 379 | 1769 | Rate Constraint in lbs/MMBtu | FALSE | L | Annual | Qualifying Generation | TWh | 1.0769 | 1.0922 | 1.0857 | 0.66366 | 0.82243 | 0.75464 | 0.66366 | 0.66366
CT Fac. Spec. - SO2 Rate Annual v3.1, Unit 3131 and retrofits | 379 | 1769 | Rate Constraint in lbs/MMBtu | FALSE | L | Annual | Rate | lb/MWh | 0 | 0 | 0 | 0 | 0 | 0 | 0 | 0
CT Fac. Spec. - SO2 Rate Annual v3.1, Unit 3131 and retrofits | 379 | 1769 | Rate Constraint in lbs/MMBtu | FALSE | L | Annual | Constraint Shadow Price | US2016$/Ton | 0 | 0 | 0 | 0 | 0 | 0 | 0 | 0
CT Fac. Spec. - SO2 Rate Annual v3.1, Unit 3132 and retrofits | 380 | 1769 | Rate Constraint in lbs/MMBtu | FALSE | L | Annual | Seasons Included | Seasons | Winter, WintShld, Summer | Winter, WintShld, Summer | Winter, WintShld, Summer | Winter, WintShld, Summer | Winter, WintShld, Summer | Winter, WintShld, Summer | Winter, WintShld, Summer | Winter, WintShld, Summer
CT Fac. Spec. - SO2 Rate Annual v3.1, Unit 3132 and retrofits | 380 | 1769 | Rate Constraint in lbs/MMBtu | FALSE | L | Annual | Standard SO2 | lb/MMBtu | 0.33 | 0.33 | 0.33 | 0.33 | 0.33 | 0.33 | 0.33 | 0.33
CT Fac. Spec. - SO2 Rate Annual v3.1, Unit 3132 and retrofits | 380 | 1769 | Rate Constraint in lbs/MMBtu | FALSE | L | Annual | Emissions at Affected Plants SO2 | Thousand Tons | 0 | 0 | 0 | 0 | 0 | 0 | 0 | 0
CT Fac. Spec. - SO2 Rate Annual v3.1, Unit 3132 and retrofits | 380 | 1769 | Rate Constraint in lbs/MMBtu | FALSE | L | Annual | Allowances Purchased SO2 | Thousand Tons | 0 | 0 | 0 | 0 | 0 | 0 | 0 | 0
CT Fac. Spec. - SO2 Rate Annual v3.1, Unit 3132 and retrofits | 380 | 1769 | Rate Constraint in lbs/MMBtu | FALSE | L | Annual | Allowances Sold SO2 | Thousand Tons | 0 | 0 | 0 | 0 | 0 | 0 | 0 | 0
CT Fac. Spec. - SO2 Rate Annual v3.1, Unit 3132 and retrofits | 380 | 1769 | Rate Constraint in lbs/MMBtu | FALSE | L | Annual | Allowances Banked | Thousand Tons | 0 | 0 | 0 | 0 | 0 | 0 | 0 | 0
CT Fac. Spec. - SO2 Rate Annual v3.1, Unit 3132 and retrofits | 380 | 1769 | Rate Constraint in lbs/MMBtu | FALSE | L | Annual | Allowances Withdrawn (1:1) | Thousand Tons | 0 | 0 | 0 | 0 | 0 | 0 | 0 | 0
CT Fac. Spec. - SO2 Rate Annual v3.1, Unit 3132 and retrofits | 380 | 1769 | Rate Constraint in lbs/MMBtu | FALSE | L | Annual | Allowances Withdrawn (n:1) | Thousand Tons | 0 | 0 | 0 | 0 | 0 | 0 | 0 | 0
CT Fac. Spec. - SO2 Rate Annual v3.1, Unit 3132 and retrofits | 380 | 1769 | Rate Constraint in lbs/MMBtu | FALSE | L | Annual | Net Emissions Allowance Position | Thousand Tons | 0 | 0 | 0 | 0 | 0 | 0 | 0 | 0
CT Fac. Spec. - SO2 Rate Annual v3.1, Unit 3132 and retrofits | 380 | 1769 | Rate Constraint in lbs/MMBtu | FALSE | L | Annual | Fuel Consumed | TBtu | 7.6494 | 7.7314 | 7.5576 | 4.7251 | 5.2213 | 5.1684 | 4.618 | 4.5785
CT Fac. Spec. - SO2 Rate Annual v3.1, Unit 3132 and retrofits | 380 | 1769 | Rate Constraint in lbs/MMBtu | FALSE | L | Annual | Rate | lb/MMBtu | 0 | 0 | 0 | 0 | 0 | 0 | 0 | 0
CT Fac. Spec. - SO2 Rate Annual v3.1, Unit 3132 and retrofits | 380 | 1769 | Rate Constraint in lbs/MMBtu | FALSE | L | Annual | Generation | TWh | 1.0769 | 1.0885 | 1.064 | 0.66523 | 0.73509 | 0.72764 | 0.65015 | 0.64459
CT Fac. Spec. - SO2 Rate Annual v3.1, Unit 3132 and retrofits | 380 | 1769 | Rate Constraint in lbs/MMBtu | FALSE | L | Annual | Qualifying Generation | TWh | 1.0769 | 1.0885 | 1.064 | 0.66523 | 0.73509 | 0.72764 | 0.65015 | 0.64459
CT Fac. Spec. - SO2 Rate Annual v3.1, Unit 3132 and retrofits | 380 | 1769 | Rate Constraint in lbs/MMBtu | FALSE | L | Annual | Rate | lb/MWh | 0 | 0 | 0 | 0 | 0 | 0 | 0 | 0
CT Fac. Spec. - SO2 Rate Annual v3.1, Unit 3132 and retrofits | 380 | 1769 | Rate Constraint in lbs/MMBtu | FALSE | L | Annual | Constraint Shadow Price | US2016$/Ton | 0 | 0 | 0 | 0 | 0 | 0 | 0 | 0
CT Fac. Spec. - SO2 Rate Annual v3.1, Unit 3133 and retrofits | 381 | 1769 | Rate Constraint in lbs/MMBtu | FALSE | L | Annual | Seasons Included | Seasons | Winter, WintShld, Summer | Winter, WintShld, Summer | Winter, WintShld, Summer | Winter, WintShld, Summer | Winter, WintShld, Summer | Winter, WintShld, Summer | Winter, WintShld, Summer | Winter, WintShld, Summer
CT Fac. Spec. - SO2 Rate Annual v3.1, Unit 3133 and retrofits | 381 | 1769 | Rate Constraint in lbs/MMBtu | FALSE | L | Annual | Standard SO2 | lb/MMBtu | 0.33 | 0.33 | 0.33 | 0.33 | 0.33 | 0.33 | 0.33 | 0.33
CT Fac. Spec. - SO2 Rate Annual v3.1, Unit 3133 and retrofits | 381 | 1769 | Rate Constraint in lbs/MMBtu | FALSE | L | Annual | Emissions at Affected Plants SO2 | Thousand Tons | 0 | 0 | 0 | 0 | 0 | 0 | 0 | 0
CT Fac. Spec. - SO2 Rate Annual v3.1, Unit 3133 and retrofits | 381 | 1769 | Rate Constraint in lbs/MMBtu | FALSE | L | Annual | Allowances Purchased SO2 | Thousand Tons | 0 | 0 | 0 | 0 | 0 | 0 | 0 | 0
CT Fac. Spec. - SO2 Rate Annual v3.1, Unit 3133 and retrofits | 381 | 1769 | Rate Constraint in lbs/MMBtu | FALSE | L | Annual | Allowances Sold SO2 | Thousand Tons | 0 | 0 | 0 | 0 | 0 | 0 | 0 | 0
CT Fac. Spec. - SO2 Rate Annual v3.1, Unit 3133 and retrofits | 381 | 1769 | Rate Constraint in lbs/MMBtu | FALSE | L | Annual | Allowances Banked | Thousand Tons | 0 | 0 | 0 | 0 | 0 | 0 | 0 | 0
CT Fac. Spec. - SO2 Rate Annual v3.1, Unit 3133 and retrofits | 381 | 1769 | Rate Constraint in lbs/MMBtu | FALSE | L | Annual | Allowances Withdrawn (1:1) | Thousand Tons | 0 | 0 | 0 | 0 | 0 | 0 | 0 | 0
CT Fac. Spec. - SO2 Rate Annual v3.1, Unit 3133 and retrofits | 381 | 1769 | Rate Constraint in lbs/MMBtu | FALSE | L | Annual | Allowances Withdrawn (n:1) | Thousand Tons | 0 | 0 | 0 | 0 | 0 | 0 | 0 | 0
CT Fac. Spec. - SO2 Rate Annual v3.1, Unit 3133 and retrofits | 381 | 1769 | Rate Constraint in lbs/MMBtu | FALSE | L | Annual | Net Emissions Allowance Position | Thousand Tons | 0 | 0 | 0 | 0 | 0 | 0 | 0 | 0
CT Fac. Spec. - SO2 Rate Annual v3.1, Unit 3133 and retrofits | 381 | 1769 | Rate Constraint in lbs/MMBtu | FALSE | L | Annual | Fuel Consumed | TBtu | 11.5821 | 11.5034 | 11.7671 | 8.6433 | 8.186 | 8.3602 | 7.7088 | 7.9878
CT Fac. Spec. - SO2 Rate Annual v3.1, Unit 3133 and retrofits | 381 | 1769 | Rate Constraint in lbs/MMBtu | FALSE | L | Annual | Rate | lb/MMBtu | 0 | 0 | 0 | 0 | 0 | 0 | 0 | 0
CT Fac. Spec. - SO2 Rate Annual v3.1, Unit 3133 and retrofits | 381 | 1769 | Rate Constraint in lbs/MMBtu | FALSE | L | Annual | Generation | TWh | 1.6306 | 1.6195 | 1.6566 | 1.2168 | 1.1525 | 1.177 | 1.0853 | 1.1246
CT Fac. Spec. - SO2 Rate Annual v3.1, Unit 3133 and retrofits | 381 | 1769 | Rate Constraint in lbs/MMBtu | FALSE | L | Annual | Qualifying Generation | TWh | 1.6306 | 1.6195 | 1.6566 | 1.2168 | 1.1525 | 1.177 | 1.0853 | 1.1246
CT Fac. Spec. - SO2 Rate Annual v3.1, Unit 3133 and retrofits | 381 | 1769 | Rate Constraint in lbs/MMBtu | FALSE | L | Annual | Rate | lb/MWh | 0 | 0 | 0 | 0 | 0 | 0 | 0 | 0
CT Fac. Spec. - SO2 Rate Annual v3.1, Unit 3133 and retrofits | 381 | 1769 | Rate Constraint in lbs/MMBtu | FALSE | L | Annual | Constraint Shadow Price | US2016$/Ton | 0 | 0 | 0 | 0 | 0 | 0 | 0 | 0
CT Fac. Spec. - SO2 Rate Annual v3.1, Unit 3136 and retrofits | 382 | 1769 | Rate Constraint in lbs/MMBtu | FALSE | L | Annual | Seasons Included | Seasons | Winter, WintShld, Summer | Winter, WintShld, Summer | Winter, WintShld, Summer | Winter, WintShld, Summer | Winter, WintShld, Summer | Winter, WintShld, Summer | Winter, WintShld, Summer | Winter, WintShld, Summer
CT Fac. Spec. - SO2 Rate Annual v3.1, Unit 3136 and retrofits | 382 | 1769 | Rate Constraint in lbs/MMBtu | FALSE | L | Annual | Standard SO2 | lb/MMBtu | 0.33 | 0.33 | 0.33 | 0.33 | 0.33 | 0.33 | 0.33 | 0.33
CT Fac. Spec. - SO2 Rate Annual v3.1, Unit 3136 and retrofits | 382 | 1769 | Rate Constraint in lbs/MMBtu | FALSE | L | Annual | Emissions at Affected Plants SO2 | Thousand Tons | 0 | 0 | 0 | 0 | 0 | 0 | 0 | 0
CT Fac. Spec. - SO2 Rate Annual v3.1, Unit 3136 and retrofits | 382 | 1769 | Rate Constraint in lbs/MMBtu | FALSE | L | Annual | Allowances Purchased SO2 | Thousand Tons | 0 | 0 | 0 | 0 | 0 | 0 | 0 | 0
CT Fac. Spec. - SO2 Rate Annual v3.1, Unit 3136 and retrofits | 382 | 1769 | Rate Constraint in lbs/MMBtu | FALSE | L | Annual | Allowances Sold SO2 | Thousand Tons | 0 | 0 | 0 | 0 | 0 | 0 | 0 | 0
CT Fac. Spec. - SO2 Rate Annual v3.1, Unit 3136 and retrofits | 382 | 1769 | Rate Constraint in lbs/MMBtu | FALSE | L | Annual | Allowances Banked | Thousand Tons | 0 | 0 | 0 | 0 | 0 | 0 | 0 | 0
CT Fac. Spec. - SO2 Rate Annual v3.1, Unit 3136 and retrofits | 382 | 1769 | Rate Constraint in lbs/MMBtu | FALSE | L | Annual | Allowances Withdrawn (1:1) | Thousand Tons | 0 | 0 | 0 | 0 | 0 | 0 | 0 | 0
CT Fac. Spec. - SO2 Rate Annual v3.1, Unit 3136 and retrofits | 382 | 1769 | Rate Constraint in lbs/MMBtu | FALSE | L | Annual | Allowances Withdrawn (n:1) | Thousand Tons | 0 | 0 | 0 | 0 | 0 | 0 | 0 | 0
CT Fac. Spec. - SO2 Rate Annual v3.1, Unit 3136 and retrofits | 382 | 1769 | Rate Constraint in lbs/MMBtu | FALSE | L | Annual | Net Emissions Allowance Position | Thousand Tons | 0 | 0 | 0 | 0 | 0 | 0 | 0 | 0
CT Fac. Spec. - SO2 Rate Annual v3.1, Unit 3136 and retrofits | 382 | 1769 | Rate Constraint in lbs/MMBtu | FALSE | L | Annual | Fuel Consumed | TBtu | 0.053419 | 0.053419 | 0.053419 | 0.010509 | 0.053419 | 0.053419 | 0.010509 | 0.010509
CT Fac. Spec. - SO2 Rate Annual v3.1, Unit 3136 and retrofits | 382 | 1769 | Rate Constraint in lbs/MMBtu | FALSE | L | Annual | Rate | lb/MMBtu | 0 | 0 | 0 | 0 | 0 | 0 | 0 | 0
CT Fac. Spec. - SO2 Rate Annual v3.1, Unit 3136 and retrofits | 382 | 1769 | Rate Constraint in lbs/MMBtu | FALSE | L | Annual | Generation | TWh | 0.0052177 | 0.0052177 | 0.0052177 | 0.0010264 | 0.0052177 | 0.0052177 | 0.0010264 | 0.0010264
CT Fac. Spec. - SO2 Rate Annual v3.1, Unit 3136 and retrofits | 382 | 1769 | Rate Constraint in lbs/MMBtu | FALSE | L | Annual | Qualifying Generation | TWh | 0.0052177 | 0.0052177 | 0.0052177 | 0.0010264 | 0.0052177 | 0.0052177 | 0.0010264 | 0.0010264
CT Fac. Spec. - SO2 Rate Annual v3.1, Unit 3136 and retrofits | 382 | 1769 | Rate Constraint in lbs/MMBtu | FALSE | L | Annual | Rate | lb/MWh | 0 | 0 | 0 | 0 | 0 | 0 | 0 | 0
CT Fac. Spec. - SO2 Rate Annual v3.1, Unit 3136 and retrofits | 382 | 1769 | Rate Constraint in lbs/MMBtu | FALSE | L | Annual | Constraint Shadow Price | US2016$/Ton | 0 | 0 | 0 | 0 | 0 | 0 | 0 | 0
CT Fac. Spec. - SO2 Rate Annual v3.1, Unit 3138 and retrofits | 383 | 1769 | Rate Constraint in lbs/MMBtu | FALSE | L | Annual | Seasons Included | Seasons | Winter, WintShld, Summer | Winter, WintShld, Summer | Winter, WintShld, Summer | Winter, WintShld, Summer | Winter, WintShld, Summer | Winter, WintShld, Summer | Winter, WintShld, Summer | Winter, WintShld, Summer
CT Fac. Spec. - SO2 Rate Annual v3.1, Unit 3138 and retrofits | 383 | 1769 | Rate Constraint in lbs/MMBtu | FALSE | L | Annual | Standard SO2 | lb/MMBtu | 0.33 | 0.33 | 0.33 | 0.33 | 0.33 | 0.33 | 0.33 | 0.33
CT Fac. Spec. - SO2 Rate Annual v3.1, Unit 3138 and retrofits | 383 | 1769 | Rate Constraint in lbs/MMBtu | FALSE | L | Annual | Emissions at Affected Plants SO2 | Thousand Tons | 0 | 0 | 0 | 0 | 0 | 0 | 0 | 0
CT Fac. Spec. - SO2 Rate Annual v3.1, Unit 3138 and retrofits | 383 | 1769 | Rate Constraint in lbs/MMBtu | FALSE | L | Annual | Allowances Purchased SO2 | Thousand Tons | 0 | 0 | 0 | 0 | 0 | 0 | 0 | 0
CT Fac. Spec. - SO2 Rate Annual v3.1, Unit 3138 and retrofits | 383 | 1769 | Rate Constraint in lbs/MMBtu | FALSE | L | Annual | Allowances Sold SO2 | Thousand Tons | 0 | 0 | 0 | 0 | 0 | 0 | 0 | 0
CT Fac. Spec. - SO2 Rate Annual v3.1, Unit 3138 and retrofits | 383 | 1769 | Rate Constraint in lbs/MMBtu | FALSE | L | Annual | Allowances Banked | Thousand Tons | 0 | 0 | 0 | 0 | 0 | 0 | 0 | 0
CT Fac. Spec. - SO2 Rate Annual v3.1, Unit 3138 and retrofits | 383 | 1769 | Rate Constraint in lbs/MMBtu | FALSE | L | Annual | Allowances Withdrawn (1:1) | Thousand Tons | 0 | 0 | 0 | 0 | 0 | 0 | 0 | 0
CT Fac. Spec. - SO2 Rate Annual v3.1, Unit 3138 and retrofits | 383 | 1769 | Rate Constraint in lbs/MMBtu | FALSE | L | Annual | Allowances Withdrawn (n:1) | Thousand Tons | 0 | 0 | 0 | 0 | 0 | 0 | 0 | 0
CT Fac. Spec. - SO2 Rate Annual v3.1, Unit 3138 and retrofits | 383 | 1769 | Rate Constraint in lbs/MMBtu | FALSE | L | Annual | Net Emissions Allowance Position | Thousand Tons | 0 | 0 | 0 | 0 | 0 | 0 | 0 | 0
CT Fac. Spec. - SO2 Rate Annual v3.1, Unit 3138 and retrofits | 383 | 1769 | Rate Constraint in lbs/MMBtu | FALSE | L | Annual | Fuel Consumed | TBtu | 4.3862 | 4.3463 | 4.4039 | 3.2813 | 3.0551 | 3.2813 | 3.4392 | 3.2479
CT Fac. Spec. - SO2 Rate Annual v3.1, Unit 3138 and retrofits | 383 | 1769 | Rate Constraint in lbs/MMBtu | FALSE | L | Annual | Rate | lb/MMBtu | 0 | 0 | 0 | 0 | 0 | 0 | 0 | 0
CT Fac. Spec. - SO2 Rate Annual v3.1, Unit 3138 and retrofits | 383 | 1769 | Rate Constraint in lbs/MMBtu | FALSE | L | Annual | Generation | TWh | 0.59562 | 0.59021 | 0.59804 | 0.44559 | 0.41486 | 0.44559 | 0.46703 | 0.44105
CT Fac. Spec. - SO2 Rate Annual v3.1, Unit 3138 and retrofits | 383 | 1769 | Rate Constraint in lbs/MMBtu | FALSE | L | Annual | Qualifying Generation | TWh | 0.59562 | 0.59021 | 0.59804 | 0.44559 | 0.41486 | 0.44559 | 0.46703 | 0.44105
CT Fac. Spec. - SO2 Rate Annual v3.1, Unit 3138 and retrofits | 383 | 1769 | Rate Constraint in lbs/MMBtu | FALSE | L | Annual | Rate | lb/MWh | 0 | 0 | 0 | 0 | 0 | 0 | 0 | 0
CT Fac. Spec. - SO2 Rate Annual v3.1, Unit 3138 and retrofits | 383 | 1769 | Rate Constraint in lbs/MMBtu | FALSE | L | Annual | Constraint Shadow Price | US2016$/Ton | 0 | 0 | 0 | 0 | 0 | 0 | 0 | 0
CT Fac. Spec. - SO2 Rate Annual v3.1, Unit 3139 and retrofits | 384 | 1769 | Rate Constraint in lbs/MMBtu | FALSE | L | Annual | Seasons Included | Seasons | Winter, WintShld, Summer | Winter, WintShld, Summer | Winter, WintShld, Summer | Winter, WintShld, Summer | Winter, WintShld, Summer | Winter, WintShld, Summer | Winter, WintShld, Summer | Winter, WintShld, Summer
CT Fac. Spec. - SO2 Rate Annual v3.1, Unit 3139 and retrofits | 384 | 1769 | Rate Constraint in lbs/MMBtu | FALSE | L | Annual | Standard SO2 | lb/MMBtu | 0.33 | 0.33 | 0.33 | 0.33 | 0.33 | 0.33 | 0.33 | 0.33
CT Fac. Spec. - SO2 Rate Annual v3.1, Unit 3139 and retrofits | 384 | 1769 | Rate Constraint in lbs/MMBtu | FALSE | L | Annual | Emissions at Affected Plants SO2 | Thousand Tons | 0 | 0 | 0 | 0 | 0 | 0 | 0 | 0
CT Fac. Spec. - SO2 Rate Annual v3.1, Unit 3139 and retrofits | 384 | 1769 | Rate Constraint in lbs/MMBtu | FALSE | L | Annual | Allowances Purchased SO2 | Thousand Tons | 0 | 0 | 0 | 0 | 0 | 0 | 0 | 0
CT Fac. Spec. - SO2 Rate Annual v3.1, Unit 3139 and retrofits | 384 | 1769 | Rate Constraint in lbs/MMBtu | FALSE | L | Annual | Allowances Sold SO2 | Thousand Tons | 0 | 0 | 0 | 0 | 0 | 0 | 0 | 0
CT Fac. Spec. - SO2 Rate Annual v3.1, Unit 3139 and retrofits | 384 | 1769 | Rate Constraint in lbs/MMBtu | FALSE | L | Annual | Allowances Banked | Thousand Tons | 0 | 0 | 0 | 0 | 0 | 0 | 0 | 0
CT Fac. Spec. - SO2 Rate Annual v3.1, Unit 3139 and retrofits | 384 | 1769 | Rate Constraint in lbs/MMBtu | FALSE | L | Annual | Allowances Withdrawn (1:1) | Thousand Tons | 0 | 0 | 0 | 0 | 0 | 0 | 0 | 0
CT Fac. Spec. - SO2 Rate Annual v3.1, Unit 3139 and retrofits | 384 | 1769 | Rate Constraint in lbs/MMBtu | FALSE | L | Annual | Allowances Withdrawn (n:1) | Thousand Tons | 0 | 0 | 0 | 0 | 0 | 0 | 0 | 0
CT Fac. Spec. - SO2 Rate Annual v3.1, Unit 3139 and retrofits | 384 | 1769 | Rate Constraint in lbs/MMBtu | FALSE | L | Annual | Net Emissions Allowance Position | Thousand Tons | 0 | 0 | 0 | 0 | 0 | 0 | 0 | 0
CT Fac. Spec. - SO2 Rate Annual v3.1, Unit 3139 and retrofits | 384 | 1769 | Rate Constraint in lbs/MMBtu | FALSE | L | Annual | Fuel Consumed | TBtu | 3.4538 | 3.2524 | 3.4811 | 3.2103 | 3.0983 | 3.2635 | 3.4223 | 2.772
CT Fac. Spec. - SO2 Rate Annual v3.1, Unit 3139 and retrofits | 384 | 1769 | Rate Constraint in lbs/MMBtu | FALSE | L | Annual | Rate | lb/MMBtu | 0 | 0 | 0 | 0 | 0 | 0 | 0 | 0
CT Fac. Spec. - SO2 Rate Annual v3.1, Unit 3139 and retrofits | 384 | 1769 | Rate Constraint in lbs/MMBtu | FALSE | L | Annual | Generation | TWh | 0.46857 | 0.44124 | 0.47226 | 0.43553 | 0.42034 | 0.44275 | 0.4643 | 0.37607
CT Fac. Spec. - SO2 Rate Annual v3.1, Unit 3139 and retrofits | 384 | 1769 | Rate Constraint in lbs/MMBtu | FALSE | L | Annual | Qualifying Generation | TWh | 0.46857 | 0.44124 | 0.47226 | 0.43553 | 0.42034 | 0.44275 | 0.4643 | 0.37607
CT Fac. Spec. - SO2 Rate Annual v3.1, Unit 3139 and retrofits | 384 | 1769 | Rate Constraint in lbs/MMBtu | FALSE | L | Annual | Rate | lb/MWh | 0 | 0 | 0 | 0 | 0 | 0 | 0 | 0
CT Fac. Spec. - SO2 Rate Annual v3.1, Unit 3139 and retrofits | 384 | 1769 | Rate Constraint in lbs/MMBtu | FALSE | L | Annual | Constraint Shadow Price | US2016$/Ton | 0 | 0 | 0 | 0 | 0 | 0 | 0 | 0
CT Fac. Spec. - SO2 Rate Annual v3.1, Unit 3140 and retrofits | 385 | 1769 | Rate Constraint in lbs/MMBtu | FALSE | L | Annual | Seasons Included | Seasons | Winter, WintShld, Summer | Winter, WintShld, Summer | Winter, WintShld, Summer | Winter, WintShld, Summer | Winter, WintShld, Summer | Winter, WintShld, Summer | Winter, WintShld, Summer | Winter, WintShld, Summer
CT Fac. Spec. - SO2 Rate Annual v3.1, Unit 3140 and retrofits | 385 | 1769 | Rate Constraint in lbs/MMBtu | FALSE | L | Annual | Standard SO2 | lb/MMBtu | 0.33 | 0.33 | 0.33 | 0.33 | 0.33 | 0.33 | 0.33 | 0.33
CT Fac. Spec. - SO2 Rate Annual v3.1, Unit 3140 and retrofits | 385 | 1769 | Rate Constraint in lbs/MMBtu | FALSE | L | Annual | Emissions at Affected Plants SO2 | Thousand Tons | 0 | 0 | 0 | 0 | 0 | 0 | 0 | 0
CT Fac. Spec. - SO2 Rate Annual v3.1, Unit 3140 and retrofits | 385 | 1769 | Rate Constraint in lbs/MMBtu | FALSE | L | Annual | Allowances Purchased SO2 | Thousand Tons | 0 | 0 | 0 | 0 | 0 | 0 | 0 | 0
CT Fac. Spec. - SO2 Rate Annual v3.1, Unit 3140 and retrofits | 385 | 1769 | Rate Constraint in lbs/MMBtu | FALSE | L | Annual | Allowances Sold SO2 | Thousand Tons | 0 | 0 | 0 | 0 | 0 | 0 | 0 | 0
CT Fac. Spec. - SO2 Rate Annual v3.1, Unit 3140 and retrofits | 385 | 1769 | Rate Constraint in lbs/MMBtu | FALSE | L | Annual | Allowances Banked | Thousand Tons | 0 | 0 | 0 | 0 | 0 | 0 | 0 | 0
CT Fac. Spec. - SO2 Rate Annual v3.1, Unit 3140 and retrofits | 385 | 1769 | Rate Constraint in lbs/MMBtu | FALSE | L | Annual | Allowances Withdrawn (1:1) | Thousand Tons | 0 | 0 | 0 | 0 | 0 | 0 | 0 | 0
CT Fac. Spec. - SO2 Rate Annual v3.1, Unit 3140 and retrofits | 385 | 1769 | Rate Constraint in lbs/MMBtu | FALSE | L | Annual | Allowances Withdrawn (n:1) | Thousand Tons | 0 | 0 | 0 | 0 | 0 | 0 | 0 | 0
CT Fac. Spec. - SO2 Rate Annual v3.1, Unit 3140 and retrofits | 385 | 1769 | Rate Constraint in lbs/MMBtu | FALSE | L | Annual | Net Emissions Allowance Position | Thousand Tons | 0 | 0 | 0 | 0 | 0 | 0 | 0 | 0
CT Fac. Spec. - SO2 Rate Annual v3.1, Unit 3140 and retrofits | 385 | 1769 | Rate Constraint in lbs/MMBtu | FALSE | L | Annual | Fuel Consumed | TBtu | 5.8881 | 5.6577 | 5.5604 | 5.0783 | 4.5445 | 3.4436 | 3.7745 | 3.4955
CT Fac. Spec. - SO2 Rate Annual v3.1, Unit 3140 and retrofits | 385 | 1769 | Rate Constraint in lbs/MMBtu | FALSE | L | Annual | Rate | lb/MMBtu | 0 | 0 | 0 | 0 | 0 | 0 | 0 | 0
CT Fac. Spec. - SO2 Rate Annual v3.1, Unit 3140 and retrofits | 385 | 1769 | Rate Constraint in lbs/MMBtu | FALSE | L | Annual | Generation | TWh | 0.7998 | 0.7685 | 0.75528 | 0.6898 | 0.61729 | 0.46776 | 0.51269 | 0.4748
CT Fac. Spec. - SO2 Rate Annual v3.1, Unit 3140 and retrofits | 385 | 1769 | Rate Constraint in lbs/MMBtu | FALSE | L | Annual | Qualifying Generation | TWh | 0.7998 | 0.7685 | 0.75528 | 0.6898 | 0.61729 | 0.46776 | 0.51269 | 0.4748
CT Fac. Spec. - SO2 Rate Annual v3.1, Unit 3140 and retrofits | 385 | 1769 | Rate Constraint in lbs/MMBtu | FALSE | L | Annual | Rate | lb/MWh | 0 | 0 | 0 | 0 | 0 | 0 | 0 | 0
CT Fac. Spec. - SO2 Rate Annual v3.1, Unit 3140 and retrofits | 385 | 1769 | Rate Constraint in lbs/MMBtu | FALSE | L | Annual | Constraint Shadow Price | US2016$/Ton | 0 | 0 | 0 | 0 | 0 | 0 | 0 | 0
CT Fac. Spec. - SO2 Rate Annual v3.1, Unit 3141 and retrofits | 386 | 1769 | Rate Constraint in lbs/MMBtu | FALSE | L | Annual | Seasons Included | Seasons | Winter, WintShld, Summer | Winter, WintShld, Summer | Winter, WintShld, Summer | Winter, WintShld, Summer | Winter, WintShld, Summer | Winter, WintShld, Summer | Winter, WintShld, Summer | Winter, WintShld, Summer
CT Fac. Spec. - SO2 Rate Annual v3.1, Unit 3141 and retrofits | 386 | 1769 | Rate Constraint in lbs/MMBtu | FALSE | L | Annual | Standard SO2 | lb/MMBtu | 0.33 | 0.33 | 0.33 | 0.33 | 0.33 | 0.33 | 0.33 | 0.33
CT Fac. Spec. - SO2 Rate Annual v3.1, Unit 3141 and retrofits | 386 | 1769 | Rate Constraint in lbs/MMBtu | FALSE | L | Annual | Emissions at Affected Plants SO2 | Thousand Tons | 0 | 0 | 0 | 0 | 0 | 0 | 0 | 0
CT Fac. Spec. - SO2 Rate Annual v3.1, Unit 3141 and retrofits | 386 | 1769 | Rate Constraint in lbs/MMBtu | FALSE | L | Annual | Allowances Purchased SO2 | Thousand Tons | 0 | 0 | 0 | 0 | 0 | 0 | 0 | 0
CT Fac. Spec. - SO2 Rate Annual v3.1, Unit 3141 and retrofits | 386 | 1769 | Rate Constraint in lbs/MMBtu | FALSE | L | Annual | Allowances Sold SO2 | Thousand Tons | 0 | 0 | 0 | 0 | 0 | 0 | 0 | 0
CT Fac. Spec. - SO2 Rate Annual v3.1, Unit 3141 and retrofits | 386 | 1769 | Rate Constraint in lbs/MMBtu | FALSE | L | Annual | Allowances Banked | Thousand Tons | 0 | 0 | 0 | 0 | 0 | 0 | 0 | 0
CT Fac. Spec. - SO2 Rate Annual v3.1, Unit 3141 and retrofits | 386 | 1769 | Rate Constraint in lbs/MMBtu | FALSE | L | Annual | Allowances Withdrawn (1:1) | Thousand Tons | 0 | 0 | 0 | 0 | 0 | 0 | 0 | 0
CT Fac. Spec. - SO2 Rate Annual v3.1, Unit 3141 and retrofits | 386 | 1769 | Rate Constraint in lbs/MMBtu | FALSE | L | Annual | Allowances Withdrawn (n:1) | Thousand Tons | 0 | 0 | 0 | 0 | 0 | 0 | 0 | 0
CT Fac. Spec. - SO2 Rate Annual v3.1, Unit 3141 and retrofits | 386 | 1769 | Rate Constraint in lbs/MMBtu | FALSE | L | Annual | Net Emissions Allowance Position | Thousand Tons | 0 | 0 | 0 | 0 | 0 | 0 | 0 | 0
CT Fac. Spec. - SO2 Rate Annual v3.1, Unit 3141 and retrofits | 386 | 1769 | Rate Constraint in lbs/MMBtu | FALSE | L | Annual | Fuel Consumed | TBtu | 2.9722 | 2.9629 | 2.964 | 1.0032 | 0.96964 | 1.0474 | 1.2025 | 1.1405
CT Fac. Spec. - SO2 Rate Annual v3.1, Unit 3141 and retrofits | 386 | 1769 | Rate Constraint in lbs/MMBtu | FALSE | L | Annual | Rate | lb/MMBtu | 0 | 0 | 0 | 0 | 0 | 0 | 0 | 0
CT Fac. Spec. - SO2 Rate Annual v3.1, Unit 3141 and retrofits | 386 | 1769 | Rate Constraint in lbs/MMBtu | FALSE | L | Annual | Generation | TWh | 0.40078 | 0.39952 | 0.39967 | 0.13527 | 0.13075 | 0.14124 | 0.16215 | 0.15378
CT Fac. Spec. - SO2 Rate Annual v3.1, Unit 3141 and retrofits | 386 | 1769 | Rate Constraint in lbs/MMBtu | FALSE | L | Annual | Qualifying Generation | TWh | 0.40078 | 0.39952 | 0.39967 | 0.13527 | 0.13075 | 0.14124 | 0.16215 | 0.15378
CT Fac. Spec. - SO2 Rate Annual v3.1, Unit 3141 and retrofits | 386 | 1769 | Rate Constraint in lbs/MMBtu | FALSE | L | Annual | Rate | lb/MWh | 0 | 0 | 0 | 0 | 0 | 0 | 0 | 0
CT Fac. Spec. - SO2 Rate Annual v3.1, Unit 3141 and retrofits | 386 | 1769 | Rate Constraint in lbs/MMBtu | FALSE | L | Annual | Constraint Shadow Price | US2016$/Ton | 0 | 0 | 0 | 0 | 0 | 0 | 0 | 0
CT Fac. Spec. - SO2 Rate Annual v3.1, Unit 3142 and retrofits | 387 | 1769 | Rate Constraint in lbs/MMBtu | FALSE | L | Annual | Seasons Included | Seasons | Winter, WintShld, Summer | Winter, WintShld, Summer | Winter, WintShld, Summer | Winter, WintShld, Summer | Winter, WintShld, Summer | Winter, WintShld, Summer | Winter, WintShld, Summer | Winter, WintShld, Summer
CT Fac. Spec. - SO2 Rate Annual v3.1, Unit 3142 and retrofits | 387 | 1769 | Rate Constraint in lbs/MMBtu | FALSE | L | Annual | Standard SO2 | lb/MMBtu | 0.33 | 0.33 | 0.33 | 0.33 | 0.33 | 0.33 | 0.33 | 0.33
CT Fac. Spec. - SO2 Rate Annual v3.1, Unit 3142 and retrofits | 387 | 1769 | Rate Constraint in lbs/MMBtu | FALSE | L | Annual | Emissions at Affected Plants SO2 | Thousand Tons | 0 | 0 | 0 | 0 | 0 | 0 | 0 | 0
CT Fac. Spec. - SO2 Rate Annual v3.1, Unit 3142 and retrofits | 387 | 1769 | Rate Constraint in lbs/MMBtu | FALSE | L | Annual | Allowances Purchased SO2 | Thousand Tons | 0 | 0 | 0 | 0 | 0 | 0 | 0 | 0
CT Fac. Spec. - SO2 Rate Annual v3.1, Unit 3142 and retrofits | 387 | 1769 | Rate Constraint in lbs/MMBtu | FALSE | L | Annual | Allowances Sold SO2 | Thousand Tons | 0 | 0 | 0 | 0 | 0 | 0 | 0 | 0
CT Fac. Spec. - SO2 Rate Annual v3.1, Unit 3142 and retrofits | 387 | 1769 | Rate Constraint in lbs/MMBtu | FALSE | L | Annual | Allowances Banked | Thousand Tons | 0 | 0 | 0 | 0 | 0 | 0 | 0 | 0
CT Fac. Spec. - SO2 Rate Annual v3.1, Unit 3142 and retrofits | 387 | 1769 | Rate Constraint in lbs/MMBtu | FALSE | L | Annual | Allowances Withdrawn (1:1) | Thousand Tons | 0 | 0 | 0 | 0 | 0 | 0 | 0 | 0
CT Fac. Spec. - SO2 Rate Annual v3.1, Unit 3142 and retrofits | 387 | 1769 | Rate Constraint in lbs/MMBtu | FALSE | L | Annual | Allowances Withdrawn (n:1) | Thousand Tons | 0 | 0 | 0 | 0 | 0 | 0 | 0 | 0
CT Fac. Spec. - SO2 Rate Annual v3.1, Unit 3142 and retrofits | 387 | 1769 | Rate Constraint in lbs/MMBtu | FALSE | L | Annual | Net Emissions Allowance Position | Thousand Tons | 0 | 0 | 0 | 0 | 0 | 0 | 0 | 0
CT Fac. Spec. - SO2 Rate Annual v3.1, Unit 3142 and retrofits | 387 | 1769 | Rate Constraint in lbs/MMBtu | FALSE | L | Annual | Fuel Consumed | TBtu | 3.0329 | 3.0006 | 3.0006 | 2.0225 | 1.9956 | 2.4414 | 1.6106 | 1.4799
CT Fac. Spec. - SO2 Rate Annual v3.1, Unit 3142 and retrofits | 387 | 1769 | Rate Constraint in lbs/MMBtu | FALSE | L | Annual | Rate | lb/MMBtu | 0 | 0 | 0 | 0 | 0 | 0 | 0 | 0
CT Fac. Spec. - SO2 Rate Annual v3.1, Unit 3142 and retrofits | 387 | 1769 | Rate Constraint in lbs/MMBtu | FALSE | L | Annual | Generation | TWh | 0.40918 | 0.40483 | 0.40483 | 0.27287 | 0.26924 | 0.32938 | 0.2173 | 0.19966
CT Fac. Spec. - SO2 Rate Annual v3.1, Unit 3142 and retrofits | 387 | 1769 | Rate Constraint in lbs/MMBtu | FALSE | L | Annual | Qualifying Generation | TWh | 0.40918 | 0.40483 | 0.40483 | 0.27287 | 0.26924 | 0.32938 | 0.2173 | 0.19966
CT Fac. Spec. - SO2 Rate Annual v3.1, Unit 3142 and retrofits | 387 | 1769 | Rate Constraint in lbs/MMBtu | FALSE | L | Annual | Rate | lb/MWh | 0 | 0 | 0 | 0 | 0 | 0 | 0 | 0
CT Fac. Spec. - SO2 Rate Annual v3.1, Unit 3142 and retrofits | 387 | 1769 | Rate Constraint in lbs/MMBtu | FALSE | L | Annual | Constraint Shadow Price | US2016$/Ton | 0 | 0 | 0 | 0 | 0 | 0 | 0 | 0
CT Fac. Spec. - SO2 Rate Annual v3.1, Unit 3144 and retrofits | 388 | 1769 | Rate Constraint in lbs/MMBtu | FALSE | L | Annual | Seasons Included | Seasons | Winter, WintShld, Summer | Winter, WintShld, Summer | Winter, WintShld, Summer | Winter, WintShld, Summer | Winter, WintShld, Summer | Winter, WintShld, Summer | Winter, WintShld, Summer | Winter, WintShld, Summer
CT Fac. Spec. - SO2 Rate Annual v3.1, Unit 3144 and retrofits | 388 | 1769 | Rate Constraint in lbs/MMBtu | FALSE | L | Annual | Standard SO2 | lb/MMBtu | 0.33 | 0.33 | 0.33 | 0.33 | 0.33 | 0.33 | 0.33 | 0.33
CT Fac. Spec. - SO2 Rate Annual v3.1, Unit 3144 and retrofits | 388 | 1769 | Rate Constraint in lbs/MMBtu | FALSE | L | Annual | Emissions at Affected Plants SO2 | Thousand Tons | 0 | 0 | 0 | 0 | 0 | 0 | 0 | 0
CT Fac. Spec. - SO2 Rate Annual v3.1, Unit 3144 and retrofits | 388 | 1769 | Rate Constraint in lbs/MMBtu | FALSE | L | Annual | Allowances Purchased SO2 | Thousand Tons | 0 | 0 | 0 | 0 | 0 | 0 | 0 | 0
CT Fac. Spec. - SO2 Rate Annual v3.1, Unit 3144 and retrofits | 388 | 1769 | Rate Constraint in lbs/MMBtu | FALSE | L | Annual | Allowances Sold SO2 | Thousand Tons | 0 | 0 | 0 | 0 | 0 | 0 | 0 | 0
CT Fac. Spec. - SO2 Rate Annual v3.1, Unit 3144 and retrofits | 388 | 1769 | Rate Constraint in lbs/MMBtu | FALSE | L | Annual | Allowances Banked | Thousand Tons | 0 | 0 | 0 | 0 | 0 | 0 | 0 | 0
CT Fac. Spec. - SO2 Rate Annual v3.1, Unit 3144 and retrofits | 388 | 1769 | Rate Constraint in lbs/MMBtu | FALSE | L | Annual | Allowances Withdrawn (1:1) | Thousand Tons | 0 | 0 | 0 | 0 | 0 | 0 | 0 | 0
CT Fac. Spec. - SO2 Rate Annual v3.1, Unit 3144 and retrofits | 388 | 1769 | Rate Constraint in lbs/MMBtu | FALSE | L | Annual | Allowances Withdrawn (n:1) | Thousand Tons | 0 | 0 | 0 | 0 | 0 | 0 | 0 | 0
CT Fac. Spec. - SO2 Rate Annual v3.1, Unit 3144 and retrofits | 388 | 1769 | Rate Constraint in lbs/MMBtu | FALSE | L | Annual | Net Emissions Allowance Position | Thousand Tons | 0 | 0 | 0 | 0 | 0 | 0 | 0 | 0
CT Fac. Spec. - SO2 Rate Annual v3.1, Unit 3144 and retrofits | 388 | 1769 | Rate Constraint in lbs/MMBtu | FALSE | L | Annual | Fuel Consumed | TBtu | 0.80574 | 0.71094 | 0.46255 | 0.18351 | 0.17953 | 0.18551 | 0.18551 | 0.18511
CT Fac. Spec. - SO2 Rate Annual v3.1, Unit 3144 and retrofits | 388 | 1769 | Rate Constraint in lbs/MMBtu | FALSE | L | Annual | Rate | lb/MMBtu | 0 | 0 | 0 | 0 | 0 | 0 | 0 | 0
CT Fac. Spec. - SO2 Rate Annual v3.1, Unit 3144 and retrofits | 388 | 1769 | Rate Constraint in lbs/MMBtu | FALSE | L | Annual | Generation | TWh | 0.11497 | 0.10145 | 0.066003 | 0.026186 | 0.025618 | 0.026471 | 0.026471 | 0.026414
CT Fac. Spec. - SO2 Rate Annual v3.1, Unit 3144 and retrofits | 388 | 1769 | Rate Constraint in lbs/MMBtu | FALSE | L | Annual | Qualifying Generation | TWh | 0.11497 | 0.10145 | 0.066003 | 0.026186 | 0.025618 | 0.026471 | 0.026471 | 0.026414
CT Fac. Spec. - SO2 Rate Annual v3.1, Unit 3144 and retrofits | 388 | 1769 | Rate Constraint in lbs/MMBtu | FALSE | L | Annual | Rate | lb/MWh | 0 | 0 | 0 | 0 | 0 | 0 | 0 | 0
CT Fac. Spec. - SO2 Rate Annual v3.1, Unit 3144 and retrofits | 388 | 1769 | Rate Constraint in lbs/MMBtu | FALSE | L | Annual | Constraint Shadow Price | US2016$/Ton | 0 | 0 | 0 | 0 | 0 | 0 | 0 | 0
CT Fac. Spec. - SO2 Rate Annual v3.1, Unit 3145 and retrofits | 389 | 1769 | Rate Constraint in lbs/MMBtu | FALSE | L | Annual | Seasons Included | Seasons | Winter, WintShld, Summer | Winter, WintShld, Summer | Winter, WintShld, Summer | Winter, WintShld, Summer | Winter, WintShld, Summer | Winter, WintShld, Summer | Winter, WintShld, Summer | Winter, WintShld, Summer
CT Fac. Spec. - SO2 Rate Annual v3.1, Unit 3145 and retrofits | 389 | 1769 | Rate Constraint in lbs/MMBtu | FALSE | L | Annual | Standard SO2 | lb/MMBtu | 0.33 | 0.33 | 0.33 | 0.33 | 0.33 | 0.33 | 0.33 | 0.33
CT Fac. Spec. - SO2 Rate Annual v3.1, Unit 3145 and retrofits | 389 | 1769 | Rate Constraint in lbs/MMBtu | FALSE | L | Annual | Emissions at Affected Plants SO2 | Thousand Tons | 0 | 0 | 0 | 0 | 0 | 0 | 0 | 0
CT Fac. Spec. - SO2 Rate Annual v3.1, Unit 3145 and retrofits | 389 | 1769 | Rate Constraint in lbs/MMBtu | FALSE | L | Annual | Allowances Purchased SO2 | Thousand Tons | 0 | 0 | 0 | 0 | 0 | 0 | 0 | 0
CT Fac. Spec. - SO2 Rate Annual v3.1, Unit 3145 and retrofits | 389 | 1769 | Rate Constraint in lbs/MMBtu | FALSE | L | Annual | Allowances Sold SO2 | Thousand Tons | 0 | 0 | 0 | 0 | 0 | 0 | 0 | 0
CT Fac. Spec. - SO2 Rate Annual v3.1, Unit 3145 and retrofits | 389 | 1769 | Rate Constraint in lbs/MMBtu | FALSE | L | Annual | Allowances Banked | Thousand Tons | 0 | 0 | 0 | 0 | 0 | 0 | 0 | 0
CT Fac. Spec. - SO2 Rate Annual v3.1, Unit 3145 and retrofits | 389 | 1769 | Rate Constraint in lbs/MMBtu | FALSE | L | Annual | Allowances Withdrawn (1:1) | Thousand Tons | 0 | 0 | 0 | 0 | 0 | 0 | 0 | 0
CT Fac. Spec. - SO2 Rate Annual v3.1, Unit 3145 and retrofits | 389 | 1769 | Rate Constraint in lbs/MMBtu | FALSE | L | Annual | Allowances Withdrawn (n:1) | Thousand Tons | 0 | 0 | 0 | 0 | 0 | 0 | 0 | 0
CT Fac. Spec. - SO2 Rate Annual v3.1, Unit 3145 and retrofits | 389 | 1769 | Rate Constraint in lbs/MMBtu | FALSE | L | Annual | Net Emissions Allowance Position | Thousand Tons | 0 | 0 | 0 | 0 | 0 | 0 | 0 | 0
CT Fac. Spec. - SO2 Rate Annual v3.1, Unit 3145 and retrofits | 389 | 1769 | Rate Constraint in lbs/MMBtu | FALSE | L | Annual | Fuel Consumed | TBtu | 10.8238 | 10.8238 | 10.8238 | 10.7848 | 10.2453 | 10.8238 | 9.883 | 9.7627
CT Fac. Spec. - SO2 Rate Annual v3.1, Unit 3145 and retrofits | 389 | 1769 | Rate Constraint in lbs/MMBtu | FALSE | L | Annual | Rate | lb/MMBtu | 0 | 0 | 0 | 0 | 0 | 0 | 0 | 0
CT Fac. Spec. - SO2 Rate Annual v3.1, Unit 3145 and retrofits | 389 | 1769 | Rate Constraint in lbs/MMBtu | FALSE | L | Annual | Generation | TWh | 1.7318 | 1.7318 | 1.7318 | 1.7256 | 1.6392 | 1.7318 | 1.5813 | 1.562
CT Fac. Spec. - SO2 Rate Annual v3.1, Unit 3145 and retrofits | 389 | 1769 | Rate Constraint in lbs/MMBtu | FALSE | L | Annual | Qualifying Generation | TWh | 1.7318 | 1.7318 | 1.7318 | 1.7256 | 1.6392 | 1.7318 | 1.5813 | 1.562
CT Fac. Spec. - SO2 Rate Annual v3.1, Unit 3145 and retrofits | 389 | 1769 | Rate Constraint in lbs/MMBtu | FALSE | L | Annual | Rate | lb/MWh | 0 | 0 | 0 | 0 | 0 | 0 | 0 | 0
CT Fac. Spec. - SO2 Rate Annual v3.1, Unit 3145 and retrofits | 389 | 1769 | Rate Constraint in lbs/MMBtu | FALSE | L | Annual | Constraint Shadow Price | US2016$/Ton | 0 | 0 | 0 | 0 | 0 | 0 | 0 | 0
CT Fac. Spec. - SO2 Rate Annual v3.1, Unit 3146 and retrofits | 390 | 1769 | Rate Constraint in lbs/MMBtu | FALSE | L | Annual | Seasons Included | Seasons | Winter, WintShld, Summer | Winter, WintShld, Summer | Winter, WintShld, Summer | Winter, WintShld, Summer | Winter, WintShld, Summer | Winter, WintShld, Summer | Winter, WintShld, Summer | Winter, WintShld, Summer
CT Fac. Spec. - SO2 Rate Annual v3.1, Unit 3146 and retrofits | 390 | 1769 | Rate Constraint in lbs/MMBtu | FALSE | L | Annual | Standard SO2 | lb/MMBtu | 0.33 | 0.33 | 0.33 | 0.33 | 0.33 | 0.33 | 0.33 | 0.33
CT Fac. Spec. - SO2 Rate Annual v3.1, Unit 3146 and retrofits | 390 | 1769 | Rate Constraint in lbs/MMBtu | FALSE | L | Annual | Emissions at Affected Plants SO2 | Thousand Tons | 0 | 0 | 0 | 0 | 0 | 0 | 0 | 0
CT Fac. Spec. - SO2 Rate Annual v3.1, Unit 3146 and retrofits | 390 | 1769 | Rate Constraint in lbs/MMBtu | FALSE | L | Annual | Allowances Purchased SO2 | Thousand Tons | 0 | 0 | 0 | 0 | 0 | 0 | 0 | 0
CT Fac. Spec. - SO2 Rate Annual v3.1, Unit 3146 and retrofits | 390 | 1769 | Rate Constraint in lbs/MMBtu | FALSE | L | Annual | Allowances Sold SO2 | Thousand Tons | 0 | 0 | 0 | 0 | 0 | 0 | 0 | 0
CT Fac. Spec. - SO2 Rate Annual v3.1, Unit 3146 and retrofits | 390 | 1769 | Rate Constraint in lbs/MMBtu | FALSE | L | Annual | Allowances Banked | Thousand Tons | 0 | 0 | 0 | 0 | 0 | 0 | 0 | 0
CT Fac. Spec. - SO2 Rate Annual v3.1, Unit 3146 and retrofits | 390 | 1769 | Rate Constraint in lbs/MMBtu | FALSE | L | Annual | Allowances Withdrawn (1:1) | Thousand Tons | 0 | 0 | 0 | 0 | 0 | 0 | 0 | 0
CT Fac. Spec. - SO2 Rate Annual v3.1, Unit 3146 and retrofits | 390 | 1769 | Rate Constraint in lbs/MMBtu | FALSE | L | Annual | Allowances Withdrawn (n:1) | Thousand Tons | 0 | 0 | 0 | 0 | 0 | 0 | 0 | 0
CT Fac. Spec. - SO2 Rate Annual v3.1, Unit 3146 and retrofits | 390 | 1769 | Rate Constraint in lbs/MMBtu | FALSE | L | Annual | Net Emissions Allowance Position | Thousand Tons | 0 | 0 | 0 | 0 | 0 | 0 | 0 | 0
CT Fac. Spec. - SO2 Rate Annual v3.1, Unit 3146 and retrofits | 390 | 1769 | Rate Constraint in lbs/MMBtu | FALSE | L | Annual | Fuel Consumed | TBtu | 10.8238 | 10.8238 | 10.8238 | 9.4415 | 9.5431 | 10.8238 | 9.4415 | 9.3869
CT Fac. Spec. - SO2 Rate Annual v3.1, Unit 3146 and retrofits | 390 | 1769 | Rate Constraint in lbs/MMBtu | FALSE | L | Annual | Rate | lb/MMBtu | 0 | 0 | 0 | 0 | 0 | 0 | 0 | 0
CT Fac. Spec. - SO2 Rate Annual v3.1, Unit 3146 and retrofits | 390 | 1769 | Rate Constraint in lbs/MMBtu | FALSE | L | Annual | Generation | TWh | 1.7318 | 1.7318 | 1.7318 | 1.5106 | 1.5269 | 1.7318 | 1.5106 | 1.5019
CT Fac. Spec. - SO2 Rate Annual v3.1, Unit 3146 and retrofits | 390 | 1769 | Rate Constraint in lbs/MMBtu | FALSE | L | Annual | Qualifying Generation | TWh | 1.7318 | 1.7318 | 1.7318 | 1.5106 | 1.5269 | 1.7318 | 1.5106 | 1.5019
CT Fac. Spec. - SO2 Rate Annual v3.1, Unit 3146 and retrofits | 390 | 1769 | Rate Constraint in lbs/MMBtu | FALSE | L | Annual | Rate | lb/MWh | 0 | 0 | 0 | 0 | 0 | 0 | 0 | 0
CT Fac. Spec. - SO2 Rate Annual v3.1, Unit 3146 and retrofits | 390 | 1769 | Rate Constraint in lbs/MMBtu | FALSE | L | Annual | Constraint Shadow Price | US2016$/Ton | 0 | 0 | 0 | 0 | 0 | 0 | 0 | 0
CT Fac. Spec. - SO2 Rate Annual v3.1, Unit 3147 and retrofits | 391 | 1769 | Rate Constraint in lbs/MMBtu | FALSE | L | Annual | Seasons Included | Seasons | Winter, WintShld, Summer | Winter, WintShld, Summer | Winter, WintShld, Summer | Winter, WintShld, Summer | Winter, WintShld, Summer | Winter, WintShld, Summer | Winter, WintShld, Summer | Winter, WintShld, Summer
CT Fac. Spec. - SO2 Rate Annual v3.1, Unit 3147 and retrofits | 391 | 1769 | Rate Constraint in lbs/MMBtu | FALSE | L | Annual | Standard SO2 | lb/MMBtu | 0.33 | 0.33 | 0.33 | 0.33 | 0.33 | 0.33 | 0.33 | 0.33
CT Fac. Spec. - SO2 Rate Annual v3.1, Unit 3147 and retrofits | 391 | 1769 | Rate Constraint in lbs/MMBtu | FALSE | L | Annual | Emissions at Affected Plants SO2 | Thousand Tons | 0 | 0 | 0 | 0 | 0 | 0 | 0 | 0
CT Fac. Spec. - SO2 Rate Annual v3.1, Unit 3147 and retrofits | 391 | 1769 | Rate Constraint in lbs/MMBtu | FALSE | L | Annual | Allowances Purchased SO2 | Thousand Tons | 0 | 0 | 0 | 0 | 0 | 0 | 0 | 0
CT Fac. Spec. - SO2 Rate Annual v3.1, Unit 3147 and retrofits | 391 | 1769 | Rate Constraint in lbs/MMBtu | FALSE | L | Annual | Allowances Sold SO2 | Thousand Tons | 0 | 0 | 0 | 0 | 0 | 0 | 0 | 0
CT Fac. Spec. - SO2 Rate Annual v3.1, Unit 3147 and retrofits | 391 | 1769 | Rate Constraint in lbs/MMBtu | FALSE | L | Annual | Allowances Banked | Thousand Tons | 0 | 0 | 0 | 0 | 0 | 0 | 0 | 0
CT Fac. Spec. - SO2 Rate Annual v3.1, Unit 3147 and retrofits | 391 | 1769 | Rate Constraint in lbs/MMBtu | FALSE | L | Annual | Allowances Withdrawn (1:1) | Thousand Tons | 0 | 0 | 0 | 0 | 0 | 0 | 0 | 0
CT Fac. Spec. - SO2 Rate Annual v3.1, Unit 3147 and retrofits | 391 | 1769 | Rate Constraint in lbs/MMBtu | FALSE | L | Annual | Allowances Withdrawn (n:1) | Thousand Tons | 0 | 0 | 0 | 0 | 0 | 0 | 0 | 0
CT Fac. Spec. - SO2 Rate Annual v3.1, Unit 3147 and retrofits | 391 | 1769 | Rate Constraint in lbs/MMBtu | FALSE | L | Annual | Net Emissions Allowance Position | Thousand Tons | 0 | 0 | 0 | 0 | 0 | 0 | 0 | 0
CT Fac. Spec. - SO2 Rate Annual v3.1, Unit 3147 and retrofits | 391 | 1769 | Rate Constraint in lbs/MMBtu | FALSE | L | Annual | Fuel Consumed | TBtu | 12.8718 | 12.8718 | 12.8718 | 12.0959 | 12.7785 | 12.8718 | 11.8157 | 11.1631
CT Fac. Spec. - SO2 Rate Annual v3.1, Unit 3147 and retrofits | 391 | 1769 | Rate Constraint in lbs/MMBtu | FALSE | L | Annual | Rate | lb/MMBtu | 0 | 0 | 0 | 0 | 0 | 0 | 0 | 0
CT Fac. Spec. - SO2 Rate Annual v3.1, Unit 3147 and retrofits | 391 | 1769 | Rate Constraint in lbs/MMBtu | FALSE | L | Annual | Generation | TWh | 2.0595 | 2.0595 | 2.0595 | 1.9353 | 2.0446 | 2.0595 | 1.8905 | 1.7861
CT Fac. Spec. - SO2 Rate Annual v3.1, Unit 3147 and retrofits | 391 | 1769 | Rate Constraint in lbs/MMBtu | FALSE | L | Annual | Qualifying Generation | TWh | 2.0595 | 2.0595 | 2.0595 | 1.9353 | 2.0446 | 2.0595 | 1.8905 | 1.7861
CT Fac. Spec. - SO2 Rate Annual v3.1, Unit 3147 and retrofits | 391 | 1769 | Rate Constraint in lbs/MMBtu | FALSE | L | Annual | Rate | lb/MWh | 0 | 0 | 0 | 0 | 0 | 0 | 0 | 0
CT Fac. Spec. - SO2 Rate Annual v3.1, Unit 3147 and retrofits | 391 | 1769 | Rate Constraint in lbs/MMBtu | FALSE | L | Annual | Constraint Shadow Price | US2016$/Ton | 0 | 0 | 0 | 0 | 0 | 0 | 0 | 0
CT Fac. Spec. - SO2 Rate Annual v3.1, Unit 3148 and retrofits | 392 | 1769 | Rate Constraint in lbs/MMBtu | FALSE | L | Annual | Seasons Included | Seasons | Winter, WintShld, Summer | Winter, WintShld, Summer | Winter, WintShld, Summer | Winter, WintShld, Summer | Winter, WintShld, Summer | Winter, WintShld, Summer | Winter, WintShld, Summer | Winter, WintShld, Summer
CT Fac. Spec. - SO2 Rate Annual v3.1, Unit 3148 and retrofits | 392 | 1769 | Rate Constraint in lbs/MMBtu | FALSE | L | Annual | Standard SO2 | lb/MMBtu | 0.33 | 0.33 | 0.33 | 0.33 | 0.33 | 0.33 | 0.33 | 0.33
CT Fac. Spec. - SO2 Rate Annual v3.1, Unit 3148 and retrofits | 392 | 1769 | Rate Constraint in lbs/MMBtu | FALSE | L | Annual | Emissions at Affected Plants SO2 | Thousand Tons | 0 | 0 | 0 | 0 | 0 | 0 | 0 | 0
CT Fac. Spec. - SO2 Rate Annual v3.1, Unit 3148 and retrofits | 392 | 1769 | Rate Constraint in lbs/MMBtu | FALSE | L | Annual | Allowances Purchased SO2 | Thousand Tons | 0 | 0 | 0 | 0 | 0 | 0 | 0 | 0
CT Fac. Spec. - SO2 Rate Annual v3.1, Unit 3148 and retrofits | 392 | 1769 | Rate Constraint in lbs/MMBtu | FALSE | L | Annual | Allowances Sold SO2 | Thousand Tons | 0 | 0 | 0 | 0 | 0 | 0 | 0 | 0
CT Fac. Spec. - SO2 Rate Annual v3.1, Unit 3148 and retrofits | 392 | 1769 | Rate Constraint in lbs/MMBtu | FALSE | L | Annual | Allowances Banked | Thousand Tons | 0 | 0 | 0 | 0 | 0 | 0 | 0 | 0
CT Fac. Spec. - SO2 Rate Annual v3.1, Unit 3148 and retrofits | 392 | 1769 | Rate Constraint in lbs/MMBtu | FALSE | L | Annual | Allowances Withdrawn (1:1) | Thousand Tons | 0 | 0 | 0 | 0 | 0 | 0 | 0 | 0
CT Fac. Spec. - SO2 Rate Annual v3.1, Unit 3148 and retrofits | 392 | 1769 | Rate Constraint in lbs/MMBtu | FALSE | L | Annual | Allowances Withdrawn (n:1) | Thousand Tons | 0 | 0 | 0 | 0 | 0 | 0 | 0 | 0
CT Fac. Spec. - SO2 Rate Annual v3.1, Unit 3148 and retrofits | 392 | 1769 | Rate Constraint in lbs/MMBtu | FALSE | L | Annual | Net Emissions Allowance Position | Thousand Tons | 0 | 0 | 0 | 0 | 0 | 0 | 0 | 0
CT Fac. Spec. - SO2 Rate Annual v3.1, Unit 3148 and retrofits | 392 | 1769 | Rate Constraint in lbs/MMBtu | FALSE | L | Annual | Fuel Consumed | TBtu | 4.2684 | 4.3832 | 3.9275 | 3.5981 | 3.8504 | 3.5981 | 4.0426 | 4.0426
CT Fac. Spec. - SO2 Rate Annual v3.1, Unit 3148 and retrofits | 392 | 1769 | Rate Constraint in lbs/MMBtu | FALSE | L | Annual | Rate | lb/MMBtu | 0 | 0 | 0 | 0 | 0 | 0 | 0 | 0
CT Fac. Spec. - SO2 Rate Annual v3.1, Unit 3148 and retrofits | 392 | 1769 | Rate Constraint in lbs/MMBtu | FALSE | L | Annual | Generation | TWh | 0.59723 | 0.61329 | 0.54953 | 0.50345 | 0.53874 | 0.50345 | 0.56564 | 0.56564
CT Fac. Spec. - SO2 Rate Annual v3.1, Unit 3148 and retrofits | 392 | 1769 | Rate Constraint in lbs/MMBtu | FALSE | L | Annual | Qualifying Generation | TWh | 0.59723 | 0.61329 | 0.54953 | 0.50345 | 0.53874 | 0.50345 | 0.56564 | 0.56564
CT Fac. Spec. - SO2 Rate Annual v3.1, Unit 3148 and retrofits | 392 | 1769 | Rate Constraint in lbs/MMBtu | FALSE | L | Annual | Rate | lb/MWh | 0 | 0 | 0 | 0 | 0 | 0 | 0 | 0
CT Fac. Spec. - SO2 Rate Annual v3.1, Unit 3148 and retrofits | 392 | 1769 | Rate Constraint in lbs/MMBtu | FALSE | L | Annual | Constraint Shadow Price | US2016$/Ton | 0 | 0 | 0 | 0 | 0 | 0 | 0 | 0
CT Fac. Spec. - SO2 Rate Annual v3.1, Unit 3149 and retrofits | 393 | 1769 | Rate Constraint in lbs/MMBtu | FALSE | L | Annual | Seasons Included | Seasons | Winter, WintShld, Summer | Winter, WintShld, Summer | Winter, WintShld, Summer | Winter, WintShld, Summer | Winter, WintShld, Summer | Winter, WintShld, Summer | Winter, WintShld, Summer | Winter, WintShld, Summer
CT Fac. Spec. - SO2 Rate Annual v3.1, Unit 3149 and retrofits | 393 | 1769 | Rate Constraint in lbs/MMBtu | FALSE | L | Annual | Standard SO2 | lb/MMBtu | 0.33 | 0.33 | 0.33 | 0.33 | 0.33 | 0.33 | 0.33 | 0.33
CT Fac. Spec. - SO2 Rate Annual v3.1, Unit 3149 and retrofits | 393 | 1769 | Rate Constraint in lbs/MMBtu | FALSE | L | Annual | Emissions at Affected Plants SO2 | Thousand Tons | 0 | 0 | 0 | 0 | 0 | 0 | 0 | 0
CT Fac. Spec. - SO2 Rate Annual v3.1, Unit 3149 and retrofits | 393 | 1769 | Rate Constraint in lbs/MMBtu | FALSE | L | Annual | Allowances Purchased SO2 | Thousand Tons | 0 | 0 | 0 | 0 | 0 | 0 | 0 | 0
CT Fac. Spec. - SO2 Rate Annual v3.1, Unit 3149 and retrofits | 393 | 1769 | Rate Constraint in lbs/MMBtu | FALSE | L | Annual | Allowances Sold SO2 | Thousand Tons | 0 | 0 | 0 | 0 | 0 | 0 | 0 | 0
CT Fac. Spec. - SO2 Rate Annual v3.1, Unit 3149 and retrofits | 393 | 1769 | Rate Constraint in lbs/MMBtu | FALSE | L | Annual | Allowances Banked | Thousand Tons | 0 | 0 | 0 | 0 | 0 | 0 | 0 | 0
CT Fac. Spec. - SO2 Rate Annual v3.1, Unit 3149 and retrofits | 393 | 1769 | Rate Constraint in lbs/MMBtu | FALSE | L | Annual | Allowances Withdrawn (1:1) | Thousand Tons | 0 | 0 | 0 | 0 | 0 | 0 | 0 | 0
CT Fac. Spec. - SO2 Rate Annual v3.1, Unit 3149 and retrofits | 393 | 1769 | Rate Constraint in lbs/MMBtu | FALSE | L | Annual | Allowances Withdrawn (n:1) | Thousand Tons | 0 | 0 | 0 | 0 | 0 | 0 | 0 | 0
CT Fac. Spec. - SO2 Rate Annual v3.1, Unit 3149 and retrofits | 393 | 1769 | Rate Constraint in lbs/MMBtu | FALSE | L | Annual | Net Emissions Allowance Position | Thousand Tons | 0 | 0 | 0 | 0 | 0 | 0 | 0 | 0
CT Fac. Spec. - SO2 Rate Annual v3.1, Unit 3149 and retrofits | 393 | 1769 | Rate Constraint in lbs/MMBtu | FALSE | L | Annual | Fuel Consumed | TBtu | 3.8504 | 3.815 | 3.9275 | 3.5667 | 3.7292 | 3.5934 | 4.0426 | 4.0426
CT Fac. Spec. - SO2 Rate Annual v3.1, Unit 3149 and retrofits | 393 | 1769 | Rate Constraint in lbs/MMBtu | FALSE | L | Annual | Rate | lb/MMBtu | 0 | 0 | 0 | 0 | 0 | 0 | 0 | 0
CT Fac. Spec. - SO2 Rate Annual v3.1, Unit 3149 and retrofits | 393 | 1769 | Rate Constraint in lbs/MMBtu | FALSE | L | Annual | Generation | TWh | 0.53874 | 0.53378 | 0.54953 | 0.49905 | 0.52179 | 0.50279 | 0.56564 | 0.56564
CT Fac. Spec. - SO2 Rate Annual v3.1, Unit 3149 and retrofits | 393 | 1769 | Rate Constraint in lbs/MMBtu | FALSE | L | Annual | Qualifying Generation | TWh | 0.53874 | 0.53378 | 0.54953 | 0.49905 | 0.52179 | 0.50279 | 0.56564 | 0.56564
CT Fac. Spec. - SO2 Rate Annual v3.1, Unit 3149 and retrofits | 393 | 1769 | Rate Constraint in lbs/MMBtu | FALSE | L | Annual | Rate | lb/MWh | 0 | 0 | 0 | 0 | 0 | 0 | 0 | 0
CT Fac. Spec. - SO2 Rate Annual v3.1, Unit 3149 and retrofits | 393 | 1769 | Rate Constraint in lbs/MMBtu | FALSE | L | Annual | Constraint Shadow Price | US2016$/Ton | 0 | 0 | 0 | 0 | 0 | 0 | 0 | 0
CT Fac. Spec. - SO2 Rate Annual v3.1, Unit 3150 and retrofits | 394 | 1769 | Rate Constraint in lbs/MMBtu | FALSE | L | Annual | Seasons Included | Seasons | Winter, WintShld, Summer | Winter, WintShld, Summer | Winter, WintShld, Summer | Winter, WintShld, Summer | Winter, WintShld, Summer | Winter, WintShld, Summer | Winter, WintShld, Summer | Winter, WintShld, Summer
CT Fac. Spec. - SO2 Rate Annual v3.1, Unit 3150 and retrofits | 394 | 1769 | Rate Constraint in lbs/MMBtu | FALSE | L | Annual | Standard SO2 | lb/MMBtu | 0.33 | 0.33 | 0.33 | 0.33 | 0.33 | 0.33 | 0.33 | 0.33
CT Fac. Spec. - SO2 Rate Annual v3.1, Unit 3150 and retrofits | 394 | 1769 | Rate Constraint in lbs/MMBtu | FALSE | L | Annual | Emissions at Affected Plants SO2 | Thousand Tons | 0 | 0 | 0 | 0 | 0 | 0 | 0 | 0
CT Fac. Spec. - SO2 Rate Annual v3.1, Unit 3150 and retrofits | 394 | 1769 | Rate Constraint in lbs/MMBtu | FALSE | L | Annual | Allowances Purchased SO2 | Thousand Tons | 0 | 0 | 0 | 0 | 0 | 0 | 0 | 0
CT Fac. Spec. - SO2 Rate Annual v3.1, Unit 3150 and retrofits | 394 | 1769 | Rate Constraint in lbs/MMBtu | FALSE | L | Annual | Allowances Sold SO2 | Thousand Tons | 0 | 0 | 0 | 0 | 0 | 0 | 0 | 0
CT Fac. Spec. - SO2 Rate Annual v3.1, Unit 3150 and retrofits | 394 | 1769 | Rate Constraint in lbs/MMBtu | FALSE | L | Annual | Allowances Banked | Thousand Tons | 0 | 0 | 0 | 0 | 0 | 0 | 0 | 0
CT Fac. Spec. - SO2 Rate Annual v3.1, Unit 3150 and retrofits | 394 | 1769 | Rate Constraint in lbs/MMBtu | FALSE | L | Annual | Allowances Withdrawn (1:1) | Thousand Tons | 0 | 0 | 0 | 0 | 0 | 0 | 0 | 0
CT Fac. Spec. - SO2 Rate Annual v3.1, Unit 3150 and retrofits | 394 | 1769 | Rate Constraint in lbs/MMBtu | FALSE | L | Annual | Allowances Withdrawn (n:1) | Thousand Tons | 0 | 0 | 0 | 0 | 0 | 0 | 0 | 0
CT Fac. Spec. - SO2 Rate Annual v3.1, Unit 3150 and retrofits | 394 | 1769 | Rate Constraint in lbs/MMBtu | FALSE | L | Annual | Net Emissions Allowance Position | Thousand Tons | 0 | 0 | 0 | 0 | 0 | 0 | 0 | 0
CT Fac. Spec. - SO2 Rate Annual v3.1, Unit 3150 and retrofits | 394 | 1769 | Rate Constraint in lbs/MMBtu | FALSE | L | Annual | Fuel Consumed | TBtu | 4.3105 | 4.3832 | 4.0711 | 4.0648 | 4.0766 | 3.8108 | 4.0426 | 3.7867
CT Fac. Spec. - SO2 Rate Annual v3.1, Unit 3150 and retrofits | 394 | 1769 | Rate Constraint in lbs/MMBtu | FALSE | L | Annual | Rate | lb/MMBtu | 0 | 0 | 0 | 0 | 0 | 0 | 0 | 0
CT Fac. Spec. - SO2 Rate Annual v3.1, Unit 3150 and retrofits | 394 | 1769 | Rate Constraint in lbs/MMBtu | FALSE | L | Annual | Generation | TWh | 0.60312 | 0.61329 | 0.56962 | 0.56874 | 0.5704 | 0.5332 | 0.56564 | 0.52984
CT Fac. Spec. - SO2 Rate Annual v3.1, Unit 3150 and retrofits | 394 | 1769 | Rate Constraint in lbs/MMBtu | FALSE | L | Annual | Qualifying Generation | TWh | 0.60312 | 0.61329 | 0.56962 | 0.56874 | 0.5704 | 0.5332 | 0.56564 | 0.52984
CT Fac. Spec. - SO2 Rate Annual v3.1, Unit 3150 and retrofits | 394 | 1769 | Rate Constraint in lbs/MMBtu | FALSE | L | Annual | Rate | lb/MWh | 0 | 0 | 0 | 0 | 0 | 0 | 0 | 0
CT Fac. Spec. - SO2 Rate Annual v3.1, Unit 3150 and retrofits | 394 | 1769 | Rate Constraint in lbs/MMBtu | FALSE | L | Annual | Constraint Shadow Price | US2016$/Ton | 0 | 0 | 0 | 0 | 0 | 0 | 0 | 0
CT Fac. Spec. - SO2 Rate Annual v3.1, Unit 3151 and retrofits | 395 | 1769 | Rate Constraint in lbs/MMBtu | FALSE | L | Annual | Seasons Included | Seasons | Winter, WintShld, Summer | Winter, WintShld, Summer | Winter, WintShld, Summer | Winter, WintShld, Summer | Winter, WintShld, Summer | Winter, WintShld, Summer | Winter, WintShld, Summer | Winter, WintShld, Summer
CT Fac. Spec. - SO2 Rate Annual v3.1, Unit 3151 and retrofits | 395 | 1769 | Rate Constraint in lbs/MMBtu | FALSE | L | Annual | Standard SO2 | lb/MMBtu | 0.33 | 0.33 | 0.33 | 0.33 | 0.33 | 0.33 | 0.33 | 0.33
CT Fac. Spec. - SO2 Rate Annual v3.1, Unit 3151 and retrofits | 395 | 1769 | Rate Constraint in lbs/MMBtu | FALSE | L | Annual | Emissions at Affected Plants SO2 | Thousand Tons | 0 | 0 | 0 | 0 | 0 | 0 | 0 | 0
CT Fac. Spec. - SO2 Rate Annual v3.1, Unit 3151 and retrofits | 395 | 1769 | Rate Constraint in lbs/MMBtu | FALSE | L | Annual | Allowances Purchased SO2 | Thousand Tons | 0 | 0 | 0 | 0 | 0 | 0 | 0 | 0
CT Fac. Spec. - SO2 Rate Annual v3.1, Unit 3151 and retrofits | 395 | 1769 | Rate Constraint in lbs/MMBtu | FALSE | L | Annual | Allowances Sold SO2 | Thousand Tons | 0 | 0 | 0 | 0 | 0 | 0 | 0 | 0
CT Fac. Spec. - SO2 Rate Annual v3.1, Unit 3151 and retrofits | 395 | 1769 | Rate Constraint in lbs/MMBtu | FALSE | L | Annual | Allowances Banked | Thousand Tons | 0 | 0 | 0 | 0 | 0 | 0 | 0 | 0
CT Fac. Spec. - SO2 Rate Annual v3.1, Unit 3151 and retrofits | 395 | 1769 | Rate Constraint in lbs/MMBtu | FALSE | L | Annual | Allowances Withdrawn (1:1) | Thousand Tons | 0 | 0 | 0 | 0 | 0 | 0 | 0 | 0
CT Fac. Spec. - SO2 Rate Annual v3.1, Unit 3151 and retrofits | 395 | 1769 | Rate Constraint in lbs/MMBtu | FALSE | L | Annual | Allowances Withdrawn (n:1) | Thousand Tons | 0 | 0 | 0 | 0 | 0 | 0 | 0 | 0
CT Fac. Spec. - SO2 Rate Annual v3.1, Unit 3151 and retrofits | 395 | 1769 | Rate Constraint in lbs/MMBtu | FALSE | L | Annual | Net Emissions Allowance Position | Thousand Tons | 0 | 0 | 0 | 0 | 0 | 0 | 0 | 0
CT Fac. Spec. - SO2 Rate Annual v3.1, Unit 3151 and retrofits | 395 | 1769 | Rate Constraint in lbs/MMBtu | FALSE | L | Annual | Fuel Consumed | TBtu | 22.4724 | 22.2904 | 21.5637 | 19.5538 | 19.538 | 21.3268 | 19.6024 | 19.4892
CT Fac. Spec. - SO2 Rate Annual v3.1, Unit 3151 and retrofits | 395 | 1769 | Rate Constraint in lbs/MMBtu | FALSE | L | Annual | Rate | lb/MMBtu | 0 | 0 | 0 | 0 | 0 | 0 | 0 | 0
CT Fac. Spec. - SO2 Rate Annual v3.1, Unit 3151 and retrofits | 395 | 1769 | Rate Constraint in lbs/MMBtu | FALSE | L | Annual | Generation | TWh | 3.5956 | 3.5665 | 3.4502 | 3.1286 | 3.1261 | 3.4123 | 3.1364 | 3.1183
CT Fac. Spec. - SO2 Rate Annual v3.1, Unit 3151 and retrofits | 395 | 1769 | Rate Constraint in lbs/MMBtu | FALSE | L | Annual | Qualifying Generation | TWh | 3.5956 | 3.5665 | 3.4502 | 3.1286 | 3.1261 | 3.4123 | 3.1364 | 3.1183
CT Fac. Spec. - SO2 Rate Annual v3.1, Unit 3151 and retrofits | 395 | 1769 | Rate Constraint in lbs/MMBtu | FALSE | L | Annual | Rate | lb/MWh | 0 | 0 | 0 | 0 | 0 | 0 | 0 | 0
CT Fac. Spec. - SO2 Rate Annual v3.1, Unit 3151 and retrofits | 395 | 1769 | Rate Constraint in lbs/MMBtu | FALSE | L | Annual | Constraint Shadow Price | US2016$/Ton | 0 | 0 | 0 | 0 | 0 | 0 | 0 | 0
CT Fac. Spec. - SO2 Rate Annual v3.1, Unit 3682 and retrofits | 396 | 1769 | Rate Constraint in lbs/MMBtu | FALSE | L | Annual | Seasons Included | Seasons | Winter, WintShld, Summer | Winter, WintShld, Summer | Winter, WintShld, Summer | Winter, WintShld, Summer | Winter, WintShld, Summer | Winter, WintShld, Summer | Winter, WintShld, Summer | Winter, WintShld, Summer
CT Fac. Spec. - SO2 Rate Annual v3.1, Unit 3682 and retrofits | 396 | 1769 | Rate Constraint in lbs/MMBtu | FALSE | L | Annual | Standard SO2 | lb/MMBtu | 0.33 | 0.33 | 0.33 | 0.33 | 0.33 | 0.33 | 0.33 | 0.33
CT Fac. Spec. - SO2 Rate Annual v3.1, Unit 3682 and retrofits | 396 | 1769 | Rate Constraint in lbs/MMBtu | FALSE | L | Annual | Emissions at Affected Plants SO2 | Thousand Tons | 0 | 0 | 0 | 0 | 0 | 0 | 0 | 0
CT Fac. Spec. - SO2 Rate Annual v3.1, Unit 3682 and retrofits | 396 | 1769 | Rate Constraint in lbs/MMBtu | FALSE | L | Annual | Allowances Purchased SO2 | Thousand Tons | 0 | 0 | 0 | 0 | 0 | 0 | 0 | 0
CT Fac. Spec. - SO2 Rate Annual v3.1, Unit 3682 and retrofits | 396 | 1769 | Rate Constraint in lbs/MMBtu | FALSE | L | Annual | Allowances Sold SO2 | Thousand Tons | 0 | 0 | 0 | 0 | 0 | 0 | 0 | 0
CT Fac. Spec. - SO2 Rate Annual v3.1, Unit 3682 and retrofits | 396 | 1769 | Rate Constraint in lbs/MMBtu | FALSE | L | Annual | Allowances Banked | Thousand Tons | 0 | 0 | 0 | 0 | 0 | 0 | 0 | 0
CT Fac. Spec. - SO2 Rate Annual v3.1, Unit 3682 and retrofits | 396 | 1769 | Rate Constraint in lbs/MMBtu | FALSE | L | Annual | Allowances Withdrawn (1:1) | Thousand Tons | 0 | 0 | 0 | 0 | 0 | 0 | 0 | 0
CT Fac. Spec. - SO2 Rate Annual v3.1, Unit 3682 and retrofits | 396 | 1769 | Rate Constraint in lbs/MMBtu | FALSE | L | Annual | Allowances Withdrawn (n:1) | Thousand Tons | 0 | 0 | 0 | 0 | 0 | 0 | 0 | 0
CT Fac. Spec. - SO2 Rate Annual v3.1, Unit 3682 and retrofits | 396 | 1769 | Rate Constraint in lbs/MMBtu | FALSE | L | Annual | Net Emissions Allowance Position | Thousand Tons | 0 | 0 | 0 | 0 | 0 | 0 | 0 | 0
CT Fac. Spec. - SO2 Rate Annual v3.1, Unit 3682 and retrofits | 396 | 1769 | Rate Constraint in lbs/MMBtu | FALSE | L | Annual | Fuel Consumed | TBtu | 0 | 0 | 0 | 0 | 0 | 0 | 0 | 0
CT Fac. Spec. - SO2 Rate Annual v3.1, Unit 3682 and retrofits | 396 | 1769 | Rate Constraint in lbs/MMBtu | FALSE | L | Annual | Rate | lb/MMBtu | 0 | 0 | 0 | 0 | 0 | 0 | 0 | 0
CT Fac. Spec. - SO2 Rate Annual v3.1, Unit 3682 and retrofits | 396 | 1769 | Rate Constraint in lbs/MMBtu | FALSE | L | Annual | Generation | TWh | 0 | 0 | 0 | 0 | 0 | 0 | 0 | 0
CT Fac. Spec. - SO2 Rate Annual v3.1, Unit 3682 and retrofits | 396 | 1769 | Rate Constraint in lbs/MMBtu | FALSE | L | Annual | Qualifying Generation | TWh | 0 | 0 | 0 | 0 | 0 | 0 | 0 | 0
CT Fac. Spec. - SO2 Rate Annual v3.1, Unit 3682 and retrofits | 396 | 1769 | Rate Constraint in lbs/MMBtu | FALSE | L | Annual | Rate | lb/MWh | 0 | 0 | 0 | 0 | 0 | 0 | 0 | 0
CT Fac. Spec. - SO2 Rate Annual v3.1, Unit 3682 and retrofits | 396 | 1769 | Rate Constraint in lbs/MMBtu | FALSE | L | Annual | Constraint Shadow Price | US2016$/Ton | 0 | 0 | 0 | 0 | 0 | 0 | 0 | 0
CT Fac. Spec. - SO2 Rate Annual v3.1, Unit 3683 and retrofits | 397 | 1769 | Rate Constraint in lbs/MMBtu | FALSE | L | Annual | Seasons Included | Seasons | Winter, WintShld, Summer | Winter, WintShld, Summer | Winter, WintShld, Summer | Winter, WintShld, Summer | Winter, WintShld, Summer | Winter, WintShld, Summer | Winter, WintShld, Summer | Winter, WintShld, Summer
CT Fac. Spec. - SO2 Rate Annual v3.1, Unit 3683 and retrofits | 397 | 1769 | Rate Constraint in lbs/MMBtu | FALSE | L | Annual | Standard SO2 | lb/MMBtu | 0.33 | 0.33 | 0.33 | 0.33 | 0.33 | 0.33 | 0.33 | 0.33
CT Fac. Spec. - SO2 Rate Annual v3.1, Unit 3683 and retrofits | 397 | 1769 | Rate Constraint in lbs/MMBtu | FALSE | L | Annual | Emissions at Affected Plants SO2 | Thousand Tons | 0 | 0 | 0 | 0 | 0 | 0 | 0 | 0
CT Fac. Spec. - SO2 Rate Annual v3.1, Unit 3683 and retrofits | 397 | 1769 | Rate Constraint in lbs/MMBtu | FALSE | L | Annual | Allowances Purchased SO2 | Thousand Tons | 0 | 0 | 0 | 0 | 0 | 0 | 0 | 0
CT Fac. Spec. - SO2 Rate Annual v3.1, Unit 3683 and retrofits | 397 | 1769 | Rate Constraint in lbs/MMBtu | FALSE | L | Annual | Allowances Sold SO2 | Thousand Tons | 0 | 0 | 0 | 0 | 0 | 0 | 0 | 0
CT Fac. Spec. - SO2 Rate Annual v3.1, Unit 3683 and retrofits | 397 | 1769 | Rate Constraint in lbs/MMBtu | FALSE | L | Annual | Allowances Banked | Thousand Tons | 0 | 0 | 0 | 0 | 0 | 0 | 0 | 0
CT Fac. Spec. - SO2 Rate Annual v3.1, Unit 3683 and retrofits | 397 | 1769 | Rate Constraint in lbs/MMBtu | FALSE | L | Annual | Allowances Withdrawn (1:1) | Thousand Tons | 0 | 0 | 0 | 0 | 0 | 0 | 0 | 0
CT Fac. Spec. - SO2 Rate Annual v3.1, Unit 3683 and retrofits | 397 | 1769 | Rate Constraint in lbs/MMBtu | FALSE | L | Annual | Allowances Withdrawn (n:1) | Thousand Tons | 0 | 0 | 0 | 0 | 0 | 0 | 0 | 0
CT Fac. Spec. - SO2 Rate Annual v3.1, Unit 3683 and retrofits | 397 | 1769 | Rate Constraint in lbs/MMBtu | FALSE | L | Annual | Net Emissions Allowance Position | Thousand Tons | 0 | 0 | 0 | 0 | 0 | 0 | 0 | 0
CT Fac. Spec. - SO2 Rate Annual v3.1, Unit 3683 and retrofits | 397 | 1769 | Rate Constraint in lbs/MMBtu | FALSE | L | Annual | Fuel Consumed | TBtu | 0 | 0 | 0 | 0 | 0 | 0 | 0 | 0
CT Fac. Spec. - SO2 Rate Annual v3.1, Unit 3683 and retrofits | 397 | 1769 | Rate Constraint in lbs/MMBtu | FALSE | L | Annual | Rate | lb/MMBtu | 0 | 0 | 0 | 0 | 0 | 0 | 0 | 0
CT Fac. Spec. - SO2 Rate Annual v3.1, Unit 3683 and retrofits | 397 | 1769 | Rate Constraint in lbs/MMBtu | FALSE | L | Annual | Generation | TWh | 0 | 0 | 0 | 0 | 0 | 0 | 0 | 0
CT Fac. Spec. - SO2 Rate Annual v3.1, Unit 3683 and retrofits | 397 | 1769 | Rate Constraint in lbs/MMBtu | FALSE | L | Annual | Qualifying Generation | TWh | 0 | 0 | 0 | 0 | 0 | 0 | 0 | 0
CT Fac. Spec. - SO2 Rate Annual v3.1, Unit 3683 and retrofits | 397 | 1769 | Rate Constraint in lbs/MMBtu | FALSE | L | Annual | Rate | lb/MWh | 0 | 0 | 0 | 0 | 0 | 0 | 0 | 0
CT Fac. Spec. - SO2 Rate Annual v3.1, Unit 3683 and retrofits | 397 | 1769 | Rate Constraint in lbs/MMBtu | FALSE | L | Annual | Constraint Shadow Price | US2016$/Ton | 0 | 0 | 0 | 0 | 0 | 0 | 0 | 0
CT Fac. Spec. - SO2 Rate Annual v3.1, Unit 3817 and retrofits | 398 | 1769 | Rate Constraint in lbs/MMBtu | FALSE | L | Annual | Seasons Included | Seasons | Winter, WintShld, Summer | Winter, WintShld, Summer | Winter, WintShld, Summer | Winter, WintShld, Summer | Winter, WintShld, Summer | Winter, WintShld, Summer | Winter, WintShld, Summer | Winter, WintShld, Summer
CT Fac. Spec. - SO2 Rate Annual v3.1, Unit 3817 and retrofits | 398 | 1769 | Rate Constraint in lbs/MMBtu | FALSE | L | Annual | Standard SO2 | lb/MMBtu | 0.33 | 0.33 | 0.33 | 0.33 | 0.33 | 0.33 | 0.33 | 0.33
CT Fac. Spec. - SO2 Rate Annual v3.1, Unit 3817 and retrofits | 398 | 1769 | Rate Constraint in lbs/MMBtu | FALSE | L | Annual | Emissions at Affected Plants SO2 | Thousand Tons | 0 | 0 | 0 | 0 | 0 | 0 | 0 | 0
CT Fac. Spec. - SO2 Rate Annual v3.1, Unit 3817 and retrofits | 398 | 1769 | Rate Constraint in lbs/MMBtu | FALSE | L | Annual | Allowances Purchased SO2 | Thousand Tons | 0 | 0 | 0 | 0 | 0 | 0 | 0 | 0
CT Fac. Spec. - SO2 Rate Annual v3.1, Unit 3817 and retrofits | 398 | 1769 | Rate Constraint in lbs/MMBtu | FALSE | L | Annual | Allowances Sold SO2 | Thousand Tons | 0 | 0 | 0 | 0 | 0 | 0 | 0 | 0
CT Fac. Spec. - SO2 Rate Annual v3.1, Unit 3817 and retrofits | 398 | 1769 | Rate Constraint in lbs/MMBtu | FALSE | L | Annual | Allowances Banked | Thousand Tons | 0 | 0 | 0 | 0 | 0 | 0 | 0 | 0
CT Fac. Spec. - SO2 Rate Annual v3.1, Unit 3817 and retrofits | 398 | 1769 | Rate Constraint in lbs/MMBtu | FALSE | L | Annual | Allowances Withdrawn (1:1) | Thousand Tons | 0 | 0 | 0 | 0 | 0 | 0 | 0 | 0
CT Fac. Spec. - SO2 Rate Annual v3.1, Unit 3817 and retrofits | 398 | 1769 | Rate Constraint in lbs/MMBtu | FALSE | L | Annual | Allowances Withdrawn (n:1) | Thousand Tons | 0 | 0 | 0 | 0 | 0 | 0 | 0 | 0
CT Fac. Spec. - SO2 Rate Annual v3.1, Unit 3817 and retrofits | 398 | 1769 | Rate Constraint in lbs/MMBtu | FALSE | L | Annual | Net Emissions Allowance Position | Thousand Tons | 0 | 0 | 0 | 0 | 0 | 0 | 0 | 0
CT Fac. Spec. - SO2 Rate Annual v3.1, Unit 3817 and retrofits | 398 | 1769 | Rate Constraint in lbs/MMBtu | FALSE | L | Annual | Fuel Consumed | TBtu | 0 | 0 | 0 | 0 | 0 | 0 | 0 | 0
CT Fac. Spec. - SO2 Rate Annual v3.1, Unit 3817 and retrofits | 398 | 1769 | Rate Constraint in lbs/MMBtu | FALSE | L | Annual | Rate | lb/MMBtu | 0 | 0 | 0 | 0 | 0 | 0 | 0 | 0
CT Fac. Spec. - SO2 Rate Annual v3.1, Unit 3817 and retrofits | 398 | 1769 | Rate Constraint in lbs/MMBtu | FALSE | L | Annual | Generation | TWh | 0 | 0 | 0 | 0 | 0 | 0 | 0 | 0
CT Fac. Spec. - SO2 Rate Annual v3.1, Unit 3817 and retrofits | 398 | 1769 | Rate Constraint in lbs/MMBtu | FALSE | L | Annual | Qualifying Generation | TWh | 0 | 0 | 0 | 0 | 0 | 0 | 0 | 0
CT Fac. Spec. - SO2 Rate Annual v3.1, Unit 3817 and retrofits | 398 | 1769 | Rate Constraint in lbs/MMBtu | FALSE | L | Annual | Rate | lb/MWh | 0 | 0 | 0 | 0 | 0 | 0 | 0 | 0
CT Fac. Spec. - SO2 Rate Annual v3.1, Unit 3817 and retrofits | 398 | 1769 | Rate Constraint in lbs/MMBtu | FALSE | L | Annual | Constraint Shadow Price | US2016$/Ton | 0 | 0 | 0 | 0 | 0 | 0 | 0 | 0
CT Fac. Spec. - SO2 Rate Annual v3.1, Unit 3818 and retrofits | 399 | 1769 | Rate Constraint in lbs/MMBtu | FALSE | L | Annual | Seasons Included | Seasons | Winter, WintShld, Summer | Winter, WintShld, Summer | Winter, WintShld, Summer | Winter, WintShld, Summer | Winter, WintShld, Summer | Winter, WintShld, Summer | Winter, WintShld, Summer | Winter, WintShld, Summer
CT Fac. Spec. - SO2 Rate Annual v3.1, Unit 3818 and retrofits | 399 | 1769 | Rate Constraint in lbs/MMBtu | FALSE | L | Annual | Standard SO2 | lb/MMBtu | 0.33 | 0.33 | 0.33 | 0.33 | 0.33 | 0.33 | 0.33 | 0.33
CT Fac. Spec. - SO2 Rate Annual v3.1, Unit 3818 and retrofits | 399 | 1769 | Rate Constraint in lbs/MMBtu | FALSE | L | Annual | Emissions at Affected Plants SO2 | Thousand Tons | 0 | 0 | 0 | 0 | 0 | 0 | 0 | 0
CT Fac. Spec. - SO2 Rate Annual v3.1, Unit 3818 and retrofits | 399 | 1769 | Rate Constraint in lbs/MMBtu | FALSE | L | Annual | Allowances Purchased SO2 | Thousand Tons | 0 | 0 | 0 | 0 | 0 | 0 | 0 | 0
CT Fac. Spec. - SO2 Rate Annual v3.1, Unit 3818 and retrofits | 399 | 1769 | Rate Constraint in lbs/MMBtu | FALSE | L | Annual | Allowances Sold SO2 | Thousand Tons | 0 | 0 | 0 | 0 | 0 | 0 | 0 | 0
CT Fac. Spec. - SO2 Rate Annual v3.1, Unit 3818 and retrofits | 399 | 1769 | Rate Constraint in lbs/MMBtu | FALSE | L | Annual | Allowances Banked | Thousand Tons | 0 | 0 | 0 | 0 | 0 | 0 | 0 | 0
CT Fac. Spec. - SO2 Rate Annual v3.1, Unit 3818 and retrofits | 399 | 1769 | Rate Constraint in lbs/MMBtu | FALSE | L | Annual | Allowances Withdrawn (1:1) | Thousand Tons | 0 | 0 | 0 | 0 | 0 | 0 | 0 | 0
CT Fac. Spec. - SO2 Rate Annual v3.1, Unit 3818 and retrofits | 399 | 1769 | Rate Constraint in lbs/MMBtu | FALSE | L | Annual | Allowances Withdrawn (n:1) | Thousand Tons | 0 | 0 | 0 | 0 | 0 | 0 | 0 | 0
CT Fac. Spec. - SO2 Rate Annual v3.1, Unit 3818 and retrofits | 399 | 1769 | Rate Constraint in lbs/MMBtu | FALSE | L | Annual | Net Emissions Allowance Position | Thousand Tons | 0 | 0 | 0 | 0 | 0 | 0 | 0 | 0
CT Fac. Spec. - SO2 Rate Annual v3.1, Unit 3818 and retrofits | 399 | 1769 | Rate Constraint in lbs/MMBtu | FALSE | L | Annual | Fuel Consumed | TBtu | 0 | 0 | 0 | 0 | 0 | 0 | 0 | 0
CT Fac. Spec. - SO2 Rate Annual v3.1, Unit 3818 and retrofits | 399 | 1769 | Rate Constraint in lbs/MMBtu | FALSE | L | Annual | Rate | lb/MMBtu | 0 | 0 | 0 | 0 | 0 | 0 | 0 | 0
CT Fac. Spec. - SO2 Rate Annual v3.1, Unit 3818 and retrofits | 399 | 1769 | Rate Constraint in lbs/MMBtu | FALSE | L | Annual | Generation | TWh | 0 | 0 | 0 | 0 | 0 | 0 | 0 | 0
CT Fac. Spec. - SO2 Rate Annual v3.1, Unit 3818 and retrofits | 399 | 1769 | Rate Constraint in lbs/MMBtu | FALSE | L | Annual | Qualifying Generation | TWh | 0 | 0 | 0 | 0 | 0 | 0 | 0 | 0
CT Fac. Spec. - SO2 Rate Annual v3.1, Unit 3818 and retrofits | 399 | 1769 | Rate Constraint in lbs/MMBtu | FALSE | L | Annual | Rate | lb/MWh | 0 | 0 | 0 | 0 | 0 | 0 | 0 | 0
CT Fac. Spec. - SO2 Rate Annual v3.1, Unit 3818 and retrofits | 399 | 1769 | Rate Constraint in lbs/MMBtu | FALSE | L | Annual | Constraint Shadow Price | US2016$/Ton | 0 | 0 | 0 | 0 | 0 | 0 | 0 | 0
CT Fac. Spec. - SO2 Rate Annual v3.1, Unit 3819 and retrofits | 400 | 1769 | Rate Constraint in lbs/MMBtu | FALSE | L | Annual | Seasons Included | Seasons | Winter, WintShld, Summer | Winter, WintShld, Summer | Winter, WintShld, Summer | Winter, WintShld, Summer | Winter, WintShld, Summer | Winter, WintShld, Summer | Winter, WintShld, Summer | Winter, WintShld, Summer
CT Fac. Spec. - SO2 Rate Annual v3.1, Unit 3819 and retrofits | 400 | 1769 | Rate Constraint in lbs/MMBtu | FALSE | L | Annual | Standard SO2 | lb/MMBtu | 0.33 | 0.33 | 0.33 | 0.33 | 0.33 | 0.33 | 0.33 | 0.33
CT Fac. Spec. - SO2 Rate Annual v3.1, Unit 3819 and retrofits | 400 | 1769 | Rate Constraint in lbs/MMBtu | FALSE | L | Annual | Emissions at Affected Plants SO2 | Thousand Tons | 0 | 0 | 0 | 0 | 0 | 0 | 0 | 0
CT Fac. Spec. - SO2 Rate Annual v3.1, Unit 3819 and retrofits | 400 | 1769 | Rate Constraint in lbs/MMBtu | FALSE | L | Annual | Allowances Purchased SO2 | Thousand Tons | 0 | 0 | 0 | 0 | 0 | 0 | 0 | 0
CT Fac. Spec. - SO2 Rate Annual v3.1, Unit 3819 and retrofits | 400 | 1769 | Rate Constraint in lbs/MMBtu | FALSE | L | Annual | Allowances Sold SO2 | Thousand Tons | 0 | 0 | 0 | 0 | 0 | 0 | 0 | 0
CT Fac. Spec. - SO2 Rate Annual v3.1, Unit 3819 and retrofits | 400 | 1769 | Rate Constraint in lbs/MMBtu | FALSE | L | Annual | Allowances Banked | Thousand Tons | 0 | 0 | 0 | 0 | 0 | 0 | 0 | 0
CT Fac. Spec. - SO2 Rate Annual v3.1, Unit 3819 and retrofits | 400 | 1769 | Rate Constraint in lbs/MMBtu | FALSE | L | Annual | Allowances Withdrawn (1:1) | Thousand Tons | 0 | 0 | 0 | 0 | 0 | 0 | 0 | 0
CT Fac. Spec. - SO2 Rate Annual v3.1, Unit 3819 and retrofits | 400 | 1769 | Rate Constraint in lbs/MMBtu | FALSE | L | Annual | Allowances Withdrawn (n:1) | Thousand Tons | 0 | 0 | 0 | 0 | 0 | 0 | 0 | 0
CT Fac. Spec. - SO2 Rate Annual v3.1, Unit 3819 and retrofits | 400 | 1769 | Rate Constraint in lbs/MMBtu | FALSE | L | Annual | Net Emissions Allowance Position | Thousand Tons | 0 | 0 | 0 | 0 | 0 | 0 | 0 | 0
CT Fac. Spec. - SO2 Rate Annual v3.1, Unit 3819 and retrofits | 400 | 1769 | Rate Constraint in lbs/MMBtu | FALSE | L | Annual | Fuel Consumed | TBtu | 0 | 0 | 0 | 0 | 0 | 0 | 0 | 0
CT Fac. Spec. - SO2 Rate Annual v3.1, Unit 3819 and retrofits | 400 | 1769 | Rate Constraint in lbs/MMBtu | FALSE | L | Annual | Rate | lb/MMBtu | 0 | 0 | 0 | 0 | 0 | 0 | 0 | 0
CT Fac. Spec. - SO2 Rate Annual v3.1, Unit 3819 and retrofits | 400 | 1769 | Rate Constraint in lbs/MMBtu | FALSE | L | Annual | Generation | TWh | 0 | 0 | 0 | 0 | 0 | 0 | 0 | 0
CT Fac. Spec. - SO2 Rate Annual v3.1, Unit 3819 and retrofits | 400 | 1769 | Rate Constraint in lbs/MMBtu | FALSE | L | Annual | Qualifying Generation | TWh | 0 | 0 | 0 | 0 | 0 | 0 | 0 | 0
CT Fac. Spec. - SO2 Rate Annual v3.1, Unit 3819 and retrofits | 400 | 1769 | Rate Constraint in lbs/MMBtu | FALSE | L | Annual | Rate | lb/MWh | 0 | 0 | 0 | 0 | 0 | 0 | 0 | 0
CT Fac. Spec. - SO2 Rate Annual v3.1, Unit 3819 and retrofits | 400 | 1769 | Rate Constraint in lbs/MMBtu | FALSE | L | Annual | Constraint Shadow Price | US2016$/Ton | 0 | 0 | 0 | 0 | 0 | 0 | 0 | 0
CT Fac. Spec. - SO2 Rate Annual v3.1, Unit 3820 and retrofits | 401 | 1769 | Rate Constraint in lbs/MMBtu | FALSE | L | Annual | Seasons Included | Seasons | Winter, WintShld, Summer | Winter, WintShld, Summer | Winter, WintShld, Summer | Winter, WintShld, Summer | Winter, WintShld, Summer | Winter, WintShld, Summer | Winter, WintShld, Summer | Winter, WintShld, Summer
CT Fac. Spec. - SO2 Rate Annual v3.1, Unit 3820 and retrofits | 401 | 1769 | Rate Constraint in lbs/MMBtu | FALSE | L | Annual | Standard SO2 | lb/MMBtu | 0.33 | 0.33 | 0.33 | 0.33 | 0.33 | 0.33 | 0.33 | 0.33
CT Fac. Spec. - SO2 Rate Annual v3.1, Unit 3820 and retrofits | 401 | 1769 | Rate Constraint in lbs/MMBtu | FALSE | L | Annual | Emissions at Affected Plants SO2 | Thousand Tons | 0 | 0 | 0 | 0 | 0 | 0 | 0 | 0
CT Fac. Spec. - SO2 Rate Annual v3.1, Unit 3820 and retrofits | 401 | 1769 | Rate Constraint in lbs/MMBtu | FALSE | L | Annual | Allowances Purchased SO2 | Thousand Tons | 0 | 0 | 0 | 0 | 0 | 0 | 0 | 0
CT Fac. Spec. - SO2 Rate Annual v3.1, Unit 3820 and retrofits | 401 | 1769 | Rate Constraint in lbs/MMBtu | FALSE | L | Annual | Allowances Sold SO2 | Thousand Tons | 0 | 0 | 0 | 0 | 0 | 0 | 0 | 0
CT Fac. Spec. - SO2 Rate Annual v3.1, Unit 3820 and retrofits | 401 | 1769 | Rate Constraint in lbs/MMBtu | FALSE | L | Annual | Allowances Banked | Thousand Tons | 0 | 0 | 0 | 0 | 0 | 0 | 0 | 0
CT Fac. Spec. - SO2 Rate Annual v3.1, Unit 3820 and retrofits | 401 | 1769 | Rate Constraint in lbs/MMBtu | FALSE | L | Annual | Allowances Withdrawn (1:1) | Thousand Tons | 0 | 0 | 0 | 0 | 0 | 0 | 0 | 0
CT Fac. Spec. - SO2 Rate Annual v3.1, Unit 3820 and retrofits | 401 | 1769 | Rate Constraint in lbs/MMBtu | FALSE | L | Annual | Allowances Withdrawn (n:1) | Thousand Tons | 0 | 0 | 0 | 0 | 0 | 0 | 0 | 0
CT Fac. Spec. - SO2 Rate Annual v3.1, Unit 3820 and retrofits | 401 | 1769 | Rate Constraint in lbs/MMBtu | FALSE | L | Annual | Net Emissions Allowance Position | Thousand Tons | 0 | 0 | 0 | 0 | 0 | 0 | 0 | 0
CT Fac. Spec. - SO2 Rate Annual v3.1, Unit 3820 and retrofits | 401 | 1769 | Rate Constraint in lbs/MMBtu | FALSE | L | Annual | Fuel Consumed | TBtu | 0.17418 | 0.17401 | 0.17418 | 0.17418 | 0.17418 | 0.17418 | 0.053925 | 0.13768
CT Fac. Spec. - SO2 Rate Annual v3.1, Unit 3820 and retrofits | 401 | 1769 | Rate Constraint in lbs/MMBtu | FALSE | L | Annual | Rate | lb/MMBtu | 0 | 0 | 0 | 0 | 0 | 0 | 0 | 0
CT Fac. Spec. - SO2 Rate Annual v3.1, Unit 3820 and retrofits | 401 | 1769 | Rate Constraint in lbs/MMBtu | FALSE | L | Annual | Generation | TWh | 0.013137 | 0.013124 | 0.013137 | 0.013137 | 0.013137 | 0.013137 | 0.0040671 | 0.010384
CT Fac. Spec. - SO2 Rate Annual v3.1, Unit 3820 and retrofits | 401 | 1769 | Rate Constraint in lbs/MMBtu | FALSE | L | Annual | Qualifying Generation | TWh | 0.013137 | 0.013124 | 0.013137 | 0.013137 | 0.013137 | 0.013137 | 0.0040671 | 0.010384
CT Fac. Spec. - SO2 Rate Annual v3.1, Unit 3820 and retrofits | 401 | 1769 | Rate Constraint in lbs/MMBtu | FALSE | L | Annual | Rate | lb/MWh | 0 | 0 | 0 | 0 | 0 | 0 | 0 | 0
CT Fac. Spec. - SO2 Rate Annual v3.1, Unit 3820 and retrofits | 401 | 1769 | Rate Constraint in lbs/MMBtu | FALSE | L | Annual | Constraint Shadow Price | US2016$/Ton | 0 | 0 | 0 | 0 | 0 | 0 | 0 | 0
DE Facility Specific - Hg Annual Reduction v3.1 | 402 | 1521 | MACT Fuel Choice Floor in lbs/MMBtu | FALSE | L | Annual | Seasons Included | Seasons | Winter, WintShld, Summer | Winter, WintShld, Summer | Winter, WintShld, Summer | Winter, WintShld, Summer | Winter, WintShld, Summer | Winter, WintShld, Summer | Winter, WintShld, Summer | Winter, WintShld, Summer
DE Facility Specific - Hg Annual Reduction v3.1 | 402 | 1521 | MACT Fuel Choice Floor in lbs/MMBtu | FALSE | L | Annual | Emission Floor | lbs/MMBtu | 6e-07 | 6e-07 | 6e-07 | 6e-07 | 6e-07 | 6e-07 | 6e-07 | 6e-07
DE Facility Specific - Hg Annual Reduction v3.1 | 402 | 1521 | MACT Fuel Choice Floor in lbs/MMBtu | FALSE | L | Annual | Emissions at Affected Plants MER | lbs | 0 | 0 | 0 | 0 | 0 | 0 | 0 | 0
DE Facility Specific - Hg Annual Reduction v3.1 | 402 | 1521 | MACT Fuel Choice Floor in lbs/MMBtu | FALSE | L | Annual | Allowances Purchased MER | lbs | 0 | 0 | 0 | 0 | 0 | 0 | 0 | 0
DE Facility Specific - Hg Annual Reduction v3.1 | 402 | 1521 | MACT Fuel Choice Floor in lbs/MMBtu | FALSE | L | Annual | Allowances Sold MER | lbs | 0 | 0 | 0 | 0 | 0 | 0 | 0 | 0
DE Facility Specific - Hg Annual Reduction v3.1 | 402 | 1521 | MACT Fuel Choice Floor in lbs/MMBtu | FALSE | L | Annual | Allowances Banked | lbs | 0 | 0 | 0 | 0 | 0 | 0 | 0 | 0
DE Facility Specific - Hg Annual Reduction v3.1 | 402 | 1521 | MACT Fuel Choice Floor in lbs/MMBtu | FALSE | L | Annual | Allowances Withdrawn (1:1) | lbs | 0 | 0 | 0 | 0 | 0 | 0 | 0 | 0
DE Facility Specific - Hg Annual Reduction v3.1 | 402 | 1521 | MACT Fuel Choice Floor in lbs/MMBtu | FALSE | L | Annual | Allowances Withdrawn (n:1) | lbs | 0 | 0 | 0 | 0 | 0 | 0 | 0 | 0
DE Facility Specific - Hg Annual Reduction v3.1 | 402 | 1521 | MACT Fuel Choice Floor in lbs/MMBtu | FALSE | L | Annual | Net Emissions Allowance Position | lbs | 0 | 0 | 0 | 0 | 0 | 0 | 0 | 0
DE Facility Specific - Hg Annual Reduction v3.1 | 402 | 1521 | MACT Fuel Choice Floor in lbs/MMBtu | FALSE | L | Annual | Fuel Consumed | TBtu | 0 | 0 | 0 | 0 | 0 | 0 | 0 | 0
DE Facility Specific - Hg Annual Reduction v3.1 | 402 | 1521 | MACT Fuel Choice Floor in lbs/MMBtu | FALSE | L | Annual | Rate | lb/MMBtu | 0 | 0 | 0 | 0 | 0 | 0 | 0 | 0
DE Facility Specific - Hg Annual Reduction v3.1 | 402 | 1521 | MACT Fuel Choice Floor in lbs/MMBtu | FALSE | L | Annual | Generation | TWh | 0 | 0 | 0 | 0 | 0 | 0 | 0 | 0
DE Facility Specific - Hg Annual Reduction v3.1 | 402 | 1521 | MACT Fuel Choice Floor in lbs/MMBtu | FALSE | L | Annual | Qualifying Generation | TWh | 0 | 0 | 0 | 0 | 0 | 0 | 0 | 0
DE Facility Specific - Hg Annual Reduction v3.1 | 402 | 1521 | MACT Fuel Choice Floor in lbs/MMBtu | FALSE | L | Annual | Constraint Shadow Price | US2016$/Lb | 0 | 0 | 0 | 0 | 0 | 0 | 0 | 0
DE Facility Specific - NOx Annual Rate v3.1, Unit 3677 and retrofits | 403 | 1519 | Rate Constraint in lbs/MMBtu | FALSE | L | Annual | Seasons Included | Seasons | Winter, WintShld, Summer | Winter, WintShld, Summer | Winter, WintShld, Summer | Winter, WintShld, Summer | Winter, WintShld, Summer | Winter, WintShld, Summer | Winter, WintShld, Summer | Winter, WintShld, Summer
DE Facility Specific - NOx Annual Rate v3.1, Unit 3677 and retrofits | 403 | 1519 | Rate Constraint in lbs/MMBtu | FALSE | L | Annual | Standard NOX | lb/MMBtu | 0.125 | 0.125 | 0.125 | 0.125 | 0.125 | 0.125 | 0.125 | 0.125
DE Facility Specific - NOx Annual Rate v3.1, Unit 3677 and retrofits | 403 | 1519 | Rate Constraint in lbs/MMBtu | FALSE | L | Annual | Emissions at Affected Plants NOX | Thousand Tons | 0.026487 | 0.026706 | 0.026503 | 0.026487 | 0.026487 | 0.026487 | 0.0052106 | 0.0052106
DE Facility Specific - NOx Annual Rate v3.1, Unit 3677 and retrofits | 403 | 1519 | Rate Constraint in lbs/MMBtu | FALSE | L | Annual | Allowances Purchased NOX | Thousand Tons | 0 | 0 | 0 | 0 | 0 | 0 | 0 | 0
DE Facility Specific - NOx Annual Rate v3.1, Unit 3677 and retrofits | 403 | 1519 | Rate Constraint in lbs/MMBtu | FALSE | L | Annual | Allowances Sold NOX | Thousand Tons | 0 | 0 | 0 | 0 | 0 | 0 | 0 | 0
DE Facility Specific - NOx Annual Rate v3.1, Unit 3677 and retrofits | 403 | 1519 | Rate Constraint in lbs/MMBtu | FALSE | L | Annual | Allowances Banked | Thousand Tons | 0 | 0 | 0 | 0 | 0 | 0 | 0 | 0
DE Facility Specific - NOx Annual Rate v3.1, Unit 3677 and retrofits | 403 | 1519 | Rate Constraint in lbs/MMBtu | FALSE | L | Annual | Allowances Withdrawn (1:1) | Thousand Tons | 0 | 0 | 0 | 0 | 0 | 0 | 0 | 0
DE Facility Specific - NOx Annual Rate v3.1, Unit 3677 and retrofits | 403 | 1519 | Rate Constraint in lbs/MMBtu | FALSE | L | Annual | Allowances Withdrawn (n:1) | Thousand Tons | 0 | 0 | 0 | 0 | 0 | 0 | 0 | 0
DE Facility Specific - NOx Annual Rate v3.1, Unit 3677 and retrofits | 403 | 1519 | Rate Constraint in lbs/MMBtu | FALSE | L | Annual | Net Emissions Allowance Position | Thousand Tons | 0.026487 | 0.026706 | 0.026503 | 0.026487 | 0.026487 | 0.026487 | 0.0052106 | 0.0052106
DE Facility Specific - NOx Annual Rate v3.1, Unit 3677 and retrofits | 403 | 1519 | Rate Constraint in lbs/MMBtu | FALSE | L | Annual | Fuel Consumed | TBtu | 0.78656 | 0.79115 | 0.7869 | 0.78656 | 0.78656 | 0.78656 | 0.15473 | 0.15473
DE Facility Specific - NOx Annual Rate v3.1, Unit 3677 and retrofits | 403 | 1519 | Rate Constraint in lbs/MMBtu | FALSE | L | Annual | Rate | lb/MMBtu | 0.06735 | 0.067513 | 0.067362 | 0.06735 | 0.06735 | 0.06735 | 0.06735 | 0.06735
DE Facility Specific - NOx Annual Rate v3.1, Unit 3677 and retrofits | 403 | 1519 | Rate Constraint in lbs/MMBtu | FALSE | L | Annual | Generation | TWh | 0.067988 | 0.068385 | 0.068018 | 0.067988 | 0.067988 | 0.067988 | 0.013375 | 0.013375
DE Facility Specific - NOx Annual Rate v3.1, Unit 3677 and retrofits | 403 | 1519 | Rate Constraint in lbs/MMBtu | FALSE | L | Annual | Qualifying Generation | TWh | 0.067988 | 0.068385 | 0.068018 | 0.067988 | 0.067988 | 0.067988 | 0.013375 | 0.013375
DE Facility Specific - NOx Annual Rate v3.1, Unit 3677 and retrofits | 403 | 1519 | Rate Constraint in lbs/MMBtu | FALSE | L | Annual | Rate | lb/MWh | 0.77917 | 0.78105 | 0.77931 | 0.77917 | 0.77917 | 0.77917 | 0.77917 | 0.77917
DE Facility Specific - NOx Annual Rate v3.1, Unit 3677 and retrofits | 403 | 1519 | Rate Constraint in lbs/MMBtu | FALSE | L | Annual | Constraint Shadow Price | US2016$/Ton | 0 | 0 | 0 | 0 | 0 | 0 | 0 | 0
DE Facility Specific - NOx Annual Rate v3.1, Unit 4170 and retrofits | 404 | 1519 | Rate Constraint in lbs/MMBtu | FALSE | L | Annual | Seasons Included | Seasons | Winter, WintShld, Summer | Winter, WintShld, Summer | Winter, WintShld, Summer | Winter, WintShld, Summer | Winter, WintShld, Summer | Winter, WintShld, Summer | Winter, WintShld, Summer | Winter, WintShld, Summer
DE Facility Specific - NOx Annual Rate v3.1, Unit 4170 and retrofits | 404 | 1519 | Rate Constraint in lbs/MMBtu | FALSE | L | Annual | Standard NOX | lb/MMBtu | 0.125 | 0.125 | 0.125 | 0.125 | 0.125 | 0.125 | 0.125 | 0.125
DE Facility Specific - NOx Annual Rate v3.1, Unit 4170 and retrofits | 404 | 1519 | Rate Constraint in lbs/MMBtu | FALSE | L | Annual | Emissions at Affected Plants NOX | Thousand Tons | 0 | 0 | 0 | 0 | 0 | 0 | 0 | 0
DE Facility Specific - NOx Annual Rate v3.1, Unit 4170 and retrofits | 404 | 1519 | Rate Constraint in lbs/MMBtu | FALSE | L | Annual | Allowances Purchased NOX | Thousand Tons | 0 | 0 | 0 | 0 | 0 | 0 | 0 | 0
DE Facility Specific - NOx Annual Rate v3.1, Unit 4170 and retrofits | 404 | 1519 | Rate Constraint in lbs/MMBtu | FALSE | L | Annual | Allowances Sold NOX | Thousand Tons | 0 | 0 | 0 | 0 | 0 | 0 | 0 | 0
DE Facility Specific - NOx Annual Rate v3.1, Unit 4170 and retrofits | 404 | 1519 | Rate Constraint in lbs/MMBtu | FALSE | L | Annual | Allowances Banked | Thousand Tons | 0 | 0 | 0 | 0 | 0 | 0 | 0 | 0
DE Facility Specific - NOx Annual Rate v3.1, Unit 4170 and retrofits | 404 | 1519 | Rate Constraint in lbs/MMBtu | FALSE | L | Annual | Allowances Withdrawn (1:1) | Thousand Tons | 0 | 0 | 0 | 0 | 0 | 0 | 0 | 0
DE Facility Specific - NOx Annual Rate v3.1, Unit 4170 and retrofits | 404 | 1519 | Rate Constraint in lbs/MMBtu | FALSE | L | Annual | Allowances Withdrawn (n:1) | Thousand Tons | 0 | 0 | 0 | 0 | 0 | 0 | 0 | 0
DE Facility Specific - NOx Annual Rate v3.1, Unit 4170 and retrofits | 404 | 1519 | Rate Constraint in lbs/MMBtu | FALSE | L | Annual | Net Emissions Allowance Position | Thousand Tons | 0 | 0 | 0 | 0 | 0 | 0 | 0 | 0
DE Facility Specific - NOx Annual Rate v3.1, Unit 4170 and retrofits | 404 | 1519 | Rate Constraint in lbs/MMBtu | FALSE | L | Annual | Fuel Consumed | TBtu | 0 | 0 | 0 | 0 | 0 | 0 | 0 | 0
DE Facility Specific - NOx Annual Rate v3.1, Unit 4170 and retrofits | 404 | 1519 | Rate Constraint in lbs/MMBtu | FALSE | L | Annual | Rate | lb/MMBtu | 0 | 0 | 0 | 0 | 0 | 0 | 0 | 0
DE Facility Specific - NOx Annual Rate v3.1, Unit 4170 and retrofits | 404 | 1519 | Rate Constraint in lbs/MMBtu | FALSE | L | Annual | Generation | TWh | 0 | 0 | 0 | 0 | 0 | 0 | 0 | 0
DE Facility Specific - NOx Annual Rate v3.1, Unit 4170 and retrofits | 404 | 1519 | Rate Constraint in lbs/MMBtu | FALSE | L | Annual | Qualifying Generation | TWh | 0 | 0 | 0 | 0 | 0 | 0 | 0 | 0
DE Facility Specific - NOx Annual Rate v3.1, Unit 4170 and retrofits | 404 | 1519 | Rate Constraint in lbs/MMBtu | FALSE | L | Annual | Rate | lb/MWh | 0 | 0 | 0 | 0 | 0 | 0 | 0 | 0
DE Facility Specific - NOx Annual Rate v3.1, Unit 4170 and retrofits | 404 | 1519 | Rate Constraint in lbs/MMBtu | FALSE | L | Annual | Constraint Shadow Price | US2016$/Ton | 0 | 0 | 0 | 0 | 0 | 0 | 0 | 0
DE Facility Specific - SO2 Annual Rate v3.1, Unit 3677 and retrofits | 405 | 1520 | Rate Constraint in lbs/MMBtu | FALSE | L | Annual | Seasons Included | Seasons | Winter, WintShld, Summer | Winter, WintShld, Summer | Winter, WintShld, Summer | Winter, WintShld, Summer | Winter, WintShld, Summer | Winter, WintShld, Summer | Winter, WintShld, Summer | Winter, WintShld, Summer
DE Facility Specific - SO2 Annual Rate v3.1, Unit 3677 and retrofits | 405 | 1520 | Rate Constraint in lbs/MMBtu | FALSE | L | Annual | Standard SO2 | lb/MMBtu | 0.26 | 0.26 | 0.26 | 0.26 | 0.26 | 0.26 | 0.26 | 0.26
DE Facility Specific - SO2 Annual Rate v3.1, Unit 3677 and retrofits | 405 | 1520 | Rate Constraint in lbs/MMBtu | FALSE | L | Annual | Emissions at Affected Plants SO2 | Thousand Tons | 0 | 0 | 0 | 0 | 0 | 0 | 0 | 0
DE Facility Specific - SO2 Annual Rate v3.1, Unit 3677 and retrofits | 405 | 1520 | Rate Constraint in lbs/MMBtu | FALSE | L | Annual | Allowances Purchased SO2 | Thousand Tons | 0 | 0 | 0 | 0 | 0 | 0 | 0 | 0
DE Facility Specific - SO2 Annual Rate v3.1, Unit 3677 and retrofits | 405 | 1520 | Rate Constraint in lbs/MMBtu | FALSE | L | Annual | Allowances Sold SO2 | Thousand Tons | 0 | 0 | 0 | 0 | 0 | 0 | 0 | 0
DE Facility Specific - SO2 Annual Rate v3.1, Unit 3677 and retrofits | 405 | 1520 | Rate Constraint in lbs/MMBtu | FALSE | L | Annual | Allowances Banked | Thousand Tons | 0 | 0 | 0 | 0 | 0 | 0 | 0 | 0
DE Facility Specific - SO2 Annual Rate v3.1, Unit 3677 and retrofits | 405 | 1520 | Rate Constraint in lbs/MMBtu | FALSE | L | Annual | Allowances Withdrawn (1:1) | Thousand Tons | 0 | 0 | 0 | 0 | 0 | 0 | 0 | 0
DE Facility Specific - SO2 Annual Rate v3.1, Unit 3677 and retrofits | 405 | 1520 | Rate Constraint in lbs/MMBtu | FALSE | L | Annual | Allowances Withdrawn (n:1) | Thousand Tons | 0 | 0 | 0 | 0 | 0 | 0 | 0 | 0
DE Facility Specific - SO2 Annual Rate v3.1, Unit 3677 and retrofits | 405 | 1520 | Rate Constraint in lbs/MMBtu | FALSE | L | Annual | Net Emissions Allowance Position | Thousand Tons | 0 | 0 | 0 | 0 | 0 | 0 | 0 | 0
DE Facility Specific - SO2 Annual Rate v3.1, Unit 3677 and retrofits | 405 | 1520 | Rate Constraint in lbs/MMBtu | FALSE | L | Annual | Fuel Consumed | TBtu | 0.78656 | 0.79115 | 0.7869 | 0.78656 | 0.78656 | 0.78656 | 0.15473 | 0.15473
DE Facility Specific - SO2 Annual Rate v3.1, Unit 3677 and retrofits | 405 | 1520 | Rate Constraint in lbs/MMBtu | FALSE | L | Annual | Rate | lb/MMBtu | 0 | 0 | 0 | 0 | 0 | 0 | 0 | 0
DE Facility Specific - SO2 Annual Rate v3.1, Unit 3677 and retrofits | 405 | 1520 | Rate Constraint in lbs/MMBtu | FALSE | L | Annual | Generation | TWh | 0.067988 | 0.068385 | 0.068018 | 0.067988 | 0.067988 | 0.067988 | 0.013375 | 0.013375
DE Facility Specific - SO2 Annual Rate v3.1, Unit 3677 and retrofits | 405 | 1520 | Rate Constraint in lbs/MMBtu | FALSE | L | Annual | Qualifying Generation | TWh | 0.067988 | 0.068385 | 0.068018 | 0.067988 | 0.067988 | 0.067988 | 0.013375 | 0.013375
DE Facility Specific - SO2 Annual Rate v3.1, Unit 3677 and retrofits | 405 | 1520 | Rate Constraint in lbs/MMBtu | FALSE | L | Annual | Rate | lb/MWh | 0 | 0 | 0 | 0 | 0 | 0 | 0 | 0
DE Facility Specific - SO2 Annual Rate v3.1, Unit 3677 and retrofits | 405 | 1520 | Rate Constraint in lbs/MMBtu | FALSE | L | Annual | Constraint Shadow Price | US2016$/Ton | 0 | 0 | 0 | 0 | 0 | 0 | 0 | 0
DE Facility Specific - SO2 Annual Rate v3.1, Unit 4170 and retrofits | 406 | 1520 | Rate Constraint in lbs/MMBtu | FALSE | L | Annual | Seasons Included | Seasons | Winter, WintShld, Summer | Winter, WintShld, Summer | Winter, WintShld, Summer | Winter, WintShld, Summer | Winter, WintShld, Summer | Winter, WintShld, Summer | Winter, WintShld, Summer | Winter, WintShld, Summer
DE Facility Specific - SO2 Annual Rate v3.1, Unit 4170 and retrofits | 406 | 1520 | Rate Constraint in lbs/MMBtu | FALSE | L | Annual | Standard SO2 | lb/MMBtu | 0.26 | 0.26 | 0.26 | 0.26 | 0.26 | 0.26 | 0.26 | 0.26
DE Facility Specific - SO2 Annual Rate v3.1, Unit 4170 and retrofits | 406 | 1520 | Rate Constraint in lbs/MMBtu | FALSE | L | Annual | Emissions at Affected Plants SO2 | Thousand Tons | 0 | 0 | 0 | 0 | 0 | 0 | 0 | 0
DE Facility Specific - SO2 Annual Rate v3.1, Unit 4170 and retrofits | 406 | 1520 | Rate Constraint in lbs/MMBtu | FALSE | L | Annual | Allowances Purchased SO2 | Thousand Tons | 0 | 0 | 0 | 0 | 0 | 0 | 0 | 0
DE Facility Specific - SO2 Annual Rate v3.1, Unit 4170 and retrofits | 406 | 1520 | Rate Constraint in lbs/MMBtu | FALSE | L | Annual | Allowances Sold SO2 | Thousand Tons | 0 | 0 | 0 | 0 | 0 | 0 | 0 | 0
DE Facility Specific - SO2 Annual Rate v3.1, Unit 4170 and retrofits | 406 | 1520 | Rate Constraint in lbs/MMBtu | FALSE | L | Annual | Allowances Banked | Thousand Tons | 0 | 0 | 0 | 0 | 0 | 0 | 0 | 0
DE Facility Specific - SO2 Annual Rate v3.1, Unit 4170 and retrofits | 406 | 1520 | Rate Constraint in lbs/MMBtu | FALSE | L | Annual | Allowances Withdrawn (1:1) | Thousand Tons | 0 | 0 | 0 | 0 | 0 | 0 | 0 | 0
DE Facility Specific - SO2 Annual Rate v3.1, Unit 4170 and retrofits | 406 | 1520 | Rate Constraint in lbs/MMBtu | FALSE | L | Annual | Allowances Withdrawn (n:1) | Thousand Tons | 0 | 0 | 0 | 0 | 0 | 0 | 0 | 0
DE Facility Specific - SO2 Annual Rate v3.1, Unit 4170 and retrofits | 406 | 1520 | Rate Constraint in lbs/MMBtu | FALSE | L | Annual | Net Emissions Allowance Position | Thousand Tons | 0 | 0 | 0 | 0 | 0 | 0 | 0 | 0
DE Facility Specific - SO2 Annual Rate v3.1, Unit 4170 and retrofits | 406 | 1520 | Rate Constraint in lbs/MMBtu | FALSE | L | Annual | Fuel Consumed | TBtu | 0 | 0 | 0 | 0 | 0 | 0 | 0 | 0
DE Facility Specific - SO2 Annual Rate v3.1, Unit 4170 and retrofits | 406 | 1520 | Rate Constraint in lbs/MMBtu | FALSE | L | Annual | Rate | lb/MMBtu | 0 | 0 | 0 | 0 | 0 | 0 | 0 | 0
DE Facility Specific - SO2 Annual Rate v3.1, Unit 4170 and retrofits | 406 | 1520 | Rate Constraint in lbs/MMBtu | FALSE | L | Annual | Generation | TWh | 0 | 0 | 0 | 0 | 0 | 0 | 0 | 0
DE Facility Specific - SO2 Annual Rate v3.1, Unit 4170 and retrofits | 406 | 1520 | Rate Constraint in lbs/MMBtu | FALSE | L | Annual | Qualifying Generation | TWh | 0 | 0 | 0 | 0 | 0 | 0 | 0 | 0
DE Facility Specific - SO2 Annual Rate v3.1, Unit 4170 and retrofits | 406 | 1520 | Rate Constraint in lbs/MMBtu | FALSE | L | Annual | Rate | lb/MWh | 0 | 0 | 0 | 0 | 0 | 0 | 0 | 0
DE Facility Specific - SO2 Annual Rate v3.1, Unit 4170 and retrofits | 406 | 1520 | Rate Constraint in lbs/MMBtu | FALSE | L | Annual | Constraint Shadow Price | US2016$/Ton | 0 | 0 | 0 | 0 | 0 | 0 | 0 | 0
DE Unit Level EdMoore3 - MER Cap Annual v3.1 | 407 | 1539 | Rate Constraint in MTons | FALSE | L | Annual | Seasons Included | Seasons | Winter, WintShld, Summer | Winter, WintShld, Summer | Winter, WintShld, Summer | Winter, WintShld, Summer | Winter, WintShld, Summer | Winter, WintShld, Summer | Winter, WintShld, Summer | Winter, WintShld, Summer
DE Unit Level EdMoore3 - MER Cap Annual v3.1 | 407 | 1539 | Rate Constraint in MTons | FALSE | L | Annual | Standard MER | lbs | 6.6 | 6.6 | 6.6 | 6.6 | 6.6 | 6.6 | 6.6 | 6.6
DE Unit Level EdMoore3 - MER Cap Annual v3.1 | 407 | 1539 | Rate Constraint in MTons | FALSE | L | Annual | Emissions at Affected Plants MER | lbs | 0 | 0 | 0 | 0 | 0 | 0 | 0 | 0
DE Unit Level EdMoore3 - MER Cap Annual v3.1 | 407 | 1539 | Rate Constraint in MTons | FALSE | L | Annual | Allowances Purchased MER | lbs | 0 | 0 | 0 | 0 | 0 | 0 | 0 | 0
DE Unit Level EdMoore3 - MER Cap Annual v3.1 | 407 | 1539 | Rate Constraint in MTons | FALSE | L | Annual | Allowances Sold MER | lbs | 0 | 0 | 0 | 0 | 0 | 0 | 0 | 0
DE Unit Level EdMoore3 - MER Cap Annual v3.1 | 407 | 1539 | Rate Constraint in MTons | FALSE | L | Annual | Allowances Banked | lbs | 0 | 0 | 0 | 0 | 0 | 0 | 0 | 0
DE Unit Level EdMoore3 - MER Cap Annual v3.1 | 407 | 1539 | Rate Constraint in MTons | FALSE | L | Annual | Allowances Withdrawn (1:1) | lbs | 0 | 0 | 0 | 0 | 0 | 0 | 0 | 0
DE Unit Level EdMoore3 - MER Cap Annual v3.1 | 407 | 1539 | Rate Constraint in MTons | FALSE | L | Annual | Allowances Withdrawn (n:1) | lbs | 0 | 0 | 0 | 0 | 0 | 0 | 0 | 0
DE Unit Level EdMoore3 - MER Cap Annual v3.1 | 407 | 1539 | Rate Constraint in MTons | FALSE | L | Annual | Net Emissions Allowance Position | lbs | 0 | 0 | 0 | 0 | 0 | 0 | 0 | 0
DE Unit Level EdMoore3 - MER Cap Annual v3.1 | 407 | 1539 | Rate Constraint in MTons | FALSE | L | Annual | Fuel Consumed | TBtu | 0 | 0 | 0 | 0 | 0 | 0 | 0 | 0
DE Unit Level EdMoore3 - MER Cap Annual v3.1 | 407 | 1539 | Rate Constraint in MTons | FALSE | L | Annual | Rate | lb/MMBtu | 0 | 0 | 0 | 0 | 0 | 0 | 0 | 0
DE Unit Level EdMoore3 - MER Cap Annual v3.1 | 407 | 1539 | Rate Constraint in MTons | FALSE | L | Annual | Generation | TWh | 0 | 0 | 0 | 0 | 0 | 0 | 0 | 0
DE Unit Level EdMoore3 - MER Cap Annual v3.1 | 407 | 1539 | Rate Constraint in MTons | FALSE | L | Annual | Qualifying Generation | TWh | 0 | 0 | 0 | 0 | 0 | 0 | 0 | 0
DE Unit Level EdMoore3 - MER Cap Annual v3.1 | 407 | 1539 | Rate Constraint in MTons | FALSE | L | Annual | Rate | lb/MWh | 0 | 0 | 0 | 0 | 0 | 0 | 0 | 0
DE Unit Level EdMoore3 - MER Cap Annual v3.1 | 407 | 1539 | Rate Constraint in MTons | FALSE | L | Annual | Constraint Shadow Price | US2016$/Lb | 0 | 0 | 0 | 0 | 0 | 0 | 0 | 0
DE Unit Level EdMoore3 - NOX Cap Annual v3.1 | 408 | 1522 | Rate Constraint in MTons | FALSE | L | Annual | Seasons Included | Seasons | Winter, WintShld, Summer | Winter, WintShld, Summer | Winter, WintShld, Summer | Winter, WintShld, Summer | Winter, WintShld, Summer | Winter, WintShld, Summer | Winter, WintShld, Summer | Winter, WintShld, Summer
DE Unit Level EdMoore3 - NOX Cap Annual v3.1 | 408 | 1522 | Rate Constraint in MTons | FALSE | L | Annual | Standard NOX | Thousand Tons | 0.773 | 0.773 | 0.773 | 0.773 | 0.773 | 0.773 | 0.773 | 0.773
DE Unit Level EdMoore3 - NOX Cap Annual v3.1 | 408 | 1522 | Rate Constraint in MTons | FALSE | L | Annual | Emissions at Affected Plants NOX | Thousand Tons | 0 | 0 | 0 | 0 | 0 | 0 | 0 | 0
DE Unit Level EdMoore3 - NOX Cap Annual v3.1 | 408 | 1522 | Rate Constraint in MTons | FALSE | L | Annual | Allowances Purchased NOX | Thousand Tons | 0 | 0 | 0 | 0 | 0 | 0 | 0 | 0
DE Unit Level EdMoore3 - NOX Cap Annual v3.1 | 408 | 1522 | Rate Constraint in MTons | FALSE | L | Annual | Allowances Sold NOX | Thousand Tons | 0 | 0 | 0 | 0 | 0 | 0 | 0 | 0
DE Unit Level EdMoore3 - NOX Cap Annual v3.1 | 408 | 1522 | Rate Constraint in MTons | FALSE | L | Annual | Allowances Banked | Thousand Tons | 0 | 0 | 0 | 0 | 0 | 0 | 0 | 0
DE Unit Level EdMoore3 - NOX Cap Annual v3.1 | 408 | 1522 | Rate Constraint in MTons | FALSE | L | Annual | Allowances Withdrawn (1:1) | Thousand Tons | 0 | 0 | 0 | 0 | 0 | 0 | 0 | 0
DE Unit Level EdMoore3 - NOX Cap Annual v3.1 | 408 | 1522 | Rate Constraint in MTons | FALSE | L | Annual | Allowances Withdrawn (n:1) | Thousand Tons | 0 | 0 | 0 | 0 | 0 | 0 | 0 | 0
DE Unit Level EdMoore3 - NOX Cap Annual v3.1 | 408 | 1522 | Rate Constraint in MTons | FALSE | L | Annual | Net Emissions Allowance Position | Thousand Tons | 0 | 0 | 0 | 0 | 0 | 0 | 0 | 0
DE Unit Level EdMoore3 - NOX Cap Annual v3.1 | 408 | 1522 | Rate Constraint in MTons | FALSE | L | Annual | Fuel Consumed | TBtu | 0 | 0 | 0 | 0 | 0 | 0 | 0 | 0
DE Unit Level EdMoore3 - NOX Cap Annual v3.1 | 408 | 1522 | Rate Constraint in MTons | FALSE | L | Annual | Rate | lb/MMBtu | 0 | 0 | 0 | 0 | 0 | 0 | 0 | 0
DE Unit Level EdMoore3 - NOX Cap Annual v3.1 | 408 | 1522 | Rate Constraint in MTons | FALSE | L | Annual | Generation | TWh | 0 | 0 | 0 | 0 | 0 | 0 | 0 | 0
DE Unit Level EdMoore3 - NOX Cap Annual v3.1 | 408 | 1522 | Rate Constraint in MTons | FALSE | L | Annual | Qualifying Generation | TWh | 0 | 0 | 0 | 0 | 0 | 0 | 0 | 0
DE Unit Level EdMoore3 - NOX Cap Annual v3.1 | 408 | 1522 | Rate Constraint in MTons | FALSE | L | Annual | Rate | lb/MWh | 0 | 0 | 0 | 0 | 0 | 0 | 0 | 0
DE Unit Level EdMoore3 - NOX Cap Annual v3.1 | 408 | 1522 | Rate Constraint in MTons | FALSE | L | Annual | Constraint Shadow Price | US2016$/Ton | 0 | 0 | 0 | 0 | 0 | 0 | 0 | 0
DE Unit Level EdMoore3 - SO2 Cap Annual v3.1 | 409 | 1530 | Rate Constraint in MTons | FALSE | L | Annual | Seasons Included | Seasons | Winter, WintShld, Summer | Winter, WintShld, Summer | Winter, WintShld, Summer | Winter, WintShld, Summer | Winter, WintShld, Summer | Winter, WintShld, Summer | Winter, WintShld, Summer | Winter, WintShld, Summer
DE Unit Level EdMoore3 - SO2 Cap Annual v3.1 | 409 | 1530 | Rate Constraint in MTons | FALSE | L | Annual | Standard SO2 | Thousand Tons | 1.391 | 1.391 | 1.391 | 1.391 | 1.391 | 1.391 | 1.391 | 1.391
DE Unit Level EdMoore3 - SO2 Cap Annual v3.1 | 409 | 1530 | Rate Constraint in MTons | FALSE | L | Annual | Emissions at Affected Plants SO2 | Thousand Tons | 0 | 0 | 0 | 0 | 0 | 0 | 0 | 0
DE Unit Level EdMoore3 - SO2 Cap Annual v3.1 | 409 | 1530 | Rate Constraint in MTons | FALSE | L | Annual | Allowances Purchased SO2 | Thousand Tons | 0 | 0 | 0 | 0 | 0 | 0 | 0 | 0
DE Unit Level EdMoore3 - SO2 Cap Annual v3.1 | 409 | 1530 | Rate Constraint in MTons | FALSE | L | Annual | Allowances Sold SO2 | Thousand Tons | 0 | 0 | 0 | 0 | 0 | 0 | 0 | 0
DE Unit Level EdMoore3 - SO2 Cap Annual v3.1 | 409 | 1530 | Rate Constraint in MTons | FALSE | L | Annual | Allowances Banked | Thousand Tons | 0 | 0 | 0 | 0 | 0 | 0 | 0 | 0
DE Unit Level EdMoore3 - SO2 Cap Annual v3.1 | 409 | 1530 | Rate Constraint in MTons | FALSE | L | Annual | Allowances Withdrawn (1:1) | Thousand Tons | 0 | 0 | 0 | 0 | 0 | 0 | 0 | 0
DE Unit Level EdMoore3 - SO2 Cap Annual v3.1 | 409 | 1530 | Rate Constraint in MTons | FALSE | L | Annual | Allowances Withdrawn (n:1) | Thousand Tons | 0 | 0 | 0 | 0 | 0 | 0 | 0 | 0
DE Unit Level EdMoore3 - SO2 Cap Annual v3.1 | 409 | 1530 | Rate Constraint in MTons | FALSE | L | Annual | Net Emissions Allowance Position | Thousand Tons | 0 | 0 | 0 | 0 | 0 | 0 | 0 | 0
DE Unit Level EdMoore3 - SO2 Cap Annual v3.1 | 409 | 1530 | Rate Constraint in MTons | FALSE | L | Annual | Fuel Consumed | TBtu | 0 | 0 | 0 | 0 | 0 | 0 | 0 | 0
DE Unit Level EdMoore3 - SO2 Cap Annual v3.1 | 409 | 1530 | Rate Constraint in MTons | FALSE | L | Annual | Rate | lb/MMBtu | 0 | 0 | 0 | 0 | 0 | 0 | 0 | 0
DE Unit Level EdMoore3 - SO2 Cap Annual v3.1 | 409 | 1530 | Rate Constraint in MTons | FALSE | L | Annual | Generation | TWh | 0 | 0 | 0 | 0 | 0 | 0 | 0 | 0
DE Unit Level EdMoore3 - SO2 Cap Annual v3.1 | 409 | 1530 | Rate Constraint in MTons | FALSE | L | Annual | Qualifying Generation | TWh | 0 | 0 | 0 | 0 | 0 | 0 | 0 | 0
DE Unit Level EdMoore3 - SO2 Cap Annual v3.1 | 409 | 1530 | Rate Constraint in MTons | FALSE | L | Annual | Rate | lb/MWh | 0 | 0 | 0 | 0 | 0 | 0 | 0 | 0
DE Unit Level EdMoore3 - SO2 Cap Annual v3.1 | 409 | 1530 | Rate Constraint in MTons | FALSE | L | Annual | Constraint Shadow Price | US2016$/Ton | 0 | 0 | 0 | 0 | 0 | 0 | 0 | 0
DE Unit Level EdMoore4 - MER Cap Annual v3.1 | 410 | 1540 | Rate Constraint in MTons | FALSE | L | Annual | Seasons Included | Seasons | Winter, WintShld, Summer | Winter, WintShld, Summer | Winter, WintShld, Summer | Winter, WintShld, Summer | Winter, WintShld, Summer | Winter, WintShld, Summer | Winter, WintShld, Summer | Winter, WintShld, Summer
DE Unit Level EdMoore4 - MER Cap Annual v3.1 | 410 | 1540 | Rate Constraint in MTons | FALSE | L | Annual | Standard MER | lbs | 11.4 | 11.4 | 11.4 | 11.4 | 11.4 | 11.4 | 11.4 | 11.4
DE Unit Level EdMoore4 - MER Cap Annual v3.1 | 410 | 1540 | Rate Constraint in MTons | FALSE | L | Annual | Emissions at Affected Plants MER | lbs | 4.5196e-05 | 4.5196e-05 | 4.5196e-05 | 4.5196e-05 | 4.5196e-05 | 4.5196e-05 | 8.8911e-06 | 8.8911e-06
DE Unit Level EdMoore4 - MER Cap Annual v3.1 | 410 | 1540 | Rate Constraint in MTons | FALSE | L | Annual | Allowances Purchased MER | lbs | 0 | 0 | 0 | 0 | 0 | 0 | 0 | 0
DE Unit Level EdMoore4 - MER Cap Annual v3.1 | 410 | 1540 | Rate Constraint in MTons | FALSE | L | Annual | Allowances Sold MER | lbs | 0 | 0 | 0 | 0 | 0 | 0 | 0 | 0
DE Unit Level EdMoore4 - MER Cap Annual v3.1 | 410 | 1540 | Rate Constraint in MTons | FALSE | L | Annual | Allowances Banked | lbs | 0 | 0 | 0 | 0 | 0 | 0 | 0 | 0
DE Unit Level EdMoore4 - MER Cap Annual v3.1 | 410 | 1540 | Rate Constraint in MTons | FALSE | L | Annual | Allowances Withdrawn (1:1) | lbs | 0 | 0 | 0 | 0 | 0 | 0 | 0 | 0
DE Unit Level EdMoore4 - MER Cap Annual v3.1 | 410 | 1540 | Rate Constraint in MTons | FALSE | L | Annual | Allowances Withdrawn (n:1) | lbs | 0 | 0 | 0 | 0 | 0 | 0 | 0 | 0
DE Unit Level EdMoore4 - MER Cap Annual v3.1 | 410 | 1540 | Rate Constraint in MTons | FALSE | L | Annual | Net Emissions Allowance Position | lbs | 4.5196e-05 | 4.5196e-05 | 4.5196e-05 | 4.5196e-05 | 4.5196e-05 | 4.5196e-05 | 8.8911e-06 | 8.8911e-06
DE Unit Level EdMoore4 - MER Cap Annual v3.1 | 410 | 1540 | Rate Constraint in MTons | FALSE | L | Annual | Fuel Consumed | TBtu | 0.32283 | 0.32283 | 0.32283 | 0.32283 | 0.32283 | 0.32283 | 0.063508 | 0.063508
DE Unit Level EdMoore4 - MER Cap Annual v3.1 | 410 | 1540 | Rate Constraint in MTons | FALSE | L | Annual | Rate | lb/MMBtu | 1.4e-10 | 1.4e-10 | 1.4e-10 | 1.4e-10 | 1.4e-10 | 1.4e-10 | 1.4e-10 | 1.4e-10
DE Unit Level EdMoore4 - MER Cap Annual v3.1 | 410 | 1540 | Rate Constraint in MTons | FALSE | L | Annual | Generation | TWh | 0.027768 | 0.027768 | 0.027768 | 0.027768 | 0.027768 | 0.027768 | 0.0054626 | 0.0054626
DE Unit Level EdMoore4 - MER Cap Annual v3.1 | 410 | 1540 | Rate Constraint in MTons | FALSE | L | Annual | Qualifying Generation | TWh | 0.027768 | 0.027768 | 0.027768 | 0.027768 | 0.027768 | 0.027768 | 0.0054626 | 0.0054626
DE Unit Level EdMoore4 - MER Cap Annual v3.1 | 410 | 1540 | Rate Constraint in MTons | FALSE | L | Annual | Rate | lb/MWh | 1.6276e-09 | 1.6276e-09 | 1.6276e-09 | 1.6276e-09 | 1.6276e-09 | 1.6276e-09 | 1.6276e-09 | 1.6276e-09
DE Unit Level EdMoore4 - MER Cap Annual v3.1 | 410 | 1540 | Rate Constraint in MTons | FALSE | L | Annual | Constraint Shadow Price | US2016$/Lb | 0 | 0 | 0 | 0 | 0 | 0 | 0 | 0
DE Unit Level EdMoore4 - NOX Cap Annual v3.1 | 411 | 1523 | Rate Constraint in MTons | FALSE | L | Annual | Seasons Included | Seasons | Winter, WintShld, Summer | Winter, WintShld, Summer | Winter, WintShld, Summer | Winter, WintShld, Summer | Winter, WintShld, Summer | Winter, WintShld, Summer | Winter, WintShld, Summer | Winter, WintShld, Summer
DE Unit Level EdMoore4 - NOX Cap Annual v3.1 | 411 | 1523 | Rate Constraint in MTons | FALSE | L | Annual | Standard NOX | Thousand Tons | 1.339 | 1.339 | 1.339 | 1.339 | 1.339 | 1.339 | 1.339 | 1.339
DE Unit Level EdMoore4 - NOX Cap Annual v3.1 | 411 | 1523 | Rate Constraint in MTons | FALSE | L | Annual | Emissions at Affected Plants NOX | Thousand Tons | 0.0093266 | 0.0093266 | 0.0093266 | 0.0093266 | 0.0093266 | 0.0093266 | 0.0018347 | 0.0018347
DE Unit Level EdMoore4 - NOX Cap Annual v3.1 | 411 | 1523 | Rate Constraint in MTons | FALSE | L | Annual | Allowances Purchased NOX | Thousand Tons | 0 | 0 | 0 | 0 | 0 | 0 | 0 | 0
DE Unit Level EdMoore4 - NOX Cap Annual v3.1 | 411 | 1523 | Rate Constraint in MTons | FALSE | L | Annual | Allowances Sold NOX | Thousand Tons | 0 | 0 | 0 | 0 | 0 | 0 | 0 | 0
DE Unit Level EdMoore4 - NOX Cap Annual v3.1 | 411 | 1523 | Rate Constraint in MTons | FALSE | L | Annual | Allowances Banked | Thousand Tons | 0 | 0 | 0 | 0 | 0 | 0 | 0 | 0
DE Unit Level EdMoore4 - NOX Cap Annual v3.1 | 411 | 1523 | Rate Constraint in MTons | FALSE | L | Annual | Allowances Withdrawn (1:1) | Thousand Tons | 0 | 0 | 0 | 0 | 0 | 0 | 0 | 0
DE Unit Level EdMoore4 - NOX Cap Annual v3.1 | 411 | 1523 | Rate Constraint in MTons | FALSE | L | Annual | Allowances Withdrawn (n:1) | Thousand Tons | 0 | 0 | 0 | 0 | 0 | 0 | 0 | 0
DE Unit Level EdMoore4 - NOX Cap Annual v3.1 | 411 | 1523 | Rate Constraint in MTons | FALSE | L | Annual | Net Emissions Allowance Position | Thousand Tons | 0.0093266 | 0.0093266 | 0.0093266 | 0.0093266 | 0.0093266 | 0.0093266 | 0.0018347 | 0.0018347
DE Unit Level EdMoore4 - NOX Cap Annual v3.1 | 411 | 1523 | Rate Constraint in MTons | FALSE | L | Annual | Fuel Consumed | TBtu | 0.32283 | 0.32283 | 0.32283 | 0.32283 | 0.32283 | 0.32283 | 0.063508 | 0.063508
DE Unit Level EdMoore4 - NOX Cap Annual v3.1 | 411 | 1523 | Rate Constraint in MTons | FALSE | L | Annual | Rate | lb/MMBtu | 0.05778 | 0.05778 | 0.05778 | 0.05778 | 0.05778 | 0.05778 | 0.05778 | 0.05778
DE Unit Level EdMoore4 - NOX Cap Annual v3.1 | 411 | 1523 | Rate Constraint in MTons | FALSE | L | Annual | Generation | TWh | 0.027768 | 0.027768 | 0.027768 | 0.027768 | 0.027768 | 0.027768 | 0.0054626 | 0.0054626
DE Unit Level EdMoore4 - NOX Cap Annual v3.1 | 411 | 1523 | Rate Constraint in MTons | FALSE | L | Annual | Qualifying Generation | TWh | 0.027768 | 0.027768 | 0.027768 | 0.027768 | 0.027768 | 0.027768 | 0.0054626 | 0.0054626
DE Unit Level EdMoore4 - NOX Cap Annual v3.1 | 411 | 1523 | Rate Constraint in MTons | FALSE | L | Annual | Rate | lb/MWh | 0.67175 | 0.67175 | 0.67175 | 0.67175 | 0.67175 | 0.67175 | 0.67175 | 0.67175
DE Unit Level EdMoore4 - NOX Cap Annual v3.1 | 411 | 1523 | Rate Constraint in MTons | FALSE | L | Annual | Constraint Shadow Price | US2016$/Ton | 0 | 0 | 0 | 0 | 0 | 0 | 0 | 0
DE Unit Level EdMoore4 - SO2 Cap Annual v3.1 | 412 | 1531 | Rate Constraint in MTons | FALSE | L | Annual | Seasons Included | Seasons | Winter, WintShld, Summer | Winter, WintShld, Summer | Winter, WintShld, Summer | Winter, WintShld, Summer | Winter, WintShld, Summer | Winter, WintShld, Summer | Winter, WintShld, Summer | Winter, WintShld, Summer
DE Unit Level EdMoore4 - SO2 Cap Annual v3.1 | 412 | 1531 | Rate Constraint in MTons | FALSE | L | Annual | Standard SO2 | Thousand Tons | 2.41 | 2.41 | 2.41 | 2.41 | 2.41 | 2.41 | 2.41 | 2.41
DE Unit Level EdMoore4 - SO2 Cap Annual v3.1 | 412 | 1531 | Rate Constraint in MTons | FALSE | L | Annual | Emissions at Affected Plants SO2 | Thousand Tons | 0 | 0 | 0 | 0 | 0 | 0 | 0 | 0
DE Unit Level EdMoore4 - SO2 Cap Annual v3.1 | 412 | 1531 | Rate Constraint in MTons | FALSE | L | Annual | Allowances Purchased SO2 | Thousand Tons | 0 | 0 | 0 | 0 | 0 | 0 | 0 | 0
DE Unit Level EdMoore4 - SO2 Cap Annual v3.1 | 412 | 1531 | Rate Constraint in MTons | FALSE | L | Annual | Allowances Sold SO2 | Thousand Tons | 0 | 0 | 0 | 0 | 0 | 0 | 0 | 0
DE Unit Level EdMoore4 - SO2 Cap Annual v3.1 | 412 | 1531 | Rate Constraint in MTons | FALSE | L | Annual | Allowances Banked | Thousand Tons | 0 | 0 | 0 | 0 | 0 | 0 | 0 | 0
DE Unit Level EdMoore4 - SO2 Cap Annual v3.1 | 412 | 1531 | Rate Constraint in MTons | FALSE | L | Annual | Allowances Withdrawn (1:1) | Thousand Tons | 0 | 0 | 0 | 0 | 0 | 0 | 0 | 0
DE Unit Level EdMoore4 - SO2 Cap Annual v3.1 | 412 | 1531 | Rate Constraint in MTons | FALSE | L | Annual | Allowances Withdrawn (n:1) | Thousand Tons | 0 | 0 | 0 | 0 | 0 | 0 | 0 | 0
DE Unit Level EdMoore4 - SO2 Cap Annual v3.1 | 412 | 1531 | Rate Constraint in MTons | FALSE | L | Annual | Net Emissions Allowance Position | Thousand Tons | 0 | 0 | 0 | 0 | 0 | 0 | 0 | 0
DE Unit Level EdMoore4 - SO2 Cap Annual v3.1 | 412 | 1531 | Rate Constraint in MTons | FALSE | L | Annual | Fuel Consumed | TBtu | 0.32283 | 0.32283 | 0.32283 | 0.32283 | 0.32283 | 0.32283 | 0.063508 | 0.063508
DE Unit Level EdMoore4 - SO2 Cap Annual v3.1 | 412 | 1531 | Rate Constraint in MTons | FALSE | L | Annual | Rate | lb/MMBtu | 0 | 0 | 0 | 0 | 0 | 0 | 0 | 0
DE Unit Level EdMoore4 - SO2 Cap Annual v3.1 | 412 | 1531 | Rate Constraint in MTons | FALSE | L | Annual | Generation | TWh | 0.027768 | 0.027768 | 0.027768 | 0.027768 | 0.027768 | 0.027768 | 0.0054626 | 0.0054626
DE Unit Level EdMoore4 - SO2 Cap Annual v3.1 | 412 | 1531 | Rate Constraint in MTons | FALSE | L | Annual | Qualifying Generation | TWh | 0.027768 | 0.027768 | 0.027768 | 0.027768 | 0.027768 | 0.027768 | 0.0054626 | 0.0054626
DE Unit Level EdMoore4 - SO2 Cap Annual v3.1 | 412 | 1531 | Rate Constraint in MTons | FALSE | L | Annual | Rate | lb/MWh | 0 | 0 | 0 | 0 | 0 | 0 | 0 | 0
DE Unit Level EdMoore4 - SO2 Cap Annual v3.1 | 412 | 1531 | Rate Constraint in MTons | FALSE | L | Annual | Constraint Shadow Price | US2016$/Ton | 0 | 0 | 0 | 0 | 0 | 0 | 0 | 0
DE Unit Level EdMoore5 - NOX Cap Annual v3.1 | 413 | 1524 | Rate Constraint in MTons | FALSE | L | Annual | Seasons Included | Seasons | Winter, WintShld, Summer | Winter, WintShld, Summer | Winter, WintShld, Summer | Winter, WintShld, Summer | Winter, WintShld, Summer | Winter, WintShld, Summer | Winter, WintShld, Summer | Winter, WintShld, Summer
DE Unit Level EdMoore5 - NOX Cap Annual v3.1 | 413 | 1524 | Rate Constraint in MTons | FALSE | L | Annual | Standard NOX | Thousand Tons | 1.348 | 1.348 | 1.348 | 1.348 | 1.348 | 1.348 | 1.348 | 1.348
DE Unit Level EdMoore5 - NOX Cap Annual v3.1 | 413 | 1524 | Rate Constraint in MTons | FALSE | L | Annual | Emissions at Affected Plants NOX | Thousand Tons | 0.026487 | 0.026706 | 0.026503 | 0.026487 | 0.026487 | 0.026487 | 0.0052106 | 0.0052106
DE Unit Level EdMoore5 - NOX Cap Annual v3.1 | 413 | 1524 | Rate Constraint in MTons | FALSE | L | Annual | Allowances Purchased NOX | Thousand Tons | 0 | 0 | 0 | 0 | 0 | 0 | 0 | 0
DE Unit Level EdMoore5 - NOX Cap Annual v3.1 | 413 | 1524 | Rate Constraint in MTons | FALSE | L | Annual | Allowances Sold NOX | Thousand Tons | 0 | 0 | 0 | 0 | 0 | 0 | 0 | 0
DE Unit Level EdMoore5 - NOX Cap Annual v3.1 | 413 | 1524 | Rate Constraint in MTons | FALSE | L | Annual | Allowances Banked | Thousand Tons | 0 | 0 | 0 | 0 | 0 | 0 | 0 | 0
DE Unit Level EdMoore5 - NOX Cap Annual v3.1 | 413 | 1524 | Rate Constraint in MTons | FALSE | L | Annual | Allowances Withdrawn (1:1) | Thousand Tons | 0 | 0 | 0 | 0 | 0 | 0 | 0 | 0
DE Unit Level EdMoore5 - NOX Cap Annual v3.1 | 413 | 1524 | Rate Constraint in MTons | FALSE | L | Annual | Allowances Withdrawn (n:1) | Thousand Tons | 0 | 0 | 0 | 0 | 0 | 0 | 0 | 0
DE Unit Level EdMoore5 - NOX Cap Annual v3.1 | 413 | 1524 | Rate Constraint in MTons | FALSE | L | Annual | Net Emissions Allowance Position | Thousand Tons | 0.026487 | 0.026706 | 0.026503 | 0.026487 | 0.026487 | 0.026487 | 0.0052106 | 0.0052106
DE Unit Level EdMoore5 - NOX Cap Annual v3.1 | 413 | 1524 | Rate Constraint in MTons | FALSE | L | Annual | Fuel Consumed | TBtu | 0.78656 | 0.79115 | 0.7869 | 0.78656 | 0.78656 | 0.78656 | 0.15473 | 0.15473
DE Unit Level EdMoore5 - NOX Cap Annual v3.1 | 413 | 1524 | Rate Constraint in MTons | FALSE | L | Annual | Rate | lb/MMBtu | 0.06735 | 0.067513 | 0.067362 | 0.06735 | 0.06735 | 0.06735 | 0.06735 | 0.06735
DE Unit Level EdMoore5 - NOX Cap Annual v3.1 | 413 | 1524 | Rate Constraint in MTons | FALSE | L | Annual | Generation | TWh | 0.067988 | 0.068385 | 0.068018 | 0.067988 | 0.067988 | 0.067988 | 0.013375 | 0.013375
DE Unit Level EdMoore5 - NOX Cap Annual v3.1 | 413 | 1524 | Rate Constraint in MTons | FALSE | L | Annual | Qualifying Generation | TWh | 0.067988 | 0.068385 | 0.068018 | 0.067988 | 0.067988 | 0.067988 | 0.013375 | 0.013375
DE Unit Level EdMoore5 - NOX Cap Annual v3.1 | 413 | 1524 | Rate Constraint in MTons | FALSE | L | Annual | Rate | lb/MWh | 0.77917 | 0.78105 | 0.77931 | 0.77917 | 0.77917 | 0.77917 | 0.77917 | 0.77917
DE Unit Level EdMoore5 - NOX Cap Annual v3.1 | 413 | 1524 | Rate Constraint in MTons | FALSE | L | Annual | Constraint Shadow Price | US2016$/Ton | 0 | 0 | 0 | 0 | 0 | 0 | 0 | 0
DE Unit Level EdMoore5 - SO2 Cap Annual v3.1 | 414 | 1533 | Rate Constraint in MTons | FALSE | L | Annual | Seasons Included | Seasons | Winter, WintShld, Summer | Winter, WintShld, Summer | Winter, WintShld, Summer | Winter, WintShld, Summer | Winter, WintShld, Summer | Winter, WintShld, Summer | Winter, WintShld, Summer | Winter, WintShld, Summer
DE Unit Level EdMoore5 - SO2 Cap Annual v3.1 | 414 | 1533 | Rate Constraint in MTons | FALSE | L | Annual | Standard SO2 | Thousand Tons | 2.427 | 2.427 | 2.427 | 2.427 | 2.427 | 2.427 | 2.427 | 2.427
DE Unit Level EdMoore5 - SO2 Cap Annual v3.1 | 414 | 1533 | Rate Constraint in MTons | FALSE | L | Annual | Emissions at Affected Plants SO2 | Thousand Tons | 0 | 0 | 0 | 0 | 0 | 0 | 0 | 0
DE Unit Level EdMoore5 - SO2 Cap Annual v3.1 | 414 | 1533 | Rate Constraint in MTons | FALSE | L | Annual | Allowances Purchased SO2 | Thousand Tons | 0 | 0 | 0 | 0 | 0 | 0 | 0 | 0
DE Unit Level EdMoore5 - SO2 Cap Annual v3.1 | 414 | 1533 | Rate Constraint in MTons | FALSE | L | Annual | Allowances Sold SO2 | Thousand Tons | 0 | 0 | 0 | 0 | 0 | 0 | 0 | 0
DE Unit Level EdMoore5 - SO2 Cap Annual v3.1 | 414 | 1533 | Rate Constraint in MTons | FALSE | L | Annual | Allowances Banked | Thousand Tons | 0 | 0 | 0 | 0 | 0 | 0 | 0 | 0
DE Unit Level EdMoore5 - SO2 Cap Annual v3.1 | 414 | 1533 | Rate Constraint in MTons | FALSE | L | Annual | Allowances Withdrawn (1:1) | Thousand Tons | 0 | 0 | 0 | 0 | 0 | 0 | 0 | 0
DE Unit Level EdMoore5 - SO2 Cap Annual v3.1 | 414 | 1533 | Rate Constraint in MTons | FALSE | L | Annual | Allowances Withdrawn (n:1) | Thousand Tons | 0 | 0 | 0 | 0 | 0 | 0 | 0 | 0
DE Unit Level EdMoore5 - SO2 Cap Annual v3.1 | 414 | 1533 | Rate Constraint in MTons | FALSE | L | Annual | Net Emissions Allowance Position | Thousand Tons | 0 | 0 | 0 | 0 | 0 | 0 | 0 | 0
DE Unit Level EdMoore5 - SO2 Cap Annual v3.1 | 414 | 1533 | Rate Constraint in MTons | FALSE | L | Annual | Fuel Consumed | TBtu | 0.78656 | 0.79115 | 0.7869 | 0.78656 | 0.78656 | 0.78656 | 0.15473 | 0.15473
DE Unit Level EdMoore5 - SO2 Cap Annual v3.1 | 414 | 1533 | Rate Constraint in MTons | FALSE | L | Annual | Rate | lb/MMBtu | 0 | 0 | 0 | 0 | 0 | 0 | 0 | 0
DE Unit Level EdMoore5 - SO2 Cap Annual v3.1 | 414 | 1533 | Rate Constraint in MTons | FALSE | L | Annual | Generation | TWh | 0.067988 | 0.068385 | 0.068018 | 0.067988 | 0.067988 | 0.067988 | 0.013375 | 0.013375
DE Unit Level EdMoore5 - SO2 Cap Annual v3.1 | 414 | 1533 | Rate Constraint in MTons | FALSE | L | Annual | Qualifying Generation | TWh | 0.067988 | 0.068385 | 0.068018 | 0.067988 | 0.067988 | 0.067988 | 0.013375 | 0.013375
DE Unit Level EdMoore5 - SO2 Cap Annual v3.1 | 414 | 1533 | Rate Constraint in MTons | FALSE | L | Annual | Rate | lb/MWh | 0 | 0 | 0 | 0 | 0 | 0 | 0 | 0
DE Unit Level EdMoore5 - SO2 Cap Annual v3.1 | 414 | 1533 | Rate Constraint in MTons | FALSE | L | Annual | Constraint Shadow Price | US2016$/Ton | 0 | 0 | 0 | 0 | 0 | 0 | 0 | 0
DE Unit Level IndRiver4 - MER Cap Annual v3.1 | 415 | 1544 | Rate Constraint in MTons | FALSE | L | Annual | Seasons Included | Seasons | Winter, WintShld, Summer | Winter, WintShld, Summer | Winter, WintShld, Summer | Winter, WintShld, Summer | Winter, WintShld, Summer | Winter, WintShld, Summer | Winter, WintShld, Summer | Winter, WintShld, Summer
DE Unit Level IndRiver4 - MER Cap Annual v3.1 | 415 | 1544 | Rate Constraint in MTons | FALSE | L | Annual | Standard MER | lbs | 17.4 | 17.4 | 17.4 | 17.4 | 17.4 | 17.4 | 17.4 | 17.4
DE Unit Level IndRiver4 - MER Cap Annual v3.1 | 415 | 1544 | Rate Constraint in MTons | FALSE | L | Annual | Emissions at Affected Plants MER | lbs | 0 | 0 | 0 | 0 | 0 | 0 | 0 | 0
DE Unit Level IndRiver4 - MER Cap Annual v3.1 | 415 | 1544 | Rate Constraint in MTons | FALSE | L | Annual | Allowances Purchased MER | lbs | 0 | 0 | 0 | 0 | 0 | 0 | 0 | 0
DE Unit Level IndRiver4 - MER Cap Annual v3.1 | 415 | 1544 | Rate Constraint in MTons | FALSE | L | Annual | Allowances Sold MER | lbs | 0 | 0 | 0 | 0 | 0 | 0 | 0 | 0
DE Unit Level IndRiver4 - MER Cap Annual v3.1 | 415 | 1544 | Rate Constraint in MTons | FALSE | L | Annual | Allowances Banked | lbs | 0 | 0 | 0 | 0 | 0 | 0 | 0 | 0
DE Unit Level IndRiver4 - MER Cap Annual v3.1 | 415 | 1544 | Rate Constraint in MTons | FALSE | L | Annual | Allowances Withdrawn (1:1) | lbs | 0 | 0 | 0 | 0 | 0 | 0 | 0 | 0
DE Unit Level IndRiver4 - MER Cap Annual v3.1 | 415 | 1544 | Rate Constraint in MTons | FALSE | L | Annual | Allowances Withdrawn (n:1) | lbs | 0 | 0 | 0 | 0 | 0 | 0 | 0 | 0
DE Unit Level IndRiver4 - MER Cap Annual v3.1 | 415 | 1544 | Rate Constraint in MTons | FALSE | L | Annual | Net Emissions Allowance Position | lbs | 0 | 0 | 0 | 0 | 0 | 0 | 0 | 0
DE Unit Level IndRiver4 - MER Cap Annual v3.1 | 415 | 1544 | Rate Constraint in MTons | FALSE | L | Annual | Fuel Consumed | TBtu | 0 | 0 | 0 | 0 | 0 | 0 | 0 | 0
DE Unit Level IndRiver4 - MER Cap Annual v3.1 | 415 | 1544 | Rate Constraint in MTons | FALSE | L | Annual | Rate | lb/MMBtu | 0 | 0 | 0 | 0 | 0 | 0 | 0 | 0
DE Unit Level IndRiver4 - MER Cap Annual v3.1 | 415 | 1544 | Rate Constraint in MTons | FALSE | L | Annual | Generation | TWh | 0 | 0 | 0 | 0 | 0 | 0 | 0 | 0
DE Unit Level IndRiver4 - MER Cap Annual v3.1 | 415 | 1544 | Rate Constraint in MTons | FALSE | L | Annual | Qualifying Generation | TWh | 0 | 0 | 0 | 0 | 0 | 0 | 0 | 0
DE Unit Level IndRiver4 - MER Cap Annual v3.1 | 415 | 1544 | Rate Constraint in MTons | FALSE | L | Annual | Rate | lb/MWh | 0 | 0 | 0 | 0 | 0 | 0 | 0 | 0
DE Unit Level IndRiver4 - MER Cap Annual v3.1 | 415 | 1544 | Rate Constraint in MTons | FALSE | L | Annual | Constraint Shadow Price | US2016$/Lb | 0 | 0 | 0 | 0 | 0 | 0 | 0 | 0
DE Unit Level IndRiver4 - NOX Cap Annual v3.1 | 416 | 1528 | Rate Constraint in MTons | FALSE | L | Annual | Seasons Included | Seasons | Winter, WintShld, Summer | Winter, WintShld, Summer | Winter, WintShld, Summer | Winter, WintShld, Summer | Winter, WintShld, Summer | Winter, WintShld, Summer | Winter, WintShld, Summer | Winter, WintShld, Summer
DE Unit Level IndRiver4 - NOX Cap Annual v3.1 | 416 | 1528 | Rate Constraint in MTons | FALSE | L | Annual | Standard NOX | Thousand Tons | 2.032 | 2.032 | 2.032 | 2.032 | 2.032 | 2.032 | 2.032 | 2.032
DE Unit Level IndRiver4 - NOX Cap Annual v3.1 | 416 | 1528 | Rate Constraint in MTons | FALSE | L | Annual | Emissions at Affected Plants NOX | Thousand Tons | 0 | 0 | 0 | 0 | 0 | 0 | 0 | 0
DE Unit Level IndRiver4 - NOX Cap Annual v3.1 | 416 | 1528 | Rate Constraint in MTons | FALSE | L | Annual | Allowances Purchased NOX | Thousand Tons | 0 | 0 | 0 | 0 | 0 | 0 | 0 | 0
DE Unit Level IndRiver4 - NOX Cap Annual v3.1 | 416 | 1528 | Rate Constraint in MTons | FALSE | L | Annual | Allowances Sold NOX | Thousand Tons | 0 | 0 | 0 | 0 | 0 | 0 | 0 | 0
DE Unit Level IndRiver4 - NOX Cap Annual v3.1 | 416 | 1528 | Rate Constraint in MTons | FALSE | L | Annual | Allowances Banked | Thousand Tons | 0 | 0 | 0 | 0 | 0 | 0 | 0 | 0
DE Unit Level IndRiver4 - NOX Cap Annual v3.1 | 416 | 1528 | Rate Constraint in MTons | FALSE | L | Annual | Allowances Withdrawn (1:1) | Thousand Tons | 0 | 0 | 0 | 0 | 0 | 0 | 0 | 0
DE Unit Level IndRiver4 - NOX Cap Annual v3.1 | 416 | 1528 | Rate Constraint in MTons | FALSE | L | Annual | Allowances Withdrawn (n:1) | Thousand Tons | 0 | 0 | 0 | 0 | 0 | 0 | 0 | 0
DE Unit Level IndRiver4 - NOX Cap Annual v3.1 | 416 | 1528 | Rate Constraint in MTons | FALSE | L | Annual | Net Emissions Allowance Position | Thousand Tons | 0 | 0 | 0 | 0 | 0 | 0 | 0 | 0
DE Unit Level IndRiver4 - NOX Cap Annual v3.1 | 416 | 1528 | Rate Constraint in MTons | FALSE | L | Annual | Fuel Consumed | TBtu | 0 | 0 | 0 | 0 | 0 | 0 | 0 | 0
DE Unit Level IndRiver4 - NOX Cap Annual v3.1 | 416 | 1528 | Rate Constraint in MTons | FALSE | L | Annual | Rate | lb/MMBtu | 0 | 0 | 0 | 0 | 0 | 0 | 0 | 0
DE Unit Level IndRiver4 - NOX Cap Annual v3.1 | 416 | 1528 | Rate Constraint in MTons | FALSE | L | Annual | Generation | TWh | 0 | 0 | 0 | 0 | 0 | 0 | 0 | 0
DE Unit Level IndRiver4 - NOX Cap Annual v3.1 | 416 | 1528 | Rate Constraint in MTons | FALSE | L | Annual | Qualifying Generation | TWh | 0 | 0 | 0 | 0 | 0 | 0 | 0 | 0
DE Unit Level IndRiver4 - NOX Cap Annual v3.1 | 416 | 1528 | Rate Constraint in MTons | FALSE | L | Annual | Rate | lb/MWh | 0 | 0 | 0 | 0 | 0 | 0 | 0 | 0
DE Unit Level IndRiver4 - NOX Cap Annual v3.1 | 416 | 1528 | Rate Constraint in MTons | FALSE | L | Annual | Constraint Shadow Price | US2016$/Ton | 0 | 0 | 0 | 0 | 0 | 0 | 0 | 0
DE Unit Level IndRiver4 - SO2 Cap Annual v3.1 | 417 | 1537 | Rate Constraint in MTons | FALSE | L | Annual | Seasons Included | Seasons | Winter, WintShld, Summer | Winter, WintShld, Summer | Winter, WintShld, Summer | Winter, WintShld, Summer | Winter, WintShld, Summer | Winter, WintShld, Summer | Winter, WintShld, Summer | Winter, WintShld, Summer
DE Unit Level IndRiver4 - SO2 Cap Annual v3.1 | 417 | 1537 | Rate Constraint in MTons | FALSE | L | Annual | Standard SO2 | Thousand Tons | 3.657 | 3.657 | 3.657 | 3.657 | 3.657 | 3.657 | 3.657 | 3.657
DE Unit Level IndRiver4 - SO2 Cap Annual v3.1 | 417 | 1537 | Rate Constraint in MTons | FALSE | L | Annual | Emissions at Affected Plants SO2 | Thousand Tons | 0 | 0 | 0 | 0 | 0 | 0 | 0 | 0
DE Unit Level IndRiver4 - SO2 Cap Annual v3.1 | 417 | 1537 | Rate Constraint in MTons | FALSE | L | Annual | Allowances Purchased SO2 | Thousand Tons | 0 | 0 | 0 | 0 | 0 | 0 | 0 | 0
DE Unit Level IndRiver4 - SO2 Cap Annual v3.1 | 417 | 1537 | Rate Constraint in MTons | FALSE | L | Annual | Allowances Sold SO2 | Thousand Tons | 0 | 0 | 0 | 0 | 0 | 0 | 0 | 0
DE Unit Level IndRiver4 - SO2 Cap Annual v3.1 | 417 | 1537 | Rate Constraint in MTons | FALSE | L | Annual | Allowances Banked | Thousand Tons | 0 | 0 | 0 | 0 | 0 | 0 | 0 | 0
DE Unit Level IndRiver4 - SO2 Cap Annual v3.1 | 417 | 1537 | Rate Constraint in MTons | FALSE | L | Annual | Allowances Withdrawn (1:1) | Thousand Tons | 0 | 0 | 0 | 0 | 0 | 0 | 0 | 0
DE Unit Level IndRiver4 - SO2 Cap Annual v3.1 | 417 | 1537 | Rate Constraint in MTons | FALSE | L | Annual | Allowances Withdrawn (n:1) | Thousand Tons | 0 | 0 | 0 | 0 | 0 | 0 | 0 | 0
DE Unit Level IndRiver4 - SO2 Cap Annual v3.1 | 417 | 1537 | Rate Constraint in MTons | FALSE | L | Annual | Net Emissions Allowance Position | Thousand Tons | 0 | 0 | 0 | 0 | 0 | 0 | 0 | 0
DE Unit Level IndRiver4 - SO2 Cap Annual v3.1 | 417 | 1537 | Rate Constraint in MTons | FALSE | L | Annual | Fuel Consumed | TBtu | 0 | 0 | 0 | 0 | 0 | 0 | 0 | 0
DE Unit Level IndRiver4 - SO2 Cap Annual v3.1 | 417 | 1537 | Rate Constraint in MTons | FALSE | L | Annual | Rate | lb/MMBtu | 0 | 0 | 0 | 0 | 0 | 0 | 0 | 0
DE Unit Level IndRiver4 - SO2 Cap Annual v3.1 | 417 | 1537 | Rate Constraint in MTons | FALSE | L | Annual | Generation | TWh | 0 | 0 | 0 | 0 | 0 | 0 | 0 | 0
DE Unit Level IndRiver4 - SO2 Cap Annual v3.1 | 417 | 1537 | Rate Constraint in MTons | FALSE | L | Annual | Qualifying Generation | TWh | 0 | 0 | 0 | 0 | 0 | 0 | 0 | 0
DE Unit Level IndRiver4 - SO2 Cap Annual v3.1 | 417 | 1537 | Rate Constraint in MTons | FALSE | L | Annual | Rate | lb/MWh | 0 | 0 | 0 | 0 | 0 | 0 | 0 | 0
DE Unit Level IndRiver4 - SO2 Cap Annual v3.1 | 417 | 1537 | Rate Constraint in MTons | FALSE | L | Annual | Constraint Shadow Price | US2016$/Ton | 0 | 0 | 0 | 0 | 0 | 0 | 0 | 0
DE Unit Level McKee3 - NOX Cap Annual v3.1 | 418 | 1529 | Rate Constraint in MTons | FALSE | L | Annual | Seasons Included | Seasons | Winter, WintShld, Summer | Winter, WintShld, Summer | Winter, WintShld, Summer | Winter, WintShld, Summer | Winter, WintShld, Summer | Winter, WintShld, Summer | Winter, WintShld, Summer | Winter, WintShld, Summer
DE Unit Level McKee3 - NOX Cap Annual v3.1 | 418 | 1529 | Rate Constraint in MTons | FALSE | L | Annual | Standard NOX | Thousand Tons | 0.244 | 0.244 | 0.244 | 0.244 | 0.244 | 0.244 | 0.244 | 0.244
DE Unit Level McKee3 - NOX Cap Annual v3.1 | 418 | 1529 | Rate Constraint in MTons | FALSE | L | Annual | Emissions at Affected Plants NOX | Thousand Tons | 0.02001 | 0.02001 | 0.02001 | 0.02001 | 0.02001 | 0.014976 | 0.0039363 | 0.0039363
DE Unit Level McKee3 - NOX Cap Annual v3.1 | 418 | 1529 | Rate Constraint in MTons | FALSE | L | Annual | Allowances Purchased NOX | Thousand Tons | 0 | 0 | 0 | 0 | 0 | 0 | 0 | 0
DE Unit Level McKee3 - NOX Cap Annual v3.1 | 418 | 1529 | Rate Constraint in MTons | FALSE | L | Annual | Allowances Sold NOX | Thousand Tons | 0 | 0 | 0 | 0 | 0 | 0 | 0 | 0
DE Unit Level McKee3 - NOX Cap Annual v3.1 | 418 | 1529 | Rate Constraint in MTons | FALSE | L | Annual | Allowances Banked | Thousand Tons | 0 | 0 | 0 | 0 | 0 | 0 | 0 | 0
DE Unit Level McKee3 - NOX Cap Annual v3.1 | 418 | 1529 | Rate Constraint in MTons | FALSE | L | Annual | Allowances Withdrawn (1:1) | Thousand Tons | 0 | 0 | 0 | 0 | 0 | 0 | 0 | 0
DE Unit Level McKee3 - NOX Cap Annual v3.1 | 418 | 1529 | Rate Constraint in MTons | FALSE | L | Annual | Allowances Withdrawn (n:1) | Thousand Tons | 0 | 0 | 0 | 0 | 0 | 0 | 0 | 0
DE Unit Level McKee3 - NOX Cap Annual v3.1 | 418 | 1529 | Rate Constraint in MTons | FALSE | L | Annual | Net Emissions Allowance Position | Thousand Tons | 0.02001 | 0.02001 | 0.02001 | 0.02001 | 0.02001 | 0.014976 | 0.0039363 | 0.0039363
DE Unit Level McKee3 - NOX Cap Annual v3.1 | 418 | 1529 | Rate Constraint in MTons | FALSE | L | Annual | Fuel Consumed | TBtu | 0.19505 | 0.19505 | 0.19505 | 0.19505 | 0.19505 | 0.14598 | 0.03837 | 0.03837
DE Unit Level McKee3 - NOX Cap Annual v3.1 | 418 | 1529 | Rate Constraint in MTons | FALSE | L | Annual | Rate | lb/MMBtu | 0.20518 | 0.20518 | 0.20518 | 0.20518 | 0.20518 | 0.20518 | 0.20518 | 0.20518
DE Unit Level McKee3 - NOX Cap Annual v3.1 | 418 | 1529 | Rate Constraint in MTons | FALSE | L | Annual | Generation | TWh | 0.016437 | 0.016437 | 0.016437 | 0.016437 | 0.016437 | 0.012302 | 0.0032336 | 0.0032336
DE Unit Level McKee3 - NOX Cap Annual v3.1 | 418 | 1529 | Rate Constraint in MTons | FALSE | L | Annual | Qualifying Generation | TWh | 0.016437 | 0.016437 | 0.016437 | 0.016437 | 0.016437 | 0.012302 | 0.0032336 | 0.0032336
DE Unit Level McKee3 - NOX Cap Annual v3.1 | 418 | 1529 | Rate Constraint in MTons | FALSE | L | Annual | Rate | lb/MWh | 2.4347 | 2.4347 | 2.4347 | 2.4347 | 2.4347 | 2.4347 | 2.4347 | 2.4347
DE Unit Level McKee3 - NOX Cap Annual v3.1 | 418 | 1529 | Rate Constraint in MTons | FALSE | L | Annual | Constraint Shadow Price | US2016$/Ton | 0 | 0 | 0 | 0 | 0 | 0 | 0 | 0
DE Unit Level McKee3 - SO2 Cap Annual v3.1 | 419 | 1538 | Rate Constraint in MTons | FALSE | L | Annual | Seasons Included | Seasons | Winter, WintShld, Summer | Winter, WintShld, Summer | Winter, WintShld, Summer | Winter, WintShld, Summer | Winter, WintShld, Summer | Winter, WintShld, Summer | Winter, WintShld, Summer | Winter, WintShld, Summer
DE Unit Level McKee3 - SO2 Cap Annual v3.1 | 419 | 1538 | Rate Constraint in MTons | FALSE | L | Annual | Standard SO2 | Thousand Tons | 0.439 | 0.439 | 0.439 | 0.439 | 0.439 | 0.439 | 0.439 | 0.439
DE Unit Level McKee3 - SO2 Cap Annual v3.1 | 419 | 1538 | Rate Constraint in MTons | FALSE | L | Annual | Emissions at Affected Plants SO2 | Thousand Tons | 0 | 0 | 0 | 0 | 0 | 0 | 0 | 0
DE Unit Level McKee3 - SO2 Cap Annual v3.1 | 419 | 1538 | Rate Constraint in MTons | FALSE | L | Annual | Allowances Purchased SO2 | Thousand Tons | 0 | 0 | 0 | 0 | 0 | 0 | 0 | 0
DE Unit Level McKee3 - SO2 Cap Annual v3.1 | 419 | 1538 | Rate Constraint in MTons | FALSE | L | Annual | Allowances Sold SO2 | Thousand Tons | 0 | 0 | 0 | 0 | 0 | 0 | 0 | 0
DE Unit Level McKee3 - SO2 Cap Annual v3.1 | 419 | 1538 | Rate Constraint in MTons | FALSE | L | Annual | Allowances Banked | Thousand Tons | 0 | 0 | 0 | 0 | 0 | 0 | 0 | 0
DE Unit Level McKee3 - SO2 Cap Annual v3.1 | 419 | 1538 | Rate Constraint in MTons | FALSE | L | Annual | Allowances Withdrawn (1:1) | Thousand Tons | 0 | 0 | 0 | 0 | 0 | 0 | 0 | 0
DE Unit Level McKee3 - SO2 Cap Annual v3.1 | 419 | 1538 | Rate Constraint in MTons | FALSE | L | Annual | Allowances Withdrawn (n:1) | Thousand Tons | 0 | 0 | 0 | 0 | 0 | 0 | 0 | 0
DE Unit Level McKee3 - SO2 Cap Annual v3.1 | 419 | 1538 | Rate Constraint in MTons | FALSE | L | Annual | Net Emissions Allowance Position | Thousand Tons | 0 | 0 | 0 | 0 | 0 | 0 | 0 | 0
DE Unit Level McKee3 - SO2 Cap Annual v3.1 | 419 | 1538 | Rate Constraint in MTons | FALSE | L | Annual | Fuel Consumed | TBtu | 0.19505 | 0.19505 | 0.19505 | 0.19505 | 0.19505 | 0.14598 | 0.03837 | 0.03837
DE Unit Level McKee3 - SO2 Cap Annual v3.1 | 419 | 1538 | Rate Constraint in MTons | FALSE | L | Annual | Rate | lb/MMBtu | 0 | 0 | 0 | 0 | 0 | 0 | 0 | 0
DE Unit Level McKee3 - SO2 Cap Annual v3.1 | 419 | 1538 | Rate Constraint in MTons | FALSE | L | Annual | Generation | TWh | 0.016437 | 0.016437 | 0.016437 | 0.016437 | 0.016437 | 0.012302 | 0.0032336 | 0.0032336
DE Unit Level McKee3 - SO2 Cap Annual v3.1 | 419 | 1538 | Rate Constraint in MTons | FALSE | L | Annual | Qualifying Generation | TWh | 0.016437 | 0.016437 | 0.016437 | 0.016437 | 0.016437 | 0.012302 | 0.0032336 | 0.0032336
DE Unit Level McKee3 - SO2 Cap Annual v3.1 | 419 | 1538 | Rate Constraint in MTons | FALSE | L | Annual | Rate | lb/MWh | 0 | 0 | 0 | 0 | 0 | 0 | 0 | 0
DE Unit Level McKee3 - SO2 Cap Annual v3.1 | 419 | 1538 | Rate Constraint in MTons | FALSE | L | Annual | Constraint Shadow Price | US2016$/Ton | 0 | 0 | 0 | 0 | 0 | 0 | 0 | 0
Dummy Delaware NOx Constraint v4.0 | 420 | 2168 | Rate Constraint in MTons | FALSE | L | Annual | Seasons Included | Seasons | Winter, WintShld, Summer | Winter, WintShld, Summer | Winter, WintShld, Summer | Winter, WintShld, Summer | Winter, WintShld, Summer | Winter, WintShld, Summer | Winter, WintShld, Summer | Winter, WintShld, Summer
Dummy Delaware NOx Constraint v4.0 | 420 | 2168 | Rate Constraint in MTons | FALSE | L | Annual | Standard NOX | Thousand Tons | 99999 | 99999 | 99999 | 99999 | 99999 | 99999 | 99999 | 99999
Dummy Delaware NOx Constraint v4.0 | 420 | 2168 | Rate Constraint in MTons | FALSE | L | Annual | Emissions at Affected Plants NOX | Thousand Tons | 0.0042314 | 0.0067365 | 0.0073738 | 0.007475 | 0.0045174 | 0.0020285 | 0.0017424 | 0.00025157
Dummy Delaware NOx Constraint v4.0 | 420 | 2168 | Rate Constraint in MTons | FALSE | L | Annual | Allowances Purchased NOX | Thousand Tons | 0 | 0 | 0 | 0 | 0 | 0 | 0 | 0
Dummy Delaware NOx Constraint v4.0 | 420 | 2168 | Rate Constraint in MTons | FALSE | L | Annual | Allowances Sold NOX | Thousand Tons | 0 | 0 | 0 | 0 | 0 | 0 | 0 | 0
Dummy Delaware NOx Constraint v4.0 | 420 | 2168 | Rate Constraint in MTons | FALSE | L | Annual | Allowances Banked | Thousand Tons | 0 | 0 | 0 | 0 | 0 | 0 | 0 | 0
Dummy Delaware NOx Constraint v4.0 | 420 | 2168 | Rate Constraint in MTons | FALSE | L | Annual | Allowances Withdrawn (1:1) | Thousand Tons | 0 | 0 | 0 | 0 | 0 | 0 | 0 | 0
Dummy Delaware NOx Constraint v4.0 | 420 | 2168 | Rate Constraint in MTons | FALSE | L | Annual | Allowances Withdrawn (n:1) | Thousand Tons | 0 | 0 | 0 | 0 | 0 | 0 | 0 | 0
Dummy Delaware NOx Constraint v4.0 | 420 | 2168 | Rate Constraint in MTons | FALSE | L | Annual | Net Emissions Allowance Position | Thousand Tons | 0.0042314 | 0.0067365 | 0.0073738 | 0.007475 | 0.0045174 | 0.0020285 | 0.0017424 | 0.00025157
Dummy Delaware NOx Constraint v4.0 | 420 | 2168 | Rate Constraint in MTons | FALSE | L | Annual | Fuel Consumed | TBtu | 0.36791 | 0.44089 | 0.4415 | 0.46556 | 0.43593 | 0.30224 | 0.23418 | 0.059827
Dummy Delaware NOx Constraint v4.0 | 420 | 2168 | Rate Constraint in MTons | FALSE | L | Annual | Rate | lb/MMBtu | 0.023002 | 0.030559 | 0.033403 | 0.032112 | 0.020725 | 0.013423 | 0.01488 | 0.00841
Dummy Delaware NOx Constraint v4.0 | 420 | 2168 | Rate Constraint in MTons | FALSE | L | Annual | Generation | TWh | 0.041183 | 0.049135 | 0.04897 | 0.051864 | 0.049365 | 0.035015 | 0.026828 | 0.0071968
Dummy Delaware NOx Constraint v4.0 | 420 | 2168 | Rate Constraint in MTons | FALSE | L | Annual | Qualifying Generation | TWh | 0.041183 | 0.049135 | 0.04897 | 0.051864 | 0.049365 | 0.035015 | 0.026828 | 0.0071968
Dummy Delaware NOx Constraint v4.0 | 420 | 2168 | Rate Constraint in MTons | FALSE | L | Annual | Rate | lb/MWh | 0.20549 | 0.27421 | 0.30115 | 0.28825 | 0.18302 | 0.11587 | 0.12989 | 0.069912
Dummy Delaware NOx Constraint v4.0 | 420 | 2168 | Rate Constraint in MTons | FALSE | L | Annual | Constraint Shadow Price | US2016$/Ton | 0 | 0 | 0 | 0 | 0 | 0 | 0 | 0
Dummy Hg Summer for Mode v5.13 | 421 | 6009 | Rate Constraint in MTons | FALSE | L | Annual | Seasons Included | Seasons | Summer | Summer | Summer | Summer | Summer | Summer | Summer | Summer
Dummy Hg Summer for Mode v5.13 | 421 | 6009 | Rate Constraint in MTons | FALSE | L | Annual | Standard MER | lbs | 199998000000 | 199998000000 | 199998000000 | 199998000000 | 199998000000 | 199998000000 | 199998000000 | 199998000000
Dummy Hg Summer for Mode v5.13 | 421 | 6009 | Rate Constraint in MTons | FALSE | L | Annual | Emissions at Affected Plants MER | lbs | 2272.4631 | 2352.6227 | 2296.2931 | 2301.6835 | 2213.3832 | 2299.3292 | 2324.6293 | 2039.0056
Dummy Hg Summer for Mode v5.13 | 421 | 6009 | Rate Constraint in MTons | FALSE | L | Annual | Allowances Purchased MER | lbs | 0 | 0 | 0 | 0 | 0 | 0 | 0 | 0
Dummy Hg Summer for Mode v5.13 | 421 | 6009 | Rate Constraint in MTons | FALSE | L | Annual | Allowances Sold MER | lbs | 0 | 0 | 0 | 0 | 0 | 0 | 0 | 0
Dummy Hg Summer for Mode v5.13 | 421 | 6009 | Rate Constraint in MTons | FALSE | L | Annual | Allowances Banked | lbs | 0 | 0 | 0 | 0 | 0 | 0 | 0 | 0
Dummy Hg Summer for Mode v5.13 | 421 | 6009 | Rate Constraint in MTons | FALSE | L | Annual | Allowances Withdrawn (1:1) | lbs | 0 | 0 | 0 | 0 | 0 | 0 | 0 | 0
Dummy Hg Summer for Mode v5.13 | 421 | 6009 | Rate Constraint in MTons | FALSE | L | Annual | Allowances Withdrawn (n:1) | lbs | 0 | 0 | 0 | 0 | 0 | 0 | 0 | 0
Dummy Hg Summer for Mode v5.13 | 421 | 6009 | Rate Constraint in MTons | FALSE | L | Annual | Net Emissions Allowance Position | lbs | 2272.4631 | 2352.6227 | 2296.2931 | 2301.6835 | 2213.3832 | 2299.3292 | 2324.6293 | 2039.0056
Dummy Hg Summer for Mode v5.13 | 421 | 6009 | Rate Constraint in MTons | FALSE | L | Annual | Fuel Consumed | TBtu | 7316.5498 | 7480.3602 | 7458.3284 | 7334.7027 | 7087.4913 | 6983.9988 | 6647.1869 | 6075.4748
Dummy Hg Summer for Mode v5.13 | 421 | 6009 | Rate Constraint in MTons | FALSE | L | Annual | Rate | lb/MMBtu | 3.1059e-07 | 3.1451e-07 | 3.0788e-07 | 3.1381e-07 | 3.1229e-07 | 3.2923e-07 | 3.4972e-07 | 3.3561e-07
Dummy Hg Summer for Mode v5.13 | 421 | 6009 | Rate Constraint in MTons | FALSE | L | Annual | Generation | TWh | 887.9368 | 903.9526 | 907.0837 | 886.6897 | 857.6443 | 839.69 | 792.9496 | 729.9718
Dummy Hg Summer for Mode v5.13 | 421 | 6009 | Rate Constraint in MTons | FALSE | L | Annual | Qualifying Generation | TWh | 887.9368 | 903.9526 | 907.0837 | 886.6897 | 857.6443 | 839.69 | 792.9496 | 729.9718
Dummy Hg Summer for Mode v5.13 | 421 | 6009 | Rate Constraint in MTons | FALSE | L | Annual | Rate | lb/MWh | 2.5593e-06 | 2.6026e-06 | 2.5315e-06 | 2.5958e-06 | 2.5808e-06 | 2.7383e-06 | 2.9316e-06 | 2.7933e-06
Dummy Hg Summer for Mode v5.13 | 421 | 6009 | Rate Constraint in MTons | FALSE | L | Annual | Constraint Shadow Price | US2016$/Lb | 0 | 0 | 0 | 0 | 0 | 0 | 0 | 0
Dummy Hg Winter for Mode v5.13 | 422 | 6008 | Rate Constraint in MTons | FALSE | L | Annual | Seasons Included | Seasons | Winter, WintShld | Winter, WintShld | Winter, WintShld | Winter, WintShld | Winter, WintShld | Winter, WintShld | Winter, WintShld | Winter, WintShld
Dummy Hg Winter for Mode v5.13 | 422 | 6008 | Rate Constraint in MTons | FALSE | L | Annual | Standard MER | lbs | 199998000000 | 199998000000 | 199998000000 | 199998000000 | 199998000000 | 199998000000 | 199998000000 | 199998000000
Dummy Hg Winter for Mode v5.13 | 422 | 6008 | Rate Constraint in MTons | FALSE | L | Annual | Emissions at Affected Plants MER | lbs | 2242.1497 | 2245.1135 | 2266.3417 | 2027.5087 | 1536.0644 | 1580.6283 | 1492.6079 | 1323.926
Dummy Hg Winter for Mode v5.13 | 422 | 6008 | Rate Constraint in MTons | FALSE | L | Annual | Allowances Purchased MER | lbs | 0 | 0 | 0 | 0 | 0 | 0 | 0 | 0
Dummy Hg Winter for Mode v5.13 | 422 | 6008 | Rate Constraint in MTons | FALSE | L | Annual | Allowances Sold MER | lbs | 0 | 0 | 0 | 0 | 0 | 0 | 0 | 0
Dummy Hg Winter for Mode v5.13 | 422 | 6008 | Rate Constraint in MTons | FALSE | L | Annual | Allowances Banked | lbs | 0 | 0 | 0 | 0 | 0 | 0 | 0 | 0
Dummy Hg Winter for Mode v5.13 | 422 | 6008 | Rate Constraint in MTons | FALSE | L | Annual | Allowances Withdrawn (1:1) | lbs | 0 | 0 | 0 | 0 | 0 | 0 | 0 | 0
Dummy Hg Winter for Mode v5.13 | 422 | 6008 | Rate Constraint in MTons | FALSE | L | Annual | Allowances Withdrawn (n:1) | lbs | 0 | 0 | 0 | 0 | 0 | 0 | 0 | 0
Dummy Hg Winter for Mode v5.13 | 422 | 6008 | Rate Constraint in MTons | FALSE | L | Annual | Net Emissions Allowance Position | lbs | 2242.1497 | 2245.1135 | 2266.3417 | 2027.5087 | 1536.0644 | 1580.6283 | 1492.6079 | 1323.926
Dummy Hg Winter for Mode v5.13 | 422 | 6008 | Rate Constraint in MTons | FALSE | L | Annual | Fuel Consumed | TBtu | 8204.6289 | 8316.013 | 8383.7342 | 8020.5466 | 7524.6103 | 7352.7507 | 6777.48 | 6091.1565
Dummy Hg Winter for Mode v5.13 | 422 | 6008 | Rate Constraint in MTons | FALSE | L | Annual | Rate | lb/MMBtu | 2.7328e-07 | 2.6997e-07 | 2.7033e-07 | 2.5279e-07 | 2.0414e-07 | 2.1497e-07 | 2.2023e-07 | 2.1735e-07
Dummy Hg Winter for Mode v5.13 | 422 | 6008 | Rate Constraint in MTons | FALSE | L | Annual | Generation | TWh | 1021.6683 | 1032.3707 | 1040.8386 | 1003.8913 | 956.2781 | 933.9619 | 858.5945 | 773.4609
Dummy Hg Winter for Mode v5.13 | 422 | 6008 | Rate Constraint in MTons | FALSE | L | Annual | Qualifying Generation | TWh | 1021.6683 | 1032.3707 | 1040.8386 | 1003.8913 | 956.2781 | 933.9619 | 858.5945 | 773.4609
Dummy Hg Winter for Mode v5.13 | 422 | 6008 | Rate Constraint in MTons | FALSE | L | Annual | Rate | lb/MWh | 2.1946e-06 | 2.1747e-06 | 2.1774e-06 | 2.0196e-06 | 1.6063e-06 | 1.6924e-06 | 1.7384e-06 | 1.7117e-06
Dummy Hg Winter for Mode v5.13 | 422 | 6008 | Rate Constraint in MTons | FALSE | L | Annual | Constraint Shadow Price | US2016$/Lb | 0 | 0 | 0 | 0 | 0 | 0 | 0 | 0
Dummy -SCRs through JCC - v5.12 | 423 | 5802 | Rate Constraint in MTons | FALSE | L | Annual | Seasons Included | Seasons | Winter, WintShld, Summer | Winter, WintShld, Summer | Winter, WintShld, Summer | Winter, WintShld, Summer | Winter, WintShld, Summer | Winter, WintShld, Summer | Winter, WintShld, Summer | Winter, WintShld, Summer
Dummy -SCRs through JCC - v5.12 | 423 | 5802 | Rate Constraint in MTons | FALSE | L | Annual | Standard NOX | Thousand Tons | 99999 | 99999 | 99999 | 99999 | 99999 | 99999 | 99999 | 99999
Dummy -SCRs through JCC - v5.12 | 423 | 5802 | Rate Constraint in MTons | FALSE | L | Annual | Emissions at Affected Plants NOX | Thousand Tons | 9.7335 | 9.9091 | 9.855 | 9.2445 | 9.0617 | 9.3865 | 9.0916 | 8.8545
Dummy -SCRs through JCC - v5.12 | 423 | 5802 | Rate Constraint in MTons | FALSE | L | Annual | Allowances Purchased NOX | Thousand Tons | 0 | 0 | 0 | 0 | 0 | 0 | 0 | 0
Dummy -SCRs through JCC - v5.12 | 423 | 5802 | Rate Constraint in MTons | FALSE | L | Annual | Allowances Sold NOX | Thousand Tons | 0 | 0 | 0 | 0 | 0 | 0 | 0 | 0
Dummy -SCRs through JCC - v5.12 | 423 | 5802 | Rate Constraint in MTons | FALSE | L | Annual | Allowances Banked | Thousand Tons | 0 | 0 | 0 | 0 | 0 | 0 | 0 | 0
Dummy -SCRs through JCC - v5.12 | 423 | 5802 | Rate Constraint in MTons | FALSE | L | Annual | Allowances Withdrawn (1:1) | Thousand Tons | 0 | 0 | 0 | 0 | 0 | 0 | 0 | 0
Dummy -SCRs through JCC - v5.12 | 423 | 5802 | Rate Constraint in MTons | FALSE | L | Annual | Allowances Withdrawn (n:1) | Thousand Tons | 0 | 0 | 0 | 0 | 0 | 0 | 0 | 0
Dummy -SCRs through JCC - v5.12 | 423 | 5802 | Rate Constraint in MTons | FALSE | L | Annual | Net Emissions Allowance Position | Thousand Tons | 9.7335 | 9.9091 | 9.855 | 9.2445 | 9.0617 | 9.3865 | 9.0916 | 8.8545
Dummy -SCRs through JCC - v5.12 | 423 | 5802 | Rate Constraint in MTons | FALSE | L | Annual | Fuel Consumed | TBtu | 208.0194 | 210.7675 | 209.4745 | 178.538 | 176.0014 | 181.4956 | 183.5323 | 179.8095
Dummy -SCRs through JCC - v5.12 | 423 | 5802 | Rate Constraint in MTons | FALSE | L | Annual | Rate | lb/MMBtu | 0.093583 | 0.094029 | 0.094093 | 0.10356 | 0.10297 | 0.10343 | 0.099073 | 0.098487
Dummy -SCRs through JCC - v5.12 | 423 | 5802 | Rate Constraint in MTons | FALSE | L | Annual | Generation | TWh | 19.9475 | 20.206 | 20.2615 | 17.4747 | 17.2237 | 17.7339 | 17.7795 | 17.4233
Dummy -SCRs through JCC - v5.12 | 423 | 5802 | Rate Constraint in MTons | FALSE | L | Annual | Qualifying Generation | TWh | 19.9475 | 20.206 | 20.2615 | 17.4747 | 17.2237 | 17.7339 | 17.7795 | 17.4233
Dummy -SCRs through JCC - v5.12 | 423 | 5802 | Rate Constraint in MTons | FALSE | L | Annual | Rate | lb/MWh | 0.97591 | 0.98081 | 0.97278 | 1.058 | 1.0522 | 1.0586 | 1.0227 | 1.0164
Dummy -SCRs through JCC - v5.12 | 423 | 5802 | Rate Constraint in MTons | FALSE | L | Annual | Constraint Shadow Price | US2016$/Ton | 0 | 0 | 0 | 0 | 0 | 0 | 0 | 0
Dunkirk MER Rate Limit v3.1 | 424 | 2041 | Rate Constraint in lbs/MMBtu | FALSE | L | Annual | Seasons Included | Seasons | Winter, WintShld, Summer | Winter, WintShld, Summer | Winter, WintShld, Summer | Winter, WintShld, Summer | Winter, WintShld, Summer | Winter, WintShld, Summer | Winter, WintShld, Summer | Winter, WintShld, Summer
Dunkirk MER Rate Limit v3.1 | 424 | 2041 | Rate Constraint in lbs/MMBtu | FALSE | L | Annual | Standard MER | lb/MMBtu | 6e-07 | 6e-07 | 6e-07 | 6e-07 | 6e-07 | 6e-07 | 6e-07 | 6e-07
Dunkirk MER Rate Limit v3.1 | 424 | 2041 | Rate Constraint in lbs/MMBtu | FALSE | L | Annual | Emissions at Affected Plants MER | lbs | 0 | 0 | 0 | 0 | 0 | 0 | 0 | 0
Dunkirk MER Rate Limit v3.1 | 424 | 2041 | Rate Constraint in lbs/MMBtu | FALSE | L | Annual | Allowances Purchased MER | lbs | 0 | 0 | 0 | 0 | 0 | 0 | 0 | 0
Dunkirk MER Rate Limit v3.1 | 424 | 2041 | Rate Constraint in lbs/MMBtu | FALSE | L | Annual | Allowances Sold MER | lbs | 0 | 0 | 0 | 0 | 0 | 0 | 0 | 0
Dunkirk MER Rate Limit v3.1 | 424 | 2041 | Rate Constraint in lbs/MMBtu | FALSE | L | Annual | Allowances Banked | lbs | 0 | 0 | 0 | 0 | 0 | 0 | 0 | 0
Dunkirk MER Rate Limit v3.1 | 424 | 2041 | Rate Constraint in lbs/MMBtu | FALSE | L | Annual | Allowances Withdrawn (1:1) | lbs | 0 | 0 | 0 | 0 | 0 | 0 | 0 | 0
Dunkirk MER Rate Limit v3.1 | 424 | 2041 | Rate Constraint in lbs/MMBtu | FALSE | L | Annual | Allowances Withdrawn (n:1) | lbs | 0 | 0 | 0 | 0 | 0 | 0 | 0 | 0
Dunkirk MER Rate Limit v3.1 | 424 | 2041 | Rate Constraint in lbs/MMBtu | FALSE | L | Annual | Net Emissions Allowance Position | lbs | 0 | 0 | 0 | 0 | 0 | 0 | 0 | 0
Dunkirk MER Rate Limit v3.1 | 424 | 2041 | Rate Constraint in lbs/MMBtu | FALSE | L | Annual | Fuel Consumed | TBtu | 0 | 0 | 0 | 0 | 0 | 0 | 0 | 0
Dunkirk MER Rate Limit v3.1 | 424 | 2041 | Rate Constraint in lbs/MMBtu | FALSE | L | Annual | Rate | lb/MMBtu | 0 | 0 | 0 | 0 | 0 | 0 | 0 | 0
Dunkirk MER Rate Limit v3.1 | 424 | 2041 | Rate Constraint in lbs/MMBtu | FALSE | L | Annual | Generation | TWh | 0 | 0 | 0 | 0 | 0 | 0 | 0 | 0
Dunkirk MER Rate Limit v3.1 | 424 | 2041 | Rate Constraint in lbs/MMBtu | FALSE | L | Annual | Qualifying Generation | TWh | 0 | 0 | 0 | 0 | 0 | 0 | 0 | 0
Dunkirk MER Rate Limit v3.1 | 424 | 2041 | Rate Constraint in lbs/MMBtu | FALSE | L | Annual | Rate | lb/MWh | 0 | 0 | 0 | 0 | 0 | 0 | 0 | 0
Dunkirk MER Rate Limit v3.1 | 424 | 2041 | Rate Constraint in lbs/MMBtu | FALSE | L | Annual | Constraint Shadow Price | US2016$/Lb | 0 | 0 | 0 | 0 | 0 | 0 | 0 | 0
IA Riverside NOX Rate Annual v5.14 | 425 | 6148 | Rate Constraint in lbs/MMBtu | FALSE | L | Annual | Seasons Included | Seasons | Winter, WintShld, Summer | Winter, WintShld, Summer | Winter, WintShld, Summer | Winter, WintShld, Summer | Winter, WintShld, Summer | Winter, WintShld, Summer | Winter, WintShld, Summer | Winter, WintShld, Summer
IA Riverside NOX Rate Annual v5.14 | 425 | 6148 | Rate Constraint in lbs/MMBtu | FALSE | L | Annual | Standard NOX | lb/MMBtu | 0.16 | 0.16 | 0.16 | 0.16 | 0.16 | 0.16 | 0.16 | 0.16
IA Riverside NOX Rate Annual v5.14 | 425 | 6148 | Rate Constraint in lbs/MMBtu | FALSE | L | Annual | Emissions at Affected Plants NOX | Thousand Tons | 0.02082 | 0.032744 | 0.03576 | 0.037588 | 0.070237 | 0.070237 | 0.039964 | 0
IA Riverside NOX Rate Annual v5.14 | 425 | 6148 | Rate Constraint in lbs/MMBtu | FALSE | L | Annual | Allowances Purchased NOX | Thousand Tons | 0 | 0 | 0 | 0 | 0 | 0 | 0 | 0
IA Riverside NOX Rate Annual v5.14 | 425 | 6148 | Rate Constraint in lbs/MMBtu | FALSE | L | Annual | Allowances Sold NOX | Thousand Tons | 0 | 0 | 0 | 0 | 0 | 0 | 0 | 0
IA Riverside NOX Rate Annual v5.14 | 425 | 6148 | Rate Constraint in lbs/MMBtu | FALSE | L | Annual | Allowances Banked | Thousand Tons | 0 | 0 | 0 | 0 | 0 | 0 | 0 | 0
IA Riverside NOX Rate Annual v5.14 | 425 | 6148 | Rate Constraint in lbs/MMBtu | FALSE | L | Annual | Allowances Withdrawn (1:1) | Thousand Tons | 0 | 0 | 0 | 0 | 0 | 0 | 0 | 0
IA Riverside NOX Rate Annual v5.14 | 425 | 6148 | Rate Constraint in lbs/MMBtu | FALSE | L | Annual | Allowances Withdrawn (n:1) | Thousand Tons | 0 | 0 | 0 | 0 | 0 | 0 | 0 | 0
IA Riverside NOX Rate Annual v5.14 | 425 | 6148 | Rate Constraint in lbs/MMBtu | FALSE | L | Annual | Net Emissions Allowance Position | Thousand Tons | 0.02082 | 0.032744 | 0.03576 | 0.037588 | 0.070237 | 0.070237 | 0.039964 | 0
IA Riverside NOX Rate Annual v5.14 | 425 | 6148 | Rate Constraint in lbs/MMBtu | FALSE | L | Annual | Fuel Consumed | TBtu | 0.26693 | 0.4198 | 0.45847 | 0.4819 | 0.90048 | 0.90048 | 0.51237 | 0
IA Riverside NOX Rate Annual v5.14 | 425 | 6148 | Rate Constraint in lbs/MMBtu | FALSE | L | Annual | Rate | lb/MMBtu | 0.156 | 0.156 | 0.156 | 0.156 | 0.156 | 0.156 | 0.156 | 0
IA Riverside NOX Rate Annual v5.14 | 425 | 6148 | Rate Constraint in lbs/MMBtu | FALSE | L | Annual | Generation | TWh | 0.022482 | 0.035358 | 0.038614 | 0.040588 | 0.075842 | 0.075842 | 0.043154 | 0
IA Riverside NOX Rate Annual v5.14 | 425 | 6148 | Rate Constraint in lbs/MMBtu | FALSE | L | Annual | Qualifying Generation | TWh | 0.022482 | 0.035358 | 0.038614 | 0.040588 | 0.075842 | 0.075842 | 0.043154 | 0
IA Riverside NOX Rate Annual v5.14 | 425 | 6148 | Rate Constraint in lbs/MMBtu | FALSE | L | Annual | Rate | lb/MWh | 1.8522 | 1.8522 | 1.8522 | 1.8522 | 1.8522 | 1.8522 | 1.8522 | 0
IA Riverside NOX Rate Annual v5.14 | 425 | 6148 | Rate Constraint in lbs/MMBtu | FALSE | L | Annual | Constraint Shadow Price | US2016$/Ton | 0 | 0 | 0 | 0 | 0 | 0 | 0 | 0
IA Riverside SO2 Rate Annual v5.14 | 426 | 6149 | Rate Constraint in lbs/MMBtu | FALSE | L | Annual | Seasons Included | Seasons | Winter, WintShld, Summer | Winter, WintShld, Summer | Winter, WintShld, Summer | Winter, WintShld, Summer | Winter, WintShld, Summer | Winter, WintShld, Summer | Winter, WintShld, Summer | Winter, WintShld, Summer
IA Riverside SO2 Rate Annual v5.14 | 426 | 6149 | Rate Constraint in lbs/MMBtu | FALSE | L | Annual | Standard SO2 | lb/MMBtu | 0.006 | 0.006 | 0.006 | 0.006 | 0.006 | 0.006 | 0.006 | 0.006
IA Riverside SO2 Rate Annual v5.14 | 426 | 6149 | Rate Constraint in lbs/MMBtu | FALSE | L | Annual | Emissions at Affected Plants SO2 | Thousand Tons | 0 | 0 | 0 | 0 | 0 | 0 | 0 | 0
IA Riverside SO2 Rate Annual v5.14 | 426 | 6149 | Rate Constraint in lbs/MMBtu | FALSE | L | Annual | Allowances Purchased SO2 | Thousand Tons | 0 | 0 | 0 | 0 | 0 | 0 | 0 | 0
IA Riverside SO2 Rate Annual v5.14 | 426 | 6149 | Rate Constraint in lbs/MMBtu | FALSE | L | Annual | Allowances Sold SO2 | Thousand Tons | 0 | 0 | 0 | 0 | 0 | 0 | 0 | 0
IA Riverside SO2 Rate Annual v5.14 | 426 | 6149 | Rate Constraint in lbs/MMBtu | FALSE | L | Annual | Allowances Banked | Thousand Tons | 0 | 0 | 0 | 0 | 0 | 0 | 0 | 0
IA Riverside SO2 Rate Annual v5.14 | 426 | 6149 | Rate Constraint in lbs/MMBtu | FALSE | L | Annual | Allowances Withdrawn (1:1) | Thousand Tons | 0 | 0 | 0 | 0 | 0 | 0 | 0 | 0
IA Riverside SO2 Rate Annual v5.14 | 426 | 6149 | Rate Constraint in lbs/MMBtu | FALSE | L | Annual | Allowances Withdrawn (n:1) | Thousand Tons | 0 | 0 | 0 | 0 | 0 | 0 | 0 | 0
IA Riverside SO2 Rate Annual v5.14 | 426 | 6149 | Rate Constraint in lbs/MMBtu | FALSE | L | Annual | Net Emissions Allowance Position | Thousand Tons | 0 | 0 | 0 | 0 | 0 | 0 | 0 | 0
IA Riverside SO2 Rate Annual v5.14 | 426 | 6149 | Rate Constraint in lbs/MMBtu | FALSE | L | Annual | Fuel Consumed | TBtu | 0.26693 | 0.4198 | 0.45847 | 0.4819 | 0.90048 | 0.90048 | 0.51237 | 0
IA Riverside SO2 Rate Annual v5.14 | 426 | 6149 | Rate Constraint in lbs/MMBtu | FALSE | L | Annual | Rate | lb/MMBtu | 0 | 0 | 0 | 0 | 0 | 0 | 0 | 0
IA Riverside SO2 Rate Annual v5.14 | 426 | 6149 | Rate Constraint in lbs/MMBtu | FALSE | L | Annual | Generation | TWh | 0.022482 | 0.035358 | 0.038614 | 0.040588 | 0.075842 | 0.075842 | 0.043154 | 0
IA Riverside SO2 Rate Annual v5.14 | 426 | 6149 | Rate Constraint in lbs/MMBtu | FALSE | L | Annual | Qualifying Generation | TWh | 0.022482 | 0.035358 | 0.038614 | 0.040588 | 0.075842 | 0.075842 | 0.043154 | 0
IA Riverside SO2 Rate Annual v5.14 | 426 | 6149 | Rate Constraint in lbs/MMBtu | FALSE | L | Annual | Rate | lb/MWh | 0 | 0 | 0 | 0 | 0 | 0 | 0 | 0
IA Riverside SO2 Rate Annual v5.14 | 426 | 6149 | Rate Constraint in lbs/MMBtu | FALSE | L | Annual | Constraint Shadow Price | US2016$/Ton | 0 | 0 | 0 | 0 | 0 | 0 | 0 | 0
IL CPS- Midwest MER Rate Annual v5.12 | 427 | 5764 | MACT Fuel Choice Floor in lbs/MMBtu | FALSE | L | Annual | Seasons Included | Seasons | Winter, WintShld, Summer | Winter, WintShld, Summer | Winter, WintShld, Summer | Winter, WintShld, Summer | Winter, WintShld, Summer | Winter, WintShld, Summer | Winter, WintShld, Summer | Winter, WintShld, Summer
IL CPS- Midwest MER Rate Annual v5.12 | 427 | 5764 | MACT Fuel Choice Floor in lbs/MMBtu | FALSE | L | Annual | Emission Floor | lbs/MMBtu | 7.4e-07 | 7.4e-07 | 7.4e-07 | 7.4e-07 | 7.4e-07 | 7.4e-07 | 7.4e-07 | 7.4e-07
IL CPS- Midwest MER Rate Annual v5.12 | 427 | 5764 | MACT Fuel Choice Floor in lbs/MMBtu | FALSE | L | Annual | Emissions at Affected Plants MER | lbs | 32.2798 | 35.9168 | 34.2885 | 36.0454 | 32.2165 | 36.0454 | 36.0454 | 36.0454
IL CPS- Midwest MER Rate Annual v5.12 | 427 | 5764 | MACT Fuel Choice Floor in lbs/MMBtu | FALSE | L | Annual | Allowances Purchased MER | lbs | 0 | 0 | 0 | 0 | 0 | 0 | 0 | 0
IL CPS- Midwest MER Rate Annual v5.12 | 427 | 5764 | MACT Fuel Choice Floor in lbs/MMBtu | FALSE | L | Annual | Allowances Sold MER | lbs | 0 | 0 | 0 | 0 | 0 | 0 | 0 | 0
IL CPS- Midwest MER Rate Annual v5.12 | 427 | 5764 | MACT Fuel Choice Floor in lbs/MMBtu | FALSE | L | Annual | Allowances Banked | lbs | 0 | 0 | 0 | 0 | 0 | 0 | 0 | 0
IL CPS- Midwest MER Rate Annual v5.12 | 427 | 5764 | MACT Fuel Choice Floor in lbs/MMBtu | FALSE | L | Annual | Allowances Withdrawn (1:1) | lbs | 0 | 0 | 0 | 0 | 0 | 0 | 0 | 0
IL CPS- Midwest MER Rate Annual v5.12 | 427 | 5764 | MACT Fuel Choice Floor in lbs/MMBtu | FALSE | L | Annual | Allowances Withdrawn (n:1) | lbs | 0 | 0 | 0 | 0 | 0 | 0 | 0 | 0
IL CPS- Midwest MER Rate Annual v5.12 | 427 | 5764 | MACT Fuel Choice Floor in lbs/MMBtu | FALSE | L | Annual | Net Emissions Allowance Position | lbs | 32.2798 | 35.9168 | 34.2885 | 36.0454 | 32.2165 | 36.0454 | 36.0454 | 36.0454
IL CPS- Midwest MER Rate Annual v5.12 | 427 | 5764 | MACT Fuel Choice Floor in lbs/MMBtu | FALSE | L | Annual | Fuel Consumed | TBtu | 57.5269 | 64.0086 | 61.1066 | 64.2377 | 57.4142 | 64.2377 | 64.2377 | 64.2377
IL CPS- Midwest MER Rate Annual v5.12 | 427 | 5764 | MACT Fuel Choice Floor in lbs/MMBtu | FALSE | L | Annual | Rate | lb/MMBtu | 5.6112e-07 | 5.6112e-07 | 5.6112e-07 | 5.6112e-07 | 5.6112e-07 | 5.6112e-07 | 5.6112e-07 | 5.6112e-07
IL CPS- Midwest MER Rate Annual v5.12 | 427 | 5764 | MACT Fuel Choice Floor in lbs/MMBtu | FALSE | L | Annual | Generation | TWh | 5.1798 | 5.7635 | 5.6665 | 5.9568 | 5.3241 | 5.9568 | 5.9568 | 5.9568
IL CPS- Midwest MER Rate Annual v5.12 | 427 | 5764 | MACT Fuel Choice Floor in lbs/MMBtu | FALSE | L | Annual | Qualifying Generation | TWh | 5.1798 | 5.7635 | 5.6665 | 5.9568 | 5.3241 | 5.9568 | 5.9568 | 5.9568
IL CPS- Midwest MER Rate Annual v5.12 | 427 | 5764 | MACT Fuel Choice Floor in lbs/MMBtu | FALSE | L | Annual | Constraint Shadow Price | US2016$/Lb | 0 | 0 | 0 | 0 | 0 | 0 | 0 | 0
IL CPS- Midwest NOX rate Annual v5.12 | 428 | 5765 | Rate Constraint in lbs/MMBtu | FALSE | L | Annual | Seasons Included | Seasons | Winter, WintShld, Summer | Winter, WintShld, Summer | Winter, WintShld, Summer | Winter, WintShld, Summer | Winter, WintShld, Summer | Winter, WintShld, Summer | Winter, WintShld, Summer | Winter, WintShld, Summer
IL CPS- Midwest NOX rate Annual v5.12 | 428 | 5765 | Rate Constraint in lbs/MMBtu | FALSE | L | Annual | Standard NOX | lb/MMBtu | 0.11 | 0.11 | 0.11 | 0.11 | 0.11 | 0.11 | 0.11 | 0.11
IL CPS- Midwest NOX rate Annual v5.12 | 428 | 5765 | Rate Constraint in lbs/MMBtu | FALSE | L | Annual | Emissions at Affected Plants NOX | Thousand Tons | 3.0477 | 3.3901 | 3.2436 | 3.4101 | 3.0475 | 3.4101 | 3.4101 | 3.4101
IL CPS- Midwest NOX rate Annual v5.12 | 428 | 5765 | Rate Constraint in lbs/MMBtu | FALSE | L | Annual | Allowances Purchased NOX | Thousand Tons | 0 | 0 | 0 | 0 | 0 | 0 | 0 | 0
IL CPS- Midwest NOX rate Annual v5.12 | 428 | 5765 | Rate Constraint in lbs/MMBtu | FALSE | L | Annual | Allowances Sold NOX | Thousand Tons | 0 | 0 | 0 | 0 | 0 | 0 | 0 | 0
IL CPS- Midwest NOX rate Annual v5.12 | 428 | 5765 | Rate Constraint in lbs/MMBtu | FALSE | L | Annual | Allowances Banked | Thousand Tons | 0 | 0 | 0 | 0 | 0 | 0 | 0 | 0
IL CPS- Midwest NOX rate Annual v5.12 | 428 | 5765 | Rate Constraint in lbs/MMBtu | FALSE | L | Annual | Allowances Withdrawn (1:1) | Thousand Tons | 0 | 0 | 0 | 0 | 0 | 0 | 0 | 0
IL CPS- Midwest NOX rate Annual v5.12 | 428 | 5765 | Rate Constraint in lbs/MMBtu | FALSE | L | Annual | Allowances Withdrawn (n:1) | Thousand Tons | 0 | 0 | 0 | 0 | 0 | 0 | 0 | 0
IL CPS- Midwest NOX rate Annual v5.12 | 428 | 5765 | Rate Constraint in lbs/MMBtu | FALSE | L | Annual | Net Emissions Allowance Position | Thousand Tons | 3.0477 | 3.3901 | 3.2436 | 3.4101 | 3.0475 | 3.4101 | 3.4101 | 3.4101
IL CPS- Midwest NOX rate Annual v5.12 | 428 | 5765 | Rate Constraint in lbs/MMBtu | FALSE | L | Annual | Fuel Consumed | TBtu | 57.5269 | 64.0086 | 61.1066 | 64.2377 | 57.4142 | 64.2377 | 64.2377 | 64.2377
IL CPS- Midwest NOX rate Annual v5.12 | 428 | 5765 | Rate Constraint in lbs/MMBtu | FALSE | L | Annual | Rate | lb/MMBtu | 0.10596 | 0.10593 | 0.10616 | 0.10617 | 0.10616 | 0.10617 | 0.10617 | 0.10617
IL CPS- Midwest NOX rate Annual v5.12 | 428 | 5765 | Rate Constraint in lbs/MMBtu | FALSE | L | Annual | Generation | TWh | 5.1798 | 5.7635 | 5.6665 | 5.9568 | 5.3241 | 5.9568 | 5.9568 | 5.9568
IL CPS- Midwest NOX rate Annual v5.12 | 428 | 5765 | Rate Constraint in lbs/MMBtu | FALSE | L | Annual | Qualifying Generation | TWh | 5.1798 | 5.7635 | 5.6665 | 5.9568 | 5.3241 | 5.9568 | 5.9568 | 5.9568
IL CPS- Midwest NOX rate Annual v5.12 | 428 | 5765 | Rate Constraint in lbs/MMBtu | FALSE | L | Annual | Rate | lb/MWh | 1.1768 | 1.1764 | 1.1448 | 1.1449 | 1.1448 | 1.1449 | 1.1449 | 1.1449
IL CPS- Midwest NOX rate Annual v5.12 | 428 | 5765 | Rate Constraint in lbs/MMBtu | FALSE | L | Annual | Constraint Shadow Price | US2016$/Ton | 0 | 0 | 0 | 0 | 0 | 0 | 0 | 0
IL CPS- Midwest NOX rate Summer v5.12 | 429 | 5766 | Rate Constraint in lbs/MMBtu | FALSE | L | Annual | Seasons Included | Seasons | Summer | Summer | Summer | Summer | Summer | Summer | Summer | Summer
IL CPS- Midwest NOX rate Summer v5.12 | 429 | 5766 | Rate Constraint in lbs/MMBtu | FALSE | L | Annual | Standard NOX | lb/MMBtu | 0.11 | 0.11 | 0.11 | 0.11 | 0.11 | 0.11 | 0.11 | 0.11
IL CPS- Midwest NOX rate Summer v5.12 | 429 | 5766 | Rate Constraint in lbs/MMBtu | FALSE | L | Annual | Emissions at Affected Plants NOX | Thousand Tons | 1.9544 | 2.0598 | 1.9439 | 1.91 | 1.5475 | 1.91 | 1.91 | 1.91
IL CPS- Midwest NOX rate Summer v5.12 | 429 | 5766 | Rate Constraint in lbs/MMBtu | FALSE | L | Annual | Allowances Purchased NOX | Thousand Tons | 0 | 0 | 0 | 0 | 0 | 0 | 0 | 0
IL CPS- Midwest NOX rate Summer v5.12 | 429 | 5766 | Rate Constraint in lbs/MMBtu | FALSE | L | Annual | Allowances Sold NOX | Thousand Tons | 0 | 0 | 0 | 0 | 0 | 0 | 0 | 0
IL CPS- Midwest NOX rate Summer v5.12 | 429 | 5766 | Rate Constraint in lbs/MMBtu | FALSE | L | Annual | Allowances Banked | Thousand Tons | 0 | 0 | 0 | 0 | 0 | 0 | 0 | 0
IL CPS- Midwest NOX rate Summer v5.12 | 429 | 5766 | Rate Constraint in lbs/MMBtu | FALSE | L | Annual | Allowances Withdrawn (1:1) | Thousand Tons | 0 | 0 | 0 | 0 | 0 | 0 | 0 | 0
IL CPS- Midwest NOX rate Summer v5.12 | 429 | 5766 | Rate Constraint in lbs/MMBtu | FALSE | L | Annual | Allowances Withdrawn (n:1) | Thousand Tons | 0 | 0 | 0 | 0 | 0 | 0 | 0 | 0
IL CPS- Midwest NOX rate Summer v5.12 | 429 | 5766 | Rate Constraint in lbs/MMBtu | FALSE | L | Annual | Net Emissions Allowance Position | Thousand Tons | 1.9544 | 2.0598 | 1.9439 | 1.91 | 1.5475 | 1.91 | 1.91 | 1.91
IL CPS- Midwest NOX rate Summer v5.12 | 429 | 5766 | Rate Constraint in lbs/MMBtu | FALSE | L | Annual | Fuel Consumed | TBtu | 36.8204 | 38.8969 | 36.6219 | 35.9853 | 29.1618 | 35.9853 | 35.9853 | 35.9853
IL CPS- Midwest NOX rate Summer v5.12 | 429 | 5766 | Rate Constraint in lbs/MMBtu | FALSE | L | Annual | Rate | lb/MMBtu | 0.10616 | 0.10591 | 0.10616 | 0.10616 | 0.10613 | 0.10616 | 0.10616 | 0.10616
IL CPS- Midwest NOX rate Summer v5.12 | 429 | 5766 | Rate Constraint in lbs/MMBtu | FALSE | L | Annual | Generation | TWh | 3.3154 | 3.5024 | 3.396 | 3.3369 | 2.7042 | 3.3369 | 3.3369 | 3.3369
IL CPS- Midwest NOX rate Summer v5.12 | 429 | 5766 | Rate Constraint in lbs/MMBtu | FALSE | L | Annual | Qualifying Generation | TWh | 3.3154 | 3.5024 | 3.396 | 3.3369 | 2.7042 | 3.3369 | 3.3369 | 3.3369
IL CPS- Midwest NOX rate Summer v5.12 | 429 | 5766 | Rate Constraint in lbs/MMBtu | FALSE | L | Annual | Rate | lb/MWh | 1.179 | 1.1762 | 1.1448 | 1.1448 | 1.1445 | 1.1448 | 1.1448 | 1.1448
IL CPS- Midwest NOX rate Summer v5.12 | 429 | 5766 | Rate Constraint in lbs/MMBtu | FALSE | L | Annual | Constraint Shadow Price | US2016$/Ton | 0 | 0 | 0 | 0 | 0 | 0 | 0 | 0
IL CPS- Midwest SO2 Rate Annual v5.12 | 430 | 5767 | Rate Constraint in lbs/MMBtu | FALSE | L | Annual | Seasons Included | Seasons | Winter, WintShld, Summer | Winter, WintShld, Summer | Winter, WintShld, Summer | Winter, WintShld, Summer | Winter, WintShld, Summer | Winter, WintShld, Summer | Winter, WintShld, Summer | Winter, WintShld, Summer
IL CPS- Midwest SO2 Rate Annual v5.12 | 430 | 5767 | Rate Constraint in lbs/MMBtu | FALSE | L | Annual | Standard SO2 | lb/MMBtu | 0.11 | 0.11 | 0.11 | 0.11 | 0.11 | 0.11 | 0.11 | 0.11
IL CPS- Midwest SO2 Rate Annual v5.12 | 430 | 5767 | Rate Constraint in lbs/MMBtu | FALSE | L | Annual | Emissions at Affected Plants SO2 | Thousand Tons | 2.3011 | 2.5603 | 2.4443 | 2.5695 | 2.2966 | 2.5695 | 2.5695 | 2.5695
IL CPS- Midwest SO2 Rate Annual v5.12 | 430 | 5767 | Rate Constraint in lbs/MMBtu | FALSE | L | Annual | Allowances Purchased SO2 | Thousand Tons | 0 | 0 | 0 | 0 | 0 | 0 | 0 | 0
IL CPS- Midwest SO2 Rate Annual v5.12 | 430 | 5767 | Rate Constraint in lbs/MMBtu | FALSE | L | Annual | Allowances Sold SO2 | Thousand Tons | 0 | 0 | 0 | 0 | 0 | 0 | 0 | 0
IL CPS- Midwest SO2 Rate Annual v5.12 | 430 | 5767 | Rate Constraint in lbs/MMBtu | FALSE | L | Annual | Allowances Banked | Thousand Tons | 0 | 0 | 0 | 0 | 0 | 0 | 0 | 0
IL CPS- Midwest SO2 Rate Annual v5.12 | 430 | 5767 | Rate Constraint in lbs/MMBtu | FALSE | L | Annual | Allowances Withdrawn (1:1) | Thousand Tons | 0 | 0 | 0 | 0 | 0 | 0 | 0 | 0
IL CPS- Midwest SO2 Rate Annual v5.12 | 430 | 5767 | Rate Constraint in lbs/MMBtu | FALSE | L | Annual | Allowances Withdrawn (n:1) | Thousand Tons | 0 | 0 | 0 | 0 | 0 | 0 | 0 | 0
IL CPS- Midwest SO2 Rate Annual v5.12 | 430 | 5767 | Rate Constraint in lbs/MMBtu | FALSE | L | Annual | Net Emissions Allowance Position | Thousand Tons | 2.3011 | 2.5603 | 2.4443 | 2.5695 | 2.2966 | 2.5695 | 2.5695 | 2.5695
IL CPS- Midwest SO2 Rate Annual v5.12 | 430 | 5767 | Rate Constraint in lbs/MMBtu | FALSE | L | Annual | Fuel Consumed | TBtu | 57.5269 | 64.0086 | 61.1066 | 64.2377 | 57.4142 | 64.2377 | 64.2377 | 64.2377
IL CPS- Midwest SO2 Rate Annual v5.12 | 430 | 5767 | Rate Constraint in lbs/MMBtu | FALSE | L | Annual | Rate | lb/MMBtu | 0.08 | 0.08 | 0.08 | 0.08 | 0.08 | 0.08 | 0.08 | 0.08
IL CPS- Midwest SO2 Rate Annual v5.12 | 430 | 5767 | Rate Constraint in lbs/MMBtu | FALSE | L | Annual | Generation | TWh | 5.1798 | 5.7635 | 5.6665 | 5.9568 | 5.3241 | 5.9568 | 5.9568 | 5.9568
IL CPS- Midwest SO2 Rate Annual v5.12 | 430 | 5767 | Rate Constraint in lbs/MMBtu | FALSE | L | Annual | Qualifying Generation | TWh | 5.1798 | 5.7635 | 5.6665 | 5.9568 | 5.3241 | 5.9568 | 5.9568 | 5.9568
IL CPS- Midwest SO2 Rate Annual v5.12 | 430 | 5767 | Rate Constraint in lbs/MMBtu | FALSE | L | Annual | Rate | lb/MWh | 0.88848 | 0.88847 | 0.86271 | 0.86271 | 0.86271 | 0.86271 | 0.86271 | 0.86271
IL CPS- Midwest SO2 Rate Annual v5.12 | 430 | 5767 | Rate Constraint in lbs/MMBtu | FALSE | L | Annual | Constraint Shadow Price | US2016$/Ton | 0 | 0 | 0 | 0 | 0 | 0 | 0 | 0
IL Fac. Spec. - NOX Rate Summer v3.1, Unit 527 and retrofits | 431 | 1797 | Rate Constraint in lbs/MMBtu | FALSE | L | Annual | Seasons Included | Seasons | Summer | Summer | Summer | Summer | Summer | Summer | Summer | Summer
IL Fac. Spec. - NOX Rate Summer v3.1, Unit 527 and retrofits | 431 | 1797 | Rate Constraint in lbs/MMBtu | FALSE | L | Annual | Standard NOX | lb/MMBtu | 0.25 | 0.25 | 0.25 | 0.25 | 0.25 | 0.25 | 0.25 | 0.25
IL Fac. Spec. - NOX Rate Summer v3.1, Unit 527 and retrofits | 431 | 1797 | Rate Constraint in lbs/MMBtu | FALSE | L | Annual | Emissions at Affected Plants NOX | Thousand Tons | 0.00044872 | 0.00066204 | 0.00066204 | 0.00087782 | 0.00087782 | 0.00087782 | 0.00087782 | 0.00087782
IL Fac. Spec. - NOX Rate Summer v3.1, Unit 527 and retrofits | 431 | 1797 | Rate Constraint in lbs/MMBtu | FALSE | L | Annual | Allowances Purchased NOX | Thousand Tons | 0 | 0 | 0 | 0 | 0 | 0 | 0 | 0
IL Fac. Spec. - NOX Rate Summer v3.1, Unit 527 and retrofits | 431 | 1797 | Rate Constraint in lbs/MMBtu | FALSE | L | Annual | Allowances Sold NOX | Thousand Tons | 0 | 0 | 0 | 0 | 0 | 0 | 0 | 0
IL Fac. Spec. - NOX Rate Summer v3.1, Unit 527 and retrofits | 431 | 1797 | Rate Constraint in lbs/MMBtu | FALSE | L | Annual | Allowances Banked | Thousand Tons | 0 | 0 | 0 | 0 | 0 | 0 | 0 | 0
IL Fac. Spec. - NOX Rate Summer v3.1, Unit 527 and retrofits | 431 | 1797 | Rate Constraint in lbs/MMBtu | FALSE | L | Annual | Allowances Withdrawn (1:1) | Thousand Tons | 0 | 0 | 0 | 0 | 0 | 0 | 0 | 0
IL Fac. Spec. - NOX Rate Summer v3.1, Unit 527 and retrofits | 431 | 1797 | Rate Constraint in lbs/MMBtu | FALSE | L | Annual | Allowances Withdrawn (n:1) | Thousand Tons | 0 | 0 | 0 | 0 | 0 | 0 | 0 | 0
IL Fac. Spec. - NOX Rate Summer v3.1, Unit 527 and retrofits | 431 | 1797 | Rate Constraint in lbs/MMBtu | FALSE | L | Annual | Net Emissions Allowance Position | Thousand Tons | 0.00044872 | 0.00066204 | 0.00066204 | 0.00087782 | 0.00087782 | 0.00087782 | 0.00087782 | 0.00087782
IL Fac. Spec. - NOX Rate Summer v3.1, Unit 527 and retrofits | 431 | 1797 | Rate Constraint in lbs/MMBtu | FALSE | L | Annual | Fuel Consumed | TBtu | 0.07338 | 0.10826 | 0.10826 | 0.14355 | 0.14355 | 0.14355 | 0.14355 | 0.14355
IL Fac. Spec. - NOX Rate Summer v3.1, Unit 527 and retrofits | 431 | 1797 | Rate Constraint in lbs/MMBtu | FALSE | L | Annual | Rate | lb/MMBtu | 0.01223 | 0.01223 | 0.01223 | 0.01223 | 0.01223 | 0.01223 | 0.01223 | 0.01223
IL Fac. Spec. - NOX Rate Summer v3.1, Unit 527 and retrofits | 431 | 1797 | Rate Constraint in lbs/MMBtu | FALSE | L | Annual | Generation | TWh | 0.0068292 | 0.010076 | 0.010076 | 0.01336 | 0.01336 | 0.01336 | 0.01336 | 0.01336
IL Fac. Spec. - NOX Rate Summer v3.1, Unit 527 and retrofits | 431 | 1797 | Rate Constraint in lbs/MMBtu | FALSE | L | Annual | Qualifying Generation | TWh | 0.0068292 | 0.010076 | 0.010076 | 0.01336 | 0.01336 | 0.01336 | 0.01336 | 0.01336
IL Fac. Spec. - NOX Rate Summer v3.1, Unit 527 and retrofits | 431 | 1797 | Rate Constraint in lbs/MMBtu | FALSE | L | Annual | Rate | lb/MWh | 0.13141 | 0.13141 | 0.13141 | 0.13141 | 0.13141 | 0.13141 | 0.13141 | 0.13141
IL Fac. Spec. - NOX Rate Summer v3.1, Unit 527 and retrofits | 431 | 1797 | Rate Constraint in lbs/MMBtu | FALSE | L | Annual | Constraint Shadow Price | US2016$/Ton | 0 | 0 | 0 | 0 | 0 | 0 | 0 | 0
IL Fac. Spec. - NOX Rate Summer v3.1, Unit 528 and retrofits | 432 | 1797 | Rate Constraint in lbs/MMBtu | FALSE | L | Annual | Seasons Included | Seasons | Summer | Summer | Summer | Summer | Summer | Summer | Summer | Summer
IL Fac. Spec. - NOX Rate Summer v3.1, Unit 528 and retrofits | 432 | 1797 | Rate Constraint in lbs/MMBtu | FALSE | L | Annual | Standard NOX | lb/MMBtu | 0.25 | 0.25 | 0.25 | 0.25 | 0.25 | 0.25 | 0.25 | 0.25
IL Fac. Spec. - NOX Rate Summer v3.1, Unit 528 and retrofits | 432 | 1797 | Rate Constraint in lbs/MMBtu | FALSE | L | Annual | Emissions at Affected Plants NOX | Thousand Tons | 0.00057933 | 0.00085475 | 0.00085475 | 0.0011333 | 0.0011333 | 0.0011333 | 0.0011333 | 0.0011333
IL Fac. Spec. - NOX Rate Summer v3.1, Unit 528 and retrofits | 432 | 1797 | Rate Constraint in lbs/MMBtu | FALSE | L | Annual | Allowances Purchased NOX | Thousand Tons | 0 | 0 | 0 | 0 | 0 | 0 | 0 | 0
IL Fac. Spec. - NOX Rate Summer v3.1, Unit 528 and retrofits | 432 | 1797 | Rate Constraint in lbs/MMBtu | FALSE | L | Annual | Allowances Sold NOX | Thousand Tons | 0 | 0 | 0 | 0 | 0 | 0 | 0 | 0
IL Fac. Spec. - NOX Rate Summer v3.1, Unit 528 and retrofits | 432 | 1797 | Rate Constraint in lbs/MMBtu | FALSE | L | Annual | Allowances Banked | Thousand Tons | 0 | 0 | 0 | 0 | 0 | 0 | 0 | 0
IL Fac. Spec. - NOX Rate Summer v3.1, Unit 528 and retrofits | 432 | 1797 | Rate Constraint in lbs/MMBtu | FALSE | L | Annual | Allowances Withdrawn (1:1) | Thousand Tons | 0 | 0 | 0 | 0 | 0 | 0 | 0 | 0
IL Fac. Spec. - NOX Rate Summer v3.1, Unit 528 and retrofits | 432 | 1797 | Rate Constraint in lbs/MMBtu | FALSE | L | Annual | Allowances Withdrawn (n:1) | Thousand Tons | 0 | 0 | 0 | 0 | 0 | 0 | 0 | 0
IL Fac. Spec. - NOX Rate Summer v3.1, Unit 528 and retrofits | 432 | 1797 | Rate Constraint in lbs/MMBtu | FALSE | L | Annual | Net Emissions Allowance Position | Thousand Tons | 0.00057933 | 0.00085475 | 0.00085475 | 0.0011333 | 0.0011333 | 0.0011333 | 0.0011333 | 0.0011333
IL Fac. Spec. - NOX Rate Summer v3.1, Unit 528 and retrofits | 432 | 1797 | Rate Constraint in lbs/MMBtu | FALSE | L | Annual | Fuel Consumed | TBtu | 0.07338 | 0.10826 | 0.10826 | 0.14355 | 0.14355 | 0.14355 | 0.14355 | 0.14355
IL Fac. Spec. - NOX Rate Summer v3.1, Unit 528 and retrofits | 432 | 1797 | Rate Constraint in lbs/MMBtu | FALSE | L | Annual | Rate | lb/MMBtu | 0.01579 | 0.01579 | 0.01579 | 0.01579 | 0.01579 | 0.01579 | 0.01579 | 0.01579
IL Fac. Spec. - NOX Rate Summer v3.1, Unit 528 and retrofits | 432 | 1797 | Rate Constraint in lbs/MMBtu | FALSE | L | Annual | Generation | TWh | 0.0068292 | 0.010076 | 0.010076 | 0.01336 | 0.01336 | 0.01336 | 0.01336 | 0.01336
IL Fac. Spec. - NOX Rate Summer v3.1, Unit 528 and retrofits | 432 | 1797 | Rate Constraint in lbs/MMBtu | FALSE | L | Annual | Qualifying Generation | TWh | 0.0068292 | 0.010076 | 0.010076 | 0.01336 | 0.01336 | 0.01336 | 0.01336 | 0.01336
IL Fac. Spec. - NOX Rate Summer v3.1, Unit 528 and retrofits | 432 | 1797 | Rate Constraint in lbs/MMBtu | FALSE | L | Annual | Rate | lb/MWh | 0.16966 | 0.16966 | 0.16966 | 0.16966 | 0.16966 | 0.16966 | 0.16966 | 0.16966
IL Fac. Spec. - NOX Rate Summer v3.1, Unit 528 and retrofits | 432 | 1797 | Rate Constraint in lbs/MMBtu | FALSE | L | Annual | Constraint Shadow Price | US2016$/Ton | 0 | 0 | 0 | 0 | 0 | 0 | 0 | 0
IL Fac. Spec. - NOX Rate Summer v3.1, Unit 529 and retrofits | 433 | 1797 | Rate Constraint in lbs/MMBtu | FALSE | L | Annual | Seasons Included | Seasons | Summer | Summer | Summer | Summer | Summer | Summer | Summer | Summer
IL Fac. Spec. - NOX Rate Summer v3.1, Unit 529 and retrofits | 433 | 1797 | Rate Constraint in lbs/MMBtu | FALSE | L | Annual | Standard NOX | lb/MMBtu | 0.25 | 0.25 | 0.25 | 0.25 | 0.25 | 0.25 | 0.25 | 0.25
IL Fac. Spec. - NOX Rate Summer v3.1, Unit 529 and retrofits | 433 | 1797 | Rate Constraint in lbs/MMBtu | FALSE | L | Annual | Emissions at Affected Plants NOX | Thousand Tons | 0.0006285 | 0.00092729 | 0.00092729 | 0.0012295 | 0.0012295 | 0.0012295 | 0.0012295 | 0.0012295
IL Fac. Spec. - NOX Rate Summer v3.1, Unit 529 and retrofits | 433 | 1797 | Rate Constraint in lbs/MMBtu | FALSE | L | Annual | Allowances Purchased NOX | Thousand Tons | 0 | 0 | 0 | 0 | 0 | 0 | 0 | 0
IL Fac. Spec. - NOX Rate Summer v3.1, Unit 529 and retrofits | 433 | 1797 | Rate Constraint in lbs/MMBtu | FALSE | L | Annual | Allowances Sold NOX | Thousand Tons | 0 | 0 | 0 | 0 | 0 | 0 | 0 | 0
IL Fac. Spec. - NOX Rate Summer v3.1, Unit 529 and retrofits | 433 | 1797 | Rate Constraint in lbs/MMBtu | FALSE | L | Annual | Allowances Banked | Thousand Tons | 0 | 0 | 0 | 0 | 0 | 0 | 0 | 0
IL Fac. Spec. - NOX Rate Summer v3.1, Unit 529 and retrofits | 433 | 1797 | Rate Constraint in lbs/MMBtu | FALSE | L | Annual | Allowances Withdrawn (1:1) | Thousand Tons | 0 | 0 | 0 | 0 | 0 | 0 | 0 | 0
IL Fac. Spec. - NOX Rate Summer v3.1, Unit 529 and retrofits | 433 | 1797 | Rate Constraint in lbs/MMBtu | FALSE | L | Annual | Allowances Withdrawn (n:1) | Thousand Tons | 0 | 0 | 0 | 0 | 0 | 0 | 0 | 0
IL Fac. Spec. - NOX Rate Summer v3.1, Unit 529 and retrofits | 433 | 1797 | Rate Constraint in lbs/MMBtu | FALSE | L | Annual | Net Emissions Allowance Position | Thousand Tons | 0.0006285 | 0.00092729 | 0.00092729 | 0.0012295 | 0.0012295 | 0.0012295 | 0.0012295 | 0.0012295
IL Fac. Spec. - NOX Rate Summer v3.1, Unit 529 and retrofits | 433 | 1797 | Rate Constraint in lbs/MMBtu | FALSE | L | Annual | Fuel Consumed | TBtu | 0.07338 | 0.10826 | 0.10826 | 0.14355 | 0.14355 | 0.14355 | 0.14355 | 0.14355
IL Fac. Spec. - NOX Rate Summer v3.1, Unit 529 and retrofits | 433 | 1797 | Rate Constraint in lbs/MMBtu | FALSE | L | Annual | Rate | lb/MMBtu | 0.01713 | 0.01713 | 0.01713 | 0.01713 | 0.01713 | 0.01713 | 0.01713 | 0.01713
IL Fac. Spec. - NOX Rate Summer v3.1, Unit 529 and retrofits | 433 | 1797 | Rate Constraint in lbs/MMBtu | FALSE | L | Annual | Generation | TWh | 0.0068292 | 0.010076 | 0.010076 | 0.01336 | 0.01336 | 0.01336 | 0.01336 | 0.01336
IL Fac. Spec. - NOX Rate Summer v3.1, Unit 529 and retrofits | 433 | 1797 | Rate Constraint in lbs/MMBtu | FALSE | L | Annual | Qualifying Generation | TWh | 0.0068292 | 0.010076 | 0.010076 | 0.01336 | 0.01336 | 0.01336 | 0.01336 | 0.01336
IL Fac. Spec. - NOX Rate Summer v3.1, Unit 529 and retrofits | 433 | 1797 | Rate Constraint in lbs/MMBtu | FALSE | L | Annual | Rate | lb/MWh | 0.18406 | 0.18406 | 0.18406 | 0.18406 | 0.18406 | 0.18406 | 0.18406 | 0.18406
IL Fac. Spec. - NOX Rate Summer v3.1, Unit 529 and retrofits | 433 | 1797 | Rate Constraint in lbs/MMBtu | FALSE | L | Annual | Constraint Shadow Price | US2016$/Ton | 0 | 0 | 0 | 0 | 0 | 0 | 0 | 0
IL Fac. Spec. - NOX Rate Summer v3.1, Unit 530 and retrofits | 434 | 1797 | Rate Constraint in lbs/MMBtu | FALSE | L | Annual | Seasons Included | Seasons | Summer | Summer | Summer | Summer | Summer | Summer | Summer | Summer
IL Fac. Spec. - NOX Rate Summer v3.1, Unit 530 and retrofits | 434 | 1797 | Rate Constraint in lbs/MMBtu | FALSE | L | Annual | Standard NOX | lb/MMBtu | 0.25 | 0.25 | 0.25 | 0.25 | 0.25 | 0.25 | 0.25 | 0.25
IL Fac. Spec. - NOX Rate Summer v3.1, Unit 530 and retrofits | 434 | 1797 | Rate Constraint in lbs/MMBtu | FALSE | L | Annual | Emissions at Affected Plants NOX | Thousand Tons | 0.00057346 | 0.00084609 | 0.00084609 | 0.0011219 | 0.0011219 | 0.0011219 | 0.0011219 | 0.0011219
IL Fac. Spec. - NOX Rate Summer v3.1, Unit 530 and retrofits | 434 | 1797 | Rate Constraint in lbs/MMBtu | FALSE | L | Annual | Allowances Purchased NOX | Thousand Tons | 0 | 0 | 0 | 0 | 0 | 0 | 0 | 0
IL Fac. Spec. - NOX Rate Summer v3.1, Unit 530 and retrofits | 434 | 1797 | Rate Constraint in lbs/MMBtu | FALSE | L | Annual | Allowances Sold NOX | Thousand Tons | 0 | 0 | 0 | 0 | 0 | 0 | 0 | 0
IL Fac. Spec. - NOX Rate Summer v3.1, Unit 530 and retrofits | 434 | 1797 | Rate Constraint in lbs/MMBtu | FALSE | L | Annual | Allowances Banked | Thousand Tons | 0 | 0 | 0 | 0 | 0 | 0 | 0 | 0
IL Fac. Spec. - NOX Rate Summer v3.1, Unit 530 and retrofits | 434 | 1797 | Rate Constraint in lbs/MMBtu | FALSE | L | Annual | Allowances Withdrawn (1:1) | Thousand Tons | 0 | 0 | 0 | 0 | 0 | 0 | 0 | 0
IL Fac. Spec. - NOX Rate Summer v3.1, Unit 530 and retrofits | 434 | 1797 | Rate Constraint in lbs/MMBtu | FALSE | L | Annual | Allowances Withdrawn (n:1) | Thousand Tons | 0 | 0 | 0 | 0 | 0 | 0 | 0 | 0
IL Fac. Spec. - NOX Rate Summer v3.1, Unit 530 and retrofits | 434 | 1797 | Rate Constraint in lbs/MMBtu | FALSE | L | Annual | Net Emissions Allowance Position | Thousand Tons | 0.00057346 | 0.00084609 | 0.00084609 | 0.0011219 | 0.0011219 | 0.0011219 | 0.0011219 | 0.0011219
IL Fac. Spec. - NOX Rate Summer v3.1, Unit 530 and retrofits | 434 | 1797 | Rate Constraint in lbs/MMBtu | FALSE | L | Annual | Fuel Consumed | TBtu | 0.07338 | 0.10826 | 0.10826 | 0.14355 | 0.14355 | 0.14355 | 0.14355 | 0.14355
IL Fac. Spec. - NOX Rate Summer v3.1, Unit 530 and retrofits | 434 | 1797 | Rate Constraint in lbs/MMBtu | FALSE | L | Annual | Rate | lb/MMBtu | 0.01563 | 0.01563 | 0.01563 | 0.01563 | 0.01563 | 0.01563 | 0.01563 | 0.01563
IL Fac. Spec. - NOX Rate Summer v3.1, Unit 530 and retrofits | 434 | 1797 | Rate Constraint in lbs/MMBtu | FALSE | L | Annual | Generation | TWh | 0.0068292 | 0.010076 | 0.010076 | 0.01336 | 0.01336 | 0.01336 | 0.01336 | 0.01336
IL Fac. Spec. - NOX Rate Summer v3.1, Unit 530 and retrofits | 434 | 1797 | Rate Constraint in lbs/MMBtu | FALSE | L | Annual | Qualifying Generation | TWh | 0.0068292 | 0.010076 | 0.010076 | 0.01336 | 0.01336 | 0.01336 | 0.01336 | 0.01336
IL Fac. Spec. - NOX Rate Summer v3.1, Unit 530 and retrofits | 434 | 1797 | Rate Constraint in lbs/MMBtu | FALSE | L | Annual | Rate | lb/MWh | 0.16794 | 0.16794 | 0.16794 | 0.16794 | 0.16794 | 0.16794 | 0.16794 | 0.16794
IL Fac. Spec. - NOX Rate Summer v3.1, Unit 530 and retrofits | 434 | 1797 | Rate Constraint in lbs/MMBtu | FALSE | L | Annual | Constraint Shadow Price | US2016$/Ton | 0 | 0 | 0 | 0 | 0 | 0 | 0 | 0
IL Fac. Spec. - NOX Rate Summer v3.1, Unit 531 and retrofits | 435 | 1797 | Rate Constraint in lbs/MMBtu | FALSE | L | Annual | Seasons Included | Seasons | Summer | Summer | Summer | Summer | Summer | Summer | Summer | Summer
IL Fac. Spec. - NOX Rate Summer v3.1, Unit 531 and retrofits | 435 | 1797 | Rate Constraint in lbs/MMBtu | FALSE | L | Annual | Standard NOX | lb/MMBtu | 0.25 | 0.25 | 0.25 | 0.25 | 0.25 | 0.25 | 0.25 | 0.25
IL Fac. Spec. - NOX Rate Summer v3.1, Unit 531 and retrofits | 435 | 1797 | Rate Constraint in lbs/MMBtu | FALSE | L | Annual | Emissions at Affected Plants NOX | Thousand Tons | 0.00054191 | 0.00079954 | 0.00079954 | 0.0010601 | 0.0010601 | 0.0010601 | 0.0010601 | 0.0010601
IL Fac. Spec. - NOX Rate Summer v3.1, Unit 531 and retrofits | 435 | 1797 | Rate Constraint in lbs/MMBtu | FALSE | L | Annual | Allowances Purchased NOX | Thousand Tons | 0 | 0 | 0 | 0 | 0 | 0 | 0 | 0
IL Fac. Spec. - NOX Rate Summer v3.1, Unit 531 and retrofits | 435 | 1797 | Rate Constraint in lbs/MMBtu | FALSE | L | Annual | Allowances Sold NOX | Thousand Tons | 0 | 0 | 0 | 0 | 0 | 0 | 0 | 0
IL Fac. Spec. - NOX Rate Summer v3.1, Unit 531 and retrofits | 435 | 1797 | Rate Constraint in lbs/MMBtu | FALSE | L | Annual | Allowances Banked | Thousand Tons | 0 | 0 | 0 | 0 | 0 | 0 | 0 | 0
IL Fac. Spec. - NOX Rate Summer v3.1, Unit 531 and retrofits | 435 | 1797 | Rate Constraint in lbs/MMBtu | FALSE | L | Annual | Allowances Withdrawn (1:1) | Thousand Tons | 0 | 0 | 0 | 0 | 0 | 0 | 0 | 0
IL Fac. Spec. - NOX Rate Summer v3.1, Unit 531 and retrofits | 435 | 1797 | Rate Constraint in lbs/MMBtu | FALSE | L | Annual | Allowances Withdrawn (n:1) | Thousand Tons | 0 | 0 | 0 | 0 | 0 | 0 | 0 | 0
IL Fac. Spec. - NOX Rate Summer v3.1, Unit 531 and retrofits | 435 | 1797 | Rate Constraint in lbs/MMBtu | FALSE | L | Annual | Net Emissions Allowance Position | Thousand Tons | 0.00054191 | 0.00079954 | 0.00079954 | 0.0010601 | 0.0010601 | 0.0010601 | 0.0010601 | 0.0010601
IL Fac. Spec. - NOX Rate Summer v3.1, Unit 531 and retrofits | 435 | 1797 | Rate Constraint in lbs/MMBtu | FALSE | L | Annual | Fuel Consumed | TBtu | 0.07338 | 0.10826 | 0.10826 | 0.14355 | 0.14355 | 0.14355 | 0.14355 | 0.14355
IL Fac. Spec. - NOX Rate Summer v3.1, Unit 531 and retrofits | 435 | 1797 | Rate Constraint in lbs/MMBtu | FALSE | L | Annual | Rate | lb/MMBtu | 0.01477 | 0.01477 | 0.01477 | 0.01477 | 0.01477 | 0.01477 | 0.01477 | 0.01477
IL Fac. Spec. - NOX Rate Summer v3.1, Unit 531 and retrofits | 435 | 1797 | Rate Constraint in lbs/MMBtu | FALSE | L | Annual | Generation | TWh | 0.0068292 | 0.010076 | 0.010076 | 0.01336 | 0.01336 | 0.01336 | 0.01336 | 0.01336
IL Fac. Spec. - NOX Rate Summer v3.1, Unit 531 and retrofits | 435 | 1797 | Rate Constraint in lbs/MMBtu | FALSE | L | Annual | Qualifying Generation | TWh | 0.0068292 | 0.010076 | 0.010076 | 0.01336 | 0.01336 | 0.01336 | 0.01336 | 0.01336
IL Fac. Spec. - NOX Rate Summer v3.1, Unit 531 and retrofits | 435 | 1797 | Rate Constraint in lbs/MMBtu | FALSE | L | Annual | Rate | lb/MWh | 0.1587 | 0.1587 | 0.1587 | 0.1587 | 0.1587 | 0.1587 | 0.1587 | 0.1587
IL Fac. Spec. - NOX Rate Summer v3.1, Unit 531 and retrofits | 435 | 1797 | Rate Constraint in lbs/MMBtu | FALSE | L | Annual | Constraint Shadow Price | US2016$/Ton | 0 | 0 | 0 | 0 | 0 | 0 | 0 | 0
IL Fac. Spec. - NOX Rate Summer v3.1, Unit 532 and retrofits | 436 | 1797 | Rate Constraint in lbs/MMBtu | FALSE | L | Annual | Seasons Included | Seasons | Summer | Summer | Summer | Summer | Summer | Summer | Summer | Summer
IL Fac. Spec. - NOX Rate Summer v3.1, Unit 532 and retrofits | 436 | 1797 | Rate Constraint in lbs/MMBtu | FALSE | L | Annual | Standard NOX | lb/MMBtu | 0.25 | 0.25 | 0.25 | 0.25 | 0.25 | 0.25 | 0.25 | 0.25
IL Fac. Spec. - NOX Rate Summer v3.1, Unit 532 and retrofits | 436 | 1797 | Rate Constraint in lbs/MMBtu | FALSE | L | Annual | Emissions at Affected Plants NOX | Thousand Tons | 0.00049311 | 0.00072754 | 0.00072754 | 0.00096466 | 0.00096466 | 0.00096466 | 0.00096466 | 0.00096466
IL Fac. Spec. - NOX Rate Summer v3.1, Unit 532 and retrofits | 436 | 1797 | Rate Constraint in lbs/MMBtu | FALSE | L | Annual | Allowances Purchased NOX | Thousand Tons | 0 | 0 | 0 | 0 | 0 | 0 | 0 | 0
IL Fac. Spec. - NOX Rate Summer v3.1, Unit 532 and retrofits | 436 | 1797 | Rate Constraint in lbs/MMBtu | FALSE | L | Annual | Allowances Sold NOX | Thousand Tons | 0 | 0 | 0 | 0 | 0 | 0 | 0 | 0
IL Fac. Spec. - NOX Rate Summer v3.1, Unit 532 and retrofits | 436 | 1797 | Rate Constraint in lbs/MMBtu | FALSE | L | Annual | Allowances Banked | Thousand Tons | 0 | 0 | 0 | 0 | 0 | 0 | 0 | 0
IL Fac. Spec. - NOX Rate Summer v3.1, Unit 532 and retrofits | 436 | 1797 | Rate Constraint in lbs/MMBtu | FALSE | L | Annual | Allowances Withdrawn (1:1) | Thousand Tons | 0 | 0 | 0 | 0 | 0 | 0 | 0 | 0
IL Fac. Spec. - NOX Rate Summer v3.1, Unit 532 and retrofits | 436 | 1797 | Rate Constraint in lbs/MMBtu | FALSE | L | Annual | Allowances Withdrawn (n:1) | Thousand Tons | 0 | 0 | 0 | 0 | 0 | 0 | 0 | 0
IL Fac. Spec. - NOX Rate Summer v3.1, Unit 532 and retrofits | 436 | 1797 | Rate Constraint in lbs/MMBtu | FALSE | L | Annual | Net Emissions Allowance Position | Thousand Tons | 0.00049311 | 0.00072754 | 0.00072754 | 0.00096466 | 0.00096466 | 0.00096466 | 0.00096466 | 0.00096466
IL Fac. Spec. - NOX Rate Summer v3.1, Unit 532 and retrofits | 436 | 1797 | Rate Constraint in lbs/MMBtu | FALSE | L | Annual | Fuel Consumed | TBtu | 0.07338 | 0.10826 | 0.10826 | 0.14355 | 0.14355 | 0.14355 | 0.14355 | 0.14355
IL Fac. Spec. - NOX Rate Summer v3.1, Unit 532 and retrofits | 436 | 1797 | Rate Constraint in lbs/MMBtu | FALSE | L | Annual | Rate | lb/MMBtu | 0.01344 | 0.01344 | 0.01344 | 0.01344 | 0.01344 | 0.01344 | 0.01344 | 0.01344
IL Fac. Spec. - NOX Rate Summer v3.1, Unit 532 and retrofits | 436 | 1797 | Rate Constraint in lbs/MMBtu | FALSE | L | Annual | Generation | TWh | 0.0068292 | 0.010076 | 0.010076 | 0.01336 | 0.01336 | 0.01336 | 0.01336 | 0.01336
IL Fac. Spec. - NOX Rate Summer v3.1, Unit 532 and retrofits | 436 | 1797 | Rate Constraint in lbs/MMBtu | FALSE | L | Annual | Qualifying Generation | TWh | 0.0068292 | 0.010076 | 0.010076 | 0.01336 | 0.01336 | 0.01336 | 0.01336 | 0.01336
IL Fac. Spec. - NOX Rate Summer v3.1, Unit 532 and retrofits | 436 | 1797 | Rate Constraint in lbs/MMBtu | FALSE | L | Annual | Rate | lb/MWh | 0.14441 | 0.14441 | 0.14441 | 0.14441 | 0.14441 | 0.14441 | 0.14441 | 0.14441
IL Fac. Spec. - NOX Rate Summer v3.1, Unit 532 and retrofits | 436 | 1797 | Rate Constraint in lbs/MMBtu | FALSE | L | Annual | Constraint Shadow Price | US2016$/Ton | 0 | 0 | 0 | 0 | 0 | 0 | 0 | 0
IL Fac. Spec. - NOX Rate Summer v3.1, Unit 533 and retrofits | 437 | 1797 | Rate Constraint in lbs/MMBtu | FALSE | L | Annual | Seasons Included | Seasons | Summer | Summer | Summer | Summer | Summer | Summer | Summer | Summer
IL Fac. Spec. - NOX Rate Summer v3.1, Unit 533 and retrofits | 437 | 1797 | Rate Constraint in lbs/MMBtu | FALSE | L | Annual | Standard NOX | lb/MMBtu | 0.25 | 0.25 | 0.25 | 0.25 | 0.25 | 0.25 | 0.25 | 0.25
IL Fac. Spec. - NOX Rate Summer v3.1, Unit 533 and retrofits | 437 | 1797 | Rate Constraint in lbs/MMBtu | FALSE | L | Annual | Emissions at Affected Plants NOX | Thousand Tons | 0.0008468 | 0.0012494 | 0.0012494 | 0.0016566 | 0.0016566 | 0.0016566 | 0.0016566 | 0.0016566
IL Fac. Spec. - NOX Rate Summer v3.1, Unit 533 and retrofits | 437 | 1797 | Rate Constraint in lbs/MMBtu | FALSE | L | Annual | Allowances Purchased NOX | Thousand Tons | 0 | 0 | 0 | 0 | 0 | 0 | 0 | 0
IL Fac. Spec. - NOX Rate Summer v3.1, Unit 533 and retrofits | 437 | 1797 | Rate Constraint in lbs/MMBtu | FALSE | L | Annual | Allowances Sold NOX | Thousand Tons | 0 | 0 | 0 | 0 | 0 | 0 | 0 | 0
IL Fac. Spec. - NOX Rate Summer v3.1, Unit 533 and retrofits | 437 | 1797 | Rate Constraint in lbs/MMBtu | FALSE | L | Annual | Allowances Banked | Thousand Tons | 0 | 0 | 0 | 0 | 0 | 0 | 0 | 0
IL Fac. Spec. - NOX Rate Summer v3.1, Unit 533 and retrofits | 437 | 1797 | Rate Constraint in lbs/MMBtu | FALSE | L | Annual | Allowances Withdrawn (1:1) | Thousand Tons | 0 | 0 | 0 | 0 | 0 | 0 | 0 | 0
IL Fac. Spec. - NOX Rate Summer v3.1, Unit 533 and retrofits | 437 | 1797 | Rate Constraint in lbs/MMBtu | FALSE | L | Annual | Allowances Withdrawn (n:1) | Thousand Tons | 0 | 0 | 0 | 0 | 0 | 0 | 0 | 0
IL Fac. Spec. - NOX Rate Summer v3.1, Unit 533 and retrofits | 437 | 1797 | Rate Constraint in lbs/MMBtu | FALSE | L | Annual | Net Emissions Allowance Position | Thousand Tons | 0.0008468 | 0.0012494 | 0.0012494 | 0.0016566 | 0.0016566 | 0.0016566 | 0.0016566 | 0.0016566
IL Fac. Spec. - NOX Rate Summer v3.1, Unit 533 and retrofits | 437 | 1797 | Rate Constraint in lbs/MMBtu | FALSE | L | Annual | Fuel Consumed | TBtu | 0.07338 | 0.10826 | 0.10826 | 0.14355 | 0.14355 | 0.14355 | 0.14355 | 0.14355
IL Fac. Spec. - NOX Rate Summer v3.1, Unit 533 and retrofits | 437 | 1797 | Rate Constraint in lbs/MMBtu | FALSE | L | Annual | Rate | lb/MMBtu | 0.02308 | 0.02308 | 0.02308 | 0.02308 | 0.02308 | 0.02308 | 0.02308 | 0.02308
IL Fac. Spec. - NOX Rate Summer v3.1, Unit 533 and retrofits | 437 | 1797 | Rate Constraint in lbs/MMBtu | FALSE | L | Annual | Generation | TWh | 0.0068292 | 0.010076 | 0.010076 | 0.01336 | 0.01336 | 0.01336 | 0.01336 | 0.01336
IL Fac. Spec. - NOX Rate Summer v3.1, Unit 533 and retrofits | 437 | 1797 | Rate Constraint in lbs/MMBtu | FALSE | L | Annual | Qualifying Generation | TWh | 0.0068292 | 0.010076 | 0.010076 | 0.01336 | 0.01336 | 0.01336 | 0.01336 | 0.01336
IL Fac. Spec. - NOX Rate Summer v3.1, Unit 533 and retrofits | 437 | 1797 | Rate Constraint in lbs/MMBtu | FALSE | L | Annual | Rate | lb/MWh | 0.24799 | 0.24799 | 0.24799 | 0.24799 | 0.24799 | 0.24799 | 0.24799 | 0.24799
IL Fac. Spec. - NOX Rate Summer v3.1, Unit 533 and retrofits | 437 | 1797 | Rate Constraint in lbs/MMBtu | FALSE | L | Annual | Constraint Shadow Price | US2016$/Ton | 0 | 0 | 0 | 0 | 0 | 0 | 0 | 0
IL Fac. Spec. - NOX Rate Summer v3.1, Unit 534 and retrofits | 438 | 1797 | Rate Constraint in lbs/MMBtu | FALSE | L | Annual | Seasons Included | Seasons | Summer | Summer | Summer | Summer | Summer | Summer | Summer | Summer
IL Fac. Spec. - NOX Rate Summer v3.1, Unit 534 and retrofits | 438 | 1797 | Rate Constraint in lbs/MMBtu | FALSE | L | Annual | Standard NOX | lb/MMBtu | 0.25 | 0.25 | 0.25 | 0.25 | 0.25 | 0.25 | 0.25 | 0.25
IL Fac. Spec. - NOX Rate Summer v3.1, Unit 534 and retrofits | 438 | 1797 | Rate Constraint in lbs/MMBtu | FALSE | L | Annual | Emissions at Affected Plants NOX | Thousand Tons | 0.00054521 | 0.00080441 | 0.00080441 | 0.0010666 | 0.0010666 | 0.0010666 | 0.0010666 | 0.0010666
IL Fac. Spec. - NOX Rate Summer v3.1, Unit 534 and retrofits | 438 | 1797 | Rate Constraint in lbs/MMBtu | FALSE | L | Annual | Allowances Purchased NOX | Thousand Tons | 0 | 0 | 0 | 0 | 0 | 0 | 0 | 0
IL Fac. Spec. - NOX Rate Summer v3.1, Unit 534 and retrofits | 438 | 1797 | Rate Constraint in lbs/MMBtu | FALSE | L | Annual | Allowances Sold NOX | Thousand Tons | 0 | 0 | 0 | 0 | 0 | 0 | 0 | 0
IL Fac. Spec. - NOX Rate Summer v3.1, Unit 534 and retrofits | 438 | 1797 | Rate Constraint in lbs/MMBtu | FALSE | L | Annual | Allowances Banked | Thousand Tons | 0 | 0 | 0 | 0 | 0 | 0 | 0 | 0
IL Fac. Spec. - NOX Rate Summer v3.1, Unit 534 and retrofits | 438 | 1797 | Rate Constraint in lbs/MMBtu | FALSE | L | Annual | Allowances Withdrawn (1:1) | Thousand Tons | 0 | 0 | 0 | 0 | 0 | 0 | 0 | 0
IL Fac. Spec. - NOX Rate Summer v3.1, Unit 534 and retrofits | 438 | 1797 | Rate Constraint in lbs/MMBtu | FALSE | L | Annual | Allowances Withdrawn (n:1) | Thousand Tons | 0 | 0 | 0 | 0 | 0 | 0 | 0 | 0
IL Fac. Spec. - NOX Rate Summer v3.1, Unit 534 and retrofits | 438 | 1797 | Rate Constraint in lbs/MMBtu | FALSE | L | Annual | Net Emissions Allowance Position | Thousand Tons | 0.00054521 | 0.00080441 | 0.00080441 | 0.0010666 | 0.0010666 | 0.0010666 | 0.0010666 | 0.0010666
IL Fac. Spec. - NOX Rate Summer v3.1, Unit 534 and retrofits | 438 | 1797 | Rate Constraint in lbs/MMBtu | FALSE | L | Annual | Fuel Consumed | TBtu | 0.07338 | 0.10826 | 0.10826 | 0.14355 | 0.14355 | 0.14355 | 0.14355 | 0.14355
IL Fac. Spec. - NOX Rate Summer v3.1, Unit 534 and retrofits | 438 | 1797 | Rate Constraint in lbs/MMBtu | FALSE | L | Annual | Rate | lb/MMBtu | 0.01486 | 0.01486 | 0.01486 | 0.01486 | 0.01486 | 0.01486 | 0.01486 | 0.01486
IL Fac. Spec. - NOX Rate Summer v3.1, Unit 534 and retrofits | 438 | 1797 | Rate Constraint in lbs/MMBtu | FALSE | L | Annual | Generation | TWh | 0.0068292 | 0.010076 | 0.010076 | 0.01336 | 0.01336 | 0.01336 | 0.01336 | 0.01336
IL Fac. Spec. - NOX Rate Summer v3.1, Unit 534 and retrofits | 438 | 1797 | Rate Constraint in lbs/MMBtu | FALSE | L | Annual | Qualifying Generation | TWh | 0.0068292 | 0.010076 | 0.010076 | 0.01336 | 0.01336 | 0.01336 | 0.01336 | 0.01336
IL Fac. Spec. - NOX Rate Summer v3.1, Unit 534 and retrofits | 438 | 1797 | Rate Constraint in lbs/MMBtu | FALSE | L | Annual | Rate | lb/MWh | 0.15967 | 0.15967 | 0.15967 | 0.15967 | 0.15967 | 0.15967 | 0.15967 | 0.15967
IL Fac. Spec. - NOX Rate Summer v3.1, Unit 534 and retrofits | 438 | 1797 | Rate Constraint in lbs/MMBtu | FALSE | L | Annual | Constraint Shadow Price | US2016$/Ton | 0 | 0 | 0 | 0 | 0 | 0 | 0 | 0
IL Fac. Spec. - NOX Rate Summer v3.1, Unit 535 and retrofits | 439 | 1797 | Rate Constraint in lbs/MMBtu | FALSE | L | Annual | Seasons Included | Seasons | Summer | Summer | Summer | Summer | Summer | Summer | Summer | Summer
IL Fac. Spec. - NOX Rate Summer v3.1, Unit 535 and retrofits | 439 | 1797 | Rate Constraint in lbs/MMBtu | FALSE | L | Annual | Standard NOX | lb/MMBtu | 0.25 | 0.25 | 0.25 | 0.25 | 0.25 | 0.25 | 0.25 | 0.25
IL Fac. Spec. - NOX Rate Summer v3.1, Unit 535 and retrofits | 439 | 1797 | Rate Constraint in lbs/MMBtu | FALSE | L | Annual | Emissions at Affected Plants NOX | Thousand Tons | 0.00082295 | 0.0012142 | 0.0012142 | 0.0016099 | 0.0016099 | 0.0016099 | 0.0016099 | 0.0016099
IL Fac. Spec. - NOX Rate Summer v3.1, Unit 535 and retrofits | 439 | 1797 | Rate Constraint in lbs/MMBtu | FALSE | L | Annual | Allowances Purchased NOX | Thousand Tons | 0 | 0 | 0 | 0 | 0 | 0 | 0 | 0
IL Fac. Spec. - NOX Rate Summer v3.1, Unit 535 and retrofits | 439 | 1797 | Rate Constraint in lbs/MMBtu | FALSE | L | Annual | Allowances Sold NOX | Thousand Tons | 0 | 0 | 0 | 0 | 0 | 0 | 0 | 0
IL Fac. Spec. - NOX Rate Summer v3.1, Unit 535 and retrofits | 439 | 1797 | Rate Constraint in lbs/MMBtu | FALSE | L | Annual | Allowances Banked | Thousand Tons | 0 | 0 | 0 | 0 | 0 | 0 | 0 | 0
IL Fac. Spec. - NOX Rate Summer v3.1, Unit 535 and retrofits | 439 | 1797 | Rate Constraint in lbs/MMBtu | FALSE | L | Annual | Allowances Withdrawn (1:1) | Thousand Tons | 0 | 0 | 0 | 0 | 0 | 0 | 0 | 0
IL Fac. Spec. - NOX Rate Summer v3.1, Unit 535 and retrofits | 439 | 1797 | Rate Constraint in lbs/MMBtu | FALSE | L | Annual | Allowances Withdrawn (n:1) | Thousand Tons | 0 | 0 | 0 | 0 | 0 | 0 | 0 | 0
IL Fac. Spec. - NOX Rate Summer v3.1, Unit 535 and retrofits | 439 | 1797 | Rate Constraint in lbs/MMBtu | FALSE | L | Annual | Net Emissions Allowance Position | Thousand Tons | 0.00082295 | 0.0012142 | 0.0012142 | 0.0016099 | 0.0016099 | 0.0016099 | 0.0016099 | 0.0016099
IL Fac. Spec. - NOX Rate Summer v3.1, Unit 535 and retrofits | 439 | 1797 | Rate Constraint in lbs/MMBtu | FALSE | L | Annual | Fuel Consumed | TBtu | 0.07338 | 0.10826 | 0.10826 | 0.14355 | 0.14355 | 0.14355 | 0.14355 | 0.14355
IL Fac. Spec. - NOX Rate Summer v3.1, Unit 535 and retrofits | 439 | 1797 | Rate Constraint in lbs/MMBtu | FALSE | L | Annual | Rate | lb/MMBtu | 0.02243 | 0.02243 | 0.02243 | 0.02243 | 0.02243 | 0.02243 | 0.02243 | 0.02243
IL Fac. Spec. - NOX Rate Summer v3.1, Unit 535 and retrofits | 439 | 1797 | Rate Constraint in lbs/MMBtu | FALSE | L | Annual | Generation | TWh | 0.0068292 | 0.010076 | 0.010076 | 0.01336 | 0.01336 | 0.01336 | 0.01336 | 0.01336
IL Fac. Spec. - NOX Rate Summer v3.1, Unit 535 and retrofits | 439 | 1797 | Rate Constraint in lbs/MMBtu | FALSE | L | Annual | Qualifying Generation | TWh | 0.0068292 | 0.010076 | 0.010076 | 0.01336 | 0.01336 | 0.01336 | 0.01336 | 0.01336
IL Fac. Spec. - NOX Rate Summer v3.1, Unit 535 and retrofits | 439 | 1797 | Rate Constraint in lbs/MMBtu | FALSE | L | Annual | Rate | lb/MWh | 0.24101 | 0.24101 | 0.24101 | 0.24101 | 0.24101 | 0.24101 | 0.24101 | 0.24101
IL Fac. Spec. - NOX Rate Summer v3.1, Unit 535 and retrofits | 439 | 1797 | Rate Constraint in lbs/MMBtu | FALSE | L | Annual | Constraint Shadow Price | US2016$/Ton | 0 | 0 | 0 | 0 | 0 | 0 | 0 | 0
IL Fac. Spec. - NOX Rate Summer v3.1, Unit 536 and retrofits | 440 | 1797 | Rate Constraint in lbs/MMBtu | FALSE | L | Annual | Seasons Included | Seasons | Summer | Summer | Summer | Summer | Summer | Summer | Summer | Summer
IL Fac. Spec. - NOX Rate Summer v3.1, Unit 536 and retrofits | 440 | 1797 | Rate Constraint in lbs/MMBtu | FALSE | L | Annual | Standard NOX | lb/MMBtu | 0.25 | 0.25 | 0.25 | 0.25 | 0.25 | 0.25 | 0.25 | 0.25
IL Fac. Spec. - NOX Rate Summer v3.1, Unit 536 and retrofits | 440 | 1797 | Rate Constraint in lbs/MMBtu | FALSE | L | Annual | Emissions at Affected Plants NOX | Thousand Tons | 0.00057493 | 0.00084826 | 0.00084826 | 0.0011247 | 0.0011247 | 0.0011247 | 0.0011247 | 0.0011247
IL Fac. Spec. - NOX Rate Summer v3.1, Unit 536 and retrofits | 440 | 1797 | Rate Constraint in lbs/MMBtu | FALSE | L | Annual | Allowances Purchased NOX | Thousand Tons | 0 | 0 | 0 | 0 | 0 | 0 | 0 | 0
IL Fac. Spec. - NOX Rate Summer v3.1, Unit 536 and retrofits | 440 | 1797 | Rate Constraint in lbs/MMBtu | FALSE | L | Annual | Allowances Sold NOX | Thousand Tons | 0 | 0 | 0 | 0 | 0 | 0 | 0 | 0
IL Fac. Spec. - NOX Rate Summer v3.1, Unit 536 and retrofits | 440 | 1797 | Rate Constraint in lbs/MMBtu | FALSE | L | Annual | Allowances Banked | Thousand Tons | 0 | 0 | 0 | 0 | 0 | 0 | 0 | 0
IL Fac. Spec. - NOX Rate Summer v3.1, Unit 536 and retrofits | 440 | 1797 | Rate Constraint in lbs/MMBtu | FALSE | L | Annual | Allowances Withdrawn (1:1) | Thousand Tons | 0 | 0 | 0 | 0 | 0 | 0 | 0 | 0
IL Fac. Spec. - NOX Rate Summer v3.1, Unit 536 and retrofits | 440 | 1797 | Rate Constraint in lbs/MMBtu | FALSE | L | Annual | Allowances Withdrawn (n:1) | Thousand Tons | 0 | 0 | 0 | 0 | 0 | 0 | 0 | 0
IL Fac. Spec. - NOX Rate Summer v3.1, Unit 536 and retrofits | 440 | 1797 | Rate Constraint in lbs/MMBtu | FALSE | L | Annual | Net Emissions Allowance Position | Thousand Tons | 0.00057493 | 0.00084826 | 0.00084826 | 0.0011247 | 0.0011247 | 0.0011247 | 0.0011247 | 0.0011247
IL Fac. Spec. - NOX Rate Summer v3.1, Unit 536 and retrofits | 440 | 1797 | Rate Constraint in lbs/MMBtu | FALSE | L | Annual | Fuel Consumed | TBtu | 0.07338 | 0.10826 | 0.10826 | 0.14355 | 0.14355 | 0.14355 | 0.14355 | 0.14355
IL Fac. Spec. - NOX Rate Summer v3.1, Unit 536 and retrofits | 440 | 1797 | Rate Constraint in lbs/MMBtu | FALSE | L | Annual | Rate | lb/MMBtu | 0.01567 | 0.01567 | 0.01567 | 0.01567 | 0.01567 | 0.01567 | 0.01567 | 0.01567
IL Fac. Spec. - NOX Rate Summer v3.1, Unit 536 and retrofits | 440 | 1797 | Rate Constraint in lbs/MMBtu | FALSE | L | Annual | Generation | TWh | 0.0068292 | 0.010076 | 0.010076 | 0.01336 | 0.01336 | 0.01336 | 0.01336 | 0.01336
IL Fac. Spec. - NOX Rate Summer v3.1, Unit 536 and retrofits | 440 | 1797 | Rate Constraint in lbs/MMBtu | FALSE | L | Annual | Qualifying Generation | TWh | 0.0068292 | 0.010076 | 0.010076 | 0.01336 | 0.01336 | 0.01336 | 0.01336 | 0.01336
IL Fac. Spec. - NOX Rate Summer v3.1, Unit 536 and retrofits | 440 | 1797 | Rate Constraint in lbs/MMBtu | FALSE | L | Annual | Rate | lb/MWh | 0.16837 | 0.16837 | 0.16837 | 0.16837 | 0.16837 | 0.16837 | 0.16837 | 0.16837
IL Fac. Spec. - NOX Rate Summer v3.1, Unit 536 and retrofits | 440 | 1797 | Rate Constraint in lbs/MMBtu | FALSE | L | Annual | Constraint Shadow Price | US2016$/Ton | 0 | 0 | 0 | 0 | 0 | 0 | 0 | 0
IL Fac. Spec. - NOX Rate Summer v3.1, Unit 537 and retrofits | 441 | 1797 | Rate Constraint in lbs/MMBtu | FALSE | L | Annual | Seasons Included | Seasons | Summer | Summer | Summer | Summer | Summer | Summer | Summer | Summer
IL Fac. Spec. - NOX Rate Summer v3.1, Unit 537 and retrofits | 441 | 1797 | Rate Constraint in lbs/MMBtu | FALSE | L | Annual | Standard NOX | lb/MMBtu | 0.25 | 0.25 | 0.25 | 0.25 | 0.25 | 0.25 | 0.25 | 0.25
IL Fac. Spec. - NOX Rate Summer v3.1, Unit 537 and retrofits | 441 | 1797 | Rate Constraint in lbs/MMBtu | FALSE | L | Annual | Emissions at Affected Plants NOX | Thousand Tons | 0.00067509 | 0.00099604 | 0.00099604 | 0.0013207 | 0.0013207 | 0.0013207 | 0.0013207 | 0.0013207
IL Fac. Spec. - NOX Rate Summer v3.1, Unit 537 and retrofits | 441 | 1797 | Rate Constraint in lbs/MMBtu | FALSE | L | Annual | Allowances Purchased NOX | Thousand Tons | 0 | 0 | 0 | 0 | 0 | 0 | 0 | 0
IL Fac. Spec. - NOX Rate Summer v3.1, Unit 537 and retrofits | 441 | 1797 | Rate Constraint in lbs/MMBtu | FALSE | L | Annual | Allowances Sold NOX | Thousand Tons | 0 | 0 | 0 | 0 | 0 | 0 | 0 | 0
IL Fac. Spec. - NOX Rate Summer v3.1, Unit 537 and retrofits | 441 | 1797 | Rate Constraint in lbs/MMBtu | FALSE | L | Annual | Allowances Banked | Thousand Tons | 0 | 0 | 0 | 0 | 0 | 0 | 0 | 0
IL Fac. Spec. - NOX Rate Summer v3.1, Unit 537 and retrofits | 441 | 1797 | Rate Constraint in lbs/MMBtu | FALSE | L | Annual | Allowances Withdrawn (1:1) | Thousand Tons | 0 | 0 | 0 | 0 | 0 | 0 | 0 | 0
IL Fac. Spec. - NOX Rate Summer v3.1, Unit 537 and retrofits | 441 | 1797 | Rate Constraint in lbs/MMBtu | FALSE | L | Annual | Allowances Withdrawn (n:1) | Thousand Tons | 0 | 0 | 0 | 0 | 0 | 0 | 0 | 0
IL Fac. Spec. - NOX Rate Summer v3.1, Unit 537 and retrofits | 441 | 1797 | Rate Constraint in lbs/MMBtu | FALSE | L | Annual | Net Emissions Allowance Position | Thousand Tons | 0.00067509 | 0.00099604 | 0.00099604 | 0.0013207 | 0.0013207 | 0.0013207 | 0.0013207 | 0.0013207
IL Fac. Spec. - NOX Rate Summer v3.1, Unit 537 and retrofits | 441 | 1797 | Rate Constraint in lbs/MMBtu | FALSE | L | Annual | Fuel Consumed | TBtu | 0.07338 | 0.10826 | 0.10826 | 0.14355 | 0.14355 | 0.14355 | 0.14355 | 0.14355
IL Fac. Spec. - NOX Rate Summer v3.1, Unit 537 and retrofits | 441 | 1797 | Rate Constraint in lbs/MMBtu | FALSE | L | Annual | Rate | lb/MMBtu | 0.0184 | 0.0184 | 0.0184 | 0.0184 | 0.0184 | 0.0184 | 0.0184 | 0.0184
IL Fac. Spec. - NOX Rate Summer v3.1, Unit 537 and retrofits | 441 | 1797 | Rate Constraint in lbs/MMBtu | FALSE | L | Annual | Generation | TWh | 0.0068292 | 0.010076 | 0.010076 | 0.01336 | 0.01336 | 0.01336 | 0.01336 | 0.01336
IL Fac. Spec. - NOX Rate Summer v3.1, Unit 537 and retrofits | 441 | 1797 | Rate Constraint in lbs/MMBtu | FALSE | L | Annual | Qualifying Generation | TWh | 0.0068292 | 0.010076 | 0.010076 | 0.01336 | 0.01336 | 0.01336 | 0.01336 | 0.01336
IL Fac. Spec. - NOX Rate Summer v3.1, Unit 537 and retrofits | 441 | 1797 | Rate Constraint in lbs/MMBtu | FALSE | L | Annual | Rate | lb/MWh | 0.19771 | 0.19771 | 0.19771 | 0.19771 | 0.19771 | 0.19771 | 0.19771 | 0.19771
IL Fac. Spec. - NOX Rate Summer v3.1, Unit 537 and retrofits | 441 | 1797 | Rate Constraint in lbs/MMBtu | FALSE | L | Annual | Constraint Shadow Price | US2016$/Ton | 0 | 0 | 0 | 0 | 0 | 0 | 0 | 0
IL Fac. Spec. - NOX Rate Summer v3.1, Unit 538 and retrofits | 442 | 1797 | Rate Constraint in lbs/MMBtu | FALSE | L | Annual | Seasons Included | Seasons | Summer | Summer | Summer | Summer | Summer | Summer | Summer | Summer
IL Fac. Spec. - NOX Rate Summer v3.1, Unit 538 and retrofits | 442 | 1797 | Rate Constraint in lbs/MMBtu | FALSE | L | Annual | Standard NOX | lb/MMBtu | 0.25 | 0.25 | 0.25 | 0.25 | 0.25 | 0.25 | 0.25 | 0.25
IL Fac. Spec. - NOX Rate Summer v3.1, Unit 538 and retrofits | 442 | 1797 | Rate Constraint in lbs/MMBtu | FALSE | L | Annual | Emissions at Affected Plants NOX | Thousand Tons | 0.000532 | 0.00078492 | 0.00078492 | 0.0010407 | 0.0010407 | 0.0010407 | 0.0010407 | 0.0010407
IL Fac. Spec. - NOX Rate Summer v3.1, Unit 538 and retrofits | 442 | 1797 | Rate Constraint in lbs/MMBtu | FALSE | L | Annual | Allowances Purchased NOX | Thousand Tons | 0 | 0 | 0 | 0 | 0 | 0 | 0 | 0
IL Fac. Spec. - NOX Rate Summer v3.1, Unit 538 and retrofits | 442 | 1797 | Rate Constraint in lbs/MMBtu | FALSE | L | Annual | Allowances Sold NOX | Thousand Tons | 0 | 0 | 0 | 0 | 0 | 0 | 0 | 0
IL Fac. Spec. - NOX Rate Summer v3.1, Unit 538 and retrofits | 442 | 1797 | Rate Constraint in lbs/MMBtu | FALSE | L | Annual | Allowances Banked | Thousand Tons | 0 | 0 | 0 | 0 | 0 | 0 | 0 | 0
IL Fac. Spec. - NOX Rate Summer v3.1, Unit 538 and retrofits | 442 | 1797 | Rate Constraint in lbs/MMBtu | FALSE | L | Annual | Allowances Withdrawn (1:1) | Thousand Tons | 0 | 0 | 0 | 0 | 0 | 0 | 0 | 0
IL Fac. Spec. - NOX Rate Summer v3.1, Unit 538 and retrofits | 442 | 1797 | Rate Constraint in lbs/MMBtu | FALSE | L | Annual | Allowances Withdrawn (n:1) | Thousand Tons | 0 | 0 | 0 | 0 | 0 | 0 | 0 | 0
IL Fac. Spec. - NOX Rate Summer v3.1, Unit 538 and retrofits | 442 | 1797 | Rate Constraint in lbs/MMBtu | FALSE | L | Annual | Net Emissions Allowance Position | Thousand Tons | 0.000532 | 0.00078492 | 0.00078492 | 0.0010407 | 0.0010407 | 0.0010407 | 0.0010407 | 0.0010407
IL Fac. Spec. - NOX Rate Summer v3.1, Unit 538 and retrofits | 442 | 1797 | Rate Constraint in lbs/MMBtu | FALSE | L | Annual | Fuel Consumed | TBtu | 0.07338 | 0.10826 | 0.10826 | 0.14355 | 0.14355 | 0.14355 | 0.14355 | 0.14355
IL Fac. Spec. - NOX Rate Summer v3.1, Unit 538 and retrofits | 442 | 1797 | Rate Constraint in lbs/MMBtu | FALSE | L | Annual | Rate | lb/MMBtu | 0.0145 | 0.0145 | 0.0145 | 0.0145 | 0.0145 | 0.0145 | 0.0145 | 0.0145
IL Fac. Spec. - NOX Rate Summer v3.1, Unit 538 and retrofits | 442 | 1797 | Rate Constraint in lbs/MMBtu | FALSE | L | Annual | Generation | TWh | 0.0068292 | 0.010076 | 0.010076 | 0.01336 | 0.01336 | 0.01336 | 0.01336 | 0.01336
IL Fac. Spec. - NOX Rate Summer v3.1, Unit 538 and retrofits | 442 | 1797 | Rate Constraint in lbs/MMBtu | FALSE | L | Annual | Qualifying Generation | TWh | 0.0068292 | 0.010076 | 0.010076 | 0.01336 | 0.01336 | 0.01336 | 0.01336 | 0.01336
IL Fac. Spec. - NOX Rate Summer v3.1, Unit 538 and retrofits | 442 | 1797 | Rate Constraint in lbs/MMBtu | FALSE | L | Annual | Rate | lb/MWh | 0.1558 | 0.1558 | 0.1558 | 0.1558 | 0.1558 | 0.1558 | 0.1558 | 0.1558
IL Fac. Spec. - NOX Rate Summer v3.1, Unit 538 and retrofits | 442 | 1797 | Rate Constraint in lbs/MMBtu | FALSE | L | Annual | Constraint Shadow Price | US2016$/Ton | 0 | 0 | 0 | 0 | 0 | 0 | 0 | 0
IL Fac. Spec. - NOX Rate Summer v3.1, Unit 540 and retrofits | 443 | 1797 | Rate Constraint in lbs/MMBtu | FALSE | L | Annual | Seasons Included | Seasons | Summer | Summer | Summer | Summer | Summer | Summer | Summer | Summer
IL Fac. Spec. - NOX Rate Summer v3.1, Unit 540 and retrofits | 443 | 1797 | Rate Constraint in lbs/MMBtu | FALSE | L | Annual | Standard NOX | lb/MMBtu | 0.25 | 0.25 | 0.25 | 0.25 | 0.25 | 0.25 | 0.25 | 0.25
IL Fac. Spec. - NOX Rate Summer v3.1, Unit 540 and retrofits | 443 | 1797 | Rate Constraint in lbs/MMBtu | FALSE | L | Annual | Emissions at Affected Plants NOX | Thousand Tons | 0.00059552 | 0.00059552 | 0.00059552 | 0.0059221 | 0.0059221 | 0.0030272 | 0.0030272 | 0.0030272
IL Fac. Spec. - NOX Rate Summer v3.1, Unit 540 and retrofits | 443 | 1797 | Rate Constraint in lbs/MMBtu | FALSE | L | Annual | Allowances Purchased NOX | Thousand Tons | 0 | 0 | 0 | 0 | 0 | 0 | 0 | 0
IL Fac. Spec. - NOX Rate Summer v3.1, Unit 540 and retrofits | 443 | 1797 | Rate Constraint in lbs/MMBtu | FALSE | L | Annual | Allowances Sold NOX | Thousand Tons | 0 | 0 | 0 | 0 | 0 | 0 | 0 | 0
IL Fac. Spec. - NOX Rate Summer v3.1, Unit 540 and retrofits | 443 | 1797 | Rate Constraint in lbs/MMBtu | FALSE | L | Annual | Allowances Banked | Thousand Tons | 0 | 0 | 0 | 0 | 0 | 0 | 0 | 0
IL Fac. Spec. - NOX Rate Summer v3.1, Unit 540 and retrofits | 443 | 1797 | Rate Constraint in lbs/MMBtu | FALSE | L | Annual | Allowances Withdrawn (1:1) | Thousand Tons | 0 | 0 | 0 | 0 | 0 | 0 | 0 | 0
IL Fac. Spec. - NOX Rate Summer v3.1, Unit 540 and retrofits | 443 | 1797 | Rate Constraint in lbs/MMBtu | FALSE | L | Annual | Allowances Withdrawn (n:1) | Thousand Tons | 0 | 0 | 0 | 0 | 0 | 0 | 0 | 0
IL Fac. Spec. - NOX Rate Summer v3.1, Unit 540 and retrofits | 443 | 1797 | Rate Constraint in lbs/MMBtu | FALSE | L | Annual | Net Emissions Allowance Position | Thousand Tons | 0.00059552 | 0.00059552 | 0.00059552 | 0.0059221 | 0.0059221 | 0.0030272 | 0.0030272 | 0.0030272
IL Fac. Spec. - NOX Rate Summer v3.1, Unit 540 and retrofits | 443 | 1797 | Rate Constraint in lbs/MMBtu | FALSE | L | Annual | Fuel Consumed | TBtu | 0.016437 | 0.016437 | 0.016437 | 0.16346 | 0.16346 | 0.083556 | 0.083556 | 0.083556
IL Fac. Spec. - NOX Rate Summer v3.1, Unit 540 and retrofits | 443 | 1797 | Rate Constraint in lbs/MMBtu | FALSE | L | Annual | Rate | lb/MMBtu | 0.07246 | 0.07246 | 0.07246 | 0.07246 | 0.07246 | 0.07246 | 0.07246 | 0.07246
IL Fac. Spec. - NOX Rate Summer v3.1, Unit 540 and retrofits | 443 | 1797 | Rate Constraint in lbs/MMBtu | FALSE | L | Annual | Generation | TWh | 0.0014554 | 0.0014554 | 0.0014554 | 0.014473 | 0.014473 | 0.0073983 | 0.0073983 | 0.0073983
IL Fac. Spec. - NOX Rate Summer v3.1, Unit 540 and retrofits | 443 | 1797 | Rate Constraint in lbs/MMBtu | FALSE | L | Annual | Qualifying Generation | TWh | 0.0014554 | 0.0014554 | 0.0014554 | 0.014473 | 0.014473 | 0.0073983 | 0.0073983 | 0.0073983
IL Fac. Spec. - NOX Rate Summer v3.1, Unit 540 and retrofits | 443 | 1797 | Rate Constraint in lbs/MMBtu | FALSE | L | Annual | Rate | lb/MWh | 0.81836 | 0.81836 | 0.81836 | 0.81836 | 0.81836 | 0.81836 | 0.81836 | 0.81836
IL Fac. Spec. - NOX Rate Summer v3.1, Unit 540 and retrofits | 443 | 1797 | Rate Constraint in lbs/MMBtu | FALSE | L | Annual | Constraint Shadow Price | US2016$/Ton | 0 | 0 | 0 | 0 | 0 | 0 | 0 | 0
IL Fac. Spec. - NOX Rate Summer v3.1, Unit 543 and retrofits | 444 | 1797 | Rate Constraint in lbs/MMBtu | FALSE | L | Annual | Seasons Included | Seasons | Summer | Summer | Summer | Summer | Summer | Summer | Summer | Summer
IL Fac. Spec. - NOX Rate Summer v3.1, Unit 543 and retrofits | 444 | 1797 | Rate Constraint in lbs/MMBtu | FALSE | L | Annual | Standard NOX | lb/MMBtu | 0.25 | 0.25 | 0.25 | 0.25 | 0.25 | 0.25 | 0.25 | 0.25
IL Fac. Spec. - NOX Rate Summer v3.1, Unit 543 and retrofits | 444 | 1797 | Rate Constraint in lbs/MMBtu | FALSE | L | Annual | Emissions at Affected Plants NOX | Thousand Tons | 0.0014702 | 0.0014702 | 0.010323 | 0.01462 | 0.01462 | 0.0074733 | 0.0074733 | 0.0074733
IL Fac. Spec. - NOX Rate Summer v3.1, Unit 543 and retrofits | 444 | 1797 | Rate Constraint in lbs/MMBtu | FALSE | L | Annual | Allowances Purchased NOX | Thousand Tons | 0 | 0 | 0 | 0 | 0 | 0 | 0 | 0
IL Fac. Spec. - NOX Rate Summer v3.1, Unit 543 and retrofits | 444 | 1797 | Rate Constraint in lbs/MMBtu | FALSE | L | Annual | Allowances Sold NOX | Thousand Tons | 0 | 0 | 0 | 0 | 0 | 0 | 0 | 0
IL Fac. Spec. - NOX Rate Summer v3.1, Unit 543 and retrofits | 444 | 1797 | Rate Constraint in lbs/MMBtu | FALSE | L | Annual | Allowances Banked | Thousand Tons | 0 | 0 | 0 | 0 | 0 | 0 | 0 | 0
IL Fac. Spec. - NOX Rate Summer v3.1, Unit 543 and retrofits | 444 | 1797 | Rate Constraint in lbs/MMBtu | FALSE | L | Annual | Allowances Withdrawn (1:1) | Thousand Tons | 0 | 0 | 0 | 0 | 0 | 0 | 0 | 0
IL Fac. Spec. - NOX Rate Summer v3.1, Unit 543 and retrofits | 444 | 1797 | Rate Constraint in lbs/MMBtu | FALSE | L | Annual | Allowances Withdrawn (n:1) | Thousand Tons | 0 | 0 | 0 | 0 | 0 | 0 | 0 | 0
IL Fac. Spec. - NOX Rate Summer v3.1, Unit 543 and retrofits | 444 | 1797 | Rate Constraint in lbs/MMBtu | FALSE | L | Annual | Net Emissions Allowance Position | Thousand Tons | 0.0014702 | 0.0014702 | 0.010323 | 0.01462 | 0.01462 | 0.0074733 | 0.0074733 | 0.0074733
IL Fac. Spec. - NOX Rate Summer v3.1, Unit 543 and retrofits | 444 | 1797 | Rate Constraint in lbs/MMBtu | FALSE | L | Annual | Fuel Consumed | TBtu | 0.055709 | 0.055709 | 0.39116 | 0.55399 | 0.55399 | 0.28319 | 0.28319 | 0.28319
IL Fac. Spec. - NOX Rate Summer v3.1, Unit 543 and retrofits | 444 | 1797 | Rate Constraint in lbs/MMBtu | FALSE | L | Annual | Rate | lb/MMBtu | 0.05278 | 0.05278 | 0.05278 | 0.05278 | 0.05278 | 0.05278 | 0.05278 | 0.05278
IL Fac. Spec. - NOX Rate Summer v3.1, Unit 543 and retrofits | 444 | 1797 | Rate Constraint in lbs/MMBtu | FALSE | L | Annual | Generation | TWh | 0.004944 | 0.004944 | 0.034714 | 0.049165 | 0.049165 | 0.025132 | 0.025132 | 0.025132
IL Fac. Spec. - NOX Rate Summer v3.1, Unit 543 and retrofits | 444 | 1797 | Rate Constraint in lbs/MMBtu | FALSE | L | Annual | Qualifying Generation | TWh | 0.004944 | 0.004944 | 0.034714 | 0.049165 | 0.049165 | 0.025132 | 0.025132 | 0.025132
IL Fac. Spec. - NOX Rate Summer v3.1, Unit 543 and retrofits | 444 | 1797 | Rate Constraint in lbs/MMBtu | FALSE | L | Annual | Rate | lb/MWh | 0.59473 | 0.59473 | 0.59473 | 0.59473 | 0.59473 | 0.59473 | 0.59473 | 0.59473
IL Fac. Spec. - NOX Rate Summer v3.1, Unit 543 and retrofits | 444 | 1797 | Rate Constraint in lbs/MMBtu | FALSE | L | Annual | Constraint Shadow Price | US2016$/Ton | 0 | 0 | 0 | 0 | 0 | 0 | 0 | 0
IL Fac. Spec. - NOX Rate Summer v3.1, Unit 544 and retrofits | 445 | 1797 | Rate Constraint in lbs/MMBtu | FALSE | L | Annual | Seasons Included | Seasons | Summer | Summer | Summer | Summer | Summer | Summer | Summer | Summer
IL Fac. Spec. - NOX Rate Summer v3.1, Unit 544 and retrofits | 445 | 1797 | Rate Constraint in lbs/MMBtu | FALSE | L | Annual | Standard NOX | lb/MMBtu | 0.25 | 0.25 | 0.25 | 0.25 | 0.25 | 0.25 | 0.25 | 0.25
IL Fac. Spec. - NOX Rate Summer v3.1, Unit 544 and retrofits | 445 | 1797 | Rate Constraint in lbs/MMBtu | FALSE | L | Annual | Emissions at Affected Plants NOX | Thousand Tons | 0.0012459 | 0.0012459 | 0.0093445 | 0.01239 | 0.01239 | 0.0063335 | 0.0063335 | 0.0065944
IL Fac. Spec. - NOX Rate Summer v3.1, Unit 544 and retrofits | 445 | 1797 | Rate Constraint in lbs/MMBtu | FALSE | L | Annual | Allowances Purchased NOX | Thousand Tons | 0 | 0 | 0 | 0 | 0 | 0 | 0 | 0
IL Fac. Spec. - NOX Rate Summer v3.1, Unit 544 and retrofits | 445 | 1797 | Rate Constraint in lbs/MMBtu | FALSE | L | Annual | Allowances Sold NOX | Thousand Tons | 0 | 0 | 0 | 0 | 0 | 0 | 0 | 0
IL Fac. Spec. - NOX Rate Summer v3.1, Unit 544 and retrofits | 445 | 1797 | Rate Constraint in lbs/MMBtu | FALSE | L | Annual | Allowances Banked | Thousand Tons | 0 | 0 | 0 | 0 | 0 | 0 | 0 | 0
IL Fac. Spec. - NOX Rate Summer v3.1, Unit 544 and retrofits | 445 | 1797 | Rate Constraint in lbs/MMBtu | FALSE | L | Annual | Allowances Withdrawn (1:1) | Thousand Tons | 0 | 0 | 0 | 0 | 0 | 0 | 0 | 0
IL Fac. Spec. - NOX Rate Summer v3.1, Unit 544 and retrofits | 445 | 1797 | Rate Constraint in lbs/MMBtu | FALSE | L | Annual | Allowances Withdrawn (n:1) | Thousand Tons | 0 | 0 | 0 | 0 | 0 | 0 | 0 | 0
IL Fac. Spec. - NOX Rate Summer v3.1, Unit 544 and retrofits | 445 | 1797 | Rate Constraint in lbs/MMBtu | FALSE | L | Annual | Net Emissions Allowance Position | Thousand Tons | 0.0012459 | 0.0012459 | 0.0093445 | 0.01239 | 0.01239 | 0.0063335 | 0.0063335 | 0.0065944
IL Fac. Spec. - NOX Rate Summer v3.1, Unit 544 and retrofits | 445 | 1797 | Rate Constraint in lbs/MMBtu | FALSE | L | Annual | Fuel Consumed | TBtu | 0.05556 | 0.05556 | 0.4167 | 0.55251 | 0.55251 | 0.28243 | 0.28243 | 0.29406
IL Fac. Spec. - NOX Rate Summer v3.1, Unit 544 and retrofits | 445 | 1797 | Rate Constraint in lbs/MMBtu | FALSE | L | Annual | Rate | lb/MMBtu | 0.04485 | 0.04485 | 0.04485 | 0.04485 | 0.04485 | 0.04485 | 0.04485 | 0.04485
IL Fac. Spec. - NOX Rate Summer v3.1, Unit 544 and retrofits | 445 | 1797 | Rate Constraint in lbs/MMBtu | FALSE | L | Annual | Generation | TWh | 0.0049308 | 0.0049308 | 0.036981 | 0.049034 | 0.049034 | 0.025065 | 0.025065 | 0.026097
IL Fac. Spec. - NOX Rate Summer v3.1, Unit 544 and retrofits | 445 | 1797 | Rate Constraint in lbs/MMBtu | FALSE | L | Annual | Qualifying Generation | TWh | 0.0049308 | 0.0049308 | 0.036981 | 0.049034 | 0.049034 | 0.025065 | 0.025065 | 0.026097
IL Fac. Spec. - NOX Rate Summer v3.1, Unit 544 and retrofits | 445 | 1797 | Rate Constraint in lbs/MMBtu | FALSE | L | Annual | Rate | lb/MWh | 0.50537 | 0.50537 | 0.50537 | 0.50537 | 0.50537 | 0.50537 | 0.50537 | 0.50537
IL Fac. Spec. - NOX Rate Summer v3.1, Unit 544 and retrofits | 445 | 1797 | Rate Constraint in lbs/MMBtu | FALSE | L | Annual | Constraint Shadow Price | US2016$/Ton | 0 | 0 | 0 | 0 | 0 | 0 | 0 | 0
IL Fac. Spec. - NOX Rate Summer v3.1, Unit 545 and retrofits | 446 | 1797 | Rate Constraint in lbs/MMBtu | FALSE | L | Annual | Seasons Included | Seasons | Summer | Summer | Summer | Summer | Summer | Summer | Summer | Summer
IL Fac. Spec. - NOX Rate Summer v3.1, Unit 545 and retrofits | 446 | 1797 | Rate Constraint in lbs/MMBtu | FALSE | L | Annual | Standard NOX | lb/MMBtu | 0.25 | 0.25 | 0.25 | 0.25 | 0.25 | 0.25 | 0.25 | 0.25
IL Fac. Spec. - NOX Rate Summer v3.1, Unit 545 and retrofits | 446 | 1797 | Rate Constraint in lbs/MMBtu | FALSE | L | Annual | Emissions at Affected Plants NOX | Thousand Tons | 0 | 0 | 0 | 0 | 0.0016275 | 0.0016275 | 0 | 0.0016275
IL Fac. Spec. - NOX Rate Summer v3.1, Unit 545 and retrofits | 446 | 1797 | Rate Constraint in lbs/MMBtu | FALSE | L | Annual | Allowances Purchased NOX | Thousand Tons | 0 | 0 | 0 | 0 | 0 | 0 | 0 | 0
IL Fac. Spec. - NOX Rate Summer v3.1, Unit 545 and retrofits | 446 | 1797 | Rate Constraint in lbs/MMBtu | FALSE | L | Annual | Allowances Sold NOX | Thousand Tons | 0 | 0 | 0 | 0 | 0 | 0 | 0 | 0
IL Fac. Spec. - NOX Rate Summer v3.1, Unit 545 and retrofits | 446 | 1797 | Rate Constraint in lbs/MMBtu | FALSE | L | Annual | Allowances Banked | Thousand Tons | 0 | 0 | 0 | 0 | 0 | 0 | 0 | 0
IL Fac. Spec. - NOX Rate Summer v3.1, Unit 545 and retrofits | 446 | 1797 | Rate Constraint in lbs/MMBtu | FALSE | L | Annual | Allowances Withdrawn (1:1) | Thousand Tons | 0 | 0 | 0 | 0 | 0 | 0 | 0 | 0
IL Fac. Spec. - NOX Rate Summer v3.1, Unit 545 and retrofits | 446 | 1797 | Rate Constraint in lbs/MMBtu | FALSE | L | Annual | Allowances Withdrawn (n:1) | Thousand Tons | 0 | 0 | 0 | 0 | 0 | 0 | 0 | 0
IL Fac. Spec. - NOX Rate Summer v3.1, Unit 545 and retrofits | 446 | 1797 | Rate Constraint in lbs/MMBtu | FALSE | L | Annual | Net Emissions Allowance Position | Thousand Tons | 0 | 0 | 0 | 0 | 0.0016275 | 0.0016275 | 0 | 0.0016275
IL Fac. Spec. - NOX Rate Summer v3.1, Unit 545 and retrofits | 446 | 1797 | Rate Constraint in lbs/MMBtu | FALSE | L | Annual | Fuel Consumed | TBtu | 0 | 0 | 0 | 0 | 0.049627 | 0.049627 | 0 | 0.049627
IL Fac. Spec. - NOX Rate Summer v3.1, Unit 545 and retrofits | 446 | 1797 | Rate Constraint in lbs/MMBtu | FALSE | L | Annual | Rate | lb/MMBtu | 0 | 0 | 0 | 0 | 0.06559 | 0.06559 | 0 | 0.06559
IL Fac. Spec. - NOX Rate Summer v3.1, Unit 545 and retrofits | 446 | 1797 | Rate Constraint in lbs/MMBtu | FALSE | L | Annual | Generation | TWh | 0 | 0 | 0 | 0 | 0.0037904 | 0.0037904 | 0 | 0.0037904
IL Fac. Spec. - NOX Rate Summer v3.1, Unit 545 and retrofits | 446 | 1797 | Rate Constraint in lbs/MMBtu | FALSE | L | Annual | Qualifying Generation | TWh | 0 | 0 | 0 | 0 | 0.0037904 | 0.0037904 | 0 | 0.0037904
IL Fac. Spec. - NOX Rate Summer v3.1, Unit 545 and retrofits | 446 | 1797 | Rate Constraint in lbs/MMBtu | FALSE | L | Annual | Rate | lb/MWh | 0 | 0 | 0 | 0 | 0.85877 | 0.85877 | 0 | 0.85877
IL Fac. Spec. - NOX Rate Summer v3.1, Unit 545 and retrofits | 446 | 1797 | Rate Constraint in lbs/MMBtu | FALSE | L | Annual | Constraint Shadow Price | US2016$/Ton | 0 | 0 | 0 | 0 | 0 | 0 | 0 | 0
IL Fac. Spec. - NOX Rate Summer v3.1, Unit 546 and retrofits | 447 | 1797 | Rate Constraint in lbs/MMBtu | FALSE | L | Annual | Seasons Included | Seasons | Summer | Summer | Summer | Summer | Summer | Summer | Summer | Summer
IL Fac. Spec. - NOX Rate Summer v3.1, Unit 546 and retrofits | 447 | 1797 | Rate Constraint in lbs/MMBtu | FALSE | L | Annual | Standard NOX | lb/MMBtu | 0.25 | 0.25 | 0.25 | 0.25 | 0.25 | 0.25 | 0.25 | 0.25
IL Fac. Spec. - NOX Rate Summer v3.1, Unit 546 and retrofits | 447 | 1797 | Rate Constraint in lbs/MMBtu | FALSE | L | Annual | Emissions at Affected Plants NOX | Thousand Tons | 0 | 0 | 0 | 0 | 0.0015511 | 0.0015511 | 0 | 0.0015511
IL Fac. Spec. - NOX Rate Summer v3.1, Unit 546 and retrofits | 447 | 1797 | Rate Constraint in lbs/MMBtu | FALSE | L | Annual | Allowances Purchased NOX | Thousand Tons | 0 | 0 | 0 | 0 | 0 | 0 | 0 | 0
IL Fac. Spec. - NOX Rate Summer v3.1, Unit 546 and retrofits | 447 | 1797 | Rate Constraint in lbs/MMBtu | FALSE | L | Annual | Allowances Sold NOX | Thousand Tons | 0 | 0 | 0 | 0 | 0 | 0 | 0 | 0
IL Fac. Spec. - NOX Rate Summer v3.1, Unit 546 and retrofits | 447 | 1797 | Rate Constraint in lbs/MMBtu | FALSE | L | Annual | Allowances Banked | Thousand Tons | 0 | 0 | 0 | 0 | 0 | 0 | 0 | 0
IL Fac. Spec. - NOX Rate Summer v3.1, Unit 546 and retrofits | 447 | 1797 | Rate Constraint in lbs/MMBtu | FALSE | L | Annual | Allowances Withdrawn (1:1) | Thousand Tons | 0 | 0 | 0 | 0 | 0 | 0 | 0 | 0
IL Fac. Spec. - NOX Rate Summer v3.1, Unit 546 and retrofits | 447 | 1797 | Rate Constraint in lbs/MMBtu | FALSE | L | Annual | Allowances Withdrawn (n:1) | Thousand Tons | 0 | 0 | 0 | 0 | 0 | 0 | 0 | 0
IL Fac. Spec. - NOX Rate Summer v3.1, Unit 546 and retrofits | 447 | 1797 | Rate Constraint in lbs/MMBtu | FALSE | L | Annual | Net Emissions Allowance Position | Thousand Tons | 0 | 0 | 0 | 0 | 0.0015511 | 0.0015511 | 0 | 0.0015511
IL Fac. Spec. - NOX Rate Summer v3.1, Unit 546 and retrofits | 447 | 1797 | Rate Constraint in lbs/MMBtu | FALSE | L | Annual | Fuel Consumed | TBtu | 0 | 0 | 0 | 0 | 0.049627 | 0.049627 | 0 | 0.049627
IL Fac. Spec. - NOX Rate Summer v3.1, Unit 546 and retrofits | 447 | 1797 | Rate Constraint in lbs/MMBtu | FALSE | L | Annual | Rate | lb/MMBtu | 0 | 0 | 0 | 0 | 0.06251 | 0.06251 | 0 | 0.06251
IL Fac. Spec. - NOX Rate Summer v3.1, Unit 546 and retrofits | 447 | 1797 | Rate Constraint in lbs/MMBtu | FALSE | L | Annual | Generation | TWh | 0 | 0 | 0 | 0 | 0.0037904 | 0.0037904 | 0 | 0.0037904
IL Fac. Spec. - NOX Rate Summer v3.1, Unit 546 and retrofits | 447 | 1797 | Rate Constraint in lbs/MMBtu | FALSE | L | Annual | Qualifying Generation | TWh | 0 | 0 | 0 | 0 | 0.0037904 | 0.0037904 | 0 | 0.0037904
IL Fac. Spec. - NOX Rate Summer v3.1, Unit 546 and retrofits | 447 | 1797 | Rate Constraint in lbs/MMBtu | FALSE | L | Annual | Rate | lb/MWh | 0 | 0 | 0 | 0 | 0.81844 | 0.81844 | 0 | 0.81844
IL Fac. Spec. - NOX Rate Summer v3.1, Unit 546 and retrofits | 447 | 1797 | Rate Constraint in lbs/MMBtu | FALSE | L | Annual | Constraint Shadow Price | US2016$/Ton | 0 | 0 | 0 | 0 | 0 | 0 | 0 | 0
IL Fac. Spec. - NOX Rate Summer v3.1, Unit 547 and retrofits | 448 | 1797 | Rate Constraint in lbs/MMBtu | FALSE | L | Annual | Seasons Included | Seasons | Summer | Summer | Summer | Summer | Summer | Summer | Summer | Summer
IL Fac. Spec. - NOX Rate Summer v3.1, Unit 547 and retrofits | 448 | 1797 | Rate Constraint in lbs/MMBtu | FALSE | L | Annual | Standard NOX | lb/MMBtu | 0.25 | 0.25 | 0.25 | 0.25 | 0.25 | 0.25 | 0.25 | 0.25
IL Fac. Spec. - NOX Rate Summer v3.1, Unit 547 and retrofits | 448 | 1797 | Rate Constraint in lbs/MMBtu | FALSE | L | Annual | Emissions at Affected Plants NOX | Thousand Tons | 0 | 0 | 0 | 0 | 0.0017647 | 0.0017647 | 0 | 0.0017647
IL Fac. Spec. - NOX Rate Summer v3.1, Unit 547 and retrofits | 448 | 1797 | Rate Constraint in lbs/MMBtu | FALSE | L | Annual | Allowances Purchased NOX | Thousand Tons | 0 | 0 | 0 | 0 | 0 | 0 | 0 | 0
IL Fac. Spec. - NOX Rate Summer v3.1, Unit 547 and retrofits | 448 | 1797 | Rate Constraint in lbs/MMBtu | FALSE | L | Annual | Allowances Sold NOX | Thousand Tons | 0 | 0 | 0 | 0 | 0 | 0 | 0 | 0
IL Fac. Spec. - NOX Rate Summer v3.1, Unit 547 and retrofits | 448 | 1797 | Rate Constraint in lbs/MMBtu | FALSE | L | Annual | Allowances Banked | Thousand Tons | 0 | 0 | 0 | 0 | 0 | 0 | 0 | 0
IL Fac. Spec. - NOX Rate Summer v3.1, Unit 547 and retrofits | 448 | 1797 | Rate Constraint in lbs/MMBtu | FALSE | L | Annual | Allowances Withdrawn (1:1) | Thousand Tons | 0 | 0 | 0 | 0 | 0 | 0 | 0 | 0
IL Fac. Spec. - NOX Rate Summer v3.1, Unit 547 and retrofits | 448 | 1797 | Rate Constraint in lbs/MMBtu | FALSE | L | Annual | Allowances Withdrawn (n:1) | Thousand Tons | 0 | 0 | 0 | 0 | 0 | 0 | 0 | 0
IL Fac. Spec. - NOX Rate Summer v3.1, Unit 547 and retrofits | 448 | 1797 | Rate Constraint in lbs/MMBtu | FALSE | L | Annual | Net Emissions Allowance Position | Thousand Tons | 0 | 0 | 0 | 0 | 0.0017647 | 0.0017647 | 0 | 0.0017647
IL Fac. Spec. - NOX Rate Summer v3.1, Unit 547 and retrofits | 448 | 1797 | Rate Constraint in lbs/MMBtu | FALSE | L | Annual | Fuel Consumed | TBtu | 0 | 0 | 0 | 0 | 0.049627 | 0.049627 | 0 | 0.049627
IL Fac. Spec. - NOX Rate Summer v3.1, Unit 547 and retrofits | 448 | 1797 | Rate Constraint in lbs/MMBtu | FALSE | L | Annual | Rate | lb/MMBtu | 0 | 0 | 0 | 0 | 0.07112 | 0.07112 | 0 | 0.07112
IL Fac. Spec. - NOX Rate Summer v3.1, Unit 547 and retrofits | 448 | 1797 | Rate Constraint in lbs/MMBtu | FALSE | L | Annual | Generation | TWh | 0 | 0 | 0 | 0 | 0.0037904 | 0.0037904 | 0 | 0.0037904
IL Fac. Spec. - NOX Rate Summer v3.1, Unit 547 and retrofits | 448 | 1797 | Rate Constraint in lbs/MMBtu | FALSE | L | Annual | Qualifying Generation | TWh | 0 | 0 | 0 | 0 | 0.0037904 | 0.0037904 | 0 | 0.0037904
IL Fac. Spec. - NOX Rate Summer v3.1, Unit 547 and retrofits | 448 | 1797 | Rate Constraint in lbs/MMBtu | FALSE | L | Annual | Rate | lb/MWh | 0 | 0 | 0 | 0 | 0.93117 | 0.93117 | 0 | 0.93117
IL Fac. Spec. - NOX Rate Summer v3.1, Unit 547 and retrofits | 448 | 1797 | Rate Constraint in lbs/MMBtu | FALSE | L | Annual | Constraint Shadow Price | US2016$/Ton | 0 | 0 | 0 | 0 | 0 | 0 | 0 | 0
IL Fac. Spec. - NOX Rate Summer v3.1, Unit 548 and retrofits | 449 | 1797 | Rate Constraint in lbs/MMBtu | FALSE | L | Annual | Seasons Included | Seasons | Summer | Summer | Summer | Summer | Summer | Summer | Summer | Summer
IL Fac. Spec. - NOX Rate Summer v3.1, Unit 548 and retrofits | 449 | 1797 | Rate Constraint in lbs/MMBtu | FALSE | L | Annual | Standard NOX | lb/MMBtu | 0.25 | 0.25 | 0.25 | 0.25 | 0.25 | 0.25 | 0.25 | 0.25
IL Fac. Spec. - NOX Rate Summer v3.1, Unit 548 and retrofits | 449 | 1797 | Rate Constraint in lbs/MMBtu | FALSE | L | Annual | Emissions at Affected Plants NOX | Thousand Tons | 0 | 0 | 0 | 0 | 0.001704 | 0.001704 | 0 | 0.001704
IL Fac. Spec. - NOX Rate Summer v3.1, Unit 548 and retrofits | 449 | 1797 | Rate Constraint in lbs/MMBtu | FALSE | L | Annual | Allowances Purchased NOX | Thousand Tons | 0 | 0 | 0 | 0 | 0 | 0 | 0 | 0
IL Fac. Spec. - NOX Rate Summer v3.1, Unit 548 and retrofits | 449 | 1797 | Rate Constraint in lbs/MMBtu | FALSE | L | Annual | Allowances Sold NOX | Thousand Tons | 0 | 0 | 0 | 0 | 0 | 0 | 0 | 0
IL Fac. Spec. - NOX Rate Summer v3.1, Unit 548 and retrofits | 449 | 1797 | Rate Constraint in lbs/MMBtu | FALSE | L | Annual | Allowances Banked | Thousand Tons | 0 | 0 | 0 | 0 | 0 | 0 | 0 | 0
IL Fac. Spec. - NOX Rate Summer v3.1, Unit 548 and retrofits | 449 | 1797 | Rate Constraint in lbs/MMBtu | FALSE | L | Annual | Allowances Withdrawn (1:1) | Thousand Tons | 0 | 0 | 0 | 0 | 0 | 0 | 0 | 0
IL Fac. Spec. - NOX Rate Summer v3.1, Unit 548 and retrofits | 449 | 1797 | Rate Constraint in lbs/MMBtu | FALSE | L | Annual | Allowances Withdrawn (n:1) | Thousand Tons | 0 | 0 | 0 | 0 | 0 | 0 | 0 | 0
IL Fac. Spec. - NOX Rate Summer v3.1, Unit 548 and retrofits | 449 | 1797 | Rate Constraint in lbs/MMBtu | FALSE | L | Annual | Net Emissions Allowance Position | Thousand Tons | 0 | 0 | 0 | 0 | 0.001704 | 0.001704 | 0 | 0.001704
IL Fac. Spec. - NOX Rate Summer v3.1, Unit 548 and retrofits | 449 | 1797 | Rate Constraint in lbs/MMBtu | FALSE | L | Annual | Fuel Consumed | TBtu | 0 | 0 | 0 | 0 | 0.049627 | 0.049627 | 0 | 0.049627
IL Fac. Spec. - NOX Rate Summer v3.1, Unit 548 and retrofits | 449 | 1797 | Rate Constraint in lbs/MMBtu | FALSE | L | Annual | Rate | lb/MMBtu | 0 | 0 | 0 | 0 | 0.06867 | 0.06867 | 0 | 0.06867
IL Fac. Spec. - NOX Rate Summer v3.1, Unit 548 and retrofits | 449 | 1797 | Rate Constraint in lbs/MMBtu | FALSE | L | Annual | Generation | TWh | 0 | 0 | 0 | 0 | 0.0037904 | 0.0037904 | 0 | 0.0037904
IL Fac. Spec. - NOX Rate Summer v3.1, Unit 548 and retrofits | 449 | 1797 | Rate Constraint in lbs/MMBtu | FALSE | L | Annual | Qualifying Generation | TWh | 0 | 0 | 0 | 0 | 0.0037904 | 0.0037904 | 0 | 0.0037904
IL Fac. Spec. - NOX Rate Summer v3.1, Unit 548 and retrofits | 449 | 1797 | Rate Constraint in lbs/MMBtu | FALSE | L | Annual | Rate | lb/MWh | 0 | 0 | 0 | 0 | 0.8991 | 0.8991 | 0 | 0.8991
IL Fac. Spec. - NOX Rate Summer v3.1, Unit 548 and retrofits | 449 | 1797 | Rate Constraint in lbs/MMBtu | FALSE | L | Annual | Constraint Shadow Price | US2016$/Ton | 0 | 0 | 0 | 0 | 0 | 0 | 0 | 0
IL Fac. Spec. - NOX Rate Summer v3.1, Unit 549 and retrofits | 450 | 1797 | Rate Constraint in lbs/MMBtu | FALSE | L | Annual | Seasons Included | Seasons | Summer | Summer | Summer | Summer | Summer | Summer | Summer | Summer
IL Fac. Spec. - NOX Rate Summer v3.1, Unit 549 and retrofits | 450 | 1797 | Rate Constraint in lbs/MMBtu | FALSE | L | Annual | Standard NOX | lb/MMBtu | 0.25 | 0.25 | 0.25 | 0.25 | 0.25 | 0.25 | 0.25 | 0.25
IL Fac. Spec. - NOX Rate Summer v3.1, Unit 549 and retrofits | 450 | 1797 | Rate Constraint in lbs/MMBtu | FALSE | L | Annual | Emissions at Affected Plants NOX | Thousand Tons | 0.0094825 | 0.013991 | 0.01855 | 0.01855 | 0.01855 | 0.01855 | 0.01855 | 0.01855
IL Fac. Spec. - NOX Rate Summer v3.1, Unit 549 and retrofits | 450 | 1797 | Rate Constraint in lbs/MMBtu | FALSE | L | Annual | Allowances Purchased NOX | Thousand Tons | 0 | 0 | 0 | 0 | 0 | 0 | 0 | 0
IL Fac. Spec. - NOX Rate Summer v3.1, Unit 549 and retrofits | 450 | 1797 | Rate Constraint in lbs/MMBtu | FALSE | L | Annual | Allowances Sold NOX | Thousand Tons | 0 | 0 | 0 | 0 | 0 | 0 | 0 | 0
IL Fac. Spec. - NOX Rate Summer v3.1, Unit 549 and retrofits | 450 | 1797 | Rate Constraint in lbs/MMBtu | FALSE | L | Annual | Allowances Banked | Thousand Tons | 0 | 0 | 0 | 0 | 0 | 0 | 0 | 0
IL Fac. Spec. - NOX Rate Summer v3.1, Unit 549 and retrofits | 450 | 1797 | Rate Constraint in lbs/MMBtu | FALSE | L | Annual | Allowances Withdrawn (1:1) | Thousand Tons | 0 | 0 | 0 | 0 | 0 | 0 | 0 | 0
IL Fac. Spec. - NOX Rate Summer v3.1, Unit 549 and retrofits | 450 | 1797 | Rate Constraint in lbs/MMBtu | FALSE | L | Annual | Allowances Withdrawn (n:1) | Thousand Tons | 0 | 0 | 0 | 0 | 0 | 0 | 0 | 0
IL Fac. Spec. - NOX Rate Summer v3.1, Unit 549 and retrofits | 450 | 1797 | Rate Constraint in lbs/MMBtu | FALSE | L | Annual | Net Emissions Allowance Position | Thousand Tons | 0.0094825 | 0.013991 | 0.01855 | 0.01855 | 0.01855 | 0.01855 | 0.01855 | 0.01855
IL Fac. Spec. - NOX Rate Summer v3.1, Unit 549 and retrofits | 450 | 1797 | Rate Constraint in lbs/MMBtu | FALSE | L | Annual | Fuel Consumed | TBtu | 0.28192 | 0.41595 | 0.55152 | 0.55152 | 0.55152 | 0.55152 | 0.55152 | 0.55152
IL Fac. Spec. - NOX Rate Summer v3.1, Unit 549 and retrofits | 450 | 1797 | Rate Constraint in lbs/MMBtu | FALSE | L | Annual | Rate | lb/MMBtu | 0.06727 | 0.06727 | 0.06727 | 0.06727 | 0.06727 | 0.06727 | 0.06727 | 0.06727
IL Fac. Spec. - NOX Rate Summer v3.1, Unit 549 and retrofits | 450 | 1797 | Rate Constraint in lbs/MMBtu | FALSE | L | Annual | Generation | TWh | 0.026238 | 0.038711 | 0.051328 | 0.051328 | 0.051328 | 0.051328 | 0.051328 | 0.051328
IL Fac. Spec. - NOX Rate Summer v3.1, Unit 549 and retrofits | 450 | 1797 | Rate Constraint in lbs/MMBtu | FALSE | L | Annual | Qualifying Generation | TWh | 0.026238 | 0.038711 | 0.051328 | 0.051328 | 0.051328 | 0.051328 | 0.051328 | 0.051328
IL Fac. Spec. - NOX Rate Summer v3.1, Unit 549 and retrofits | 450 | 1797 | Rate Constraint in lbs/MMBtu | FALSE | L | Annual | Rate | lb/MWh | 0.72282 | 0.72282 | 0.72282 | 0.72282 | 0.72282 | 0.72282 | 0.72282 | 0.72282
IL Fac. Spec. - NOX Rate Summer v3.1, Unit 549 and retrofits | 450 | 1797 | Rate Constraint in lbs/MMBtu | FALSE | L | Annual | Constraint Shadow Price | US2016$/Ton | 0 | 0 | 0 | 0 | 0 | 0 | 0 | 0
IL Fac. Spec. - NOX Rate Summer v3.1, Unit 550 and retrofits | 451 | 1797 | Rate Constraint in lbs/MMBtu | FALSE | L | Annual | Seasons Included | Seasons | Summer | Summer | Summer | Summer | Summer | Summer | Summer | Summer
IL Fac. Spec. - NOX Rate Summer v3.1, Unit 550 and retrofits | 451 | 1797 | Rate Constraint in lbs/MMBtu | FALSE | L | Annual | Standard NOX | lb/MMBtu | 0.25 | 0.25 | 0.25 | 0.25 | 0.25 | 0.25 | 0.25 | 0.25
IL Fac. Spec. - NOX Rate Summer v3.1, Unit 550 and retrofits | 451 | 1797 | Rate Constraint in lbs/MMBtu | FALSE | L | Annual | Emissions at Affected Plants NOX | Thousand Tons | 0.0012503 | 0.0012503 | 0.0012503 | 0.012434 | 0.012434 | 0.0063559 | 0.0063559 | 0.0063559
IL Fac. Spec. - NOX Rate Summer v3.1, Unit 550 and retrofits | 451 | 1797 | Rate Constraint in lbs/MMBtu | FALSE | L | Annual | Allowances Purchased NOX | Thousand Tons | 0 | 0 | 0 | 0 | 0 | 0 | 0 | 0
IL Fac. Spec. - NOX Rate Summer v3.1, Unit 550 and retrofits | 451 | 1797 | Rate Constraint in lbs/MMBtu | FALSE | L | Annual | Allowances Sold NOX | Thousand Tons | 0 | 0 | 0 | 0 | 0 | 0 | 0 | 0
IL Fac. Spec. - NOX Rate Summer v3.1, Unit 550 and retrofits | 451 | 1797 | Rate Constraint in lbs/MMBtu | FALSE | L | Annual | Allowances Banked | Thousand Tons | 0 | 0 | 0 | 0 | 0 | 0 | 0 | 0
IL Fac. Spec. - NOX Rate Summer v3.1, Unit 550 and retrofits | 451 | 1797 | Rate Constraint in lbs/MMBtu | FALSE | L | Annual | Allowances Withdrawn (1:1) | Thousand Tons | 0 | 0 | 0 | 0 | 0 | 0 | 0 | 0
IL Fac. Spec. - NOX Rate Summer v3.1, Unit 550 and retrofits | 451 | 1797 | Rate Constraint in lbs/MMBtu | FALSE | L | Annual | Allowances Withdrawn (n:1) | Thousand Tons | 0 | 0 | 0 | 0 | 0 | 0 | 0 | 0
IL Fac. Spec. - NOX Rate Summer v3.1, Unit 550 and retrofits | 451 | 1797 | Rate Constraint in lbs/MMBtu | FALSE | L | Annual | Net Emissions Allowance Position | Thousand Tons | 0.0012503 | 0.0012503 | 0.0012503 | 0.012434 | 0.012434 | 0.0063559 | 0.0063559 | 0.0063559
IL Fac. Spec. - NOX Rate Summer v3.1, Unit 550 and retrofits | 451 | 1797 | Rate Constraint in lbs/MMBtu | FALSE | L | Annual | Fuel Consumed | TBtu | 0.061426 | 0.061426 | 0.061426 | 0.61085 | 0.61085 | 0.31225 | 0.31225 | 0.31225
IL Fac. Spec. - NOX Rate Summer v3.1, Unit 550 and retrofits | 451 | 1797 | Rate Constraint in lbs/MMBtu | FALSE | L | Annual | Rate | lb/MMBtu | 0.04071 | 0.04071 | 0.04071 | 0.04071 | 0.04071 | 0.04071 | 0.04071 | 0.04071
IL Fac. Spec. - NOX Rate Summer v3.1, Unit 550 and retrofits | 451 | 1797 | Rate Constraint in lbs/MMBtu | FALSE | L | Annual | Generation | TWh | 0.0054384 | 0.0054384 | 0.0054384 | 0.054082 | 0.054082 | 0.027645 | 0.027645 | 0.027645
IL Fac. Spec. - NOX Rate Summer v3.1, Unit 550 and retrofits | 451 | 1797 | Rate Constraint in lbs/MMBtu | FALSE | L | Annual | Qualifying Generation | TWh | 0.0054384 | 0.0054384 | 0.0054384 | 0.054082 | 0.054082 | 0.027645 | 0.027645 | 0.027645
IL Fac. Spec. - NOX Rate Summer v3.1, Unit 550 and retrofits | 451 | 1797 | Rate Constraint in lbs/MMBtu | FALSE | L | Annual | Rate | lb/MWh | 0.45982 | 0.45982 | 0.45982 | 0.45982 | 0.45982 | 0.45982 | 0.45982 | 0.45982
IL Fac. Spec. - NOX Rate Summer v3.1, Unit 550 and retrofits | 451 | 1797 | Rate Constraint in lbs/MMBtu | FALSE | L | Annual | Constraint Shadow Price | US2016$/Ton | 0 | 0 | 0 | 0 | 0 | 0 | 0 | 0
IL Fac. Spec. - NOX Rate Summer v3.1, Unit 551 and retrofits | 452 | 1797 | Rate Constraint in lbs/MMBtu | FALSE | L | Annual | Seasons Included | Seasons | Summer | Summer | Summer | Summer | Summer | Summer | Summer | Summer
IL Fac. Spec. - NOX Rate Summer v3.1, Unit 551 and retrofits | 452 | 1797 | Rate Constraint in lbs/MMBtu | FALSE | L | Annual | Standard NOX | lb/MMBtu | 0.25 | 0.25 | 0.25 | 0.25 | 0.25 | 0.25 | 0.25 | 0.25
IL Fac. Spec. - NOX Rate Summer v3.1, Unit 551 and retrofits | 452 | 1797 | Rate Constraint in lbs/MMBtu | FALSE | L | Annual | Emissions at Affected Plants NOX | Thousand Tons | 0.0011267 | 0.0011267 | 0.0011267 | 0.011205 | 0.011205 | 0.0057275 | 0.0057275 | 0.0057275
IL Fac. Spec. - NOX Rate Summer v3.1, Unit 551 and retrofits | 452 | 1797 | Rate Constraint in lbs/MMBtu | FALSE | L | Annual | Allowances Purchased NOX | Thousand Tons | 0 | 0 | 0 | 0 | 0 | 0 | 0 | 0
IL Fac. Spec. - NOX Rate Summer v3.1, Unit 551 and retrofits | 452 | 1797 | Rate Constraint in lbs/MMBtu | FALSE | L | Annual | Allowances Sold NOX | Thousand Tons | 0 | 0 | 0 | 0 | 0 | 0 | 0 | 0
IL Fac. Spec. - NOX Rate Summer v3.1, Unit 551 and retrofits | 452 | 1797 | Rate Constraint in lbs/MMBtu | FALSE | L | Annual | Allowances Banked | Thousand Tons | 0 | 0 | 0 | 0 | 0 | 0 | 0 | 0
IL Fac. Spec. - NOX Rate Summer v3.1, Unit 551 and retrofits | 452 | 1797 | Rate Constraint in lbs/MMBtu | FALSE | L | Annual | Allowances Withdrawn (1:1) | Thousand Tons | 0 | 0 | 0 | 0 | 0 | 0 | 0 | 0
IL Fac. Spec. - NOX Rate Summer v3.1, Unit 551 and retrofits | 452 | 1797 | Rate Constraint in lbs/MMBtu | FALSE | L | Annual | Allowances Withdrawn (n:1) | Thousand Tons | 0 | 0 | 0 | 0 | 0 | 0 | 0 | 0
IL Fac. Spec. - NOX Rate Summer v3.1, Unit 551 and retrofits | 452 | 1797 | Rate Constraint in lbs/MMBtu | FALSE | L | Annual | Net Emissions Allowance Position | Thousand Tons | 0.0011267 | 0.0011267 | 0.0011267 | 0.011205 | 0.011205 | 0.0057275 | 0.0057275 | 0.0057275
IL Fac. Spec. - NOX Rate Summer v3.1, Unit 551 and retrofits | 452 | 1797 | Rate Constraint in lbs/MMBtu | FALSE | L | Annual | Fuel Consumed | TBtu | 0.060496 | 0.060496 | 0.060496 | 0.6016 | 0.6016 | 0.30752 | 0.30752 | 0.30752
IL Fac. Spec. - NOX Rate Summer v3.1, Unit 551 and retrofits | 452 | 1797 | Rate Constraint in lbs/MMBtu | FALSE | L | Annual | Rate | lb/MMBtu | 0.03725 | 0.03725 | 0.03725 | 0.03725 | 0.03725 | 0.03725 | 0.03725 | 0.03725
IL Fac. Spec. - NOX Rate Summer v3.1, Unit 551 and retrofits | 452 | 1797 | Rate Constraint in lbs/MMBtu | FALSE | L | Annual | Generation | TWh | 0.005356 | 0.005356 | 0.005356 | 0.053262 | 0.053262 | 0.027226 | 0.027226 | 0.027226
IL Fac. Spec. - NOX Rate Summer v3.1, Unit 551 and retrofits | 452 | 1797 | Rate Constraint in lbs/MMBtu | FALSE | L | Annual | Qualifying Generation | TWh | 0.005356 | 0.005356 | 0.005356 | 0.053262 | 0.053262 | 0.027226 | 0.027226 | 0.027226
IL Fac. Spec. - NOX Rate Summer v3.1, Unit 551 and retrofits | 452 | 1797 | Rate Constraint in lbs/MMBtu | FALSE | L | Annual | Rate | lb/MWh | 0.42074 | 0.42074 | 0.42074 | 0.42074 | 0.42074 | 0.42074 | 0.42074 | 0.42074
IL Fac. Spec. - NOX Rate Summer v3.1, Unit 551 and retrofits | 452 | 1797 | Rate Constraint in lbs/MMBtu | FALSE | L | Annual | Constraint Shadow Price | US2016$/Ton | 0 | 0 | 0 | 0 | 0 | 0 | 0 | 0
IL Fac. Spec. - NOX Rate Summer v3.1, Unit 552 and retrofits | 453 | 1797 | Rate Constraint in lbs/MMBtu | FALSE | L | Annual | Seasons Included | Seasons | Summer | Summer | Summer | Summer | Summer | Summer | Summer | Summer
IL Fac. Spec. - NOX Rate Summer v3.1, Unit 552 and retrofits | 453 | 1797 | Rate Constraint in lbs/MMBtu | FALSE | L | Annual | Standard NOX | lb/MMBtu | 0.25 | 0.25 | 0.25 | 0.25 | 0.25 | 0.25 | 0.25 | 0.25
IL Fac. Spec. - NOX Rate Summer v3.1, Unit 552 and retrofits | 453 | 1797 | Rate Constraint in lbs/MMBtu | FALSE | L | Annual | Emissions at Affected Plants NOX | Thousand Tons | 0.0011069 | 0.0011069 | 0.0011069 | 0.0013235 | 0.011008 | 0.0056268 | 0.0056268 | 0.0056268
IL Fac. Spec. - NOX Rate Summer v3.1, Unit 552 and retrofits | 453 | 1797 | Rate Constraint in lbs/MMBtu | FALSE | L | Annual | Allowances Purchased NOX | Thousand Tons | 0 | 0 | 0 | 0 | 0 | 0 | 0 | 0
IL Fac. Spec. - NOX Rate Summer v3.1, Unit 552 and retrofits | 453 | 1797 | Rate Constraint in lbs/MMBtu | FALSE | L | Annual | Allowances Sold NOX | Thousand Tons | 0 | 0 | 0 | 0 | 0 | 0 | 0 | 0
IL Fac. Spec. - NOX Rate Summer v3.1, Unit 552 and retrofits | 453 | 1797 | Rate Constraint in lbs/MMBtu | FALSE | L | Annual | Allowances Banked | Thousand Tons | 0 | 0 | 0 | 0 | 0 | 0 | 0 | 0
IL Fac. Spec. - NOX Rate Summer v3.1, Unit 552 and retrofits | 453 | 1797 | Rate Constraint in lbs/MMBtu | FALSE | L | Annual | Allowances Withdrawn (1:1) | Thousand Tons | 0 | 0 | 0 | 0 | 0 | 0 | 0 | 0
IL Fac. Spec. - NOX Rate Summer v3.1, Unit 552 and retrofits | 453 | 1797 | Rate Constraint in lbs/MMBtu | FALSE | L | Annual | Allowances Withdrawn (n:1) | Thousand Tons | 0 | 0 | 0 | 0 | 0 | 0 | 0 | 0
IL Fac. Spec. - NOX Rate Summer v3.1, Unit 552 and retrofits | 453 | 1797 | Rate Constraint in lbs/MMBtu | FALSE | L | Annual | Net Emissions Allowance Position | Thousand Tons | 0.0011069 | 0.0011069 | 0.0011069 | 0.0013235 | 0.011008 | 0.0056268 | 0.0056268 | 0.0056268
IL Fac. Spec. - NOX Rate Summer v3.1, Unit 552 and retrofits | 453 | 1797 | Rate Constraint in lbs/MMBtu | FALSE | L | Annual | Fuel Consumed | TBtu | 0.061054 | 0.061054 | 0.061054 | 0.072998 | 0.60715 | 0.31036 | 0.31036 | 0.31036
IL Fac. Spec. - NOX Rate Summer v3.1, Unit 552 and retrofits | 453 | 1797 | Rate Constraint in lbs/MMBtu | FALSE | L | Annual | Rate | lb/MMBtu | 0.03626 | 0.03626 | 0.03626 | 0.03626 | 0.03626 | 0.03626 | 0.03626 | 0.03626
IL Fac. Spec. - NOX Rate Summer v3.1, Unit 552 and retrofits | 453 | 1797 | Rate Constraint in lbs/MMBtu | FALSE | L | Annual | Generation | TWh | 0.0054054 | 0.0054054 | 0.0054054 | 0.0064629 | 0.053754 | 0.027477 | 0.027477 | 0.027477
IL Fac. Spec. - NOX Rate Summer v3.1, Unit 552 and retrofits | 453 | 1797 | Rate Constraint in lbs/MMBtu | FALSE | L | Annual | Qualifying Generation | TWh | 0.0054054 | 0.0054054 | 0.0054054 | 0.0064629 | 0.053754 | 0.027477 | 0.027477 | 0.027477
IL Fac. Spec. - NOX Rate Summer v3.1, Unit 552 and retrofits | 453 | 1797 | Rate Constraint in lbs/MMBtu | FALSE | L | Annual | Rate | lb/MWh | 0.40956 | 0.40956 | 0.40956 | 0.40956 | 0.40956 | 0.40956 | 0.40956 | 0.40956
IL Fac. Spec. - NOX Rate Summer v3.1, Unit 552 and retrofits | 453 | 1797 | Rate Constraint in lbs/MMBtu | FALSE | L | Annual | Constraint Shadow Price | US2016$/Ton | 0 | 0 | 0 | 0 | 0 | 0 | 0 | 0
IL Fac. Spec. - NOX Rate Summer v3.1, Unit 553 and retrofits | 454 | 1797 | Rate Constraint in lbs/MMBtu | FALSE | L | Annual | Seasons Included | Seasons | Summer | Summer | Summer | Summer | Summer | Summer | Summer | Summer
IL Fac. Spec. - NOX Rate Summer v3.1, Unit 553 and retrofits | 454 | 1797 | Rate Constraint in lbs/MMBtu | FALSE | L | Annual | Standard NOX | lb/MMBtu | 0.25 | 0.25 | 0.25 | 0.25 | 0.25 | 0.25 | 0.25 | 0.25
IL Fac. Spec. - NOX Rate Summer v3.1, Unit 553 and retrofits | 454 | 1797 | Rate Constraint in lbs/MMBtu | FALSE | L | Annual | Emissions at Affected Plants NOX | Thousand Tons | 0.0010631 | 0.0010631 | 0.0010631 | 0.010572 | 0.010572 | 0.0054042 | 0.0054042 | 0.0054042
IL Fac. Spec. - NOX Rate Summer v3.1, Unit 553 and retrofits | 454 | 1797 | Rate Constraint in lbs/MMBtu | FALSE | L | Annual | Allowances Purchased NOX | Thousand Tons | 0 | 0 | 0 | 0 | 0 | 0 | 0 | 0
IL Fac. Spec. - NOX Rate Summer v3.1, Unit 553 and retrofits | 454 | 1797 | Rate Constraint in lbs/MMBtu | FALSE | L | Annual | Allowances Sold NOX | Thousand Tons | 0 | 0 | 0 | 0 | 0 | 0 | 0 | 0
IL Fac. Spec. - NOX Rate Summer v3.1, Unit 553 and retrofits | 454 | 1797 | Rate Constraint in lbs/MMBtu | FALSE | L | Annual | Allowances Banked | Thousand Tons | 0 | 0 | 0 | 0 | 0 | 0 | 0 | 0
IL Fac. Spec. - NOX Rate Summer v3.1, Unit 553 and retrofits | 454 | 1797 | Rate Constraint in lbs/MMBtu | FALSE | L | Annual | Allowances Withdrawn (1:1) | Thousand Tons | 0 | 0 | 0 | 0 | 0 | 0 | 0 | 0
IL Fac. Spec. - NOX Rate Summer v3.1, Unit 553 and retrofits | 454 | 1797 | Rate Constraint in lbs/MMBtu | FALSE | L | Annual | Allowances Withdrawn (n:1) | Thousand Tons | 0 | 0 | 0 | 0 | 0 | 0 | 0 | 0
IL Fac. Spec. - NOX Rate Summer v3.1, Unit 553 and retrofits | 454 | 1797 | Rate Constraint in lbs/MMBtu | FALSE | L | Annual | Net Emissions Allowance Position | Thousand Tons | 0.0010631 | 0.0010631 | 0.0010631 | 0.010572 | 0.010572 | 0.0054042 | 0.0054042 | 0.0054042
IL Fac. Spec. - NOX Rate Summer v3.1, Unit 553 and retrofits | 454 | 1797 | Rate Constraint in lbs/MMBtu | FALSE | L | Annual | Fuel Consumed | TBtu | 0.06124 | 0.06124 | 0.06124 | 0.609 | 0.609 | 0.3113 | 0.3113 | 0.3113
IL Fac. Spec. - NOX Rate Summer v3.1, Unit 553 and retrofits | 454 | 1797 | Rate Constraint in lbs/MMBtu | FALSE | L | Annual | Rate | lb/MMBtu | 0.03472 | 0.03472 | 0.03472 | 0.03472 | 0.03472 | 0.03472 | 0.03472 | 0.03472
IL Fac. Spec. - NOX Rate Summer v3.1, Unit 553 and retrofits | 454 | 1797 | Rate Constraint in lbs/MMBtu | FALSE | L | Annual | Generation | TWh | 0.0054219 | 0.0054219 | 0.0054219 | 0.053918 | 0.053918 | 0.027561 | 0.027561 | 0.027561
IL Fac. Spec. - NOX Rate Summer v3.1, Unit 553 and retrofits | 454 | 1797 | Rate Constraint in lbs/MMBtu | FALSE | L | Annual | Qualifying Generation | TWh | 0.0054219 | 0.0054219 | 0.0054219 | 0.053918 | 0.053918 | 0.027561 | 0.027561 | 0.027561
IL Fac. Spec. - NOX Rate Summer v3.1, Unit 553 and retrofits | 454 | 1797 | Rate Constraint in lbs/MMBtu | FALSE | L | Annual | Rate | lb/MWh | 0.39216 | 0.39216 | 0.39216 | 0.39216 | 0.39216 | 0.39216 | 0.39216 | 0.39216
IL Fac. Spec. - NOX Rate Summer v3.1, Unit 553 and retrofits | 454 | 1797 | Rate Constraint in lbs/MMBtu | FALSE | L | Annual | Constraint Shadow Price | US2016$/Ton | 0 | 0 | 0 | 0 | 0 | 0 | 0 | 0
IL Fac. Spec. - NOX Rate Summer v3.1, Unit 554 and retrofits | 455 | 1797 | Rate Constraint in lbs/MMBtu | FALSE | L | Annual | Seasons Included | Seasons | Summer | Summer | Summer | Summer | Summer | Summer | Summer | Summer
IL Fac. Spec. - NOX Rate Summer v3.1, Unit 554 and retrofits | 455 | 1797 | Rate Constraint in lbs/MMBtu | FALSE | L | Annual | Standard NOX | lb/MMBtu | 0.25 | 0.25 | 0.25 | 0.25 | 0.25 | 0.25 | 0.25 | 0.25
IL Fac. Spec. - NOX Rate Summer v3.1, Unit 554 and retrofits | 455 | 1797 | Rate Constraint in lbs/MMBtu | FALSE | L | Annual | Emissions at Affected Plants NOX | Thousand Tons | 0.00061089 | 0.00061089 | 0.00061089 | 0.006075 | 0.006075 | 0.0031054 | 0.0031054 | 0.0031054
IL Fac. Spec. - NOX Rate Summer v3.1, Unit 554 and retrofits | 455 | 1797 | Rate Constraint in lbs/MMBtu | FALSE | L | Annual | Allowances Purchased NOX | Thousand Tons | 0 | 0 | 0 | 0 | 0 | 0 | 0 | 0
IL Fac. Spec. - NOX Rate Summer v3.1, Unit 554 and retrofits | 455 | 1797 | Rate Constraint in lbs/MMBtu | FALSE | L | Annual | Allowances Sold NOX | Thousand Tons | 0 | 0 | 0 | 0 | 0 | 0 | 0 | 0
IL Fac. Spec. - NOX Rate Summer v3.1, Unit 554 and retrofits | 455 | 1797 | Rate Constraint in lbs/MMBtu | FALSE | L | Annual | Allowances Banked | Thousand Tons | 0 | 0 | 0 | 0 | 0 | 0 | 0 | 0
IL Fac. Spec. - NOX Rate Summer v3.1, Unit 554 and retrofits | 455 | 1797 | Rate Constraint in lbs/MMBtu | FALSE | L | Annual | Allowances Withdrawn (1:1) | Thousand Tons | 0 | 0 | 0 | 0 | 0 | 0 | 0 | 0
IL Fac. Spec. - NOX Rate Summer v3.1, Unit 554 and retrofits | 455 | 1797 | Rate Constraint in lbs/MMBtu | FALSE | L | Annual | Allowances Withdrawn (n:1) | Thousand Tons | 0 | 0 | 0 | 0 | 0 | 0 | 0 | 0
IL Fac. Spec. - NOX Rate Summer v3.1, Unit 554 and retrofits | 455 | 1797 | Rate Constraint in lbs/MMBtu | FALSE | L | Annual | Net Emissions Allowance Position | Thousand Tons | 0.00061089 | 0.00061089 | 0.00061089 | 0.006075 | 0.006075 | 0.0031054 | 0.0031054 | 0.0031054
IL Fac. Spec. - NOX Rate Summer v3.1, Unit 554 and retrofits | 455 | 1797 | Rate Constraint in lbs/MMBtu | FALSE | L | Annual | Fuel Consumed | TBtu | 0.016437 | 0.016437 | 0.016437 | 0.16346 | 0.16346 | 0.083556 | 0.083556 | 0.083556
IL Fac. Spec. - NOX Rate Summer v3.1, Unit 554 and retrofits | 455 | 1797 | Rate Constraint in lbs/MMBtu | FALSE | L | Annual | Rate | lb/MMBtu | 0.07433 | 0.07433 | 0.07433 | 0.07433 | 0.07433 | 0.07433 | 0.07433 | 0.07433
IL Fac. Spec. - NOX Rate Summer v3.1, Unit 554 and retrofits | 455 | 1797 | Rate Constraint in lbs/MMBtu | FALSE | L | Annual | Generation | TWh | 0.0014554 | 0.0014554 | 0.0014554 | 0.014473 | 0.014473 | 0.0073983 | 0.0073983 | 0.0073983
IL Fac. Spec. - NOX Rate Summer v3.1, Unit 554 and retrofits | 455 | 1797 | Rate Constraint in lbs/MMBtu | FALSE | L | Annual | Qualifying Generation | TWh | 0.0014554 | 0.0014554 | 0.0014554 | 0.014473 | 0.014473 | 0.0073983 | 0.0073983 | 0.0073983
IL Fac. Spec. - NOX Rate Summer v3.1, Unit 554 and retrofits | 455 | 1797 | Rate Constraint in lbs/MMBtu | FALSE | L | Annual | Rate | lb/MWh | 0.83948 | 0.83948 | 0.83948 | 0.83948 | 0.83948 | 0.83948 | 0.83948 | 0.83948
IL Fac. Spec. - NOX Rate Summer v3.1, Unit 554 and retrofits | 455 | 1797 | Rate Constraint in lbs/MMBtu | FALSE | L | Annual | Constraint Shadow Price | US2016$/Ton | 0 | 0 | 0 | 0 | 0 | 0 | 0 | 0
IL Fac. Spec. - NOX Rate Summer v3.1, Unit 555 and retrofits | 456 | 1797 | Rate Constraint in lbs/MMBtu | FALSE | L | Annual | Seasons Included | Seasons | Summer | Summer | Summer | Summer | Summer | Summer | Summer | Summer
IL Fac. Spec. - NOX Rate Summer v3.1, Unit 555 and retrofits | 456 | 1797 | Rate Constraint in lbs/MMBtu | FALSE | L | Annual | Standard NOX | lb/MMBtu | 0.25 | 0.25 | 0.25 | 0.25 | 0.25 | 0.25 | 0.25 | 0.25
IL Fac. Spec. - NOX Rate Summer v3.1, Unit 555 and retrofits | 456 | 1797 | Rate Constraint in lbs/MMBtu | FALSE | L | Annual | Emissions at Affected Plants NOX | Thousand Tons | 0.00061645 | 0.00061645 | 0.00061645 | 0.0061303 | 0.0061303 | 0.0031336 | 0.0031336 | 0.0031336
IL Fac. Spec. - NOX Rate Summer v3.1, Unit 555 and retrofits | 456 | 1797 | Rate Constraint in lbs/MMBtu | FALSE | L | Annual | Allowances Purchased NOX | Thousand Tons | 0 | 0 | 0 | 0 | 0 | 0 | 0 | 0
IL Fac. Spec. - NOX Rate Summer v3.1, Unit 555 and retrofits | 456 | 1797 | Rate Constraint in lbs/MMBtu | FALSE | L | Annual | Allowances Sold NOX | Thousand Tons | 0 | 0 | 0 | 0 | 0 | 0 | 0 | 0
IL Fac. Spec. - NOX Rate Summer v3.1, Unit 555 and retrofits | 456 | 1797 | Rate Constraint in lbs/MMBtu | FALSE | L | Annual | Allowances Banked | Thousand Tons | 0 | 0 | 0 | 0 | 0 | 0 | 0 | 0
IL Fac. Spec. - NOX Rate Summer v3.1, Unit 555 and retrofits | 456 | 1797 | Rate Constraint in lbs/MMBtu | FALSE | L | Annual | Allowances Withdrawn (1:1) | Thousand Tons | 0 | 0 | 0 | 0 | 0 | 0 | 0 | 0
IL Fac. Spec. - NOX Rate Summer v3.1, Unit 555 and retrofits | 456 | 1797 | Rate Constraint in lbs/MMBtu | FALSE | L | Annual | Allowances Withdrawn (n:1) | Thousand Tons | 0 | 0 | 0 | 0 | 0 | 0 | 0 | 0
IL Fac. Spec. - NOX Rate Summer v3.1, Unit 555 and retrofits | 456 | 1797 | Rate Constraint in lbs/MMBtu | FALSE | L | Annual | Net Emissions Allowance Position | Thousand Tons | 0.00061645 | 0.00061645 | 0.00061645 | 0.0061303 | 0.0061303 | 0.0031336 | 0.0031336 | 0.0031336
IL Fac. Spec. - NOX Rate Summer v3.1, Unit 555 and retrofits | 456 | 1797 | Rate Constraint in lbs/MMBtu | FALSE | L | Annual | Fuel Consumed | TBtu | 0.016257 | 0.016257 | 0.016257 | 0.16166 | 0.16166 | 0.082638 | 0.082638 | 0.082638
IL Fac. Spec. - NOX Rate Summer v3.1, Unit 555 and retrofits | 456 | 1797 | Rate Constraint in lbs/MMBtu | FALSE | L | Annual | Rate | lb/MMBtu | 0.07584 | 0.07584 | 0.07584 | 0.07584 | 0.07584 | 0.07584 | 0.07584 | 0.07584
IL Fac. Spec. - NOX Rate Summer v3.1, Unit 555 and retrofits | 456 | 1797 | Rate Constraint in lbs/MMBtu | FALSE | L | Annual | Generation | TWh | 0.0014394 | 0.0014394 | 0.0014394 | 0.014314 | 0.014314 | 0.007317 | 0.007317 | 0.007317
IL Fac. Spec. - NOX Rate Summer v3.1, Unit 555 and retrofits | 456 | 1797 | Rate Constraint in lbs/MMBtu | FALSE | L | Annual | Qualifying Generation | TWh | 0.0014394 | 0.0014394 | 0.0014394 | 0.014314 | 0.014314 | 0.007317 | 0.007317 | 0.007317
IL Fac. Spec. - NOX Rate Summer v3.1, Unit 555 and retrofits | 456 | 1797 | Rate Constraint in lbs/MMBtu | FALSE | L | Annual | Rate | lb/MWh | 0.85654 | 0.85654 | 0.85654 | 0.85654 | 0.85654 | 0.85654 | 0.85654 | 0.85654
IL Fac. Spec. - NOX Rate Summer v3.1, Unit 555 and retrofits | 456 | 1797 | Rate Constraint in lbs/MMBtu | FALSE | L | Annual | Constraint Shadow Price | US2016$/Ton | 0 | 0 | 0 | 0 | 0 | 0 | 0 | 0
IL Fac. Spec. - NOX Rate Summer v3.1, Unit 556 and retrofits | 457 | 1797 | Rate Constraint in lbs/MMBtu | FALSE | L | Annual | Seasons Included | Seasons | Summer | Summer | Summer | Summer | Summer | Summer | Summer | Summer
IL Fac. Spec. - NOX Rate Summer v3.1, Unit 556 and retrofits | 457 | 1797 | Rate Constraint in lbs/MMBtu | FALSE | L | Annual | Standard NOX | lb/MMBtu | 0.25 | 0.25 | 0.25 | 0.25 | 0.25 | 0.25 | 0.25 | 0.25
IL Fac. Spec. - NOX Rate Summer v3.1, Unit 556 and retrofits | 457 | 1797 | Rate Constraint in lbs/MMBtu | FALSE | L | Annual | Emissions at Affected Plants NOX | Thousand Tons | 0.00069018 | 0.00069018 | 0.00069018 | 0.0068634 | 0.0068634 | 0.0035084 | 0.0035084 | 0.0035084
IL Fac. Spec. - NOX Rate Summer v3.1, Unit 556 and retrofits | 457 | 1797 | Rate Constraint in lbs/MMBtu | FALSE | L | Annual | Allowances Purchased NOX | Thousand Tons | 0 | 0 | 0 | 0 | 0 | 0 | 0 | 0
IL Fac. Spec. - NOX Rate Summer v3.1, Unit 556 and retrofits | 457 | 1797 | Rate Constraint in lbs/MMBtu | FALSE | L | Annual | Allowances Sold NOX | Thousand Tons | 0 | 0 | 0 | 0 | 0 | 0 | 0 | 0
IL Fac. Spec. - NOX Rate Summer v3.1, Unit 556 and retrofits | 457 | 1797 | Rate Constraint in lbs/MMBtu | FALSE | L | Annual | Allowances Banked | Thousand Tons | 0 | 0 | 0 | 0 | 0 | 0 | 0 | 0
IL Fac. Spec. - NOX Rate Summer v3.1, Unit 556 and retrofits | 457 | 1797 | Rate Constraint in lbs/MMBtu | FALSE | L | Annual | Allowances Withdrawn (1:1) | Thousand Tons | 0 | 0 | 0 | 0 | 0 | 0 | 0 | 0
IL Fac. Spec. - NOX Rate Summer v3.1, Unit 556 and retrofits | 457 | 1797 | Rate Constraint in lbs/MMBtu | FALSE | L | Annual | Allowances Withdrawn (n:1) | Thousand Tons | 0 | 0 | 0 | 0 | 0 | 0 | 0 | 0
IL Fac. Spec. - NOX Rate Summer v3.1, Unit 556 and retrofits | 457 | 1797 | Rate Constraint in lbs/MMBtu | FALSE | L | Annual | Net Emissions Allowance Position | Thousand Tons | 0.00069018 | 0.00069018 | 0.00069018 | 0.0068634 | 0.0068634 | 0.0035084 | 0.0035084 | 0.0035084
IL Fac. Spec. - NOX Rate Summer v3.1, Unit 556 and retrofits | 457 | 1797 | Rate Constraint in lbs/MMBtu | FALSE | L | Annual | Fuel Consumed | TBtu | 0.016257 | 0.016257 | 0.016257 | 0.16166 | 0.16166 | 0.082638 | 0.082638 | 0.082638
IL Fac. Spec. - NOX Rate Summer v3.1, Unit 556 and retrofits | 457 | 1797 | Rate Constraint in lbs/MMBtu | FALSE | L | Annual | Rate | lb/MMBtu | 0.08491 | 0.08491 | 0.08491 | 0.08491 | 0.08491 | 0.08491 | 0.08491 | 0.08491
IL Fac. Spec. - NOX Rate Summer v3.1, Unit 556 and retrofits | 457 | 1797 | Rate Constraint in lbs/MMBtu | FALSE | L | Annual | Generation | TWh | 0.0014394 | 0.0014394 | 0.0014394 | 0.014314 | 0.014314 | 0.007317 | 0.007317 | 0.007317
IL Fac. Spec. - NOX Rate Summer v3.1, Unit 556 and retrofits | 457 | 1797 | Rate Constraint in lbs/MMBtu | FALSE | L | Annual | Qualifying Generation | TWh | 0.0014394 | 0.0014394 | 0.0014394 | 0.014314 | 0.014314 | 0.007317 | 0.007317 | 0.007317
IL Fac. Spec. - NOX Rate Summer v3.1, Unit 556 and retrofits | 457 | 1797 | Rate Constraint in lbs/MMBtu | FALSE | L | Annual | Rate | lb/MWh | 0.95897 | 0.95897 | 0.95897 | 0.95897 | 0.95897 | 0.95897 | 0.95897 | 0.95897
IL Fac. Spec. - NOX Rate Summer v3.1, Unit 556 and retrofits | 457 | 1797 | Rate Constraint in lbs/MMBtu | FALSE | L | Annual | Constraint Shadow Price | US2016$/Ton | 0 | 0 | 0 | 0 | 0 | 0 | 0 | 0
IL Fac. Spec. - NOX Rate Summer v3.1, Unit 557 and retrofits | 458 | 1797 | Rate Constraint in lbs/MMBtu | FALSE | L | Annual | Seasons Included | Seasons | Summer | Summer | Summer | Summer | Summer | Summer | Summer | Summer
IL Fac. Spec. - NOX Rate Summer v3.1, Unit 557 and retrofits | 458 | 1797 | Rate Constraint in lbs/MMBtu | FALSE | L | Annual | Standard NOX | lb/MMBtu | 0.25 | 0.25 | 0.25 | 0.25 | 0.25 | 0.25 | 0.25 | 0.25
IL Fac. Spec. - NOX Rate Summer v3.1, Unit 557 and retrofits | 458 | 1797 | Rate Constraint in lbs/MMBtu | FALSE | L | Annual | Emissions at Affected Plants NOX | Thousand Tons | 0.00064483 | 0.00064483 | 0.00064483 | 0.0064125 | 0.0064125 | 0.0032779 | 0.0032779 | 0.0032779
IL Fac. Spec. - NOX Rate Summer v3.1, Unit 557 and retrofits | 458 | 1797 | Rate Constraint in lbs/MMBtu | FALSE | L | Annual | Allowances Purchased NOX | Thousand Tons | 0 | 0 | 0 | 0 | 0 | 0 | 0 | 0
IL Fac. Spec. - NOX Rate Summer v3.1, Unit 557 and retrofits | 458 | 1797 | Rate Constraint in lbs/MMBtu | FALSE | L | Annual | Allowances Sold NOX | Thousand Tons | 0 | 0 | 0 | 0 | 0 | 0 | 0 | 0
IL Fac. Spec. - NOX Rate Summer v3.1, Unit 557 and retrofits | 458 | 1797 | Rate Constraint in lbs/MMBtu | FALSE | L | Annual | Allowances Banked | Thousand Tons | 0 | 0 | 0 | 0 | 0 | 0 | 0 | 0
IL Fac. Spec. - NOX Rate Summer v3.1, Unit 557 and retrofits | 458 | 1797 | Rate Constraint in lbs/MMBtu | FALSE | L | Annual | Allowances Withdrawn (1:1) | Thousand Tons | 0 | 0 | 0 | 0 | 0 | 0 | 0 | 0
IL Fac. Spec. - NOX Rate Summer v3.1, Unit 557 and retrofits | 458 | 1797 | Rate Constraint in lbs/MMBtu | FALSE | L | Annual | Allowances Withdrawn (n:1) | Thousand Tons | 0 | 0 | 0 | 0 | 0 | 0 | 0 | 0
IL Fac. Spec. - NOX Rate Summer v3.1, Unit 557 and retrofits | 458 | 1797 | Rate Constraint in lbs/MMBtu | FALSE | L | Annual | Net Emissions Allowance Position | Thousand Tons | 0.00064483 | 0.00064483 | 0.00064483 | 0.0064125 | 0.0064125 | 0.0032779 | 0.0032779 | 0.0032779
IL Fac. Spec. - NOX Rate Summer v3.1, Unit 557 and retrofits | 458 | 1797 | Rate Constraint in lbs/MMBtu | FALSE | L | Annual | Fuel Consumed | TBtu | 0.016437 | 0.016437 | 0.016437 | 0.16346 | 0.16346 | 0.083556 | 0.083556 | 0.083556
IL Fac. Spec. - NOX Rate Summer v3.1, Unit 557 and retrofits | 458 | 1797 | Rate Constraint in lbs/MMBtu | FALSE | L | Annual | Rate | lb/MMBtu | 0.07846 | 0.07846 | 0.07846 | 0.07846 | 0.07846 | 0.07846 | 0.07846 | 0.07846
IL Fac. Spec. - NOX Rate Summer v3.1, Unit 557 and retrofits | 458 | 1797 | Rate Constraint in lbs/MMBtu | FALSE | L | Annual | Generation | TWh | 0.0014554 | 0.0014554 | 0.0014554 | 0.014473 | 0.014473 | 0.0073983 | 0.0073983 | 0.0073983
IL Fac. Spec. - NOX Rate Summer v3.1, Unit 557 and retrofits | 458 | 1797 | Rate Constraint in lbs/MMBtu | FALSE | L | Annual | Qualifying Generation | TWh | 0.0014554 | 0.0014554 | 0.0014554 | 0.014473 | 0.014473 | 0.0073983 | 0.0073983 | 0.0073983
IL Fac. Spec. - NOX Rate Summer v3.1, Unit 557 and retrofits | 458 | 1797 | Rate Constraint in lbs/MMBtu | FALSE | L | Annual | Rate | lb/MWh | 0.88613 | 0.88613 | 0.88613 | 0.88613 | 0.88613 | 0.88613 | 0.88613 | 0.88613
IL Fac. Spec. - NOX Rate Summer v3.1, Unit 557 and retrofits | 458 | 1797 | Rate Constraint in lbs/MMBtu | FALSE | L | Annual | Constraint Shadow Price | US2016$/Ton | 0 | 0 | 0 | 0 | 0 | 0 | 0 | 0
IL Fac. Spec. - NOX Rate Summer v3.1, Unit 558 and retrofits | 459 | 1797 | Rate Constraint in lbs/MMBtu | FALSE | L | Annual | Seasons Included | Seasons | Summer | Summer | Summer | Summer | Summer | Summer | Summer | Summer
IL Fac. Spec. - NOX Rate Summer v3.1, Unit 558 and retrofits | 459 | 1797 | Rate Constraint in lbs/MMBtu | FALSE | L | Annual | Standard NOX | lb/MMBtu | 0.25 | 0.25 | 0.25 | 0.25 | 0.25 | 0.25 | 0.25 | 0.25
IL Fac. Spec. - NOX Rate Summer v3.1, Unit 558 and retrofits | 459 | 1797 | Rate Constraint in lbs/MMBtu | FALSE | L | Annual | Emissions at Affected Plants NOX | Thousand Tons | 0.00059774 | 0.00059774 | 0.00059774 | 0.0059442 | 0.0059442 | 0.0030385 | 0.0030385 | 0.0030385
IL Fac. Spec. - NOX Rate Summer v3.1, Unit 558 and retrofits | 459 | 1797 | Rate Constraint in lbs/MMBtu | FALSE | L | Annual | Allowances Purchased NOX | Thousand Tons | 0 | 0 | 0 | 0 | 0 | 0 | 0 | 0
IL Fac. Spec. - NOX Rate Summer v3.1, Unit 558 and retrofits | 459 | 1797 | Rate Constraint in lbs/MMBtu | FALSE | L | Annual | Allowances Sold NOX | Thousand Tons | 0 | 0 | 0 | 0 | 0 | 0 | 0 | 0
IL Fac. Spec. - NOX Rate Summer v3.1, Unit 558 and retrofits | 459 | 1797 | Rate Constraint in lbs/MMBtu | FALSE | L | Annual | Allowances Banked | Thousand Tons | 0 | 0 | 0 | 0 | 0 | 0 | 0 | 0
IL Fac. Spec. - NOX Rate Summer v3.1, Unit 558 and retrofits | 459 | 1797 | Rate Constraint in lbs/MMBtu | FALSE | L | Annual | Allowances Withdrawn (1:1) | Thousand Tons | 0 | 0 | 0 | 0 | 0 | 0 | 0 | 0
IL Fac. Spec. - NOX Rate Summer v3.1, Unit 558 and retrofits | 459 | 1797 | Rate Constraint in lbs/MMBtu | FALSE | L | Annual | Allowances Withdrawn (n:1) | Thousand Tons | 0 | 0 | 0 | 0 | 0 | 0 | 0 | 0
IL Fac. Spec. - NOX Rate Summer v3.1, Unit 558 and retrofits | 459 | 1797 | Rate Constraint in lbs/MMBtu | FALSE | L | Annual | Net Emissions Allowance Position | Thousand Tons | 0.00059774 | 0.00059774 | 0.00059774 | 0.0059442 | 0.0059442 | 0.0030385 | 0.0030385 | 0.0030385
IL Fac. Spec. - NOX Rate Summer v3.1, Unit 558 and retrofits | 459 | 1797 | Rate Constraint in lbs/MMBtu | FALSE | L | Annual | Fuel Consumed | TBtu | 0.016437 | 0.016437 | 0.016437 | 0.16346 | 0.16346 | 0.083556 | 0.083556 | 0.083556
IL Fac. Spec. - NOX Rate Summer v3.1, Unit 558 and retrofits | 459 | 1797 | Rate Constraint in lbs/MMBtu | FALSE | L | Annual | Rate | lb/MMBtu | 0.07273 | 0.07273 | 0.07273 | 0.07273 | 0.07273 | 0.07273 | 0.07273 | 0.07273
IL Fac. Spec. - NOX Rate Summer v3.1, Unit 558 and retrofits | 459 | 1797 | Rate Constraint in lbs/MMBtu | FALSE | L | Annual | Generation | TWh | 0.0014554 | 0.0014554 | 0.0014554 | 0.014473 | 0.014473 | 0.0073983 | 0.0073983 | 0.0073983
IL Fac. Spec. - NOX Rate Summer v3.1, Unit 558 and retrofits | 459 | 1797 | Rate Constraint in lbs/MMBtu | FALSE | L | Annual | Qualifying Generation | TWh | 0.0014554 | 0.0014554 | 0.0014554 | 0.014473 | 0.014473 | 0.0073983 | 0.0073983 | 0.0073983
IL Fac. Spec. - NOX Rate Summer v3.1, Unit 558 and retrofits | 459 | 1797 | Rate Constraint in lbs/MMBtu | FALSE | L | Annual | Rate | lb/MWh | 0.82141 | 0.82141 | 0.82141 | 0.82141 | 0.82141 | 0.82141 | 0.82141 | 0.82141
IL Fac. Spec. - NOX Rate Summer v3.1, Unit 558 and retrofits | 459 | 1797 | Rate Constraint in lbs/MMBtu | FALSE | L | Annual | Constraint Shadow Price | US2016$/Ton | 0 | 0 | 0 | 0 | 0 | 0 | 0 | 0
IL Fac. Spec. - NOX Rate Summer v3.1, Unit 561 and retrofits | 460 | 1797 | Rate Constraint in lbs/MMBtu | FALSE | L | Annual | Seasons Included | Seasons | Summer | Summer | Summer | Summer | Summer | Summer | Summer | Summer
IL Fac. Spec. - NOX Rate Summer v3.1, Unit 561 and retrofits | 460 | 1797 | Rate Constraint in lbs/MMBtu | FALSE | L | Annual | Standard NOX | lb/MMBtu | 0.25 | 0.25 | 0.25 | 0.25 | 0.25 | 0.25 | 0.25 | 0.25
IL Fac. Spec. - NOX Rate Summer v3.1, Unit 561 and retrofits | 460 | 1797 | Rate Constraint in lbs/MMBtu | FALSE | L | Annual | Emissions at Affected Plants NOX | Thousand Tons | 0 | 0 | 0.0015958 | 0.0015958 | 0.0015958 | 0.0015958 | 0.0015958 | 0.0015958
IL Fac. Spec. - NOX Rate Summer v3.1, Unit 561 and retrofits | 460 | 1797 | Rate Constraint in lbs/MMBtu | FALSE | L | Annual | Allowances Purchased NOX | Thousand Tons | 0 | 0 | 0 | 0 | 0 | 0 | 0 | 0
IL Fac. Spec. - NOX Rate Summer v3.1, Unit 561 and retrofits | 460 | 1797 | Rate Constraint in lbs/MMBtu | FALSE | L | Annual | Allowances Sold NOX | Thousand Tons | 0 | 0 | 0 | 0 | 0 | 0 | 0 | 0
IL Fac. Spec. - NOX Rate Summer v3.1, Unit 561 and retrofits | 460 | 1797 | Rate Constraint in lbs/MMBtu | FALSE | L | Annual | Allowances Banked | Thousand Tons | 0 | 0 | 0 | 0 | 0 | 0 | 0 | 0
IL Fac. Spec. - NOX Rate Summer v3.1, Unit 561 and retrofits | 460 | 1797 | Rate Constraint in lbs/MMBtu | FALSE | L | Annual | Allowances Withdrawn (1:1) | Thousand Tons | 0 | 0 | 0 | 0 | 0 | 0 | 0 | 0
IL Fac. Spec. - NOX Rate Summer v3.1, Unit 561 and retrofits | 460 | 1797 | Rate Constraint in lbs/MMBtu | FALSE | L | Annual | Allowances Withdrawn (n:1) | Thousand Tons | 0 | 0 | 0 | 0 | 0 | 0 | 0 | 0
IL Fac. Spec. - NOX Rate Summer v3.1, Unit 561 and retrofits | 460 | 1797 | Rate Constraint in lbs/MMBtu | FALSE | L | Annual | Net Emissions Allowance Position | Thousand Tons | 0 | 0 | 0.0015958 | 0.0015958 | 0.0015958 | 0.0015958 | 0.0015958 | 0.0015958
IL Fac. Spec. - NOX Rate Summer v3.1, Unit 561 and retrofits | 460 | 1797 | Rate Constraint in lbs/MMBtu | FALSE | L | Annual | Fuel Consumed | TBtu | 0 | 0 | 0.042402 | 0.042402 | 0.042402 | 0.042402 | 0.042402 | 0.042402
IL Fac. Spec. - NOX Rate Summer v3.1, Unit 561 and retrofits | 460 | 1797 | Rate Constraint in lbs/MMBtu | FALSE | L | Annual | Rate | lb/MMBtu | 0 | 0 | 0.07527 | 0.07527 | 0.07527 | 0.07527 | 0.07527 | 0.07527
IL Fac. Spec. - NOX Rate Summer v3.1, Unit 561 and retrofits | 460 | 1797 | Rate Constraint in lbs/MMBtu | FALSE | L | Annual | Generation | TWh | 0 | 0 | 0.0034278 | 0.0034278 | 0.0034278 | 0.0034278 | 0.0034278 | 0.0034278
IL Fac. Spec. - NOX Rate Summer v3.1, Unit 561 and retrofits | 460 | 1797 | Rate Constraint in lbs/MMBtu | FALSE | L | Annual | Qualifying Generation | TWh | 0 | 0 | 0.0034278 | 0.0034278 | 0.0034278 | 0.0034278 | 0.0034278 | 0.0034278
IL Fac. Spec. - NOX Rate Summer v3.1, Unit 561 and retrofits | 460 | 1797 | Rate Constraint in lbs/MMBtu | FALSE | L | Annual | Rate | lb/MWh | 0 | 0 | 0.93109 | 0.93109 | 0.93109 | 0.93109 | 0.93109 | 0.93109
IL Fac. Spec. - NOX Rate Summer v3.1, Unit 561 and retrofits | 460 | 1797 | Rate Constraint in lbs/MMBtu | FALSE | L | Annual | Constraint Shadow Price | US2016$/Ton | 0 | 0 | 0 | 0 | 0 | 0 | 0 | 0
IL Fac. Spec. - NOX Rate Summer v3.1, Unit 562 and retrofits | 461 | 1797 | Rate Constraint in lbs/MMBtu | FALSE | L | Annual | Seasons Included | Seasons | Summer | Summer | Summer | Summer | Summer | Summer | Summer | Summer
IL Fac. Spec. - NOX Rate Summer v3.1, Unit 562 and retrofits | 461 | 1797 | Rate Constraint in lbs/MMBtu | FALSE | L | Annual | Standard NOX | lb/MMBtu | 0.25 | 0.25 | 0.25 | 0.25 | 0.25 | 0.25 | 0.25 | 0.25
IL Fac. Spec. - NOX Rate Summer v3.1, Unit 562 and retrofits | 461 | 1797 | Rate Constraint in lbs/MMBtu | FALSE | L | Annual | Emissions at Affected Plants NOX | Thousand Tons | 0 | 0 | 0.0017359 | 0.0017359 | 0.0017359 | 0.0017359 | 0.0017359 | 0.0017359
IL Fac. Spec. - NOX Rate Summer v3.1, Unit 562 and retrofits | 461 | 1797 | Rate Constraint in lbs/MMBtu | FALSE | L | Annual | Allowances Purchased NOX | Thousand Tons | 0 | 0 | 0 | 0 | 0 | 0 | 0 | 0
IL Fac. Spec. - NOX Rate Summer v3.1, Unit 562 and retrofits | 461 | 1797 | Rate Constraint in lbs/MMBtu | FALSE | L | Annual | Allowances Sold NOX | Thousand Tons | 0 | 0 | 0 | 0 | 0 | 0 | 0 | 0
IL Fac. Spec. - NOX Rate Summer v3.1, Unit 562 and retrofits | 461 | 1797 | Rate Constraint in lbs/MMBtu | FALSE | L | Annual | Allowances Banked | Thousand Tons | 0 | 0 | 0 | 0 | 0 | 0 | 0 | 0
IL Fac. Spec. - NOX Rate Summer v3.1, Unit 562 and retrofits | 461 | 1797 | Rate Constraint in lbs/MMBtu | FALSE | L | Annual | Allowances Withdrawn (1:1) | Thousand Tons | 0 | 0 | 0 | 0 | 0 | 0 | 0 | 0
IL Fac. Spec. - NOX Rate Summer v3.1, Unit 562 and retrofits | 461 | 1797 | Rate Constraint in lbs/MMBtu | FALSE | L | Annual | Allowances Withdrawn (n:1) | Thousand Tons | 0 | 0 | 0 | 0 | 0 | 0 | 0 | 0
IL Fac. Spec. - NOX Rate Summer v3.1, Unit 562 and retrofits | 461 | 1797 | Rate Constraint in lbs/MMBtu | FALSE | L | Annual | Net Emissions Allowance Position | Thousand Tons | 0 | 0 | 0.0017359 | 0.0017359 | 0.0017359 | 0.0017359 | 0.0017359 | 0.0017359
IL Fac. Spec. - NOX Rate Summer v3.1, Unit 562 and retrofits | 461 | 1797 | Rate Constraint in lbs/MMBtu | FALSE | L | Annual | Fuel Consumed | TBtu | 0 | 0 | 0.040758 | 0.040758 | 0.040758 | 0.040758 | 0.040758 | 0.040758
IL Fac. Spec. - NOX Rate Summer v3.1, Unit 562 and retrofits | 461 | 1797 | Rate Constraint in lbs/MMBtu | FALSE | L | Annual | Rate | lb/MMBtu | 0 | 0 | 0.08518 | 0.08518 | 0.08518 | 0.08518 | 0.08518 | 0.08518
IL Fac. Spec. - NOX Rate Summer v3.1, Unit 562 and retrofits | 461 | 1797 | Rate Constraint in lbs/MMBtu | FALSE | L | Annual | Generation | TWh | 0 | 0 | 0.003296 | 0.003296 | 0.003296 | 0.003296 | 0.003296 | 0.003296
IL Fac. Spec. - NOX Rate Summer v3.1, Unit 562 and retrofits | 461 | 1797 | Rate Constraint in lbs/MMBtu | FALSE | L | Annual | Qualifying Generation | TWh | 0 | 0 | 0.003296 | 0.003296 | 0.003296 | 0.003296 | 0.003296 | 0.003296
IL Fac. Spec. - NOX Rate Summer v3.1, Unit 562 and retrofits | 461 | 1797 | Rate Constraint in lbs/MMBtu | FALSE | L | Annual | Rate | lb/MWh | 0 | 0 | 1.0533 | 1.0533 | 1.0533 | 1.0533 | 1.0533 | 1.0533
IL Fac. Spec. - NOX Rate Summer v3.1, Unit 562 and retrofits | 461 | 1797 | Rate Constraint in lbs/MMBtu | FALSE | L | Annual | Constraint Shadow Price | US2016$/Ton | 0 | 0 | 0 | 0 | 0 | 0 | 0 | 0
IL Fac. Spec. - NOX Rate Summer v3.1, Unit 563 and retrofits | 462 | 1797 | Rate Constraint in lbs/MMBtu | FALSE | L | Annual | Seasons Included | Seasons | Summer | Summer | Summer | Summer | Summer | Summer | Summer | Summer
IL Fac. Spec. - NOX Rate Summer v3.1, Unit 563 and retrofits | 462 | 1797 | Rate Constraint in lbs/MMBtu | FALSE | L | Annual | Standard NOX | lb/MMBtu | 0.25 | 0.25 | 0.25 | 0.25 | 0.25 | 0.25 | 0.25 | 0.25
IL Fac. Spec. - NOX Rate Summer v3.1, Unit 563 and retrofits | 462 | 1797 | Rate Constraint in lbs/MMBtu | FALSE | L | Annual | Emissions at Affected Plants NOX | Thousand Tons | 0 | 0 | 0.0017068 | 0.0017068 | 0.0017068 | 0.0017068 | 0.0017068 | 0.0017068
IL Fac. Spec. - NOX Rate Summer v3.1, Unit 563 and retrofits | 462 | 1797 | Rate Constraint in lbs/MMBtu | FALSE | L | Annual | Allowances Purchased NOX | Thousand Tons | 0 | 0 | 0 | 0 | 0 | 0 | 0 | 0
IL Fac. Spec. - NOX Rate Summer v3.1, Unit 563 and retrofits | 462 | 1797 | Rate Constraint in lbs/MMBtu | FALSE | L | Annual | Allowances Sold NOX | Thousand Tons | 0 | 0 | 0 | 0 | 0 | 0 | 0 | 0
IL Fac. Spec. - NOX Rate Summer v3.1, Unit 563 and retrofits | 462 | 1797 | Rate Constraint in lbs/MMBtu | FALSE | L | Annual | Allowances Banked | Thousand Tons | 0 | 0 | 0 | 0 | 0 | 0 | 0 | 0
IL Fac. Spec. - NOX Rate Summer v3.1, Unit 563 and retrofits | 462 | 1797 | Rate Constraint in lbs/MMBtu | FALSE | L | Annual | Allowances Withdrawn (1:1) | Thousand Tons | 0 | 0 | 0 | 0 | 0 | 0 | 0 | 0
IL Fac. Spec. - NOX Rate Summer v3.1, Unit 563 and retrofits | 462 | 1797 | Rate Constraint in lbs/MMBtu | FALSE | L | Annual | Allowances Withdrawn (n:1) | Thousand Tons | 0 | 0 | 0 | 0 | 0 | 0 | 0 | 0
IL Fac. Spec. - NOX Rate Summer v3.1, Unit 563 and retrofits | 462 | 1797 | Rate Constraint in lbs/MMBtu | FALSE | L | Annual | Net Emissions Allowance Position | Thousand Tons | 0 | 0 | 0.0017068 | 0.0017068 | 0.0017068 | 0.0017068 | 0.0017068 | 0.0017068
IL Fac. Spec. - NOX Rate Summer v3.1, Unit 563 and retrofits | 462 | 1797 | Rate Constraint in lbs/MMBtu | FALSE | L | Annual | Fuel Consumed | TBtu | 0 | 0 | 0.041342 | 0.041342 | 0.041342 | 0.041342 | 0.041342 | 0.041342
IL Fac. Spec. - NOX Rate Summer v3.1, Unit 563 and retrofits | 462 | 1797 | Rate Constraint in lbs/MMBtu | FALSE | L | Annual | Rate | lb/MMBtu | 0 | 0 | 0.08257 | 0.08257 | 0.08257 | 0.08257 | 0.08257 | 0.08257
IL Fac. Spec. - NOX Rate Summer v3.1, Unit 563 and retrofits | 462 | 1797 | Rate Constraint in lbs/MMBtu | FALSE | L | Annual | Generation | TWh | 0 | 0 | 0.0033421 | 0.0033421 | 0.0033421 | 0.0033421 | 0.0033421 | 0.0033421
IL Fac. Spec. - NOX Rate Summer v3.1, Unit 563 and retrofits | 462 | 1797 | Rate Constraint in lbs/MMBtu | FALSE | L | Annual | Qualifying Generation | TWh | 0 | 0 | 0.0033421 | 0.0033421 | 0.0033421 | 0.0033421 | 0.0033421 | 0.0033421
IL Fac. Spec. - NOX Rate Summer v3.1, Unit 563 and retrofits | 462 | 1797 | Rate Constraint in lbs/MMBtu | FALSE | L | Annual | Rate | lb/MWh | 0 | 0 | 1.0214 | 1.0214 | 1.0214 | 1.0214 | 1.0214 | 1.0214
IL Fac. Spec. - NOX Rate Summer v3.1, Unit 563 and retrofits | 462 | 1797 | Rate Constraint in lbs/MMBtu | FALSE | L | Annual | Constraint Shadow Price | US2016$/Ton | 0 | 0 | 0 | 0 | 0 | 0 | 0 | 0
IL Fac. Spec. - NOX Rate Summer v3.1, Unit 564 and retrofits | 463 | 1797 | Rate Constraint in lbs/MMBtu | FALSE | L | Annual | Seasons Included | Seasons | Summer | Summer | Summer | Summer | Summer | Summer | Summer | Summer
IL Fac. Spec. - NOX Rate Summer v3.1, Unit 564 and retrofits | 463 | 1797 | Rate Constraint in lbs/MMBtu | FALSE | L | Annual | Standard NOX | lb/MMBtu | 0.25 | 0.25 | 0.25 | 0.25 | 0.25 | 0.25 | 0.25 | 0.25
IL Fac. Spec. - NOX Rate Summer v3.1, Unit 564 and retrofits | 463 | 1797 | Rate Constraint in lbs/MMBtu | FALSE | L | Annual | Emissions at Affected Plants NOX | Thousand Tons | 0 | 0 | 0.0010733 | 0.0010733 | 0.0010733 | 0.0010733 | 0.0010733 | 0.0010733
IL Fac. Spec. - NOX Rate Summer v3.1, Unit 564 and retrofits | 463 | 1797 | Rate Constraint in lbs/MMBtu | FALSE | L | Annual | Allowances Purchased NOX | Thousand Tons | 0 | 0 | 0 | 0 | 0 | 0 | 0 | 0
IL Fac. Spec. - NOX Rate Summer v3.1, Unit 564 and retrofits | 463 | 1797 | Rate Constraint in lbs/MMBtu | FALSE | L | Annual | Allowances Sold NOX | Thousand Tons | 0 | 0 | 0 | 0 | 0 | 0 | 0 | 0
IL Fac. Spec. - NOX Rate Summer v3.1, Unit 564 and retrofits | 463 | 1797 | Rate Constraint in lbs/MMBtu | FALSE | L | Annual | Allowances Banked | Thousand Tons | 0 | 0 | 0 | 0 | 0 | 0 | 0 | 0
IL Fac. Spec. - NOX Rate Summer v3.1, Unit 564 and retrofits | 463 | 1797 | Rate Constraint in lbs/MMBtu | FALSE | L | Annual | Allowances Withdrawn (1:1) | Thousand Tons | 0 | 0 | 0 | 0 | 0 | 0 | 0 | 0
IL Fac. Spec. - NOX Rate Summer v3.1, Unit 564 and retrofits | 463 | 1797 | Rate Constraint in lbs/MMBtu | FALSE | L | Annual | Allowances Withdrawn (n:1) | Thousand Tons | 0 | 0 | 0 | 0 | 0 | 0 | 0 | 0
IL Fac. Spec. - NOX Rate Summer v3.1, Unit 564 and retrofits | 463 | 1797 | Rate Constraint in lbs/MMBtu | FALSE | L | Annual | Net Emissions Allowance Position | Thousand Tons | 0 | 0 | 0.0010733 | 0.0010733 | 0.0010733 | 0.0010733 | 0.0010733 | 0.0010733
IL Fac. Spec. - NOX Rate Summer v3.1, Unit 564 and retrofits | 463 | 1797 | Rate Constraint in lbs/MMBtu | FALSE | L | Annual | Fuel Consumed | TBtu | 0 | 0 | 0.010516 | 0.010516 | 0.010516 | 0.010516 | 0.010516 | 0.010516
IL Fac. Spec. - NOX Rate Summer v3.1, Unit 564 and retrofits | 463 | 1797 | Rate Constraint in lbs/MMBtu | FALSE | L | Annual | Rate | lb/MMBtu | 0 | 0 | 0.20412 | 0.20412 | 0.20412 | 0.20412 | 0.20412 | 0.20412
IL Fac. Spec. - NOX Rate Summer v3.1, Unit 564 and retrofits | 463 | 1797 | Rate Constraint in lbs/MMBtu | FALSE | L | Annual | Generation | TWh | 0 | 0 | 0.00085085 | 0.00085085 | 0.00085085 | 0.00085085 | 0.00085085 | 0.00085085
IL Fac. Spec. - NOX Rate Summer v3.1, Unit 564 and retrofits | 463 | 1797 | Rate Constraint in lbs/MMBtu | FALSE | L | Annual | Qualifying Generation | TWh | 0 | 0 | 0.00085085 | 0.00085085 | 0.00085085 | 0.00085085 | 0.00085085 | 0.00085085
IL Fac. Spec. - NOX Rate Summer v3.1, Unit 564 and retrofits | 463 | 1797 | Rate Constraint in lbs/MMBtu | FALSE | L | Annual | Rate | lb/MWh | 0 | 0 | 2.5229 | 2.5229 | 2.5229 | 2.5229 | 2.5229 | 2.5229
IL Fac. Spec. - NOX Rate Summer v3.1, Unit 564 and retrofits | 463 | 1797 | Rate Constraint in lbs/MMBtu | FALSE | L | Annual | Constraint Shadow Price | US2016$/Ton | 0 | 0 | 0 | 0 | 0 | 0 | 0 | 0
IL Fac. Spec. - NOX Rate Summer v3.1, Unit 565 and retrofits | 464 | 1797 | Rate Constraint in lbs/MMBtu | FALSE | L | Annual | Seasons Included | Seasons | Summer | Summer | Summer | Summer | Summer | Summer | Summer | Summer
IL Fac. Spec. - NOX Rate Summer v3.1, Unit 565 and retrofits | 464 | 1797 | Rate Constraint in lbs/MMBtu | FALSE | L | Annual | Standard NOX | lb/MMBtu | 0.25 | 0.25 | 0.25 | 0.25 | 0.25 | 0.25 | 0.25 | 0.25
IL Fac. Spec. - NOX Rate Summer v3.1, Unit 565 and retrofits | 464 | 1797 | Rate Constraint in lbs/MMBtu | FALSE | L | Annual | Emissions at Affected Plants NOX | Thousand Tons | 0.0011098 | 0.0011098 | 0.0083233 | 0.011036 | 0.011036 | 0.011036 | 0.0056413 | 0.011036
IL Fac. Spec. - NOX Rate Summer v3.1, Unit 565 and retrofits | 464 | 1797 | Rate Constraint in lbs/MMBtu | FALSE | L | Annual | Allowances Purchased NOX | Thousand Tons | 0 | 0 | 0 | 0 | 0 | 0 | 0 | 0
IL Fac. Spec. - NOX Rate Summer v3.1, Unit 565 and retrofits | 464 | 1797 | Rate Constraint in lbs/MMBtu | FALSE | L | Annual | Allowances Sold NOX | Thousand Tons | 0 | 0 | 0 | 0 | 0 | 0 | 0 | 0
IL Fac. Spec. - NOX Rate Summer v3.1, Unit 565 and retrofits | 464 | 1797 | Rate Constraint in lbs/MMBtu | FALSE | L | Annual | Allowances Banked | Thousand Tons | 0 | 0 | 0 | 0 | 0 | 0 | 0 | 0
IL Fac. Spec. - NOX Rate Summer v3.1, Unit 565 and retrofits | 464 | 1797 | Rate Constraint in lbs/MMBtu | FALSE | L | Annual | Allowances Withdrawn (1:1) | Thousand Tons | 0 | 0 | 0 | 0 | 0 | 0 | 0 | 0
IL Fac. Spec. - NOX Rate Summer v3.1, Unit 565 and retrofits | 464 | 1797 | Rate Constraint in lbs/MMBtu | FALSE | L | Annual | Allowances Withdrawn (n:1) | Thousand Tons | 0 | 0 | 0 | 0 | 0 | 0 | 0 | 0
IL Fac. Spec. - NOX Rate Summer v3.1, Unit 565 and retrofits | 464 | 1797 | Rate Constraint in lbs/MMBtu | FALSE | L | Annual | Net Emissions Allowance Position | Thousand Tons | 0.0011098 | 0.0011098 | 0.0083233 | 0.011036 | 0.011036 | 0.011036 | 0.0056413 | 0.011036
IL Fac. Spec. - NOX Rate Summer v3.1, Unit 565 and retrofits | 464 | 1797 | Rate Constraint in lbs/MMBtu | FALSE | L | Annual | Fuel Consumed | TBtu | 0.05513 | 0.05513 | 0.41348 | 0.54824 | 0.54824 | 0.54824 | 0.28025 | 0.54824
IL Fac. Spec. - NOX Rate Summer v3.1, Unit 565 and retrofits | 464 | 1797 | Rate Constraint in lbs/MMBtu | FALSE | L | Annual | Rate | lb/MMBtu | 0.04026 | 0.04026 | 0.04026 | 0.04026 | 0.04026 | 0.04026 | 0.04026 | 0.04026
IL Fac. Spec. - NOX Rate Summer v3.1, Unit 565 and retrofits | 464 | 1797 | Rate Constraint in lbs/MMBtu | FALSE | L | Annual | Generation | TWh | 0.004944 | 0.004944 | 0.03708 | 0.049165 | 0.049165 | 0.049165 | 0.025132 | 0.049165
IL Fac. Spec. - NOX Rate Summer v3.1, Unit 565 and retrofits | 464 | 1797 | Rate Constraint in lbs/MMBtu | FALSE | L | Annual | Qualifying Generation | TWh | 0.004944 | 0.004944 | 0.03708 | 0.049165 | 0.049165 | 0.049165 | 0.025132 | 0.049165
IL Fac. Spec. - NOX Rate Summer v3.1, Unit 565 and retrofits | 464 | 1797 | Rate Constraint in lbs/MMBtu | FALSE | L | Annual | Rate | lb/MWh | 0.44894 | 0.44894 | 0.44894 | 0.44894 | 0.44894 | 0.44894 | 0.44894 | 0.44894
IL Fac. Spec. - NOX Rate Summer v3.1, Unit 565 and retrofits | 464 | 1797 | Rate Constraint in lbs/MMBtu | FALSE | L | Annual | Constraint Shadow Price | US2016$/Ton | 0 | 0 | 0 | 0 | 0 | 0 | 0 | 0
IL Fac. Spec. - NOX Rate Summer v3.1, Unit 566 and retrofits | 465 | 1797 | Rate Constraint in lbs/MMBtu | FALSE | L | Annual | Seasons Included | Seasons | Summer | Summer | Summer | Summer | Summer | Summer | Summer | Summer
IL Fac. Spec. - NOX Rate Summer v3.1, Unit 566 and retrofits | 465 | 1797 | Rate Constraint in lbs/MMBtu | FALSE | L | Annual | Standard NOX | lb/MMBtu | 0.25 | 0.25 | 0.25 | 0.25 | 0.25 | 0.25 | 0.25 | 0.25
IL Fac. Spec. - NOX Rate Summer v3.1, Unit 566 and retrofits | 465 | 1797 | Rate Constraint in lbs/MMBtu | FALSE | L | Annual | Emissions at Affected Plants NOX | Thousand Tons | 0.0010081 | 0.0010081 | 0.0075604 | 0.010025 | 0.010025 | 0.010025 | 0.0051243 | 0.010025
IL Fac. Spec. - NOX Rate Summer v3.1, Unit 566 and retrofits | 465 | 1797 | Rate Constraint in lbs/MMBtu | FALSE | L | Annual | Allowances Purchased NOX | Thousand Tons | 0 | 0 | 0 | 0 | 0 | 0 | 0 | 0
IL Fac. Spec. - NOX Rate Summer v3.1, Unit 566 and retrofits | 465 | 1797 | Rate Constraint in lbs/MMBtu | FALSE | L | Annual | Allowances Sold NOX | Thousand Tons | 0 | 0 | 0 | 0 | 0 | 0 | 0 | 0
IL Fac. Spec. - NOX Rate Summer v3.1, Unit 566 and retrofits | 465 | 1797 | Rate Constraint in lbs/MMBtu | FALSE | L | Annual | Allowances Banked | Thousand Tons | 0 | 0 | 0 | 0 | 0 | 0 | 0 | 0
IL Fac. Spec. - NOX Rate Summer v3.1, Unit 566 and retrofits | 465 | 1797 | Rate Constraint in lbs/MMBtu | FALSE | L | Annual | Allowances Withdrawn (1:1) | Thousand Tons | 0 | 0 | 0 | 0 | 0 | 0 | 0 | 0
IL Fac. Spec. - NOX Rate Summer v3.1, Unit 566 and retrofits | 465 | 1797 | Rate Constraint in lbs/MMBtu | FALSE | L | Annual | Allowances Withdrawn (n:1) | Thousand Tons | 0 | 0 | 0 | 0 | 0 | 0 | 0 | 0
IL Fac. Spec. - NOX Rate Summer v3.1, Unit 566 and retrofits | 465 | 1797 | Rate Constraint in lbs/MMBtu | FALSE | L | Annual | Net Emissions Allowance Position | Thousand Tons | 0.0010081 | 0.0010081 | 0.0075604 | 0.010025 | 0.010025 | 0.010025 | 0.0051243 | 0.010025
IL Fac. Spec. - NOX Rate Summer v3.1, Unit 566 and retrofits | 465 | 1797 | Rate Constraint in lbs/MMBtu | FALSE | L | Annual | Fuel Consumed | TBtu | 0.05513 | 0.05513 | 0.41348 | 0.54824 | 0.54824 | 0.54824 | 0.28025 | 0.54824
IL Fac. Spec. - NOX Rate Summer v3.1, Unit 566 and retrofits | 465 | 1797 | Rate Constraint in lbs/MMBtu | FALSE | L | Annual | Rate | lb/MMBtu | 0.03657 | 0.03657 | 0.03657 | 0.03657 | 0.03657 | 0.03657 | 0.03657 | 0.03657
IL Fac. Spec. - NOX Rate Summer v3.1, Unit 566 and retrofits | 465 | 1797 | Rate Constraint in lbs/MMBtu | FALSE | L | Annual | Generation | TWh | 0.004944 | 0.004944 | 0.03708 | 0.049165 | 0.049165 | 0.049165 | 0.025132 | 0.049165
IL Fac. Spec. - NOX Rate Summer v3.1, Unit 566 and retrofits | 465 | 1797 | Rate Constraint in lbs/MMBtu | FALSE | L | Annual | Qualifying Generation | TWh | 0.004944 | 0.004944 | 0.03708 | 0.049165 | 0.049165 | 0.049165 | 0.025132 | 0.049165
IL Fac. Spec. - NOX Rate Summer v3.1, Unit 566 and retrofits | 465 | 1797 | Rate Constraint in lbs/MMBtu | FALSE | L | Annual | Rate | lb/MWh | 0.40779 | 0.40779 | 0.40779 | 0.40779 | 0.40779 | 0.40779 | 0.40779 | 0.40779
IL Fac. Spec. - NOX Rate Summer v3.1, Unit 566 and retrofits | 465 | 1797 | Rate Constraint in lbs/MMBtu | FALSE | L | Annual | Constraint Shadow Price | US2016$/Ton | 0 | 0 | 0 | 0 | 0 | 0 | 0 | 0
IL Fac. Spec. - NOX Rate Summer v3.1, Unit 567 and retrofits | 466 | 1797 | Rate Constraint in lbs/MMBtu | FALSE | L | Annual | Seasons Included | Seasons | Summer | Summer | Summer | Summer | Summer | Summer | Summer | Summer
IL Fac. Spec. - NOX Rate Summer v3.1, Unit 567 and retrofits | 466 | 1797 | Rate Constraint in lbs/MMBtu | FALSE | L | Annual | Standard NOX | lb/MMBtu | 0.25 | 0.25 | 0.25 | 0.25 | 0.25 | 0.25 | 0.25 | 0.25
IL Fac. Spec. - NOX Rate Summer v3.1, Unit 567 and retrofits | 466 | 1797 | Rate Constraint in lbs/MMBtu | FALSE | L | Annual | Emissions at Affected Plants NOX | Thousand Tons | 0.00099813 | 0.00099813 | 0.007486 | 0.0099259 | 0.0099259 | 0.0099259 | 0.0050738 | 0.0099259
IL Fac. Spec. - NOX Rate Summer v3.1, Unit 567 and retrofits | 466 | 1797 | Rate Constraint in lbs/MMBtu | FALSE | L | Annual | Allowances Purchased NOX | Thousand Tons | 0 | 0 | 0 | 0 | 0 | 0 | 0 | 0
IL Fac. Spec. - NOX Rate Summer v3.1, Unit 567 and retrofits | 466 | 1797 | Rate Constraint in lbs/MMBtu | FALSE | L | Annual | Allowances Sold NOX | Thousand Tons | 0 | 0 | 0 | 0 | 0 | 0 | 0 | 0
IL Fac. Spec. - NOX Rate Summer v3.1, Unit 567 and retrofits | 466 | 1797 | Rate Constraint in lbs/MMBtu | FALSE | L | Annual | Allowances Banked | Thousand Tons | 0 | 0 | 0 | 0 | 0 | 0 | 0 | 0
IL Fac. Spec. - NOX Rate Summer v3.1, Unit 567 and retrofits | 466 | 1797 | Rate Constraint in lbs/MMBtu | FALSE | L | Annual | Allowances Withdrawn (1:1) | Thousand Tons | 0 | 0 | 0 | 0 | 0 | 0 | 0 | 0
IL Fac. Spec. - NOX Rate Summer v3.1, Unit 567 and retrofits | 466 | 1797 | Rate Constraint in lbs/MMBtu | FALSE | L | Annual | Allowances Withdrawn (n:1) | Thousand Tons | 0 | 0 | 0 | 0 | 0 | 0 | 0 | 0
IL Fac. Spec. - NOX Rate Summer v3.1, Unit 567 and retrofits | 466 | 1797 | Rate Constraint in lbs/MMBtu | FALSE | L | Annual | Net Emissions Allowance Position | Thousand Tons | 0.00099813 | 0.00099813 | 0.007486 | 0.0099259 | 0.0099259 | 0.0099259 | 0.0050738 | 0.0099259
IL Fac. Spec. - NOX Rate Summer v3.1, Unit 567 and retrofits | 466 | 1797 | Rate Constraint in lbs/MMBtu | FALSE | L | Annual | Fuel Consumed | TBtu | 0.05513 | 0.05513 | 0.41348 | 0.54824 | 0.54824 | 0.54824 | 0.28025 | 0.54824
IL Fac. Spec. - NOX Rate Summer v3.1, Unit 567 and retrofits | 466 | 1797 | Rate Constraint in lbs/MMBtu | FALSE | L | Annual | Rate | lb/MMBtu | 0.03621 | 0.03621 | 0.03621 | 0.03621 | 0.03621 | 0.03621 | 0.03621 | 0.03621
IL Fac. Spec. - NOX Rate Summer v3.1, Unit 567 and retrofits | 466 | 1797 | Rate Constraint in lbs/MMBtu | FALSE | L | Annual | Generation | TWh | 0.004944 | 0.004944 | 0.03708 | 0.049165 | 0.049165 | 0.049165 | 0.025132 | 0.049165
IL Fac. Spec. - NOX Rate Summer v3.1, Unit 567 and retrofits | 466 | 1797 | Rate Constraint in lbs/MMBtu | FALSE | L | Annual | Qualifying Generation | TWh | 0.004944 | 0.004944 | 0.03708 | 0.049165 | 0.049165 | 0.049165 | 0.025132 | 0.049165
IL Fac. Spec. - NOX Rate Summer v3.1, Unit 567 and retrofits | 466 | 1797 | Rate Constraint in lbs/MMBtu | FALSE | L | Annual | Rate | lb/MWh | 0.40378 | 0.40378 | 0.40378 | 0.40378 | 0.40378 | 0.40378 | 0.40378 | 0.40378
IL Fac. Spec. - NOX Rate Summer v3.1, Unit 567 and retrofits | 466 | 1797 | Rate Constraint in lbs/MMBtu | FALSE | L | Annual | Constraint Shadow Price | US2016$/Ton | 0 | 0 | 0 | 0 | 0 | 0 | 0 | 0
IL Fac. Spec. - NOX Rate Summer v3.1, Unit 568 and retrofits | 467 | 1797 | Rate Constraint in lbs/MMBtu | FALSE | L | Annual | Seasons Included | Seasons | Summer | Summer | Summer | Summer | Summer | Summer | Summer | Summer
IL Fac. Spec. - NOX Rate Summer v3.1, Unit 568 and retrofits | 467 | 1797 | Rate Constraint in lbs/MMBtu | FALSE | L | Annual | Standard NOX | lb/MMBtu | 0.25 | 0.25 | 0.25 | 0.25 | 0.25 | 0.25 | 0.25 | 0.25
IL Fac. Spec. - NOX Rate Summer v3.1, Unit 568 and retrofits | 467 | 1797 | Rate Constraint in lbs/MMBtu | FALSE | L | Annual | Emissions at Affected Plants NOX | Thousand Tons | 0.0010417 | 0.0010417 | 0.0078126 | 0.010359 | 0.010359 | 0.0052952 | 0.0052952 | 0.010359
IL Fac. Spec. - NOX Rate Summer v3.1, Unit 568 and retrofits | 467 | 1797 | Rate Constraint in lbs/MMBtu | FALSE | L | Annual | Allowances Purchased NOX | Thousand Tons | 0 | 0 | 0 | 0 | 0 | 0 | 0 | 0
IL Fac. Spec. - NOX Rate Summer v3.1, Unit 568 and retrofits | 467 | 1797 | Rate Constraint in lbs/MMBtu | FALSE | L | Annual | Allowances Sold NOX | Thousand Tons | 0 | 0 | 0 | 0 | 0 | 0 | 0 | 0
IL Fac. Spec. - NOX Rate Summer v3.1, Unit 568 and retrofits | 467 | 1797 | Rate Constraint in lbs/MMBtu | FALSE | L | Annual | Allowances Banked | Thousand Tons | 0 | 0 | 0 | 0 | 0 | 0 | 0 | 0
IL Fac. Spec. - NOX Rate Summer v3.1, Unit 568 and retrofits | 467 | 1797 | Rate Constraint in lbs/MMBtu | FALSE | L | Annual | Allowances Withdrawn (1:1) | Thousand Tons | 0 | 0 | 0 | 0 | 0 | 0 | 0 | 0
IL Fac. Spec. - NOX Rate Summer v3.1, Unit 568 and retrofits | 467 | 1797 | Rate Constraint in lbs/MMBtu | FALSE | L | Annual | Allowances Withdrawn (n:1) | Thousand Tons | 0 | 0 | 0 | 0 | 0 | 0 | 0 | 0
IL Fac. Spec. - NOX Rate Summer v3.1, Unit 568 and retrofits | 467 | 1797 | Rate Constraint in lbs/MMBtu | FALSE | L | Annual | Net Emissions Allowance Position | Thousand Tons | 0.0010417 | 0.0010417 | 0.0078126 | 0.010359 | 0.010359 | 0.0052952 | 0.0052952 | 0.010359
IL Fac. Spec. - NOX Rate Summer v3.1, Unit 568 and retrofits | 467 | 1797 | Rate Constraint in lbs/MMBtu | FALSE | L | Annual | Fuel Consumed | TBtu | 0.05513 | 0.05513 | 0.41348 | 0.54824 | 0.54824 | 0.28025 | 0.28025 | 0.54824
IL Fac. Spec. - NOX Rate Summer v3.1, Unit 568 and retrofits | 467 | 1797 | Rate Constraint in lbs/MMBtu | FALSE | L | Annual | Rate | lb/MMBtu | 0.03779 | 0.03779 | 0.03779 | 0.03779 | 0.03779 | 0.03779 | 0.03779 | 0.03779
IL Fac. Spec. - NOX Rate Summer v3.1, Unit 568 and retrofits | 467 | 1797 | Rate Constraint in lbs/MMBtu | FALSE | L | Annual | Generation | TWh | 0.004944 | 0.004944 | 0.03708 | 0.049165 | 0.049165 | 0.025132 | 0.025132 | 0.049165
IL Fac. Spec. - NOX Rate Summer v3.1, Unit 568 and retrofits | 467 | 1797 | Rate Constraint in lbs/MMBtu | FALSE | L | Annual | Qualifying Generation | TWh | 0.004944 | 0.004944 | 0.03708 | 0.049165 | 0.049165 | 0.025132 | 0.025132 | 0.049165
IL Fac. Spec. - NOX Rate Summer v3.1, Unit 568 and retrofits | 467 | 1797 | Rate Constraint in lbs/MMBtu | FALSE | L | Annual | Rate | lb/MWh | 0.4214 | 0.4214 | 0.4214 | 0.4214 | 0.4214 | 0.4214 | 0.4214 | 0.4214
IL Fac. Spec. - NOX Rate Summer v3.1, Unit 568 and retrofits | 467 | 1797 | Rate Constraint in lbs/MMBtu | FALSE | L | Annual | Constraint Shadow Price | US2016$/Ton | 0 | 0 | 0 | 0 | 0 | 0 | 0 | 0
IL Fac. Spec. - NOX Rate Summer v3.1, Unit 569 and retrofits | 468 | 1797 | Rate Constraint in lbs/MMBtu | FALSE | L | Annual | Seasons Included | Seasons | Summer | Summer | Summer | Summer | Summer | Summer | Summer | Summer
IL Fac. Spec. - NOX Rate Summer v3.1, Unit 569 and retrofits | 468 | 1797 | Rate Constraint in lbs/MMBtu | FALSE | L | Annual | Standard NOX | lb/MMBtu | 0.25 | 0.25 | 0.25 | 0.25 | 0.25 | 0.25 | 0.25 | 0.25
IL Fac. Spec. - NOX Rate Summer v3.1, Unit 569 and retrofits | 468 | 1797 | Rate Constraint in lbs/MMBtu | FALSE | L | Annual | Emissions at Affected Plants NOX | Thousand Tons | 0 | 0 | 0.00070809 | 0.00070809 | 0.00070809 | 0.00070809 | 0.00070809 | 0.00070809
IL Fac. Spec. - NOX Rate Summer v3.1, Unit 569 and retrofits | 468 | 1797 | Rate Constraint in lbs/MMBtu | FALSE | L | Annual | Allowances Purchased NOX | Thousand Tons | 0 | 0 | 0 | 0 | 0 | 0 | 0 | 0
IL Fac. Spec. - NOX Rate Summer v3.1, Unit 569 and retrofits | 468 | 1797 | Rate Constraint in lbs/MMBtu | FALSE | L | Annual | Allowances Sold NOX | Thousand Tons | 0 | 0 | 0 | 0 | 0 | 0 | 0 | 0
IL Fac. Spec. - NOX Rate Summer v3.1, Unit 569 and retrofits | 468 | 1797 | Rate Constraint in lbs/MMBtu | FALSE | L | Annual | Allowances Banked | Thousand Tons | 0 | 0 | 0 | 0 | 0 | 0 | 0 | 0
IL Fac. Spec. - NOX Rate Summer v3.1, Unit 569 and retrofits | 468 | 1797 | Rate Constraint in lbs/MMBtu | FALSE | L | Annual | Allowances Withdrawn (1:1) | Thousand Tons | 0 | 0 | 0 | 0 | 0 | 0 | 0 | 0
IL Fac. Spec. - NOX Rate Summer v3.1, Unit 569 and retrofits | 468 | 1797 | Rate Constraint in lbs/MMBtu | FALSE | L | Annual | Allowances Withdrawn (n:1) | Thousand Tons | 0 | 0 | 0 | 0 | 0 | 0 | 0 | 0
IL Fac. Spec. - NOX Rate Summer v3.1, Unit 569 and retrofits | 468 | 1797 | Rate Constraint in lbs/MMBtu | FALSE | L | Annual | Net Emissions Allowance Position | Thousand Tons | 0 | 0 | 0.00070809 | 0.00070809 | 0.00070809 | 0.00070809 | 0.00070809 | 0.00070809
IL Fac. Spec. - NOX Rate Summer v3.1, Unit 569 and retrofits | 468 | 1797 | Rate Constraint in lbs/MMBtu | FALSE | L | Annual | Fuel Consumed | TBtu | 0 | 0 | 0.031534 | 0.031534 | 0.031534 | 0.031534 | 0.031534 | 0.031534
IL Fac. Spec. - NOX Rate Summer v3.1, Unit 569 and retrofits | 468 | 1797 | Rate Constraint in lbs/MMBtu | FALSE | L | Annual | Rate | lb/MMBtu | 0 | 0 | 0.04491 | 0.04491 | 0.04491 | 0.04491 | 0.04491 | 0.04491
IL Fac. Spec. - NOX Rate Summer v3.1, Unit 569 and retrofits | 468 | 1797 | Rate Constraint in lbs/MMBtu | FALSE | L | Annual | Generation | TWh | 0 | 0 | 0.0025544 | 0.0025544 | 0.0025544 | 0.0025544 | 0.0025544 | 0.0025544
IL Fac. Spec. - NOX Rate Summer v3.1, Unit 569 and retrofits | 468 | 1797 | Rate Constraint in lbs/MMBtu | FALSE | L | Annual | Qualifying Generation | TWh | 0 | 0 | 0.0025544 | 0.0025544 | 0.0025544 | 0.0025544 | 0.0025544 | 0.0025544
IL Fac. Spec. - NOX Rate Summer v3.1, Unit 569 and retrofits | 468 | 1797 | Rate Constraint in lbs/MMBtu | FALSE | L | Annual | Rate | lb/MWh | 0 | 0 | 0.55441 | 0.55441 | 0.55441 | 0.55441 | 0.55441 | 0.55441
IL Fac. Spec. - NOX Rate Summer v3.1, Unit 569 and retrofits | 468 | 1797 | Rate Constraint in lbs/MMBtu | FALSE | L | Annual | Constraint Shadow Price | US2016$/Ton | 0 | 0 | 0 | 0 | 0 | 0 | 0 | 0
IL Fac. Spec. - NOX Rate Summer v3.1, Unit 570 and retrofits | 469 | 1797 | Rate Constraint in lbs/MMBtu | FALSE | L | Annual | Seasons Included | Seasons | Summer | Summer | Summer | Summer | Summer | Summer | Summer | Summer
IL Fac. Spec. - NOX Rate Summer v3.1, Unit 570 and retrofits | 469 | 1797 | Rate Constraint in lbs/MMBtu | FALSE | L | Annual | Standard NOX | lb/MMBtu | 0.25 | 0.25 | 0.25 | 0.25 | 0.25 | 0.25 | 0.25 | 0.25
IL Fac. Spec. - NOX Rate Summer v3.1, Unit 570 and retrofits | 469 | 1797 | Rate Constraint in lbs/MMBtu | FALSE | L | Annual | Emissions at Affected Plants NOX | Thousand Tons | 0 | 0 | 0.00057107 | 0.00057107 | 0.00057107 | 0.00057107 | 0.00057107 | 0.00057107
IL Fac. Spec. - NOX Rate Summer v3.1, Unit 570 and retrofits | 469 | 1797 | Rate Constraint in lbs/MMBtu | FALSE | L | Annual | Allowances Purchased NOX | Thousand Tons | 0 | 0 | 0 | 0 | 0 | 0 | 0 | 0
IL Fac. Spec. - NOX Rate Summer v3.1, Unit 570 and retrofits | 469 | 1797 | Rate Constraint in lbs/MMBtu | FALSE | L | Annual | Allowances Sold NOX | Thousand Tons | 0 | 0 | 0 | 0 | 0 | 0 | 0 | 0
IL Fac. Spec. - NOX Rate Summer v3.1, Unit 570 and retrofits | 469 | 1797 | Rate Constraint in lbs/MMBtu | FALSE | L | Annual | Allowances Banked | Thousand Tons | 0 | 0 | 0 | 0 | 0 | 0 | 0 | 0
IL Fac. Spec. - NOX Rate Summer v3.1, Unit 570 and retrofits | 469 | 1797 | Rate Constraint in lbs/MMBtu | FALSE | L | Annual | Allowances Withdrawn (1:1) | Thousand Tons | 0 | 0 | 0 | 0 | 0 | 0 | 0 | 0
IL Fac. Spec. - NOX Rate Summer v3.1, Unit 570 and retrofits | 469 | 1797 | Rate Constraint in lbs/MMBtu | FALSE | L | Annual | Allowances Withdrawn (n:1) | Thousand Tons | 0 | 0 | 0 | 0 | 0 | 0 | 0 | 0
IL Fac. Spec. - NOX Rate Summer v3.1, Unit 570 and retrofits | 469 | 1797 | Rate Constraint in lbs/MMBtu | FALSE | L | Annual | Net Emissions Allowance Position | Thousand Tons | 0 | 0 | 0.00057107 | 0.00057107 | 0.00057107 | 0.00057107 | 0.00057107 | 0.00057107
IL Fac. Spec. - NOX Rate Summer v3.1, Unit 570 and retrofits | 469 | 1797 | Rate Constraint in lbs/MMBtu | FALSE | L | Annual | Fuel Consumed | TBtu | 0 | 0 | 0.031656 | 0.031656 | 0.031656 | 0.031656 | 0.031656 | 0.031656
IL Fac. Spec. - NOX Rate Summer v3.1, Unit 570 and retrofits | 469 | 1797 | Rate Constraint in lbs/MMBtu | FALSE | L | Annual | Rate | lb/MMBtu | 0 | 0 | 0.03608 | 0.03608 | 0.03608 | 0.03608 | 0.03608 | 0.03608
IL Fac. Spec. - NOX Rate Summer v3.1, Unit 570 and retrofits | 469 | 1797 | Rate Constraint in lbs/MMBtu | FALSE | L | Annual | Generation | TWh | 0 | 0 | 0.0025643 | 0.0025643 | 0.0025643 | 0.0025643 | 0.0025643 | 0.0025643
IL Fac. Spec. - NOX Rate Summer v3.1, Unit 570 and retrofits | 469 | 1797 | Rate Constraint in lbs/MMBtu | FALSE | L | Annual | Qualifying Generation | TWh | 0 | 0 | 0.0025643 | 0.0025643 | 0.0025643 | 0.0025643 | 0.0025643 | 0.0025643
IL Fac. Spec. - NOX Rate Summer v3.1, Unit 570 and retrofits | 469 | 1797 | Rate Constraint in lbs/MMBtu | FALSE | L | Annual | Rate | lb/MWh | 0 | 0 | 0.44541 | 0.44541 | 0.44541 | 0.44541 | 0.44541 | 0.44541
IL Fac. Spec. - NOX Rate Summer v3.1, Unit 570 and retrofits | 469 | 1797 | Rate Constraint in lbs/MMBtu | FALSE | L | Annual | Constraint Shadow Price | US2016$/Ton | 0 | 0 | 0 | 0 | 0 | 0 | 0 | 0
IL Fac. Spec. - NOX Rate Summer v3.1, Unit 571 and retrofits | 470 | 1797 | Rate Constraint in lbs/MMBtu | FALSE | L | Annual | Seasons Included | Seasons | Summer | Summer | Summer | Summer | Summer | Summer | Summer | Summer
IL Fac. Spec. - NOX Rate Summer v3.1, Unit 571 and retrofits | 470 | 1797 | Rate Constraint in lbs/MMBtu | FALSE | L | Annual | Standard NOX | lb/MMBtu | 0.25 | 0.25 | 0.25 | 0.25 | 0.25 | 0.25 | 0.25 | 0.25
IL Fac. Spec. - NOX Rate Summer v3.1, Unit 571 and retrofits | 470 | 1797 | Rate Constraint in lbs/MMBtu | FALSE | L | Annual | Emissions at Affected Plants NOX | Thousand Tons | 0 | 0 | 0.00049399 | 0.00049399 | 0.00049399 | 0.00049399 | 0.00049399 | 0.00049399
IL Fac. Spec. - NOX Rate Summer v3.1, Unit 571 and retrofits | 470 | 1797 | Rate Constraint in lbs/MMBtu | FALSE | L | Annual | Allowances Purchased NOX | Thousand Tons | 0 | 0 | 0 | 0 | 0 | 0 | 0 | 0
IL Fac. Spec. - NOX Rate Summer v3.1, Unit 571 and retrofits | 470 | 1797 | Rate Constraint in lbs/MMBtu | FALSE | L | Annual | Allowances Sold NOX | Thousand Tons | 0 | 0 | 0 | 0 | 0 | 0 | 0 | 0
IL Fac. Spec. - NOX Rate Summer v3.1, Unit 571 and retrofits | 470 | 1797 | Rate Constraint in lbs/MMBtu | FALSE | L | Annual | Allowances Banked | Thousand Tons | 0 | 0 | 0 | 0 | 0 | 0 | 0 | 0
IL Fac. Spec. - NOX Rate Summer v3.1, Unit 571 and retrofits | 470 | 1797 | Rate Constraint in lbs/MMBtu | FALSE | L | Annual | Allowances Withdrawn (1:1) | Thousand Tons | 0 | 0 | 0 | 0 | 0 | 0 | 0 | 0
IL Fac. Spec. - NOX Rate Summer v3.1, Unit 571 and retrofits | 470 | 1797 | Rate Constraint in lbs/MMBtu | FALSE | L | Annual | Allowances Withdrawn (n:1) | Thousand Tons | 0 | 0 | 0 | 0 | 0 | 0 | 0 | 0
IL Fac. Spec. - NOX Rate Summer v3.1, Unit 571 and retrofits | 470 | 1797 | Rate Constraint in lbs/MMBtu | FALSE | L | Annual | Net Emissions Allowance Position | Thousand Tons | 0 | 0 | 0.00049399 | 0.00049399 | 0.00049399 | 0.00049399 | 0.00049399 | 0.00049399
IL Fac. Spec. - NOX Rate Summer v3.1, Unit 571 and retrofits | 470 | 1797 | Rate Constraint in lbs/MMBtu | FALSE | L | Annual | Fuel Consumed | TBtu | 0 | 0 | 0.031737 | 0.031737 | 0.031737 | 0.031737 | 0.031737 | 0.031737
IL Fac. Spec. - NOX Rate Summer v3.1, Unit 571 and retrofits | 470 | 1797 | Rate Constraint in lbs/MMBtu | FALSE | L | Annual | Rate | lb/MMBtu | 0 | 0 | 0.03113 | 0.03113 | 0.03113 | 0.03113 | 0.03113 | 0.03113
IL Fac. Spec. - NOX Rate Summer v3.1, Unit 571 and retrofits | 470 | 1797 | Rate Constraint in lbs/MMBtu | FALSE | L | Annual | Generation | TWh | 0 | 0 | 0.0025709 | 0.0025709 | 0.0025709 | 0.0025709 | 0.0025709 | 0.0025709
IL Fac. Spec. - NOX Rate Summer v3.1, Unit 571 and retrofits | 470 | 1797 | Rate Constraint in lbs/MMBtu | FALSE | L | Annual | Qualifying Generation | TWh | 0 | 0 | 0.0025709 | 0.0025709 | 0.0025709 | 0.0025709 | 0.0025709 | 0.0025709
IL Fac. Spec. - NOX Rate Summer v3.1, Unit 571 and retrofits | 470 | 1797 | Rate Constraint in lbs/MMBtu | FALSE | L | Annual | Rate | lb/MWh | 0 | 0 | 0.3843 | 0.3843 | 0.3843 | 0.3843 | 0.3843 | 0.3843
IL Fac. Spec. - NOX Rate Summer v3.1, Unit 571 and retrofits | 470 | 1797 | Rate Constraint in lbs/MMBtu | FALSE | L | Annual | Constraint Shadow Price | US2016$/Ton | 0 | 0 | 0 | 0 | 0 | 0 | 0 | 0
IL Fac. Spec. - NOX Rate Summer v3.1, Unit 572 and retrofits | 471 | 1797 | Rate Constraint in lbs/MMBtu | FALSE | L | Annual | Seasons Included | Seasons | Summer | Summer | Summer | Summer | Summer | Summer | Summer | Summer
IL Fac. Spec. - NOX Rate Summer v3.1, Unit 572 and retrofits | 471 | 1797 | Rate Constraint in lbs/MMBtu | FALSE | L | Annual | Standard NOX | lb/MMBtu | 0.25 | 0.25 | 0.25 | 0.25 | 0.25 | 0.25 | 0.25 | 0.25
IL Fac. Spec. - NOX Rate Summer v3.1, Unit 572 and retrofits | 471 | 1797 | Rate Constraint in lbs/MMBtu | FALSE | L | Annual | Emissions at Affected Plants NOX | Thousand Tons | 0 | 0 | 0.00052081 | 0.00052081 | 0.00052081 | 0.00052081 | 0.00052081 | 0.00052081
IL Fac. Spec. - NOX Rate Summer v3.1, Unit 572 and retrofits | 471 | 1797 | Rate Constraint in lbs/MMBtu | FALSE | L | Annual | Allowances Purchased NOX | Thousand Tons | 0 | 0 | 0 | 0 | 0 | 0 | 0 | 0
IL Fac. Spec. - NOX Rate Summer v3.1, Unit 572 and retrofits | 471 | 1797 | Rate Constraint in lbs/MMBtu | FALSE | L | Annual | Allowances Sold NOX | Thousand Tons | 0 | 0 | 0 | 0 | 0 | 0 | 0 | 0
IL Fac. Spec. - NOX Rate Summer v3.1, Unit 572 and retrofits | 471 | 1797 | Rate Constraint in lbs/MMBtu | FALSE | L | Annual | Allowances Banked | Thousand Tons | 0 | 0 | 0 | 0 | 0 | 0 | 0 | 0
IL Fac. Spec. - NOX Rate Summer v3.1, Unit 572 and retrofits | 471 | 1797 | Rate Constraint in lbs/MMBtu | FALSE | L | Annual | Allowances Withdrawn (1:1) | Thousand Tons | 0 | 0 | 0 | 0 | 0 | 0 | 0 | 0
IL Fac. Spec. - NOX Rate Summer v3.1, Unit 572 and retrofits | 471 | 1797 | Rate Constraint in lbs/MMBtu | FALSE | L | Annual | Allowances Withdrawn (n:1) | Thousand Tons | 0 | 0 | 0 | 0 | 0 | 0 | 0 | 0
IL Fac. Spec. - NOX Rate Summer v3.1, Unit 572 and retrofits | 471 | 1797 | Rate Constraint in lbs/MMBtu | FALSE | L | Annual | Net Emissions Allowance Position | Thousand Tons | 0 | 0 | 0.00052081 | 0.00052081 | 0.00052081 | 0.00052081 | 0.00052081 | 0.00052081
IL Fac. Spec. - NOX Rate Summer v3.1, Unit 572 and retrofits | 471 | 1797 | Rate Constraint in lbs/MMBtu | FALSE | L | Annual | Fuel Consumed | TBtu | 0 | 0 | 0.031737 | 0.031737 | 0.031737 | 0.031737 | 0.031737 | 0.031737
IL Fac. Spec. - NOX Rate Summer v3.1, Unit 572 and retrofits | 471 | 1797 | Rate Constraint in lbs/MMBtu | FALSE | L | Annual | Rate | lb/MMBtu | 0 | 0 | 0.03282 | 0.03282 | 0.03282 | 0.03282 | 0.03282 | 0.03282
IL Fac. Spec. - NOX Rate Summer v3.1, Unit 572 and retrofits | 471 | 1797 | Rate Constraint in lbs/MMBtu | FALSE | L | Annual | Generation | TWh | 0 | 0 | 0.0025709 | 0.0025709 | 0.0025709 | 0.0025709 | 0.0025709 | 0.0025709
IL Fac. Spec. - NOX Rate Summer v3.1, Unit 572 and retrofits | 471 | 1797 | Rate Constraint in lbs/MMBtu | FALSE | L | Annual | Qualifying Generation | TWh | 0 | 0 | 0.0025709 | 0.0025709 | 0.0025709 | 0.0025709 | 0.0025709 | 0.0025709
IL Fac. Spec. - NOX Rate Summer v3.1, Unit 572 and retrofits | 471 | 1797 | Rate Constraint in lbs/MMBtu | FALSE | L | Annual | Rate | lb/MWh | 0 | 0 | 0.40516 | 0.40516 | 0.40516 | 0.40516 | 0.40516 | 0.40516
IL Fac. Spec. - NOX Rate Summer v3.1, Unit 572 and retrofits | 471 | 1797 | Rate Constraint in lbs/MMBtu | FALSE | L | Annual | Constraint Shadow Price | US2016$/Ton | 0 | 0 | 0 | 0 | 0 | 0 | 0 | 0
IL Fac. Spec. - NOX Rate Summer v3.1, Unit 573 and retrofits | 472 | 1797 | Rate Constraint in lbs/MMBtu | FALSE | L | Annual | Seasons Included | Seasons | Summer | Summer | Summer | Summer | Summer | Summer | Summer | Summer
IL Fac. Spec. - NOX Rate Summer v3.1, Unit 573 and retrofits | 472 | 1797 | Rate Constraint in lbs/MMBtu | FALSE | L | Annual | Standard NOX | lb/MMBtu | 0.25 | 0.25 | 0.25 | 0.25 | 0.25 | 0.25 | 0.25 | 0.25
IL Fac. Spec. - NOX Rate Summer v3.1, Unit 573 and retrofits | 472 | 1797 | Rate Constraint in lbs/MMBtu | FALSE | L | Annual | Emissions at Affected Plants NOX | Thousand Tons | 0 | 0 | 0.00056083 | 0.00056083 | 0.00056083 | 0.00056083 | 0.00056083 | 0.00056083
IL Fac. Spec. - NOX Rate Summer v3.1, Unit 573 and retrofits | 472 | 1797 | Rate Constraint in lbs/MMBtu | FALSE | L | Annual | Allowances Purchased NOX | Thousand Tons | 0 | 0 | 0 | 0 | 0 | 0 | 0 | 0
IL Fac. Spec. - NOX Rate Summer v3.1, Unit 573 and retrofits | 472 | 1797 | Rate Constraint in lbs/MMBtu | FALSE | L | Annual | Allowances Sold NOX | Thousand Tons | 0 | 0 | 0 | 0 | 0 | 0 | 0 | 0
IL Fac. Spec. - NOX Rate Summer v3.1, Unit 573 and retrofits | 472 | 1797 | Rate Constraint in lbs/MMBtu | FALSE | L | Annual | Allowances Banked | Thousand Tons | 0 | 0 | 0 | 0 | 0 | 0 | 0 | 0
IL Fac. Spec. - NOX Rate Summer v3.1, Unit 573 and retrofits | 472 | 1797 | Rate Constraint in lbs/MMBtu | FALSE | L | Annual | Allowances Withdrawn (1:1) | Thousand Tons | 0 | 0 | 0 | 0 | 0 | 0 | 0 | 0
IL Fac. Spec. - NOX Rate Summer v3.1, Unit 573 and retrofits | 472 | 1797 | Rate Constraint in lbs/MMBtu | FALSE | L | Annual | Allowances Withdrawn (n:1) | Thousand Tons | 0 | 0 | 0 | 0 | 0 | 0 | 0 | 0
IL Fac. Spec. - NOX Rate Summer v3.1, Unit 573 and retrofits | 472 | 1797 | Rate Constraint in lbs/MMBtu | FALSE | L | Annual | Net Emissions Allowance Position | Thousand Tons | 0 | 0 | 0.00056083 | 0.00056083 | 0.00056083 | 0.00056083 | 0.00056083 | 0.00056083
IL Fac. Spec. - NOX Rate Summer v3.1, Unit 573 and retrofits | 472 | 1797 | Rate Constraint in lbs/MMBtu | FALSE | L | Annual | Fuel Consumed | TBtu | 0 | 0 | 0.031534 | 0.031534 | 0.031534 | 0.031534 | 0.031534 | 0.031534
IL Fac. Spec. - NOX Rate Summer v3.1, Unit 573 and retrofits | 472 | 1797 | Rate Constraint in lbs/MMBtu | FALSE | L | Annual | Rate | lb/MMBtu | 0 | 0 | 0.03557 | 0.03557 | 0.03557 | 0.03557 | 0.03557 | 0.03557
IL Fac. Spec. - NOX Rate Summer v3.1, Unit 573 and retrofits | 472 | 1797 | Rate Constraint in lbs/MMBtu | FALSE | L | Annual | Generation | TWh | 0 | 0 | 0.0025544 | 0.0025544 | 0.0025544 | 0.0025544 | 0.0025544 | 0.0025544
IL Fac. Spec. - NOX Rate Summer v3.1, Unit 573 and retrofits | 472 | 1797 | Rate Constraint in lbs/MMBtu | FALSE | L | Annual | Qualifying Generation | TWh | 0 | 0 | 0.0025544 | 0.0025544 | 0.0025544 | 0.0025544 | 0.0025544 | 0.0025544
IL Fac. Spec. - NOX Rate Summer v3.1, Unit 573 and retrofits | 472 | 1797 | Rate Constraint in lbs/MMBtu | FALSE | L | Annual | Rate | lb/MWh | 0 | 0 | 0.43911 | 0.43911 | 0.43911 | 0.43911 | 0.43911 | 0.43911
IL Fac. Spec. - NOX Rate Summer v3.1, Unit 573 and retrofits | 472 | 1797 | Rate Constraint in lbs/MMBtu | FALSE | L | Annual | Constraint Shadow Price | US2016$/Ton | 0 | 0 | 0 | 0 | 0 | 0 | 0 | 0
IL Fac. Spec. - NOX Rate Summer v3.1, Unit 574 and retrofits | 473 | 1797 | Rate Constraint in lbs/MMBtu | FALSE | L | Annual | Seasons Included | Seasons | Summer | Summer | Summer | Summer | Summer | Summer | Summer | Summer
IL Fac. Spec. - NOX Rate Summer v3.1, Unit 574 and retrofits | 473 | 1797 | Rate Constraint in lbs/MMBtu | FALSE | L | Annual | Standard NOX | lb/MMBtu | 0.25 | 0.25 | 0.25 | 0.25 | 0.25 | 0.25 | 0.25 | 0.25
IL Fac. Spec. - NOX Rate Summer v3.1, Unit 574 and retrofits | 473 | 1797 | Rate Constraint in lbs/MMBtu | FALSE | L | Annual | Emissions at Affected Plants NOX | Thousand Tons | 0 | 0 | 0.00059083 | 0.00059083 | 0.00059083 | 0.00059083 | 0.00059083 | 0.00059083
IL Fac. Spec. - NOX Rate Summer v3.1, Unit 574 and retrofits | 473 | 1797 | Rate Constraint in lbs/MMBtu | FALSE | L | Annual | Allowances Purchased NOX | Thousand Tons | 0 | 0 | 0 | 0 | 0 | 0 | 0 | 0
IL Fac. Spec. - NOX Rate Summer v3.1, Unit 574 and retrofits | 473 | 1797 | Rate Constraint in lbs/MMBtu | FALSE | L | Annual | Allowances Sold NOX | Thousand Tons | 0 | 0 | 0 | 0 | 0 | 0 | 0 | 0
IL Fac. Spec. - NOX Rate Summer v3.1, Unit 574 and retrofits | 473 | 1797 | Rate Constraint in lbs/MMBtu | FALSE | L | Annual | Allowances Banked | Thousand Tons | 0 | 0 | 0 | 0 | 0 | 0 | 0 | 0
IL Fac. Spec. - NOX Rate Summer v3.1, Unit 574 and retrofits | 473 | 1797 | Rate Constraint in lbs/MMBtu | FALSE | L | Annual | Allowances Withdrawn (1:1) | Thousand Tons | 0 | 0 | 0 | 0 | 0 | 0 | 0 | 0
IL Fac. Spec. - NOX Rate Summer v3.1, Unit 574 and retrofits | 473 | 1797 | Rate Constraint in lbs/MMBtu | FALSE | L | Annual | Allowances Withdrawn (n:1) | Thousand Tons | 0 | 0 | 0 | 0 | 0 | 0 | 0 | 0
IL Fac. Spec. - NOX Rate Summer v3.1, Unit 574 and retrofits | 473 | 1797 | Rate Constraint in lbs/MMBtu | FALSE | L | Annual | Net Emissions Allowance Position | Thousand Tons | 0 | 0 | 0.00059083 | 0.00059083 | 0.00059083 | 0.00059083 | 0.00059083 | 0.00059083
IL Fac. Spec. - NOX Rate Summer v3.1, Unit 574 and retrofits | 473 | 1797 | Rate Constraint in lbs/MMBtu | FALSE | L | Annual | Fuel Consumed | TBtu | 0 | 0 | 0.031452 | 0.031452 | 0.031452 | 0.031452 | 0.031452 | 0.031452
IL Fac. Spec. - NOX Rate Summer v3.1, Unit 574 and retrofits | 473 | 1797 | Rate Constraint in lbs/MMBtu | FALSE | L | Annual | Rate | lb/MMBtu | 0 | 0 | 0.03757 | 0.03757 | 0.03757 | 0.03757 | 0.03757 | 0.03757
IL Fac. Spec. - NOX Rate Summer v3.1, Unit 574 and retrofits | 473 | 1797 | Rate Constraint in lbs/MMBtu | FALSE | L | Annual | Generation | TWh | 0 | 0 | 0.0025478 | 0.0025478 | 0.0025478 | 0.0025478 | 0.0025478 | 0.0025478
IL Fac. Spec. - NOX Rate Summer v3.1, Unit 574 and retrofits | 473 | 1797 | Rate Constraint in lbs/MMBtu | FALSE | L | Annual | Qualifying Generation | TWh | 0 | 0 | 0.0025478 | 0.0025478 | 0.0025478 | 0.0025478 | 0.0025478 | 0.0025478
IL Fac. Spec. - NOX Rate Summer v3.1, Unit 574 and retrofits | 473 | 1797 | Rate Constraint in lbs/MMBtu | FALSE | L | Annual | Rate | lb/MWh | 0 | 0 | 0.4638 | 0.4638 | 0.4638 | 0.4638 | 0.4638 | 0.4638
IL Fac. Spec. - NOX Rate Summer v3.1, Unit 574 and retrofits | 473 | 1797 | Rate Constraint in lbs/MMBtu | FALSE | L | Annual | Constraint Shadow Price | US2016$/Ton | 0 | 0 | 0 | 0 | 0 | 0 | 0 | 0
IL Fac. Spec. - NOX Rate Summer v3.1, Unit 575 and retrofits | 474 | 1797 | Rate Constraint in lbs/MMBtu | FALSE | L | Annual | Seasons Included | Seasons | Summer | Summer | Summer | Summer | Summer | Summer | Summer | Summer
IL Fac. Spec. - NOX Rate Summer v3.1, Unit 575 and retrofits | 474 | 1797 | Rate Constraint in lbs/MMBtu | FALSE | L | Annual | Standard NOX | lb/MMBtu | 0.25 | 0.25 | 0.25 | 0.25 | 0.25 | 0.25 | 0.25 | 0.25
IL Fac. Spec. - NOX Rate Summer v3.1, Unit 575 and retrofits | 474 | 1797 | Rate Constraint in lbs/MMBtu | FALSE | L | Annual | Emissions at Affected Plants NOX | Thousand Tons | 0 | 0 | 0.00055094 | 0.00055094 | 0.00055094 | 0.00055094 | 0.00055094 | 0.00055094
IL Fac. Spec. - NOX Rate Summer v3.1, Unit 575 and retrofits | 474 | 1797 | Rate Constraint in lbs/MMBtu | FALSE | L | Annual | Allowances Purchased NOX | Thousand Tons | 0 | 0 | 0 | 0 | 0 | 0 | 0 | 0
IL Fac. Spec. - NOX Rate Summer v3.1, Unit 575 and retrofits | 474 | 1797 | Rate Constraint in lbs/MMBtu | FALSE | L | Annual | Allowances Sold NOX | Thousand Tons | 0 | 0 | 0 | 0 | 0 | 0 | 0 | 0
IL Fac. Spec. - NOX Rate Summer v3.1, Unit 575 and retrofits | 474 | 1797 | Rate Constraint in lbs/MMBtu | FALSE | L | Annual | Allowances Banked | Thousand Tons | 0 | 0 | 0 | 0 | 0 | 0 | 0 | 0
IL Fac. Spec. - NOX Rate Summer v3.1, Unit 575 and retrofits | 474 | 1797 | Rate Constraint in lbs/MMBtu | FALSE | L | Annual | Allowances Withdrawn (1:1) | Thousand Tons | 0 | 0 | 0 | 0 | 0 | 0 | 0 | 0
IL Fac. Spec. - NOX Rate Summer v3.1, Unit 575 and retrofits | 474 | 1797 | Rate Constraint in lbs/MMBtu | FALSE | L | Annual | Allowances Withdrawn (n:1) | Thousand Tons | 0 | 0 | 0 | 0 | 0 | 0 | 0 | 0
IL Fac. Spec. - NOX Rate Summer v3.1, Unit 575 and retrofits | 474 | 1797 | Rate Constraint in lbs/MMBtu | FALSE | L | Annual | Net Emissions Allowance Position | Thousand Tons | 0 | 0 | 0.00055094 | 0.00055094 | 0.00055094 | 0.00055094 | 0.00055094 | 0.00055094
IL Fac. Spec. - NOX Rate Summer v3.1, Unit 575 and retrofits | 474 | 1797 | Rate Constraint in lbs/MMBtu | FALSE | L | Annual | Fuel Consumed | TBtu | 0 | 0 | 0.031819 | 0.031819 | 0.031819 | 0.031819 | 0.031819 | 0.031819
IL Fac. Spec. - NOX Rate Summer v3.1, Unit 575 and retrofits | 474 | 1797 | Rate Constraint in lbs/MMBtu | FALSE | L | Annual | Rate | lb/MMBtu | 0 | 0 | 0.03463 | 0.03463 | 0.03463 | 0.03463 | 0.03463 | 0.03463
IL Fac. Spec. - NOX Rate Summer v3.1, Unit 575 and retrofits | 474 | 1797 | Rate Constraint in lbs/MMBtu | FALSE | L | Annual | Generation | TWh | 0 | 0 | 0.0025775 | 0.0025775 | 0.0025775 | 0.0025775 | 0.0025775 | 0.0025775
IL Fac. Spec. - NOX Rate Summer v3.1, Unit 575 and retrofits | 474 | 1797 | Rate Constraint in lbs/MMBtu | FALSE | L | Annual | Qualifying Generation | TWh | 0 | 0 | 0.0025775 | 0.0025775 | 0.0025775 | 0.0025775 | 0.0025775 | 0.0025775
IL Fac. Spec. - NOX Rate Summer v3.1, Unit 575 and retrofits | 474 | 1797 | Rate Constraint in lbs/MMBtu | FALSE | L | Annual | Rate | lb/MWh | 0 | 0 | 0.42751 | 0.42751 | 0.42751 | 0.42751 | 0.42751 | 0.42751
IL Fac. Spec. - NOX Rate Summer v3.1, Unit 575 and retrofits | 474 | 1797 | Rate Constraint in lbs/MMBtu | FALSE | L | Annual | Constraint Shadow Price | US2016$/Ton | 0 | 0 | 0 | 0 | 0 | 0 | 0 | 0
IL Fac. Spec. - NOX Rate Summer v3.1, Unit 576 and retrofits | 475 | 1797 | Rate Constraint in lbs/MMBtu | FALSE | L | Annual | Seasons Included | Seasons | Summer | Summer | Summer | Summer | Summer | Summer | Summer | Summer
IL Fac. Spec. - NOX Rate Summer v3.1, Unit 576 and retrofits | 475 | 1797 | Rate Constraint in lbs/MMBtu | FALSE | L | Annual | Standard NOX | lb/MMBtu | 0.25 | 0.25 | 0.25 | 0.25 | 0.25 | 0.25 | 0.25 | 0.25
IL Fac. Spec. - NOX Rate Summer v3.1, Unit 576 and retrofits | 475 | 1797 | Rate Constraint in lbs/MMBtu | FALSE | L | Annual | Emissions at Affected Plants NOX | Thousand Tons | 0 | 0 | 0.00050339 | 0.00050339 | 0.00050339 | 0.00050339 | 0.00050339 | 0.00050339
IL Fac. Spec. - NOX Rate Summer v3.1, Unit 576 and retrofits | 475 | 1797 | Rate Constraint in lbs/MMBtu | FALSE | L | Annual | Allowances Purchased NOX | Thousand Tons | 0 | 0 | 0 | 0 | 0 | 0 | 0 | 0
IL Fac. Spec. - NOX Rate Summer v3.1, Unit 576 and retrofits | 475 | 1797 | Rate Constraint in lbs/MMBtu | FALSE | L | Annual | Allowances Sold NOX | Thousand Tons | 0 | 0 | 0 | 0 | 0 | 0 | 0 | 0
IL Fac. Spec. - NOX Rate Summer v3.1, Unit 576 and retrofits | 475 | 1797 | Rate Constraint in lbs/MMBtu | FALSE | L | Annual | Allowances Banked | Thousand Tons | 0 | 0 | 0 | 0 | 0 | 0 | 0 | 0
IL Fac. Spec. - NOX Rate Summer v3.1, Unit 576 and retrofits | 475 | 1797 | Rate Constraint in lbs/MMBtu | FALSE | L | Annual | Allowances Withdrawn (1:1) | Thousand Tons | 0 | 0 | 0 | 0 | 0 | 0 | 0 | 0
IL Fac. Spec. - NOX Rate Summer v3.1, Unit 576 and retrofits | 475 | 1797 | Rate Constraint in lbs/MMBtu | FALSE | L | Annual | Allowances Withdrawn (n:1) | Thousand Tons | 0 | 0 | 0 | 0 | 0 | 0 | 0 | 0
IL Fac. Spec. - NOX Rate Summer v3.1, Unit 576 and retrofits | 475 | 1797 | Rate Constraint in lbs/MMBtu | FALSE | L | Annual | Net Emissions Allowance Position | Thousand Tons | 0 | 0 | 0.00050339 | 0.00050339 | 0.00050339 | 0.00050339 | 0.00050339 | 0.00050339
IL Fac. Spec. - NOX Rate Summer v3.1, Unit 576 and retrofits | 475 | 1797 | Rate Constraint in lbs/MMBtu | FALSE | L | Annual | Fuel Consumed | TBtu | 0 | 0 | 0.031981 | 0.031981 | 0.031981 | 0.031981 | 0.031981 | 0.031981
IL Fac. Spec. - NOX Rate Summer v3.1, Unit 576 and retrofits | 475 | 1797 | Rate Constraint in lbs/MMBtu | FALSE | L | Annual | Rate | lb/MMBtu | 0 | 0 | 0.03148 | 0.03148 | 0.03148 | 0.03148 | 0.03148 | 0.03148
IL Fac. Spec. - NOX Rate Summer v3.1, Unit 576 and retrofits | 475 | 1797 | Rate Constraint in lbs/MMBtu | FALSE | L | Annual | Generation | TWh | 0 | 0 | 0.0025906 | 0.0025906 | 0.0025906 | 0.0025906 | 0.0025906 | 0.0025906
IL Fac. Spec. - NOX Rate Summer v3.1, Unit 576 and retrofits | 475 | 1797 | Rate Constraint in lbs/MMBtu | FALSE | L | Annual | Qualifying Generation | TWh | 0 | 0 | 0.0025906 | 0.0025906 | 0.0025906 | 0.0025906 | 0.0025906 | 0.0025906
IL Fac. Spec. - NOX Rate Summer v3.1, Unit 576 and retrofits | 475 | 1797 | Rate Constraint in lbs/MMBtu | FALSE | L | Annual | Rate | lb/MWh | 0 | 0 | 0.38862 | 0.38862 | 0.38862 | 0.38862 | 0.38862 | 0.38862
IL Fac. Spec. - NOX Rate Summer v3.1, Unit 576 and retrofits | 475 | 1797 | Rate Constraint in lbs/MMBtu | FALSE | L | Annual | Constraint Shadow Price | US2016$/Ton | 0 | 0 | 0 | 0 | 0 | 0 | 0 | 0
IL Fac. Spec. - NOX Rate Summer v3.1, Unit 577 and retrofits | 476 | 1797 | Rate Constraint in lbs/MMBtu | FALSE | L | Annual | Seasons Included | Seasons | Summer | Summer | Summer | Summer | Summer | Summer | Summer | Summer
IL Fac. Spec. - NOX Rate Summer v3.1, Unit 577 and retrofits | 476 | 1797 | Rate Constraint in lbs/MMBtu | FALSE | L | Annual | Standard NOX | lb/MMBtu | 0.25 | 0.25 | 0.25 | 0.25 | 0.25 | 0.25 | 0.25 | 0.25
IL Fac. Spec. - NOX Rate Summer v3.1, Unit 577 and retrofits | 476 | 1797 | Rate Constraint in lbs/MMBtu | FALSE | L | Annual | Emissions at Affected Plants NOX | Thousand Tons | 0.0010651 | 0.0010651 | 0.0079884 | 0.010592 | 0.010592 | 0.010592 | 0.0054143 | 0.010592
IL Fac. Spec. - NOX Rate Summer v3.1, Unit 577 and retrofits | 476 | 1797 | Rate Constraint in lbs/MMBtu | FALSE | L | Annual | Allowances Purchased NOX | Thousand Tons | 0 | 0 | 0 | 0 | 0 | 0 | 0 | 0
IL Fac. Spec. - NOX Rate Summer v3.1, Unit 577 and retrofits | 476 | 1797 | Rate Constraint in lbs/MMBtu | FALSE | L | Annual | Allowances Sold NOX | Thousand Tons | 0 | 0 | 0 | 0 | 0 | 0 | 0 | 0
IL Fac. Spec. - NOX Rate Summer v3.1, Unit 577 and retrofits | 476 | 1797 | Rate Constraint in lbs/MMBtu | FALSE | L | Annual | Allowances Banked | Thousand Tons | 0 | 0 | 0 | 0 | 0 | 0 | 0 | 0
IL Fac. Spec. - NOX Rate Summer v3.1, Unit 577 and retrofits | 476 | 1797 | Rate Constraint in lbs/MMBtu | FALSE | L | Annual | Allowances Withdrawn (1:1) | Thousand Tons | 0 | 0 | 0 | 0 | 0 | 0 | 0 | 0
IL Fac. Spec. - NOX Rate Summer v3.1, Unit 577 and retrofits | 476 | 1797 | Rate Constraint in lbs/MMBtu | FALSE | L | Annual | Allowances Withdrawn (n:1) | Thousand Tons | 0 | 0 | 0 | 0 | 0 | 0 | 0 | 0
IL Fac. Spec. - NOX Rate Summer v3.1, Unit 577 and retrofits | 476 | 1797 | Rate Constraint in lbs/MMBtu | FALSE | L | Annual | Net Emissions Allowance Position | Thousand Tons | 0.0010651 | 0.0010651 | 0.0079884 | 0.010592 | 0.010592 | 0.010592 | 0.0054143 | 0.010592
IL Fac. Spec. - NOX Rate Summer v3.1, Unit 577 and retrofits | 476 | 1797 | Rate Constraint in lbs/MMBtu | FALSE | L | Annual | Fuel Consumed | TBtu | 0.05513 | 0.05513 | 0.41348 | 0.54824 | 0.54824 | 0.54824 | 0.28025 | 0.54824
IL Fac. Spec. - NOX Rate Summer v3.1, Unit 577 and retrofits | 476 | 1797 | Rate Constraint in lbs/MMBtu | FALSE | L | Annual | Rate | lb/MMBtu | 0.03864 | 0.03864 | 0.03864 | 0.03864 | 0.03864 | 0.03864 | 0.03864 | 0.03864
IL Fac. Spec. - NOX Rate Summer v3.1, Unit 577 and retrofits | 476 | 1797 | Rate Constraint in lbs/MMBtu | FALSE | L | Annual | Generation | TWh | 0.004944 | 0.004944 | 0.03708 | 0.049165 | 0.049165 | 0.049165 | 0.025132 | 0.049165
IL Fac. Spec. - NOX Rate Summer v3.1, Unit 577 and retrofits | 476 | 1797 | Rate Constraint in lbs/MMBtu | FALSE | L | Annual | Qualifying Generation | TWh | 0.004944 | 0.004944 | 0.03708 | 0.049165 | 0.049165 | 0.049165 | 0.025132 | 0.049165
IL Fac. Spec. - NOX Rate Summer v3.1, Unit 577 and retrofits | 476 | 1797 | Rate Constraint in lbs/MMBtu | FALSE | L | Annual | Rate | lb/MWh | 0.43087 | 0.43087 | 0.43087 | 0.43087 | 0.43087 | 0.43087 | 0.43087 | 0.43087
IL Fac. Spec. - NOX Rate Summer v3.1, Unit 577 and retrofits | 476 | 1797 | Rate Constraint in lbs/MMBtu | FALSE | L | Annual | Constraint Shadow Price | US2016$/Ton | 0 | 0 | 0 | 0 | 0 | 0 | 0 | 0
IL Fac. Spec. - NOX Rate Summer v3.1, Unit 578 and retrofits | 477 | 1797 | Rate Constraint in lbs/MMBtu | FALSE | L | Annual | Seasons Included | Seasons | Summer | Summer | Summer | Summer | Summer | Summer | Summer | Summer
IL Fac. Spec. - NOX Rate Summer v3.1, Unit 578 and retrofits | 477 | 1797 | Rate Constraint in lbs/MMBtu | FALSE | L | Annual | Standard NOX | lb/MMBtu | 0.25 | 0.25 | 0.25 | 0.25 | 0.25 | 0.25 | 0.25 | 0.25
IL Fac. Spec. - NOX Rate Summer v3.1, Unit 578 and retrofits | 477 | 1797 | Rate Constraint in lbs/MMBtu | FALSE | L | Annual | Emissions at Affected Plants NOX | Thousand Tons | 0.00097195 | 0.00097195 | 0.0072896 | 0.0096655 | 0.0096655 | 0.0096655 | 0.0049407 | 0.0096655
IL Fac. Spec. - NOX Rate Summer v3.1, Unit 578 and retrofits | 477 | 1797 | Rate Constraint in lbs/MMBtu | FALSE | L | Annual | Allowances Purchased NOX | Thousand Tons | 0 | 0 | 0 | 0 | 0 | 0 | 0 | 0
IL Fac. Spec. - NOX Rate Summer v3.1, Unit 578 and retrofits | 477 | 1797 | Rate Constraint in lbs/MMBtu | FALSE | L | Annual | Allowances Sold NOX | Thousand Tons | 0 | 0 | 0 | 0 | 0 | 0 | 0 | 0
IL Fac. Spec. - NOX Rate Summer v3.1, Unit 578 and retrofits | 477 | 1797 | Rate Constraint in lbs/MMBtu | FALSE | L | Annual | Allowances Banked | Thousand Tons | 0 | 0 | 0 | 0 | 0 | 0 | 0 | 0
IL Fac. Spec. - NOX Rate Summer v3.1, Unit 578 and retrofits | 477 | 1797 | Rate Constraint in lbs/MMBtu | FALSE | L | Annual | Allowances Withdrawn (1:1) | Thousand Tons | 0 | 0 | 0 | 0 | 0 | 0 | 0 | 0
IL Fac. Spec. - NOX Rate Summer v3.1, Unit 578 and retrofits | 477 | 1797 | Rate Constraint in lbs/MMBtu | FALSE | L | Annual | Allowances Withdrawn (n:1) | Thousand Tons | 0 | 0 | 0 | 0 | 0 | 0 | 0 | 0
IL Fac. Spec. - NOX Rate Summer v3.1, Unit 578 and retrofits | 477 | 1797 | Rate Constraint in lbs/MMBtu | FALSE | L | Annual | Net Emissions Allowance Position | Thousand Tons | 0.00097195 | 0.00097195 | 0.0072896 | 0.0096655 | 0.0096655 | 0.0096655 | 0.0049407 | 0.0096655
IL Fac. Spec. - NOX Rate Summer v3.1, Unit 578 and retrofits | 477 | 1797 | Rate Constraint in lbs/MMBtu | FALSE | L | Annual | Fuel Consumed | TBtu | 0.05513 | 0.05513 | 0.41348 | 0.54824 | 0.54824 | 0.54824 | 0.28025 | 0.54824
IL Fac. Spec. - NOX Rate Summer v3.1, Unit 578 and retrofits | 477 | 1797 | Rate Constraint in lbs/MMBtu | FALSE | L | Annual | Rate | lb/MMBtu | 0.03526 | 0.03526 | 0.03526 | 0.03526 | 0.03526 | 0.03526 | 0.03526 | 0.03526
IL Fac. Spec. - NOX Rate Summer v3.1, Unit 578 and retrofits | 477 | 1797 | Rate Constraint in lbs/MMBtu | FALSE | L | Annual | Generation | TWh | 0.004944 | 0.004944 | 0.03708 | 0.049165 | 0.049165 | 0.049165 | 0.025132 | 0.049165
IL Fac. Spec. - NOX Rate Summer v3.1, Unit 578 and retrofits | 477 | 1797 | Rate Constraint in lbs/MMBtu | FALSE | L | Annual | Qualifying Generation | TWh | 0.004944 | 0.004944 | 0.03708 | 0.049165 | 0.049165 | 0.049165 | 0.025132 | 0.049165
IL Fac. Spec. - NOX Rate Summer v3.1, Unit 578 and retrofits | 477 | 1797 | Rate Constraint in lbs/MMBtu | FALSE | L | Annual | Rate | lb/MWh | 0.39318 | 0.39318 | 0.39318 | 0.39318 | 0.39318 | 0.39318 | 0.39318 | 0.39318
IL Fac. Spec. - NOX Rate Summer v3.1, Unit 578 and retrofits | 477 | 1797 | Rate Constraint in lbs/MMBtu | FALSE | L | Annual | Constraint Shadow Price | US2016$/Ton | 0 | 0 | 0 | 0 | 0 | 0 | 0 | 0
IL Fac. Spec. - NOX Rate Summer v3.1, Unit 579 and retrofits | 478 | 1797 | Rate Constraint in lbs/MMBtu | FALSE | L | Annual | Seasons Included | Seasons | Summer | Summer | Summer | Summer | Summer | Summer | Summer | Summer
IL Fac. Spec. - NOX Rate Summer v3.1, Unit 579 and retrofits | 478 | 1797 | Rate Constraint in lbs/MMBtu | FALSE | L | Annual | Standard NOX | lb/MMBtu | 0.25 | 0.25 | 0.25 | 0.25 | 0.25 | 0.25 | 0.25 | 0.25
IL Fac. Spec. - NOX Rate Summer v3.1, Unit 579 and retrofits | 478 | 1797 | Rate Constraint in lbs/MMBtu | FALSE | L | Annual | Emissions at Affected Plants NOX | Thousand Tons | 0.00095623 | 0.00095623 | 0.0071717 | 0.0095092 | 0.0095092 | 0.0093088 | 0.0048609 | 0.0095092
IL Fac. Spec. - NOX Rate Summer v3.1, Unit 579 and retrofits | 478 | 1797 | Rate Constraint in lbs/MMBtu | FALSE | L | Annual | Allowances Purchased NOX | Thousand Tons | 0 | 0 | 0 | 0 | 0 | 0 | 0 | 0
IL Fac. Spec. - NOX Rate Summer v3.1, Unit 579 and retrofits | 478 | 1797 | Rate Constraint in lbs/MMBtu | FALSE | L | Annual | Allowances Sold NOX | Thousand Tons | 0 | 0 | 0 | 0 | 0 | 0 | 0 | 0
IL Fac. Spec. - NOX Rate Summer v3.1, Unit 579 and retrofits | 478 | 1797 | Rate Constraint in lbs/MMBtu | FALSE | L | Annual | Allowances Banked | Thousand Tons | 0 | 0 | 0 | 0 | 0 | 0 | 0 | 0
IL Fac. Spec. - NOX Rate Summer v3.1, Unit 579 and retrofits | 478 | 1797 | Rate Constraint in lbs/MMBtu | FALSE | L | Annual | Allowances Withdrawn (1:1) | Thousand Tons | 0 | 0 | 0 | 0 | 0 | 0 | 0 | 0
IL Fac. Spec. - NOX Rate Summer v3.1, Unit 579 and retrofits | 478 | 1797 | Rate Constraint in lbs/MMBtu | FALSE | L | Annual | Allowances Withdrawn (n:1) | Thousand Tons | 0 | 0 | 0 | 0 | 0 | 0 | 0 | 0
IL Fac. Spec. - NOX Rate Summer v3.1, Unit 579 and retrofits | 478 | 1797 | Rate Constraint in lbs/MMBtu | FALSE | L | Annual | Net Emissions Allowance Position | Thousand Tons | 0.00095623 | 0.00095623 | 0.0071717 | 0.0095092 | 0.0095092 | 0.0093088 | 0.0048609 | 0.0095092
IL Fac. Spec. - NOX Rate Summer v3.1, Unit 579 and retrofits | 478 | 1797 | Rate Constraint in lbs/MMBtu | FALSE | L | Annual | Fuel Consumed | TBtu | 0.05513 | 0.05513 | 0.41348 | 0.54824 | 0.54824 | 0.53668 | 0.28025 | 0.54824
IL Fac. Spec. - NOX Rate Summer v3.1, Unit 579 and retrofits | 478 | 1797 | Rate Constraint in lbs/MMBtu | FALSE | L | Annual | Rate | lb/MMBtu | 0.03469 | 0.03469 | 0.03469 | 0.03469 | 0.03469 | 0.03469 | 0.03469 | 0.03469
IL Fac. Spec. - NOX Rate Summer v3.1, Unit 579 and retrofits | 478 | 1797 | Rate Constraint in lbs/MMBtu | FALSE | L | Annual | Generation | TWh | 0.004944 | 0.004944 | 0.03708 | 0.049165 | 0.049165 | 0.048129 | 0.025132 | 0.049165
IL Fac. Spec. - NOX Rate Summer v3.1, Unit 579 and retrofits | 478 | 1797 | Rate Constraint in lbs/MMBtu | FALSE | L | Annual | Qualifying Generation | TWh | 0.004944 | 0.004944 | 0.03708 | 0.049165 | 0.049165 | 0.048129 | 0.025132 | 0.049165
IL Fac. Spec. - NOX Rate Summer v3.1, Unit 579 and retrofits | 478 | 1797 | Rate Constraint in lbs/MMBtu | FALSE | L | Annual | Rate | lb/MWh | 0.38683 | 0.38683 | 0.38683 | 0.38683 | 0.38683 | 0.38683 | 0.38683 | 0.38683
IL Fac. Spec. - NOX Rate Summer v3.1, Unit 579 and retrofits | 478 | 1797 | Rate Constraint in lbs/MMBtu | FALSE | L | Annual | Constraint Shadow Price | US2016$/Ton | 0 | 0 | 0 | 0 | 0 | 0 | 0 | 0
IL Fac. Spec. - NOX Rate Summer v3.1, Unit 580 and retrofits | 479 | 1797 | Rate Constraint in lbs/MMBtu | FALSE | L | Annual | Seasons Included | Seasons | Summer | Summer | Summer | Summer | Summer | Summer | Summer | Summer
IL Fac. Spec. - NOX Rate Summer v3.1, Unit 580 and retrofits | 479 | 1797 | Rate Constraint in lbs/MMBtu | FALSE | L | Annual | Standard NOX | lb/MMBtu | 0.25 | 0.25 | 0.25 | 0.25 | 0.25 | 0.25 | 0.25 | 0.25
IL Fac. Spec. - NOX Rate Summer v3.1, Unit 580 and retrofits | 479 | 1797 | Rate Constraint in lbs/MMBtu | FALSE | L | Annual | Emissions at Affected Plants NOX | Thousand Tons | 0.00090331 | 0.00090331 | 0.0067748 | 0.0089829 | 0.0089829 | 0.0045918 | 0.0045918 | 0.0089829
IL Fac. Spec. - NOX Rate Summer v3.1, Unit 580 and retrofits | 479 | 1797 | Rate Constraint in lbs/MMBtu | FALSE | L | Annual | Allowances Purchased NOX | Thousand Tons | 0 | 0 | 0 | 0 | 0 | 0 | 0 | 0
IL Fac. Spec. - NOX Rate Summer v3.1, Unit 580 and retrofits | 479 | 1797 | Rate Constraint in lbs/MMBtu | FALSE | L | Annual | Allowances Sold NOX | Thousand Tons | 0 | 0 | 0 | 0 | 0 | 0 | 0 | 0
IL Fac. Spec. - NOX Rate Summer v3.1, Unit 580 and retrofits | 479 | 1797 | Rate Constraint in lbs/MMBtu | FALSE | L | Annual | Allowances Banked | Thousand Tons | 0 | 0 | 0 | 0 | 0 | 0 | 0 | 0
IL Fac. Spec. - NOX Rate Summer v3.1, Unit 580 and retrofits | 479 | 1797 | Rate Constraint in lbs/MMBtu | FALSE | L | Annual | Allowances Withdrawn (1:1) | Thousand Tons | 0 | 0 | 0 | 0 | 0 | 0 | 0 | 0
IL Fac. Spec. - NOX Rate Summer v3.1, Unit 580 and retrofits | 479 | 1797 | Rate Constraint in lbs/MMBtu | FALSE | L | Annual | Allowances Withdrawn (n:1) | Thousand Tons | 0 | 0 | 0 | 0 | 0 | 0 | 0 | 0
IL Fac. Spec. - NOX Rate Summer v3.1, Unit 580 and retrofits | 479 | 1797 | Rate Constraint in lbs/MMBtu | FALSE | L | Annual | Net Emissions Allowance Position | Thousand Tons | 0.00090331 | 0.00090331 | 0.0067748 | 0.0089829 | 0.0089829 | 0.0045918 | 0.0045918 | 0.0089829
IL Fac. Spec. - NOX Rate Summer v3.1, Unit 580 and retrofits | 479 | 1797 | Rate Constraint in lbs/MMBtu | FALSE | L | Annual | Fuel Consumed | TBtu | 0.05513 | 0.05513 | 0.41348 | 0.54824 | 0.54824 | 0.28025 | 0.28025 | 0.54824
IL Fac. Spec. - NOX Rate Summer v3.1, Unit 580 and retrofits | 479 | 1797 | Rate Constraint in lbs/MMBtu | FALSE | L | Annual | Rate | lb/MMBtu | 0.03277 | 0.03277 | 0.03277 | 0.03277 | 0.03277 | 0.03277 | 0.03277 | 0.03277
IL Fac. Spec. - NOX Rate Summer v3.1, Unit 580 and retrofits | 479 | 1797 | Rate Constraint in lbs/MMBtu | FALSE | L | Annual | Generation | TWh | 0.004944 | 0.004944 | 0.03708 | 0.049165 | 0.049165 | 0.025132 | 0.025132 | 0.049165
IL Fac. Spec. - NOX Rate Summer v3.1, Unit 580 and retrofits | 479 | 1797 | Rate Constraint in lbs/MMBtu | FALSE | L | Annual | Qualifying Generation | TWh | 0.004944 | 0.004944 | 0.03708 | 0.049165 | 0.049165 | 0.025132 | 0.025132 | 0.049165
IL Fac. Spec. - NOX Rate Summer v3.1, Unit 580 and retrofits | 479 | 1797 | Rate Constraint in lbs/MMBtu | FALSE | L | Annual | Rate | lb/MWh | 0.36542 | 0.36542 | 0.36542 | 0.36542 | 0.36542 | 0.36542 | 0.36542 | 0.36542
IL Fac. Spec. - NOX Rate Summer v3.1, Unit 580 and retrofits | 479 | 1797 | Rate Constraint in lbs/MMBtu | FALSE | L | Annual | Constraint Shadow Price | US2016$/Ton | 0 | 0 | 0 | 0 | 0 | 0 | 0 | 0
IL Fac. Spec. - NOX Rate Summer v3.1, Unit 581 and retrofits | 480 | 1797 | Rate Constraint in lbs/MMBtu | FALSE | L | Annual | Seasons Included | Seasons | Summer | Summer | Summer | Summer | Summer | Summer | Summer | Summer
IL Fac. Spec. - NOX Rate Summer v3.1, Unit 581 and retrofits | 480 | 1797 | Rate Constraint in lbs/MMBtu | FALSE | L | Annual | Standard NOX | lb/MMBtu | 0.25 | 0.25 | 0.25 | 0.25 | 0.25 | 0.25 | 0.25 | 0.25
IL Fac. Spec. - NOX Rate Summer v3.1, Unit 581 and retrofits | 480 | 1797 | Rate Constraint in lbs/MMBtu | FALSE | L | Annual | Emissions at Affected Plants NOX | Thousand Tons | 0.00092757 | 0.00092757 | 0.0069567 | 0.0092241 | 0.0092241 | 0.0092241 | 0.0047151 | 0.0092241
IL Fac. Spec. - NOX Rate Summer v3.1, Unit 581 and retrofits | 480 | 1797 | Rate Constraint in lbs/MMBtu | FALSE | L | Annual | Allowances Purchased NOX | Thousand Tons | 0 | 0 | 0 | 0 | 0 | 0 | 0 | 0
IL Fac. Spec. - NOX Rate Summer v3.1, Unit 581 and retrofits | 480 | 1797 | Rate Constraint in lbs/MMBtu | FALSE | L | Annual | Allowances Sold NOX | Thousand Tons | 0 | 0 | 0 | 0 | 0 | 0 | 0 | 0
IL Fac. Spec. - NOX Rate Summer v3.1, Unit 581 and retrofits | 480 | 1797 | Rate Constraint in lbs/MMBtu | FALSE | L | Annual | Allowances Banked | Thousand Tons | 0 | 0 | 0 | 0 | 0 | 0 | 0 | 0
IL Fac. Spec. - NOX Rate Summer v3.1, Unit 581 and retrofits | 480 | 1797 | Rate Constraint in lbs/MMBtu | FALSE | L | Annual | Allowances Withdrawn (1:1) | Thousand Tons | 0 | 0 | 0 | 0 | 0 | 0 | 0 | 0
IL Fac. Spec. - NOX Rate Summer v3.1, Unit 581 and retrofits | 480 | 1797 | Rate Constraint in lbs/MMBtu | FALSE | L | Annual | Allowances Withdrawn (n:1) | Thousand Tons | 0 | 0 | 0 | 0 | 0 | 0 | 0 | 0
IL Fac. Spec. - NOX Rate Summer v3.1, Unit 581 and retrofits | 480 | 1797 | Rate Constraint in lbs/MMBtu | FALSE | L | Annual | Net Emissions Allowance Position | Thousand Tons | 0.00092757 | 0.00092757 | 0.0069567 | 0.0092241 | 0.0092241 | 0.0092241 | 0.0047151 | 0.0092241
IL Fac. Spec. - NOX Rate Summer v3.1, Unit 581 and retrofits | 480 | 1797 | Rate Constraint in lbs/MMBtu | FALSE | L | Annual | Fuel Consumed | TBtu | 0.05513 | 0.05513 | 0.41348 | 0.54824 | 0.54824 | 0.54824 | 0.28025 | 0.54824
IL Fac. Spec. - NOX Rate Summer v3.1, Unit 581 and retrofits | 480 | 1797 | Rate Constraint in lbs/MMBtu | FALSE | L | Annual | Rate | lb/MMBtu | 0.03365 | 0.03365 | 0.03365 | 0.03365 | 0.03365 | 0.03365 | 0.03365 | 0.03365
IL Fac. Spec. - NOX Rate Summer v3.1, Unit 581 and retrofits | 480 | 1797 | Rate Constraint in lbs/MMBtu | FALSE | L | Annual | Generation | TWh | 0.004944 | 0.004944 | 0.03708 | 0.049165 | 0.049165 | 0.049165 | 0.025132 | 0.049165
IL Fac. Spec. - NOX Rate Summer v3.1, Unit 581 and retrofits | 480 | 1797 | Rate Constraint in lbs/MMBtu | FALSE | L | Annual | Qualifying Generation | TWh | 0.004944 | 0.004944 | 0.03708 | 0.049165 | 0.049165 | 0.049165 | 0.025132 | 0.049165
IL Fac. Spec. - NOX Rate Summer v3.1, Unit 581 and retrofits | 480 | 1797 | Rate Constraint in lbs/MMBtu | FALSE | L | Annual | Rate | lb/MWh | 0.37523 | 0.37523 | 0.37523 | 0.37523 | 0.37523 | 0.37523 | 0.37523 | 0.37523
IL Fac. Spec. - NOX Rate Summer v3.1, Unit 581 and retrofits | 480 | 1797 | Rate Constraint in lbs/MMBtu | FALSE | L | Annual | Constraint Shadow Price | US2016$/Ton | 0 | 0 | 0 | 0 | 0 | 0 | 0 | 0
IL Fac. Spec. - NOX Rate Summer v3.1, Unit 582 and retrofits | 481 | 1797 | Rate Constraint in lbs/MMBtu | FALSE | L | Annual | Seasons Included | Seasons | Summer | Summer | Summer | Summer | Summer | Summer | Summer | Summer
IL Fac. Spec. - NOX Rate Summer v3.1, Unit 582 and retrofits | 481 | 1797 | Rate Constraint in lbs/MMBtu | FALSE | L | Annual | Standard NOX | lb/MMBtu | 0.25 | 0.25 | 0.25 | 0.25 | 0.25 | 0.25 | 0.25 | 0.25
IL Fac. Spec. - NOX Rate Summer v3.1, Unit 582 and retrofits | 481 | 1797 | Rate Constraint in lbs/MMBtu | FALSE | L | Annual | Emissions at Affected Plants NOX | Thousand Tons | 0 | 0 | 0.00051643 | 0.00051643 | 0.00051643 | 0.00051643 | 0.00051643 | 0.00051643
IL Fac. Spec. - NOX Rate Summer v3.1, Unit 582 and retrofits | 481 | 1797 | Rate Constraint in lbs/MMBtu | FALSE | L | Annual | Allowances Purchased NOX | Thousand Tons | 0 | 0 | 0 | 0 | 0 | 0 | 0 | 0
IL Fac. Spec. - NOX Rate Summer v3.1, Unit 582 and retrofits | 481 | 1797 | Rate Constraint in lbs/MMBtu | FALSE | L | Annual | Allowances Sold NOX | Thousand Tons | 0 | 0 | 0 | 0 | 0 | 0 | 0 | 0
IL Fac. Spec. - NOX Rate Summer v3.1, Unit 582 and retrofits | 481 | 1797 | Rate Constraint in lbs/MMBtu | FALSE | L | Annual | Allowances Banked | Thousand Tons | 0 | 0 | 0 | 0 | 0 | 0 | 0 | 0
IL Fac. Spec. - NOX Rate Summer v3.1, Unit 582 and retrofits | 481 | 1797 | Rate Constraint in lbs/MMBtu | FALSE | L | Annual | Allowances Withdrawn (1:1) | Thousand Tons | 0 | 0 | 0 | 0 | 0 | 0 | 0 | 0
IL Fac. Spec. - NOX Rate Summer v3.1, Unit 582 and retrofits | 481 | 1797 | Rate Constraint in lbs/MMBtu | FALSE | L | Annual | Allowances Withdrawn (n:1) | Thousand Tons | 0 | 0 | 0 | 0 | 0 | 0 | 0 | 0
IL Fac. Spec. - NOX Rate Summer v3.1, Unit 582 and retrofits | 481 | 1797 | Rate Constraint in lbs/MMBtu | FALSE | L | Annual | Net Emissions Allowance Position | Thousand Tons | 0 | 0 | 0.00051643 | 0.00051643 | 0.00051643 | 0.00051643 | 0.00051643 | 0.00051643
IL Fac. Spec. - NOX Rate Summer v3.1, Unit 582 and retrofits | 481 | 1797 | Rate Constraint in lbs/MMBtu | FALSE | L | Annual | Fuel Consumed | TBtu | 0 | 0 | 0.031518 | 0.031518 | 0.031518 | 0.031518 | 0.031518 | 0.031518
IL Fac. Spec. - NOX Rate Summer v3.1, Unit 582 and retrofits | 481 | 1797 | Rate Constraint in lbs/MMBtu | FALSE | L | Annual | Rate | lb/MMBtu | 0 | 0 | 0.03277 | 0.03277 | 0.03277 | 0.03277 | 0.03277 | 0.03277
IL Fac. Spec. - NOX Rate Summer v3.1, Unit 582 and retrofits | 481 | 1797 | Rate Constraint in lbs/MMBtu | FALSE | L | Annual | Generation | TWh | 0 | 0 | 0.0025379 | 0.0025379 | 0.0025379 | 0.0025379 | 0.0025379 | 0.0025379
IL Fac. Spec. - NOX Rate Summer v3.1, Unit 582 and retrofits | 481 | 1797 | Rate Constraint in lbs/MMBtu | FALSE | L | Annual | Qualifying Generation | TWh | 0 | 0 | 0.0025379 | 0.0025379 | 0.0025379 | 0.0025379 | 0.0025379 | 0.0025379
IL Fac. Spec. - NOX Rate Summer v3.1, Unit 582 and retrofits | 481 | 1797 | Rate Constraint in lbs/MMBtu | FALSE | L | Annual | Rate | lb/MWh | 0 | 0 | 0.40697 | 0.40697 | 0.40697 | 0.40697 | 0.40697 | 0.40697
IL Fac. Spec. - NOX Rate Summer v3.1, Unit 582 and retrofits | 481 | 1797 | Rate Constraint in lbs/MMBtu | FALSE | L | Annual | Constraint Shadow Price | US2016$/Ton | 0 | 0 | 0 | 0 | 0 | 0 | 0 | 0
IL Fac. Spec. - NOX Rate Summer v3.1, Unit 583 and retrofits | 482 | 1797 | Rate Constraint in lbs/MMBtu | FALSE | L | Annual | Seasons Included | Seasons | Summer | Summer | Summer | Summer | Summer | Summer | Summer | Summer
IL Fac. Spec. - NOX Rate Summer v3.1, Unit 583 and retrofits | 482 | 1797 | Rate Constraint in lbs/MMBtu | FALSE | L | Annual | Standard NOX | lb/MMBtu | 0.25 | 0.25 | 0.25 | 0.25 | 0.25 | 0.25 | 0.25 | 0.25
IL Fac. Spec. - NOX Rate Summer v3.1, Unit 583 and retrofits | 482 | 1797 | Rate Constraint in lbs/MMBtu | FALSE | L | Annual | Emissions at Affected Plants NOX | Thousand Tons | 0 | 0 | 0.00052525 | 0.00052525 | 0.00052525 | 0.00052525 | 0.00052525 | 0.00052525
IL Fac. Spec. - NOX Rate Summer v3.1, Unit 583 and retrofits | 482 | 1797 | Rate Constraint in lbs/MMBtu | FALSE | L | Annual | Allowances Purchased NOX | Thousand Tons | 0 | 0 | 0 | 0 | 0 | 0 | 0 | 0
IL Fac. Spec. - NOX Rate Summer v3.1, Unit 583 and retrofits | 482 | 1797 | Rate Constraint in lbs/MMBtu | FALSE | L | Annual | Allowances Sold NOX | Thousand Tons | 0 | 0 | 0 | 0 | 0 | 0 | 0 | 0
IL Fac. Spec. - NOX Rate Summer v3.1, Unit 583 and retrofits | 482 | 1797 | Rate Constraint in lbs/MMBtu | FALSE | L | Annual | Allowances Banked | Thousand Tons | 0 | 0 | 0 | 0 | 0 | 0 | 0 | 0
IL Fac. Spec. - NOX Rate Summer v3.1, Unit 583 and retrofits | 482 | 1797 | Rate Constraint in lbs/MMBtu | FALSE | L | Annual | Allowances Withdrawn (1:1) | Thousand Tons | 0 | 0 | 0 | 0 | 0 | 0 | 0 | 0
IL Fac. Spec. - NOX Rate Summer v3.1, Unit 583 and retrofits | 482 | 1797 | Rate Constraint in lbs/MMBtu | FALSE | L | Annual | Allowances Withdrawn (n:1) | Thousand Tons | 0 | 0 | 0 | 0 | 0 | 0 | 0 | 0
IL Fac. Spec. - NOX Rate Summer v3.1, Unit 583 and retrofits | 482 | 1797 | Rate Constraint in lbs/MMBtu | FALSE | L | Annual | Net Emissions Allowance Position | Thousand Tons | 0 | 0 | 0.00052525 | 0.00052525 | 0.00052525 | 0.00052525 | 0.00052525 | 0.00052525
IL Fac. Spec. - NOX Rate Summer v3.1, Unit 583 and retrofits | 482 | 1797 | Rate Constraint in lbs/MMBtu | FALSE | L | Annual | Fuel Consumed | TBtu | 0 | 0 | 0.031518 | 0.031518 | 0.031518 | 0.031518 | 0.031518 | 0.031518
IL Fac. Spec. - NOX Rate Summer v3.1, Unit 583 and retrofits | 482 | 1797 | Rate Constraint in lbs/MMBtu | FALSE | L | Annual | Rate | lb/MMBtu | 0 | 0 | 0.03333 | 0.03333 | 0.03333 | 0.03333 | 0.03333 | 0.03333
IL Fac. Spec. - NOX Rate Summer v3.1, Unit 583 and retrofits | 482 | 1797 | Rate Constraint in lbs/MMBtu | FALSE | L | Annual | Generation | TWh | 0 | 0 | 0.0025379 | 0.0025379 | 0.0025379 | 0.0025379 | 0.0025379 | 0.0025379
IL Fac. Spec. - NOX Rate Summer v3.1, Unit 583 and retrofits | 482 | 1797 | Rate Constraint in lbs/MMBtu | FALSE | L | Annual | Qualifying Generation | TWh | 0 | 0 | 0.0025379 | 0.0025379 | 0.0025379 | 0.0025379 | 0.0025379 | 0.0025379
IL Fac. Spec. - NOX Rate Summer v3.1, Unit 583 and retrofits | 482 | 1797 | Rate Constraint in lbs/MMBtu | FALSE | L | Annual | Rate | lb/MWh | 0 | 0 | 0.41393 | 0.41393 | 0.41393 | 0.41393 | 0.41393 | 0.41393
IL Fac. Spec. - NOX Rate Summer v3.1, Unit 583 and retrofits | 482 | 1797 | Rate Constraint in lbs/MMBtu | FALSE | L | Annual | Constraint Shadow Price | US2016$/Ton | 0 | 0 | 0 | 0 | 0 | 0 | 0 | 0
IL Fac. Spec. - NOX Rate Summer v3.1, Unit 584 and retrofits | 483 | 1797 | Rate Constraint in lbs/MMBtu | FALSE | L | Annual | Seasons Included | Seasons | Summer | Summer | Summer | Summer | Summer | Summer | Summer | Summer
IL Fac. Spec. - NOX Rate Summer v3.1, Unit 584 and retrofits | 483 | 1797 | Rate Constraint in lbs/MMBtu | FALSE | L | Annual | Standard NOX | lb/MMBtu | 0.25 | 0.25 | 0.25 | 0.25 | 0.25 | 0.25 | 0.25 | 0.25
IL Fac. Spec. - NOX Rate Summer v3.1, Unit 584 and retrofits | 483 | 1797 | Rate Constraint in lbs/MMBtu | FALSE | L | Annual | Emissions at Affected Plants NOX | Thousand Tons | 0 | 0 | 0.00052667 | 0.00052667 | 0.00052667 | 0.00052667 | 0.00052667 | 0.00052667
IL Fac. Spec. - NOX Rate Summer v3.1, Unit 584 and retrofits | 483 | 1797 | Rate Constraint in lbs/MMBtu | FALSE | L | Annual | Allowances Purchased NOX | Thousand Tons | 0 | 0 | 0 | 0 | 0 | 0 | 0 | 0
IL Fac. Spec. - NOX Rate Summer v3.1, Unit 584 and retrofits | 483 | 1797 | Rate Constraint in lbs/MMBtu | FALSE | L | Annual | Allowances Sold NOX | Thousand Tons | 0 | 0 | 0 | 0 | 0 | 0 | 0 | 0
IL Fac. Spec. - NOX Rate Summer v3.1, Unit 584 and retrofits | 483 | 1797 | Rate Constraint in lbs/MMBtu | FALSE | L | Annual | Allowances Banked | Thousand Tons | 0 | 0 | 0 | 0 | 0 | 0 | 0 | 0
IL Fac. Spec. - NOX Rate Summer v3.1, Unit 584 and retrofits | 483 | 1797 | Rate Constraint in lbs/MMBtu | FALSE | L | Annual | Allowances Withdrawn (1:1) | Thousand Tons | 0 | 0 | 0 | 0 | 0 | 0 | 0 | 0
IL Fac. Spec. - NOX Rate Summer v3.1, Unit 584 and retrofits | 483 | 1797 | Rate Constraint in lbs/MMBtu | FALSE | L | Annual | Allowances Withdrawn (n:1) | Thousand Tons | 0 | 0 | 0 | 0 | 0 | 0 | 0 | 0
IL Fac. Spec. - NOX Rate Summer v3.1, Unit 584 and retrofits | 483 | 1797 | Rate Constraint in lbs/MMBtu | FALSE | L | Annual | Net Emissions Allowance Position | Thousand Tons | 0 | 0 | 0.00052667 | 0.00052667 | 0.00052667 | 0.00052667 | 0.00052667 | 0.00052667
IL Fac. Spec. - NOX Rate Summer v3.1, Unit 584 and retrofits | 483 | 1797 | Rate Constraint in lbs/MMBtu | FALSE | L | Annual | Fuel Consumed | TBtu | 0 | 0 | 0.031518 | 0.031518 | 0.031518 | 0.031518 | 0.031518 | 0.031518
IL Fac. Spec. - NOX Rate Summer v3.1, Unit 584 and retrofits | 483 | 1797 | Rate Constraint in lbs/MMBtu | FALSE | L | Annual | Rate | lb/MMBtu | 0 | 0 | 0.03342 | 0.03342 | 0.03342 | 0.03342 | 0.03342 | 0.03342
IL Fac. Spec. - NOX Rate Summer v3.1, Unit 584 and retrofits | 483 | 1797 | Rate Constraint in lbs/MMBtu | FALSE | L | Annual | Generation | TWh | 0 | 0 | 0.0025379 | 0.0025379 | 0.0025379 | 0.0025379 | 0.0025379 | 0.0025379
IL Fac. Spec. - NOX Rate Summer v3.1, Unit 584 and retrofits | 483 | 1797 | Rate Constraint in lbs/MMBtu | FALSE | L | Annual | Qualifying Generation | TWh | 0 | 0 | 0.0025379 | 0.0025379 | 0.0025379 | 0.0025379 | 0.0025379 | 0.0025379
IL Fac. Spec. - NOX Rate Summer v3.1, Unit 584 and retrofits | 483 | 1797 | Rate Constraint in lbs/MMBtu | FALSE | L | Annual | Rate | lb/MWh | 0 | 0 | 0.41504 | 0.41504 | 0.41504 | 0.41504 | 0.41504 | 0.41504
IL Fac. Spec. - NOX Rate Summer v3.1, Unit 584 and retrofits | 483 | 1797 | Rate Constraint in lbs/MMBtu | FALSE | L | Annual | Constraint Shadow Price | US2016$/Ton | 0 | 0 | 0 | 0 | 0 | 0 | 0 | 0
IL Fac. Spec. - NOX Rate Summer v3.1, Unit 585 and retrofits | 484 | 1797 | Rate Constraint in lbs/MMBtu | FALSE | L | Annual | Seasons Included | Seasons | Summer | Summer | Summer | Summer | Summer | Summer | Summer | Summer
IL Fac. Spec. - NOX Rate Summer v3.1, Unit 585 and retrofits | 484 | 1797 | Rate Constraint in lbs/MMBtu | FALSE | L | Annual | Standard NOX | lb/MMBtu | 0.25 | 0.25 | 0.25 | 0.25 | 0.25 | 0.25 | 0.25 | 0.25
IL Fac. Spec. - NOX Rate Summer v3.1, Unit 585 and retrofits | 484 | 1797 | Rate Constraint in lbs/MMBtu | FALSE | L | Annual | Emissions at Affected Plants NOX | Thousand Tons | 0 | 0 | 0.00083917 | 0.00083917 | 0.00083917 | 0.00083917 | 0.00083917 | 0.00083917
IL Fac. Spec. - NOX Rate Summer v3.1, Unit 585 and retrofits | 484 | 1797 | Rate Constraint in lbs/MMBtu | FALSE | L | Annual | Allowances Purchased NOX | Thousand Tons | 0 | 0 | 0 | 0 | 0 | 0 | 0 | 0
IL Fac. Spec. - NOX Rate Summer v3.1, Unit 585 and retrofits | 484 | 1797 | Rate Constraint in lbs/MMBtu | FALSE | L | Annual | Allowances Sold NOX | Thousand Tons | 0 | 0 | 0 | 0 | 0 | 0 | 0 | 0
IL Fac. Spec. - NOX Rate Summer v3.1, Unit 585 and retrofits | 484 | 1797 | Rate Constraint in lbs/MMBtu | FALSE | L | Annual | Allowances Banked | Thousand Tons | 0 | 0 | 0 | 0 | 0 | 0 | 0 | 0
IL Fac. Spec. - NOX Rate Summer v3.1, Unit 585 and retrofits | 484 | 1797 | Rate Constraint in lbs/MMBtu | FALSE | L | Annual | Allowances Withdrawn (1:1) | Thousand Tons | 0 | 0 | 0 | 0 | 0 | 0 | 0 | 0
IL Fac. Spec. - NOX Rate Summer v3.1, Unit 585 and retrofits | 484 | 1797 | Rate Constraint in lbs/MMBtu | FALSE | L | Annual | Allowances Withdrawn (n:1) | Thousand Tons | 0 | 0 | 0 | 0 | 0 | 0 | 0 | 0
IL Fac. Spec. - NOX Rate Summer v3.1, Unit 585 and retrofits | 484 | 1797 | Rate Constraint in lbs/MMBtu | FALSE | L | Annual | Net Emissions Allowance Position | Thousand Tons | 0 | 0 | 0.00083917 | 0.00083917 | 0.00083917 | 0.00083917 | 0.00083917 | 0.00083917
IL Fac. Spec. - NOX Rate Summer v3.1, Unit 585 and retrofits | 484 | 1797 | Rate Constraint in lbs/MMBtu | FALSE | L | Annual | Fuel Consumed | TBtu | 0 | 0 | 0.031518 | 0.031518 | 0.031518 | 0.031518 | 0.031518 | 0.031518
IL Fac. Spec. - NOX Rate Summer v3.1, Unit 585 and retrofits | 484 | 1797 | Rate Constraint in lbs/MMBtu | FALSE | L | Annual | Rate | lb/MMBtu | 0 | 0 | 0.05325 | 0.05325 | 0.05325 | 0.05325 | 0.05325 | 0.05325
IL Fac. Spec. - NOX Rate Summer v3.1, Unit 585 and retrofits | 484 | 1797 | Rate Constraint in lbs/MMBtu | FALSE | L | Annual | Generation | TWh | 0 | 0 | 0.0025379 | 0.0025379 | 0.0025379 | 0.0025379 | 0.0025379 | 0.0025379
IL Fac. Spec. - NOX Rate Summer v3.1, Unit 585 and retrofits | 484 | 1797 | Rate Constraint in lbs/MMBtu | FALSE | L | Annual | Qualifying Generation | TWh | 0 | 0 | 0.0025379 | 0.0025379 | 0.0025379 | 0.0025379 | 0.0025379 | 0.0025379
IL Fac. Spec. - NOX Rate Summer v3.1, Unit 585 and retrofits | 484 | 1797 | Rate Constraint in lbs/MMBtu | FALSE | L | Annual | Rate | lb/MWh | 0 | 0 | 0.66131 | 0.66131 | 0.66131 | 0.66131 | 0.66131 | 0.66131
IL Fac. Spec. - NOX Rate Summer v3.1, Unit 585 and retrofits | 484 | 1797 | Rate Constraint in lbs/MMBtu | FALSE | L | Annual | Constraint Shadow Price | US2016$/Ton | 0 | 0 | 0 | 0 | 0 | 0 | 0 | 0
IL Fac. Spec. - NOX Rate Summer v3.1, Unit 586 and retrofits | 485 | 1797 | Rate Constraint in lbs/MMBtu | FALSE | L | Annual | Seasons Included | Seasons | Summer | Summer | Summer | Summer | Summer | Summer | Summer | Summer
IL Fac. Spec. - NOX Rate Summer v3.1, Unit 586 and retrofits | 485 | 1797 | Rate Constraint in lbs/MMBtu | FALSE | L | Annual | Standard NOX | lb/MMBtu | 0.25 | 0.25 | 0.25 | 0.25 | 0.25 | 0.25 | 0.25 | 0.25
IL Fac. Spec. - NOX Rate Summer v3.1, Unit 586 and retrofits | 485 | 1797 | Rate Constraint in lbs/MMBtu | FALSE | L | Annual | Emissions at Affected Plants NOX | Thousand Tons | 0 | 0 | 0.00045575 | 0.00045575 | 0.00045575 | 0.00045575 | 0.00045575 | 0.00045575
IL Fac. Spec. - NOX Rate Summer v3.1, Unit 586 and retrofits | 485 | 1797 | Rate Constraint in lbs/MMBtu | FALSE | L | Annual | Allowances Purchased NOX | Thousand Tons | 0 | 0 | 0 | 0 | 0 | 0 | 0 | 0
IL Fac. Spec. - NOX Rate Summer v3.1, Unit 586 and retrofits | 485 | 1797 | Rate Constraint in lbs/MMBtu | FALSE | L | Annual | Allowances Sold NOX | Thousand Tons | 0 | 0 | 0 | 0 | 0 | 0 | 0 | 0
IL Fac. Spec. - NOX Rate Summer v3.1, Unit 586 and retrofits | 485 | 1797 | Rate Constraint in lbs/MMBtu | FALSE | L | Annual | Allowances Banked | Thousand Tons | 0 | 0 | 0 | 0 | 0 | 0 | 0 | 0
IL Fac. Spec. - NOX Rate Summer v3.1, Unit 586 and retrofits | 485 | 1797 | Rate Constraint in lbs/MMBtu | FALSE | L | Annual | Allowances Withdrawn (1:1) | Thousand Tons | 0 | 0 | 0 | 0 | 0 | 0 | 0 | 0
IL Fac. Spec. - NOX Rate Summer v3.1, Unit 586 and retrofits | 485 | 1797 | Rate Constraint in lbs/MMBtu | FALSE | L | Annual | Allowances Withdrawn (n:1) | Thousand Tons | 0 | 0 | 0 | 0 | 0 | 0 | 0 | 0
IL Fac. Spec. - NOX Rate Summer v3.1, Unit 586 and retrofits | 485 | 1797 | Rate Constraint in lbs/MMBtu | FALSE | L | Annual | Net Emissions Allowance Position | Thousand Tons | 0 | 0 | 0.00045575 | 0.00045575 | 0.00045575 | 0.00045575 | 0.00045575 | 0.00045575
IL Fac. Spec. - NOX Rate Summer v3.1, Unit 586 and retrofits | 485 | 1797 | Rate Constraint in lbs/MMBtu | FALSE | L | Annual | Fuel Consumed | TBtu | 0 | 0 | 0.031518 | 0.031518 | 0.031518 | 0.031518 | 0.031518 | 0.031518
IL Fac. Spec. - NOX Rate Summer v3.1, Unit 586 and retrofits | 485 | 1797 | Rate Constraint in lbs/MMBtu | FALSE | L | Annual | Rate | lb/MMBtu | 0 | 0 | 0.02892 | 0.02892 | 0.02892 | 0.02892 | 0.02892 | 0.02892
IL Fac. Spec. - NOX Rate Summer v3.1, Unit 586 and retrofits | 485 | 1797 | Rate Constraint in lbs/MMBtu | FALSE | L | Annual | Generation | TWh | 0 | 0 | 0.0025379 | 0.0025379 | 0.0025379 | 0.0025379 | 0.0025379 | 0.0025379
IL Fac. Spec. - NOX Rate Summer v3.1, Unit 586 and retrofits | 485 | 1797 | Rate Constraint in lbs/MMBtu | FALSE | L | Annual | Qualifying Generation | TWh | 0 | 0 | 0.0025379 | 0.0025379 | 0.0025379 | 0.0025379 | 0.0025379 | 0.0025379
IL Fac. Spec. - NOX Rate Summer v3.1, Unit 586 and retrofits | 485 | 1797 | Rate Constraint in lbs/MMBtu | FALSE | L | Annual | Rate | lb/MWh | 0 | 0 | 0.35916 | 0.35916 | 0.35916 | 0.35916 | 0.35916 | 0.35916
IL Fac. Spec. - NOX Rate Summer v3.1, Unit 586 and retrofits | 485 | 1797 | Rate Constraint in lbs/MMBtu | FALSE | L | Annual | Constraint Shadow Price | US2016$/Ton | 0 | 0 | 0 | 0 | 0 | 0 | 0 | 0
IL Fac. Spec. - NOX Rate Summer v3.1, Unit 587 and retrofits | 486 | 1797 | Rate Constraint in lbs/MMBtu | FALSE | L | Annual | Seasons Included | Seasons | Summer | Summer | Summer | Summer | Summer | Summer | Summer | Summer
IL Fac. Spec. - NOX Rate Summer v3.1, Unit 587 and retrofits | 486 | 1797 | Rate Constraint in lbs/MMBtu | FALSE | L | Annual | Standard NOX | lb/MMBtu | 0.25 | 0.25 | 0.25 | 0.25 | 0.25 | 0.25 | 0.25 | 0.25
IL Fac. Spec. - NOX Rate Summer v3.1, Unit 587 and retrofits | 486 | 1797 | Rate Constraint in lbs/MMBtu | FALSE | L | Annual | Emissions at Affected Plants NOX | Thousand Tons | 0 | 0 | 0.00048444 | 0.00048444 | 0.00048444 | 0.00048444 | 0.00048444 | 0.00048444
IL Fac. Spec. - NOX Rate Summer v3.1, Unit 587 and retrofits | 486 | 1797 | Rate Constraint in lbs/MMBtu | FALSE | L | Annual | Allowances Purchased NOX | Thousand Tons | 0 | 0 | 0 | 0 | 0 | 0 | 0 | 0
IL Fac. Spec. - NOX Rate Summer v3.1, Unit 587 and retrofits | 486 | 1797 | Rate Constraint in lbs/MMBtu | FALSE | L | Annual | Allowances Sold NOX | Thousand Tons | 0 | 0 | 0 | 0 | 0 | 0 | 0 | 0
IL Fac. Spec. - NOX Rate Summer v3.1, Unit 587 and retrofits | 486 | 1797 | Rate Constraint in lbs/MMBtu | FALSE | L | Annual | Allowances Banked | Thousand Tons | 0 | 0 | 0 | 0 | 0 | 0 | 0 | 0
IL Fac. Spec. - NOX Rate Summer v3.1, Unit 587 and retrofits | 486 | 1797 | Rate Constraint in lbs/MMBtu | FALSE | L | Annual | Allowances Withdrawn (1:1) | Thousand Tons | 0 | 0 | 0 | 0 | 0 | 0 | 0 | 0
IL Fac. Spec. - NOX Rate Summer v3.1, Unit 587 and retrofits | 486 | 1797 | Rate Constraint in lbs/MMBtu | FALSE | L | Annual | Allowances Withdrawn (n:1) | Thousand Tons | 0 | 0 | 0 | 0 | 0 | 0 | 0 | 0
IL Fac. Spec. - NOX Rate Summer v3.1, Unit 587 and retrofits | 486 | 1797 | Rate Constraint in lbs/MMBtu | FALSE | L | Annual | Net Emissions Allowance Position | Thousand Tons | 0 | 0 | 0.00048444 | 0.00048444 | 0.00048444 | 0.00048444 | 0.00048444 | 0.00048444
IL Fac. Spec. - NOX Rate Summer v3.1, Unit 587 and retrofits | 486 | 1797 | Rate Constraint in lbs/MMBtu | FALSE | L | Annual | Fuel Consumed | TBtu | 0 | 0 | 0.031518 | 0.031518 | 0.031518 | 0.031518 | 0.031518 | 0.031518
IL Fac. Spec. - NOX Rate Summer v3.1, Unit 587 and retrofits | 486 | 1797 | Rate Constraint in lbs/MMBtu | FALSE | L | Annual | Rate | lb/MMBtu | 0 | 0 | 0.03074 | 0.03074 | 0.03074 | 0.03074 | 0.03074 | 0.03074
IL Fac. Spec. - NOX Rate Summer v3.1, Unit 587 and retrofits | 486 | 1797 | Rate Constraint in lbs/MMBtu | FALSE | L | Annual | Generation | TWh | 0 | 0 | 0.0025379 | 0.0025379 | 0.0025379 | 0.0025379 | 0.0025379 | 0.0025379
IL Fac. Spec. - NOX Rate Summer v3.1, Unit 587 and retrofits | 486 | 1797 | Rate Constraint in lbs/MMBtu | FALSE | L | Annual | Qualifying Generation | TWh | 0 | 0 | 0.0025379 | 0.0025379 | 0.0025379 | 0.0025379 | 0.0025379 | 0.0025379
IL Fac. Spec. - NOX Rate Summer v3.1, Unit 587 and retrofits | 486 | 1797 | Rate Constraint in lbs/MMBtu | FALSE | L | Annual | Rate | lb/MWh | 0 | 0 | 0.38176 | 0.38176 | 0.38176 | 0.38176 | 0.38176 | 0.38176
IL Fac. Spec. - NOX Rate Summer v3.1, Unit 587 and retrofits | 486 | 1797 | Rate Constraint in lbs/MMBtu | FALSE | L | Annual | Constraint Shadow Price | US2016$/Ton | 0 | 0 | 0 | 0 | 0 | 0 | 0 | 0
IL Fac. Spec. - NOX Rate Summer v3.1, Unit 588 and retrofits | 487 | 1797 | Rate Constraint in lbs/MMBtu | FALSE | L | Annual | Seasons Included | Seasons | Summer | Summer | Summer | Summer | Summer | Summer | Summer | Summer
IL Fac. Spec. - NOX Rate Summer v3.1, Unit 588 and retrofits | 487 | 1797 | Rate Constraint in lbs/MMBtu | FALSE | L | Annual | Standard NOX | lb/MMBtu | 0.25 | 0.25 | 0.25 | 0.25 | 0.25 | 0.25 | 0.25 | 0.25
IL Fac. Spec. - NOX Rate Summer v3.1, Unit 588 and retrofits | 487 | 1797 | Rate Constraint in lbs/MMBtu | FALSE | L | Annual | Emissions at Affected Plants NOX | Thousand Tons | 0 | 0 | 0.0005689 | 0.0005689 | 0.0005689 | 0.0005689 | 0.0005689 | 0.0005689
IL Fac. Spec. - NOX Rate Summer v3.1, Unit 588 and retrofits | 487 | 1797 | Rate Constraint in lbs/MMBtu | FALSE | L | Annual | Allowances Purchased NOX | Thousand Tons | 0 | 0 | 0 | 0 | 0 | 0 | 0 | 0
IL Fac. Spec. - NOX Rate Summer v3.1, Unit 588 and retrofits | 487 | 1797 | Rate Constraint in lbs/MMBtu | FALSE | L | Annual | Allowances Sold NOX | Thousand Tons | 0 | 0 | 0 | 0 | 0 | 0 | 0 | 0
IL Fac. Spec. - NOX Rate Summer v3.1, Unit 588 and retrofits | 487 | 1797 | Rate Constraint in lbs/MMBtu | FALSE | L | Annual | Allowances Banked | Thousand Tons | 0 | 0 | 0 | 0 | 0 | 0 | 0 | 0
IL Fac. Spec. - NOX Rate Summer v3.1, Unit 588 and retrofits | 487 | 1797 | Rate Constraint in lbs/MMBtu | FALSE | L | Annual | Allowances Withdrawn (1:1) | Thousand Tons | 0 | 0 | 0 | 0 | 0 | 0 | 0 | 0
IL Fac. Spec. - NOX Rate Summer v3.1, Unit 588 and retrofits | 487 | 1797 | Rate Constraint in lbs/MMBtu | FALSE | L | Annual | Allowances Withdrawn (n:1) | Thousand Tons | 0 | 0 | 0 | 0 | 0 | 0 | 0 | 0
IL Fac. Spec. - NOX Rate Summer v3.1, Unit 588 and retrofits | 487 | 1797 | Rate Constraint in lbs/MMBtu | FALSE | L | Annual | Net Emissions Allowance Position | Thousand Tons | 0 | 0 | 0.0005689 | 0.0005689 | 0.0005689 | 0.0005689 | 0.0005689 | 0.0005689
IL Fac. Spec. - NOX Rate Summer v3.1, Unit 588 and retrofits | 487 | 1797 | Rate Constraint in lbs/MMBtu | FALSE | L | Annual | Fuel Consumed | TBtu | 0 | 0 | 0.031518 | 0.031518 | 0.031518 | 0.031518 | 0.031518 | 0.031518
IL Fac. Spec. - NOX Rate Summer v3.1, Unit 588 and retrofits | 487 | 1797 | Rate Constraint in lbs/MMBtu | FALSE | L | Annual | Rate | lb/MMBtu | 0 | 0 | 0.0361 | 0.0361 | 0.0361 | 0.0361 | 0.0361 | 0.0361
IL Fac. Spec. - NOX Rate Summer v3.1, Unit 588 and retrofits | 487 | 1797 | Rate Constraint in lbs/MMBtu | FALSE | L | Annual | Generation | TWh | 0 | 0 | 0.0025379 | 0.0025379 | 0.0025379 | 0.0025379 | 0.0025379 | 0.0025379
IL Fac. Spec. - NOX Rate Summer v3.1, Unit 588 and retrofits | 487 | 1797 | Rate Constraint in lbs/MMBtu | FALSE | L | Annual | Qualifying Generation | TWh | 0 | 0 | 0.0025379 | 0.0025379 | 0.0025379 | 0.0025379 | 0.0025379 | 0.0025379
IL Fac. Spec. - NOX Rate Summer v3.1, Unit 588 and retrofits | 487 | 1797 | Rate Constraint in lbs/MMBtu | FALSE | L | Annual | Rate | lb/MWh | 0 | 0 | 0.44833 | 0.44833 | 0.44833 | 0.44833 | 0.44833 | 0.44833
IL Fac. Spec. - NOX Rate Summer v3.1, Unit 588 and retrofits | 487 | 1797 | Rate Constraint in lbs/MMBtu | FALSE | L | Annual | Constraint Shadow Price | US2016$/Ton | 0 | 0 | 0 | 0 | 0 | 0 | 0 | 0
IL Fac. Spec. - NOX Rate Summer v3.1, Unit 589 and retrofits | 488 | 1797 | Rate Constraint in lbs/MMBtu | FALSE | L | Annual | Seasons Included | Seasons | Summer | Summer | Summer | Summer | Summer | Summer | Summer | Summer
IL Fac. Spec. - NOX Rate Summer v3.1, Unit 589 and retrofits | 488 | 1797 | Rate Constraint in lbs/MMBtu | FALSE | L | Annual | Standard NOX | lb/MMBtu | 0.25 | 0.25 | 0.25 | 0.25 | 0.25 | 0.25 | 0.25 | 0.25
IL Fac. Spec. - NOX Rate Summer v3.1, Unit 589 and retrofits | 488 | 1797 | Rate Constraint in lbs/MMBtu | FALSE | L | Annual | Emissions at Affected Plants NOX | Thousand Tons | 0 | 0 | 0.00062264 | 0.00062264 | 0.00062264 | 0.00062264 | 0.00062264 | 0.00062264
IL Fac. Spec. - NOX Rate Summer v3.1, Unit 589 and retrofits | 488 | 1797 | Rate Constraint in lbs/MMBtu | FALSE | L | Annual | Allowances Purchased NOX | Thousand Tons | 0 | 0 | 0 | 0 | 0 | 0 | 0 | 0
IL Fac. Spec. - NOX Rate Summer v3.1, Unit 589 and retrofits | 488 | 1797 | Rate Constraint in lbs/MMBtu | FALSE | L | Annual | Allowances Sold NOX | Thousand Tons | 0 | 0 | 0 | 0 | 0 | 0 | 0 | 0
IL Fac. Spec. - NOX Rate Summer v3.1, Unit 589 and retrofits | 488 | 1797 | Rate Constraint in lbs/MMBtu | FALSE | L | Annual | Allowances Banked | Thousand Tons | 0 | 0 | 0 | 0 | 0 | 0 | 0 | 0
IL Fac. Spec. - NOX Rate Summer v3.1, Unit 589 and retrofits | 488 | 1797 | Rate Constraint in lbs/MMBtu | FALSE | L | Annual | Allowances Withdrawn (1:1) | Thousand Tons | 0 | 0 | 0 | 0 | 0 | 0 | 0 | 0
IL Fac. Spec. - NOX Rate Summer v3.1, Unit 589 and retrofits | 488 | 1797 | Rate Constraint in lbs/MMBtu | FALSE | L | Annual | Allowances Withdrawn (n:1) | Thousand Tons | 0 | 0 | 0 | 0 | 0 | 0 | 0 | 0
IL Fac. Spec. - NOX Rate Summer v3.1, Unit 589 and retrofits | 488 | 1797 | Rate Constraint in lbs/MMBtu | FALSE | L | Annual | Net Emissions Allowance Position | Thousand Tons | 0 | 0 | 0.00062264 | 0.00062264 | 0.00062264 | 0.00062264 | 0.00062264 | 0.00062264
IL Fac. Spec. - NOX Rate Summer v3.1, Unit 589 and retrofits | 488 | 1797 | Rate Constraint in lbs/MMBtu | FALSE | L | Annual | Fuel Consumed | TBtu | 0 | 0 | 0.031518 | 0.031518 | 0.031518 | 0.031518 | 0.031518 | 0.031518
IL Fac. Spec. - NOX Rate Summer v3.1, Unit 589 and retrofits | 488 | 1797 | Rate Constraint in lbs/MMBtu | FALSE | L | Annual | Rate | lb/MMBtu | 0 | 0 | 0.03951 | 0.03951 | 0.03951 | 0.03951 | 0.03951 | 0.03951
IL Fac. Spec. - NOX Rate Summer v3.1, Unit 589 and retrofits | 488 | 1797 | Rate Constraint in lbs/MMBtu | FALSE | L | Annual | Generation | TWh | 0 | 0 | 0.0025379 | 0.0025379 | 0.0025379 | 0.0025379 | 0.0025379 | 0.0025379
IL Fac. Spec. - NOX Rate Summer v3.1, Unit 589 and retrofits | 488 | 1797 | Rate Constraint in lbs/MMBtu | FALSE | L | Annual | Qualifying Generation | TWh | 0 | 0 | 0.0025379 | 0.0025379 | 0.0025379 | 0.0025379 | 0.0025379 | 0.0025379
IL Fac. Spec. - NOX Rate Summer v3.1, Unit 589 and retrofits | 488 | 1797 | Rate Constraint in lbs/MMBtu | FALSE | L | Annual | Rate | lb/MWh | 0 | 0 | 0.49067 | 0.49067 | 0.49067 | 0.49067 | 0.49067 | 0.49067
IL Fac. Spec. - NOX Rate Summer v3.1, Unit 589 and retrofits | 488 | 1797 | Rate Constraint in lbs/MMBtu | FALSE | L | Annual | Constraint Shadow Price | US2016$/Ton | 0 | 0 | 0 | 0 | 0 | 0 | 0 | 0
IL Fac. Spec. - NOX Rate Summer v3.1, Unit 590 and retrofits | 489 | 1797 | Rate Constraint in lbs/MMBtu | FALSE | L | Annual | Seasons Included | Seasons | Summer | Summer | Summer | Summer | Summer | Summer | Summer | Summer
IL Fac. Spec. - NOX Rate Summer v3.1, Unit 590 and retrofits | 489 | 1797 | Rate Constraint in lbs/MMBtu | FALSE | L | Annual | Standard NOX | lb/MMBtu | 0.25 | 0.25 | 0.25 | 0.25 | 0.25 | 0.25 | 0.25 | 0.25
IL Fac. Spec. - NOX Rate Summer v3.1, Unit 590 and retrofits | 489 | 1797 | Rate Constraint in lbs/MMBtu | FALSE | L | Annual | Emissions at Affected Plants NOX | Thousand Tons | 0.00082221 | 0.00082221 | 0.00082221 | 0.00082221 | 0.0081764 | 0.00082221 | 0.00082221 | 0.0041796
IL Fac. Spec. - NOX Rate Summer v3.1, Unit 590 and retrofits | 489 | 1797 | Rate Constraint in lbs/MMBtu | FALSE | L | Annual | Allowances Purchased NOX | Thousand Tons | 0 | 0 | 0 | 0 | 0 | 0 | 0 | 0
IL Fac. Spec. - NOX Rate Summer v3.1, Unit 590 and retrofits | 489 | 1797 | Rate Constraint in lbs/MMBtu | FALSE | L | Annual | Allowances Sold NOX | Thousand Tons | 0 | 0 | 0 | 0 | 0 | 0 | 0 | 0
IL Fac. Spec. - NOX Rate Summer v3.1, Unit 590 and retrofits | 489 | 1797 | Rate Constraint in lbs/MMBtu | FALSE | L | Annual | Allowances Banked | Thousand Tons | 0 | 0 | 0 | 0 | 0 | 0 | 0 | 0
IL Fac. Spec. - NOX Rate Summer v3.1, Unit 590 and retrofits | 489 | 1797 | Rate Constraint in lbs/MMBtu | FALSE | L | Annual | Allowances Withdrawn (1:1) | Thousand Tons | 0 | 0 | 0 | 0 | 0 | 0 | 0 | 0
IL Fac. Spec. - NOX Rate Summer v3.1, Unit 590 and retrofits | 489 | 1797 | Rate Constraint in lbs/MMBtu | FALSE | L | Annual | Allowances Withdrawn (n:1) | Thousand Tons | 0 | 0 | 0 | 0 | 0 | 0 | 0 | 0
IL Fac. Spec. - NOX Rate Summer v3.1, Unit 590 and retrofits | 489 | 1797 | Rate Constraint in lbs/MMBtu | FALSE | L | Annual | Net Emissions Allowance Position | Thousand Tons | 0.00082221 | 0.00082221 | 0.00082221 | 0.00082221 | 0.0081764 | 0.00082221 | 0.00082221 | 0.0041796
IL Fac. Spec. - NOX Rate Summer v3.1, Unit 590 and retrofits | 489 | 1797 | Rate Constraint in lbs/MMBtu | FALSE | L | Annual | Fuel Consumed | TBtu | 0.019026 | 0.019026 | 0.019026 | 0.019026 | 0.1892 | 0.019026 | 0.019026 | 0.096716
IL Fac. Spec. - NOX Rate Summer v3.1, Unit 590 and retrofits | 489 | 1797 | Rate Constraint in lbs/MMBtu | FALSE | L | Annual | Rate | lb/MMBtu | 0.08643 | 0.08643 | 0.08643 | 0.08643 | 0.08643 | 0.08643 | 0.08643 | 0.08643
IL Fac. Spec. - NOX Rate Summer v3.1, Unit 590 and retrofits | 489 | 1797 | Rate Constraint in lbs/MMBtu | FALSE | L | Annual | Generation | TWh | 0.001648 | 0.001648 | 0.001648 | 0.001648 | 0.016388 | 0.001648 | 0.001648 | 0.0083773
IL Fac. Spec. - NOX Rate Summer v3.1, Unit 590 and retrofits | 489 | 1797 | Rate Constraint in lbs/MMBtu | FALSE | L | Annual | Qualifying Generation | TWh | 0.001648 | 0.001648 | 0.001648 | 0.001648 | 0.016388 | 0.001648 | 0.001648 | 0.0083773
IL Fac. Spec. - NOX Rate Summer v3.1, Unit 590 and retrofits | 489 | 1797 | Rate Constraint in lbs/MMBtu | FALSE | L | Annual | Rate | lb/MWh | 0.99783 | 0.99783 | 0.99783 | 0.99783 | 0.99783 | 0.99783 | 0.99783 | 0.99783
IL Fac. Spec. - NOX Rate Summer v3.1, Unit 590 and retrofits | 489 | 1797 | Rate Constraint in lbs/MMBtu | FALSE | L | Annual | Constraint Shadow Price | US2016$/Ton | 0 | 0 | 0 | 0 | 0 | 0 | 0 | 0
IL Fac. Spec. - NOX Rate Summer v3.1, Unit 591 and retrofits | 490 | 1797 | Rate Constraint in lbs/MMBtu | FALSE | L | Annual | Seasons Included | Seasons | Summer | Summer | Summer | Summer | Summer | Summer | Summer | Summer
IL Fac. Spec. - NOX Rate Summer v3.1, Unit 591 and retrofits | 490 | 1797 | Rate Constraint in lbs/MMBtu | FALSE | L | Annual | Standard NOX | lb/MMBtu | 0.25 | 0.25 | 0.25 | 0.25 | 0.25 | 0.25 | 0.25 | 0.25
IL Fac. Spec. - NOX Rate Summer v3.1, Unit 591 and retrofits | 490 | 1797 | Rate Constraint in lbs/MMBtu | FALSE | L | Annual | Emissions at Affected Plants NOX | Thousand Tons | 0.0018953 | 0.0018953 | 0.0018953 | 0.0018953 | 0.018848 | 0.0018953 | 0.0018953 | 0.0096347
IL Fac. Spec. - NOX Rate Summer v3.1, Unit 591 and retrofits | 490 | 1797 | Rate Constraint in lbs/MMBtu | FALSE | L | Annual | Allowances Purchased NOX | Thousand Tons | 0 | 0 | 0 | 0 | 0 | 0 | 0 | 0
IL Fac. Spec. - NOX Rate Summer v3.1, Unit 591 and retrofits | 490 | 1797 | Rate Constraint in lbs/MMBtu | FALSE | L | Annual | Allowances Sold NOX | Thousand Tons | 0 | 0 | 0 | 0 | 0 | 0 | 0 | 0
IL Fac. Spec. - NOX Rate Summer v3.1, Unit 591 and retrofits | 490 | 1797 | Rate Constraint in lbs/MMBtu | FALSE | L | Annual | Allowances Banked | Thousand Tons | 0 | 0 | 0 | 0 | 0 | 0 | 0 | 0
IL Fac. Spec. - NOX Rate Summer v3.1, Unit 591 and retrofits | 490 | 1797 | Rate Constraint in lbs/MMBtu | FALSE | L | Annual | Allowances Withdrawn (1:1) | Thousand Tons | 0 | 0 | 0 | 0 | 0 | 0 | 0 | 0
IL Fac. Spec. - NOX Rate Summer v3.1, Unit 591 and retrofits | 490 | 1797 | Rate Constraint in lbs/MMBtu | FALSE | L | Annual | Allowances Withdrawn (n:1) | Thousand Tons | 0 | 0 | 0 | 0 | 0 | 0 | 0 | 0
IL Fac. Spec. - NOX Rate Summer v3.1, Unit 591 and retrofits | 490 | 1797 | Rate Constraint in lbs/MMBtu | FALSE | L | Annual | Net Emissions Allowance Position | Thousand Tons | 0.0018953 | 0.0018953 | 0.0018953 | 0.0018953 | 0.018848 | 0.0018953 | 0.0018953 | 0.0096347
IL Fac. Spec. - NOX Rate Summer v3.1, Unit 591 and retrofits | 490 | 1797 | Rate Constraint in lbs/MMBtu | FALSE | L | Annual | Fuel Consumed | TBtu | 0.019028 | 0.019028 | 0.019028 | 0.019028 | 0.18922 | 0.019028 | 0.019028 | 0.096724
IL Fac. Spec. - NOX Rate Summer v3.1, Unit 591 and retrofits | 490 | 1797 | Rate Constraint in lbs/MMBtu | FALSE | L | Annual | Rate | lb/MMBtu | 0.19922 | 0.19922 | 0.19922 | 0.19922 | 0.19922 | 0.19922 | 0.19922 | 0.19922
IL Fac. Spec. - NOX Rate Summer v3.1, Unit 591 and retrofits | 490 | 1797 | Rate Constraint in lbs/MMBtu | FALSE | L | Annual | Generation | TWh | 0.001648 | 0.001648 | 0.001648 | 0.001648 | 0.016388 | 0.001648 | 0.001648 | 0.0083773
IL Fac. Spec. - NOX Rate Summer v3.1, Unit 591 and retrofits | 490 | 1797 | Rate Constraint in lbs/MMBtu | FALSE | L | Annual | Qualifying Generation | TWh | 0.001648 | 0.001648 | 0.001648 | 0.001648 | 0.016388 | 0.001648 | 0.001648 | 0.0083773
IL Fac. Spec. - NOX Rate Summer v3.1, Unit 591 and retrofits | 490 | 1797 | Rate Constraint in lbs/MMBtu | FALSE | L | Annual | Rate | lb/MWh | 2.3002 | 2.3002 | 2.3002 | 2.3002 | 2.3002 | 2.3002 | 2.3002 | 2.3002
IL Fac. Spec. - NOX Rate Summer v3.1, Unit 591 and retrofits | 490 | 1797 | Rate Constraint in lbs/MMBtu | FALSE | L | Annual | Constraint Shadow Price | US2016$/Ton | 0 | 0 | 0 | 0 | 0 | 0 | 0 | 0
IL Fac. Spec. - NOX Rate Summer v3.1, Unit 592 and retrofits | 491 | 1797 | Rate Constraint in lbs/MMBtu | FALSE | L | Annual | Seasons Included | Seasons | Summer | Summer | Summer | Summer | Summer | Summer | Summer | Summer
IL Fac. Spec. - NOX Rate Summer v3.1, Unit 592 and retrofits | 491 | 1797 | Rate Constraint in lbs/MMBtu | FALSE | L | Annual | Standard NOX | lb/MMBtu | 0.25 | 0.25 | 0.25 | 0.25 | 0.25 | 0.25 | 0.25 | 0.25
IL Fac. Spec. - NOX Rate Summer v3.1, Unit 592 and retrofits | 491 | 1797 | Rate Constraint in lbs/MMBtu | FALSE | L | Annual | Emissions at Affected Plants NOX | Thousand Tons | 0.001853 | 0.001853 | 0.001853 | 0.001853 | 0.018427 | 0.001853 | 0.001853 | 0.0094195
IL Fac. Spec. - NOX Rate Summer v3.1, Unit 592 and retrofits | 491 | 1797 | Rate Constraint in lbs/MMBtu | FALSE | L | Annual | Allowances Purchased NOX | Thousand Tons | 0 | 0 | 0 | 0 | 0 | 0 | 0 | 0
IL Fac. Spec. - NOX Rate Summer v3.1, Unit 592 and retrofits | 491 | 1797 | Rate Constraint in lbs/MMBtu | FALSE | L | Annual | Allowances Sold NOX | Thousand Tons | 0 | 0 | 0 | 0 | 0 | 0 | 0 | 0
IL Fac. Spec. - NOX Rate Summer v3.1, Unit 592 and retrofits | 491 | 1797 | Rate Constraint in lbs/MMBtu | FALSE | L | Annual | Allowances Banked | Thousand Tons | 0 | 0 | 0 | 0 | 0 | 0 | 0 | 0
IL Fac. Spec. - NOX Rate Summer v3.1, Unit 592 and retrofits | 491 | 1797 | Rate Constraint in lbs/MMBtu | FALSE | L | Annual | Allowances Withdrawn (1:1) | Thousand Tons | 0 | 0 | 0 | 0 | 0 | 0 | 0 | 0
IL Fac. Spec. - NOX Rate Summer v3.1, Unit 592 and retrofits | 491 | 1797 | Rate Constraint in lbs/MMBtu | FALSE | L | Annual | Allowances Withdrawn (n:1) | Thousand Tons | 0 | 0 | 0 | 0 | 0 | 0 | 0 | 0
IL Fac. Spec. - NOX Rate Summer v3.1, Unit 592 and retrofits | 491 | 1797 | Rate Constraint in lbs/MMBtu | FALSE | L | Annual | Net Emissions Allowance Position | Thousand Tons | 0.001853 | 0.001853 | 0.001853 | 0.001853 | 0.018427 | 0.001853 | 0.001853 | 0.0094195
IL Fac. Spec. - NOX Rate Summer v3.1, Unit 592 and retrofits | 491 | 1797 | Rate Constraint in lbs/MMBtu | FALSE | L | Annual | Fuel Consumed | TBtu | 0.019028 | 0.019028 | 0.019028 | 0.019028 | 0.18922 | 0.019028 | 0.019028 | 0.096724
IL Fac. Spec. - NOX Rate Summer v3.1, Unit 592 and retrofits | 491 | 1797 | Rate Constraint in lbs/MMBtu | FALSE | L | Annual | Rate | lb/MMBtu | 0.19477 | 0.19477 | 0.19477 | 0.19477 | 0.19477 | 0.19477 | 0.19477 | 0.19477
IL Fac. Spec. - NOX Rate Summer v3.1, Unit 592 and retrofits | 491 | 1797 | Rate Constraint in lbs/MMBtu | FALSE | L | Annual | Generation | TWh | 0.001648 | 0.001648 | 0.001648 | 0.001648 | 0.016388 | 0.001648 | 0.001648 | 0.0083773
IL Fac. Spec. - NOX Rate Summer v3.1, Unit 592 and retrofits | 491 | 1797 | Rate Constraint in lbs/MMBtu | FALSE | L | Annual | Qualifying Generation | TWh | 0.001648 | 0.001648 | 0.001648 | 0.001648 | 0.016388 | 0.001648 | 0.001648 | 0.0083773
IL Fac. Spec. - NOX Rate Summer v3.1, Unit 592 and retrofits | 491 | 1797 | Rate Constraint in lbs/MMBtu | FALSE | L | Annual | Rate | lb/MWh | 2.2488 | 2.2488 | 2.2488 | 2.2488 | 2.2488 | 2.2488 | 2.2488 | 2.2488
IL Fac. Spec. - NOX Rate Summer v3.1, Unit 592 and retrofits | 491 | 1797 | Rate Constraint in lbs/MMBtu | FALSE | L | Annual | Constraint Shadow Price | US2016$/Ton | 0 | 0 | 0 | 0 | 0 | 0 | 0 | 0
IL Fac. Spec. - NOX Rate Summer v3.1, Unit 593 and retrofits | 492 | 1797 | Rate Constraint in lbs/MMBtu | FALSE | L | Annual | Seasons Included | Seasons | Summer | Summer | Summer | Summer | Summer | Summer | Summer | Summer
IL Fac. Spec. - NOX Rate Summer v3.1, Unit 593 and retrofits | 492 | 1797 | Rate Constraint in lbs/MMBtu | FALSE | L | Annual | Standard NOX | lb/MMBtu | 0.25 | 0.25 | 0.25 | 0.25 | 0.25 | 0.25 | 0.25 | 0.25
IL Fac. Spec. - NOX Rate Summer v3.1, Unit 593 and retrofits | 492 | 1797 | Rate Constraint in lbs/MMBtu | FALSE | L | Annual | Emissions at Affected Plants NOX | Thousand Tons | 0.00082057 | 0.00082057 | 0.00082057 | 0.00082057 | 0.0081601 | 0.00082057 | 0.00082057 | 0.0041712
IL Fac. Spec. - NOX Rate Summer v3.1, Unit 593 and retrofits | 492 | 1797 | Rate Constraint in lbs/MMBtu | FALSE | L | Annual | Allowances Purchased NOX | Thousand Tons | 0 | 0 | 0 | 0 | 0 | 0 | 0 | 0
IL Fac. Spec. - NOX Rate Summer v3.1, Unit 593 and retrofits | 492 | 1797 | Rate Constraint in lbs/MMBtu | FALSE | L | Annual | Allowances Sold NOX | Thousand Tons | 0 | 0 | 0 | 0 | 0 | 0 | 0 | 0
IL Fac. Spec. - NOX Rate Summer v3.1, Unit 593 and retrofits | 492 | 1797 | Rate Constraint in lbs/MMBtu | FALSE | L | Annual | Allowances Banked | Thousand Tons | 0 | 0 | 0 | 0 | 0 | 0 | 0 | 0
IL Fac. Spec. - NOX Rate Summer v3.1, Unit 593 and retrofits | 492 | 1797 | Rate Constraint in lbs/MMBtu | FALSE | L | Annual | Allowances Withdrawn (1:1) | Thousand Tons | 0 | 0 | 0 | 0 | 0 | 0 | 0 | 0
IL Fac. Spec. - NOX Rate Summer v3.1, Unit 593 and retrofits | 492 | 1797 | Rate Constraint in lbs/MMBtu | FALSE | L | Annual | Allowances Withdrawn (n:1) | Thousand Tons | 0 | 0 | 0 | 0 | 0 | 0 | 0 | 0
IL Fac. Spec. - NOX Rate Summer v3.1, Unit 593 and retrofits | 492 | 1797 | Rate Constraint in lbs/MMBtu | FALSE | L | Annual | Net Emissions Allowance Position | Thousand Tons | 0.00082057 | 0.00082057 | 0.00082057 | 0.00082057 | 0.0081601 | 0.00082057 | 0.00082057 | 0.0041712
IL Fac. Spec. - NOX Rate Summer v3.1, Unit 593 and retrofits | 492 | 1797 | Rate Constraint in lbs/MMBtu | FALSE | L | Annual | Fuel Consumed | TBtu | 0.019028 | 0.019028 | 0.019028 | 0.019028 | 0.18922 | 0.019028 | 0.019028 | 0.096724
IL Fac. Spec. - NOX Rate Summer v3.1, Unit 593 and retrofits | 492 | 1797 | Rate Constraint in lbs/MMBtu | FALSE | L | Annual | Rate | lb/MMBtu | 0.08625 | 0.08625 | 0.08625 | 0.08625 | 0.08625 | 0.08625 | 0.08625 | 0.08625
IL Fac. Spec. - NOX Rate Summer v3.1, Unit 593 and retrofits | 492 | 1797 | Rate Constraint in lbs/MMBtu | FALSE | L | Annual | Generation | TWh | 0.001648 | 0.001648 | 0.001648 | 0.001648 | 0.016388 | 0.001648 | 0.001648 | 0.0083773
IL Fac. Spec. - NOX Rate Summer v3.1, Unit 593 and retrofits | 492 | 1797 | Rate Constraint in lbs/MMBtu | FALSE | L | Annual | Qualifying Generation | TWh | 0.001648 | 0.001648 | 0.001648 | 0.001648 | 0.016388 | 0.001648 | 0.001648 | 0.0083773
IL Fac. Spec. - NOX Rate Summer v3.1, Unit 593 and retrofits | 492 | 1797 | Rate Constraint in lbs/MMBtu | FALSE | L | Annual | Rate | lb/MWh | 0.99584 | 0.99584 | 0.99584 | 0.99584 | 0.99584 | 0.99584 | 0.99584 | 0.99584
IL Fac. Spec. - NOX Rate Summer v3.1, Unit 593 and retrofits | 492 | 1797 | Rate Constraint in lbs/MMBtu | FALSE | L | Annual | Constraint Shadow Price | US2016$/Ton | 0 | 0 | 0 | 0 | 0 | 0 | 0 | 0
IL Fac. Spec. - NOX Rate Summer v3.1, Unit 594 and retrofits | 493 | 1797 | Rate Constraint in lbs/MMBtu | FALSE | L | Annual | Seasons Included | Seasons | Summer | Summer | Summer | Summer | Summer | Summer | Summer | Summer
IL Fac. Spec. - NOX Rate Summer v3.1, Unit 594 and retrofits | 493 | 1797 | Rate Constraint in lbs/MMBtu | FALSE | L | Annual | Standard NOX | lb/MMBtu | 0.25 | 0.25 | 0.25 | 0.25 | 0.25 | 0.25 | 0.25 | 0.25
IL Fac. Spec. - NOX Rate Summer v3.1, Unit 594 and retrofits | 493 | 1797 | Rate Constraint in lbs/MMBtu | FALSE | L | Annual | Emissions at Affected Plants NOX | Thousand Tons | 0.00082361 | 0.00082361 | 0.00082361 | 0.00082361 | 0.0081904 | 0.00082361 | 0.00082361 | 0.0041867
IL Fac. Spec. - NOX Rate Summer v3.1, Unit 594 and retrofits | 493 | 1797 | Rate Constraint in lbs/MMBtu | FALSE | L | Annual | Allowances Purchased NOX | Thousand Tons | 0 | 0 | 0 | 0 | 0 | 0 | 0 | 0
IL Fac. Spec. - NOX Rate Summer v3.1, Unit 594 and retrofits | 493 | 1797 | Rate Constraint in lbs/MMBtu | FALSE | L | Annual | Allowances Sold NOX | Thousand Tons | 0 | 0 | 0 | 0 | 0 | 0 | 0 | 0
IL Fac. Spec. - NOX Rate Summer v3.1, Unit 594 and retrofits | 493 | 1797 | Rate Constraint in lbs/MMBtu | FALSE | L | Annual | Allowances Banked | Thousand Tons | 0 | 0 | 0 | 0 | 0 | 0 | 0 | 0
IL Fac. Spec. - NOX Rate Summer v3.1, Unit 594 and retrofits | 493 | 1797 | Rate Constraint in lbs/MMBtu | FALSE | L | Annual | Allowances Withdrawn (1:1) | Thousand Tons | 0 | 0 | 0 | 0 | 0 | 0 | 0 | 0
IL Fac. Spec. - NOX Rate Summer v3.1, Unit 594 and retrofits | 493 | 1797 | Rate Constraint in lbs/MMBtu | FALSE | L | Annual | Allowances Withdrawn (n:1) | Thousand Tons | 0 | 0 | 0 | 0 | 0 | 0 | 0 | 0
IL Fac. Spec. - NOX Rate Summer v3.1, Unit 594 and retrofits | 493 | 1797 | Rate Constraint in lbs/MMBtu | FALSE | L | Annual | Net Emissions Allowance Position | Thousand Tons | 0.00082361 | 0.00082361 | 0.00082361 | 0.00082361 | 0.0081904 | 0.00082361 | 0.00082361 | 0.0041867
IL Fac. Spec. - NOX Rate Summer v3.1, Unit 594 and retrofits | 493 | 1797 | Rate Constraint in lbs/MMBtu | FALSE | L | Annual | Fuel Consumed | TBtu | 0.019028 | 0.019028 | 0.019028 | 0.019028 | 0.18922 | 0.019028 | 0.019028 | 0.096724
IL Fac. Spec. - NOX Rate Summer v3.1, Unit 594 and retrofits | 493 | 1797 | Rate Constraint in lbs/MMBtu | FALSE | L | Annual | Rate | lb/MMBtu | 0.08657 | 0.08657 | 0.08657 | 0.08657 | 0.08657 | 0.08657 | 0.08657 | 0.08657
IL Fac. Spec. - NOX Rate Summer v3.1, Unit 594 and retrofits | 493 | 1797 | Rate Constraint in lbs/MMBtu | FALSE | L | Annual | Generation | TWh | 0.001648 | 0.001648 | 0.001648 | 0.001648 | 0.016388 | 0.001648 | 0.001648 | 0.0083773
IL Fac. Spec. - NOX Rate Summer v3.1, Unit 594 and retrofits | 493 | 1797 | Rate Constraint in lbs/MMBtu | FALSE | L | Annual | Qualifying Generation | TWh | 0.001648 | 0.001648 | 0.001648 | 0.001648 | 0.016388 | 0.001648 | 0.001648 | 0.0083773
IL Fac. Spec. - NOX Rate Summer v3.1, Unit 594 and retrofits | 493 | 1797 | Rate Constraint in lbs/MMBtu | FALSE | L | Annual | Rate | lb/MWh | 0.99954 | 0.99954 | 0.99954 | 0.99954 | 0.99954 | 0.99954 | 0.99954 | 0.99954
IL Fac. Spec. - NOX Rate Summer v3.1, Unit 594 and retrofits | 493 | 1797 | Rate Constraint in lbs/MMBtu | FALSE | L | Annual | Constraint Shadow Price | US2016$/Ton | 0 | 0 | 0 | 0 | 0 | 0 | 0 | 0
IL Fac. Spec. - NOX Rate Summer v3.1, Unit 595 and retrofits | 494 | 1797 | Rate Constraint in lbs/MMBtu | FALSE | L | Annual | Seasons Included | Seasons | Summer | Summer | Summer | Summer | Summer | Summer | Summer | Summer
IL Fac. Spec. - NOX Rate Summer v3.1, Unit 595 and retrofits | 494 | 1797 | Rate Constraint in lbs/MMBtu | FALSE | L | Annual | Standard NOX | lb/MMBtu | 0.25 | 0.25 | 0.25 | 0.25 | 0.25 | 0.25 | 0.25 | 0.25
IL Fac. Spec. - NOX Rate Summer v3.1, Unit 595 and retrofits | 494 | 1797 | Rate Constraint in lbs/MMBtu | FALSE | L | Annual | Emissions at Affected Plants NOX | Thousand Tons | 0.00084616 | 0.00084616 | 0.00084616 | 0.00084616 | 0.0084146 | 0.00084616 | 0.00084616 | 0.0043013
IL Fac. Spec. - NOX Rate Summer v3.1, Unit 595 and retrofits | 494 | 1797 | Rate Constraint in lbs/MMBtu | FALSE | L | Annual | Allowances Purchased NOX | Thousand Tons | 0 | 0 | 0 | 0 | 0 | 0 | 0 | 0
IL Fac. Spec. - NOX Rate Summer v3.1, Unit 595 and retrofits | 494 | 1797 | Rate Constraint in lbs/MMBtu | FALSE | L | Annual | Allowances Sold NOX | Thousand Tons | 0 | 0 | 0 | 0 | 0 | 0 | 0 | 0
IL Fac. Spec. - NOX Rate Summer v3.1, Unit 595 and retrofits | 494 | 1797 | Rate Constraint in lbs/MMBtu | FALSE | L | Annual | Allowances Banked | Thousand Tons | 0 | 0 | 0 | 0 | 0 | 0 | 0 | 0
IL Fac. Spec. - NOX Rate Summer v3.1, Unit 595 and retrofits | 494 | 1797 | Rate Constraint in lbs/MMBtu | FALSE | L | Annual | Allowances Withdrawn (1:1) | Thousand Tons | 0 | 0 | 0 | 0 | 0 | 0 | 0 | 0
IL Fac. Spec. - NOX Rate Summer v3.1, Unit 595 and retrofits | 494 | 1797 | Rate Constraint in lbs/MMBtu | FALSE | L | Annual | Allowances Withdrawn (n:1) | Thousand Tons | 0 | 0 | 0 | 0 | 0 | 0 | 0 | 0
IL Fac. Spec. - NOX Rate Summer v3.1, Unit 595 and retrofits | 494 | 1797 | Rate Constraint in lbs/MMBtu | FALSE | L | Annual | Net Emissions Allowance Position | Thousand Tons | 0.00084616 | 0.00084616 | 0.00084616 | 0.00084616 | 0.0084146 | 0.00084616 | 0.00084616 | 0.0043013
IL Fac. Spec. - NOX Rate Summer v3.1, Unit 595 and retrofits | 494 | 1797 | Rate Constraint in lbs/MMBtu | FALSE | L | Annual | Fuel Consumed | TBtu | 0.019028 | 0.019028 | 0.019028 | 0.019028 | 0.18922 | 0.019028 | 0.019028 | 0.096724
IL Fac. Spec. - NOX Rate Summer v3.1, Unit 595 and retrofits | 494 | 1797 | Rate Constraint in lbs/MMBtu | FALSE | L | Annual | Rate | lb/MMBtu | 0.08894 | 0.08894 | 0.08894 | 0.08894 | 0.08894 | 0.08894 | 0.08894 | 0.08894
IL Fac. Spec. - NOX Rate Summer v3.1, Unit 595 and retrofits | 494 | 1797 | Rate Constraint in lbs/MMBtu | FALSE | L | Annual | Generation | TWh | 0.001648 | 0.001648 | 0.001648 | 0.001648 | 0.016388 | 0.001648 | 0.001648 | 0.0083773
IL Fac. Spec. - NOX Rate Summer v3.1, Unit 595 and retrofits | 494 | 1797 | Rate Constraint in lbs/MMBtu | FALSE | L | Annual | Qualifying Generation | TWh | 0.001648 | 0.001648 | 0.001648 | 0.001648 | 0.016388 | 0.001648 | 0.001648 | 0.0083773
IL Fac. Spec. - NOX Rate Summer v3.1, Unit 595 and retrofits | 494 | 1797 | Rate Constraint in lbs/MMBtu | FALSE | L | Annual | Rate | lb/MWh | 1.0269 | 1.0269 | 1.0269 | 1.0269 | 1.0269 | 1.0269 | 1.0269 | 1.0269
IL Fac. Spec. - NOX Rate Summer v3.1, Unit 595 and retrofits | 494 | 1797 | Rate Constraint in lbs/MMBtu | FALSE | L | Annual | Constraint Shadow Price | US2016$/Ton | 0 | 0 | 0 | 0 | 0 | 0 | 0 | 0
IL Fac. Spec. - NOX Rate Summer v3.1, Unit 596 and retrofits | 495 | 1797 | Rate Constraint in lbs/MMBtu | FALSE | L | Annual | Seasons Included | Seasons | Summer | Summer | Summer | Summer | Summer | Summer | Summer | Summer
IL Fac. Spec. - NOX Rate Summer v3.1, Unit 596 and retrofits | 495 | 1797 | Rate Constraint in lbs/MMBtu | FALSE | L | Annual | Standard NOX | lb/MMBtu | 0.25 | 0.25 | 0.25 | 0.25 | 0.25 | 0.25 | 0.25 | 0.25
IL Fac. Spec. - NOX Rate Summer v3.1, Unit 596 and retrofits | 495 | 1797 | Rate Constraint in lbs/MMBtu | FALSE | L | Annual | Emissions at Affected Plants NOX | Thousand Tons | 0 | 0 | 0 | 0.00044961 | 0.00044961 | 0.00044961 | 0.00044961 | 0.00044961
IL Fac. Spec. - NOX Rate Summer v3.1, Unit 596 and retrofits | 495 | 1797 | Rate Constraint in lbs/MMBtu | FALSE | L | Annual | Allowances Purchased NOX | Thousand Tons | 0 | 0 | 0 | 0 | 0 | 0 | 0 | 0
IL Fac. Spec. - NOX Rate Summer v3.1, Unit 596 and retrofits | 495 | 1797 | Rate Constraint in lbs/MMBtu | FALSE | L | Annual | Allowances Sold NOX | Thousand Tons | 0 | 0 | 0 | 0 | 0 | 0 | 0 | 0
IL Fac. Spec. - NOX Rate Summer v3.1, Unit 596 and retrofits | 495 | 1797 | Rate Constraint in lbs/MMBtu | FALSE | L | Annual | Allowances Banked | Thousand Tons | 0 | 0 | 0 | 0 | 0 | 0 | 0 | 0
IL Fac. Spec. - NOX Rate Summer v3.1, Unit 596 and retrofits | 495 | 1797 | Rate Constraint in lbs/MMBtu | FALSE | L | Annual | Allowances Withdrawn (1:1) | Thousand Tons | 0 | 0 | 0 | 0 | 0 | 0 | 0 | 0
IL Fac. Spec. - NOX Rate Summer v3.1, Unit 596 and retrofits | 495 | 1797 | Rate Constraint in lbs/MMBtu | FALSE | L | Annual | Allowances Withdrawn (n:1) | Thousand Tons | 0 | 0 | 0 | 0 | 0 | 0 | 0 | 0
IL Fac. Spec. - NOX Rate Summer v3.1, Unit 596 and retrofits | 495 | 1797 | Rate Constraint in lbs/MMBtu | FALSE | L | Annual | Net Emissions Allowance Position | Thousand Tons | 0 | 0 | 0 | 0.00044961 | 0.00044961 | 0.00044961 | 0.00044961 | 0.00044961
IL Fac. Spec. - NOX Rate Summer v3.1, Unit 596 and retrofits | 495 | 1797 | Rate Constraint in lbs/MMBtu | FALSE | L | Annual | Fuel Consumed | TBtu | 0 | 0 | 0 | 0.031876 | 0.031876 | 0.031876 | 0.031876 | 0.031876
IL Fac. Spec. - NOX Rate Summer v3.1, Unit 596 and retrofits | 495 | 1797 | Rate Constraint in lbs/MMBtu | FALSE | L | Annual | Rate | lb/MMBtu | 0 | 0 | 0 | 0.02821 | 0.02821 | 0.02821 | 0.02821 | 0.02821
IL Fac. Spec. - NOX Rate Summer v3.1, Unit 596 and retrofits | 495 | 1797 | Rate Constraint in lbs/MMBtu | FALSE | L | Annual | Generation | TWh | 0 | 0 | 0 | 0.002472 | 0.002472 | 0.002472 | 0.002472 | 0.002472
IL Fac. Spec. - NOX Rate Summer v3.1, Unit 596 and retrofits | 495 | 1797 | Rate Constraint in lbs/MMBtu | FALSE | L | Annual | Qualifying Generation | TWh | 0 | 0 | 0 | 0.002472 | 0.002472 | 0.002472 | 0.002472 | 0.002472
IL Fac. Spec. - NOX Rate Summer v3.1, Unit 596 and retrofits | 495 | 1797 | Rate Constraint in lbs/MMBtu | FALSE | L | Annual | Rate | lb/MWh | 0 | 0 | 0 | 0.36377 | 0.36377 | 0.36377 | 0.36377 | 0.36377
IL Fac. Spec. - NOX Rate Summer v3.1, Unit 596 and retrofits | 495 | 1797 | Rate Constraint in lbs/MMBtu | FALSE | L | Annual | Constraint Shadow Price | US2016$/Ton | 0 | 0 | 0 | 0 | 0 | 0 | 0 | 0
IL Fac. Spec. - NOX Rate Summer v3.1, Unit 597 and retrofits | 496 | 1797 | Rate Constraint in lbs/MMBtu | FALSE | L | Annual | Seasons Included | Seasons | Summer | Summer | Summer | Summer | Summer | Summer | Summer | Summer
IL Fac. Spec. - NOX Rate Summer v3.1, Unit 597 and retrofits | 496 | 1797 | Rate Constraint in lbs/MMBtu | FALSE | L | Annual | Standard NOX | lb/MMBtu | 0.25 | 0.25 | 0.25 | 0.25 | 0.25 | 0.25 | 0.25 | 0.25
IL Fac. Spec. - NOX Rate Summer v3.1, Unit 597 and retrofits | 496 | 1797 | Rate Constraint in lbs/MMBtu | FALSE | L | Annual | Emissions at Affected Plants NOX | Thousand Tons | 0 | 0 | 0 | 0.00039734 | 0.00039734 | 0.00039734 | 0.00039734 | 0.00039734
IL Fac. Spec. - NOX Rate Summer v3.1, Unit 597 and retrofits | 496 | 1797 | Rate Constraint in lbs/MMBtu | FALSE | L | Annual | Allowances Purchased NOX | Thousand Tons | 0 | 0 | 0 | 0 | 0 | 0 | 0 | 0
IL Fac. Spec. - NOX Rate Summer v3.1, Unit 597 and retrofits | 496 | 1797 | Rate Constraint in lbs/MMBtu | FALSE | L | Annual | Allowances Sold NOX | Thousand Tons | 0 | 0 | 0 | 0 | 0 | 0 | 0 | 0
IL Fac. Spec. - NOX Rate Summer v3.1, Unit 597 and retrofits | 496 | 1797 | Rate Constraint in lbs/MMBtu | FALSE | L | Annual | Allowances Banked | Thousand Tons | 0 | 0 | 0 | 0 | 0 | 0 | 0 | 0
IL Fac. Spec. - NOX Rate Summer v3.1, Unit 597 and retrofits | 496 | 1797 | Rate Constraint in lbs/MMBtu | FALSE | L | Annual | Allowances Withdrawn (1:1) | Thousand Tons | 0 | 0 | 0 | 0 | 0 | 0 | 0 | 0
IL Fac. Spec. - NOX Rate Summer v3.1, Unit 597 and retrofits | 496 | 1797 | Rate Constraint in lbs/MMBtu | FALSE | L | Annual | Allowances Withdrawn (n:1) | Thousand Tons | 0 | 0 | 0 | 0 | 0 | 0 | 0 | 0
IL Fac. Spec. - NOX Rate Summer v3.1, Unit 597 and retrofits | 496 | 1797 | Rate Constraint in lbs/MMBtu | FALSE | L | Annual | Net Emissions Allowance Position | Thousand Tons | 0 | 0 | 0 | 0.00039734 | 0.00039734 | 0.00039734 | 0.00039734 | 0.00039734
IL Fac. Spec. - NOX Rate Summer v3.1, Unit 597 and retrofits | 496 | 1797 | Rate Constraint in lbs/MMBtu | FALSE | L | Annual | Fuel Consumed | TBtu | 0 | 0 | 0 | 0.031876 | 0.031876 | 0.031876 | 0.031876 | 0.031876
IL Fac. Spec. - NOX Rate Summer v3.1, Unit 597 and retrofits | 496 | 1797 | Rate Constraint in lbs/MMBtu | FALSE | L | Annual | Rate | lb/MMBtu | 0 | 0 | 0 | 0.02493 | 0.02493 | 0.02493 | 0.02493 | 0.02493
IL Fac. Spec. - NOX Rate Summer v3.1, Unit 597 and retrofits | 496 | 1797 | Rate Constraint in lbs/MMBtu | FALSE | L | Annual | Generation | TWh | 0 | 0 | 0 | 0.002472 | 0.002472 | 0.002472 | 0.002472 | 0.002472
IL Fac. Spec. - NOX Rate Summer v3.1, Unit 597 and retrofits | 496 | 1797 | Rate Constraint in lbs/MMBtu | FALSE | L | Annual | Qualifying Generation | TWh | 0 | 0 | 0 | 0.002472 | 0.002472 | 0.002472 | 0.002472 | 0.002472
IL Fac. Spec. - NOX Rate Summer v3.1, Unit 597 and retrofits | 496 | 1797 | Rate Constraint in lbs/MMBtu | FALSE | L | Annual | Rate | lb/MWh | 0 | 0 | 0 | 0.32147 | 0.32147 | 0.32147 | 0.32147 | 0.32147
IL Fac. Spec. - NOX Rate Summer v3.1, Unit 597 and retrofits | 496 | 1797 | Rate Constraint in lbs/MMBtu | FALSE | L | Annual | Constraint Shadow Price | US2016$/Ton | 0 | 0 | 0 | 0 | 0 | 0 | 0 | 0
IL Fac. Spec. - NOX Rate Summer v3.1, Unit 598 and retrofits | 497 | 1797 | Rate Constraint in lbs/MMBtu | FALSE | L | Annual | Seasons Included | Seasons | Summer | Summer | Summer | Summer | Summer | Summer | Summer | Summer
IL Fac. Spec. - NOX Rate Summer v3.1, Unit 598 and retrofits | 497 | 1797 | Rate Constraint in lbs/MMBtu | FALSE | L | Annual | Standard NOX | lb/MMBtu | 0.25 | 0.25 | 0.25 | 0.25 | 0.25 | 0.25 | 0.25 | 0.25
IL Fac. Spec. - NOX Rate Summer v3.1, Unit 598 and retrofits | 497 | 1797 | Rate Constraint in lbs/MMBtu | FALSE | L | Annual | Emissions at Affected Plants NOX | Thousand Tons | 0 | 0 | 0 | 0.00041933 | 0.00041933 | 0.00041933 | 0.00041933 | 0.00041933
IL Fac. Spec. - NOX Rate Summer v3.1, Unit 598 and retrofits | 497 | 1797 | Rate Constraint in lbs/MMBtu | FALSE | L | Annual | Allowances Purchased NOX | Thousand Tons | 0 | 0 | 0 | 0 | 0 | 0 | 0 | 0
IL Fac. Spec. - NOX Rate Summer v3.1, Unit 598 and retrofits | 497 | 1797 | Rate Constraint in lbs/MMBtu | FALSE | L | Annual | Allowances Sold NOX | Thousand Tons | 0 | 0 | 0 | 0 | 0 | 0 | 0 | 0
IL Fac. Spec. - NOX Rate Summer v3.1, Unit 598 and retrofits | 497 | 1797 | Rate Constraint in lbs/MMBtu | FALSE | L | Annual | Allowances Banked | Thousand Tons | 0 | 0 | 0 | 0 | 0 | 0 | 0 | 0
IL Fac. Spec. - NOX Rate Summer v3.1, Unit 598 and retrofits | 497 | 1797 | Rate Constraint in lbs/MMBtu | FALSE | L | Annual | Allowances Withdrawn (1:1) | Thousand Tons | 0 | 0 | 0 | 0 | 0 | 0 | 0 | 0
IL Fac. Spec. - NOX Rate Summer v3.1, Unit 598 and retrofits | 497 | 1797 | Rate Constraint in lbs/MMBtu | FALSE | L | Annual | Allowances Withdrawn (n:1) | Thousand Tons | 0 | 0 | 0 | 0 | 0 | 0 | 0 | 0
IL Fac. Spec. - NOX Rate Summer v3.1, Unit 598 and retrofits | 497 | 1797 | Rate Constraint in lbs/MMBtu | FALSE | L | Annual | Net Emissions Allowance Position | Thousand Tons | 0 | 0 | 0 | 0.00041933 | 0.00041933 | 0.00041933 | 0.00041933 | 0.00041933
IL Fac. Spec. - NOX Rate Summer v3.1, Unit 598 and retrofits | 497 | 1797 | Rate Constraint in lbs/MMBtu | FALSE | L | Annual | Fuel Consumed | TBtu | 0 | 0 | 0 | 0.031876 | 0.031876 | 0.031876 | 0.031876 | 0.031876
IL Fac. Spec. - NOX Rate Summer v3.1, Unit 598 and retrofits | 497 | 1797 | Rate Constraint in lbs/MMBtu | FALSE | L | Annual | Rate | lb/MMBtu | 0 | 0 | 0 | 0.02631 | 0.02631 | 0.02631 | 0.02631 | 0.02631
IL Fac. Spec. - NOX Rate Summer v3.1, Unit 598 and retrofits | 497 | 1797 | Rate Constraint in lbs/MMBtu | FALSE | L | Annual | Generation | TWh | 0 | 0 | 0 | 0.002472 | 0.002472 | 0.002472 | 0.002472 | 0.002472
IL Fac. Spec. - NOX Rate Summer v3.1, Unit 598 and retrofits | 497 | 1797 | Rate Constraint in lbs/MMBtu | FALSE | L | Annual | Qualifying Generation | TWh | 0 | 0 | 0 | 0.002472 | 0.002472 | 0.002472 | 0.002472 | 0.002472
IL Fac. Spec. - NOX Rate Summer v3.1, Unit 598 and retrofits | 497 | 1797 | Rate Constraint in lbs/MMBtu | FALSE | L | Annual | Rate | lb/MWh | 0 | 0 | 0 | 0.33927 | 0.33927 | 0.33927 | 0.33927 | 0.33927
IL Fac. Spec. - NOX Rate Summer v3.1, Unit 598 and retrofits | 497 | 1797 | Rate Constraint in lbs/MMBtu | FALSE | L | Annual | Constraint Shadow Price | US2016$/Ton | 0 | 0 | 0 | 0 | 0 | 0 | 0 | 0
IL Fac. Spec. - NOX Rate Summer v3.1, Unit 599 and retrofits | 498 | 1797 | Rate Constraint in lbs/MMBtu | FALSE | L | Annual | Seasons Included | Seasons | Summer | Summer | Summer | Summer | Summer | Summer | Summer | Summer
IL Fac. Spec. - NOX Rate Summer v3.1, Unit 599 and retrofits | 498 | 1797 | Rate Constraint in lbs/MMBtu | FALSE | L | Annual | Standard NOX | lb/MMBtu | 0.25 | 0.25 | 0.25 | 0.25 | 0.25 | 0.25 | 0.25 | 0.25
IL Fac. Spec. - NOX Rate Summer v3.1, Unit 599 and retrofits | 498 | 1797 | Rate Constraint in lbs/MMBtu | FALSE | L | Annual | Emissions at Affected Plants NOX | Thousand Tons | 0 | 0 | 0 | 0.00040865 | 0.00040865 | 0.00040865 | 0.00040865 | 0.00040865
IL Fac. Spec. - NOX Rate Summer v3.1, Unit 599 and retrofits | 498 | 1797 | Rate Constraint in lbs/MMBtu | FALSE | L | Annual | Allowances Purchased NOX | Thousand Tons | 0 | 0 | 0 | 0 | 0 | 0 | 0 | 0
IL Fac. Spec. - NOX Rate Summer v3.1, Unit 599 and retrofits | 498 | 1797 | Rate Constraint in lbs/MMBtu | FALSE | L | Annual | Allowances Sold NOX | Thousand Tons | 0 | 0 | 0 | 0 | 0 | 0 | 0 | 0
IL Fac. Spec. - NOX Rate Summer v3.1, Unit 599 and retrofits | 498 | 1797 | Rate Constraint in lbs/MMBtu | FALSE | L | Annual | Allowances Banked | Thousand Tons | 0 | 0 | 0 | 0 | 0 | 0 | 0 | 0
IL Fac. Spec. - NOX Rate Summer v3.1, Unit 599 and retrofits | 498 | 1797 | Rate Constraint in lbs/MMBtu | FALSE | L | Annual | Allowances Withdrawn (1:1) | Thousand Tons | 0 | 0 | 0 | 0 | 0 | 0 | 0 | 0
IL Fac. Spec. - NOX Rate Summer v3.1, Unit 599 and retrofits | 498 | 1797 | Rate Constraint in lbs/MMBtu | FALSE | L | Annual | Allowances Withdrawn (n:1) | Thousand Tons | 0 | 0 | 0 | 0 | 0 | 0 | 0 | 0
IL Fac. Spec. - NOX Rate Summer v3.1, Unit 599 and retrofits | 498 | 1797 | Rate Constraint in lbs/MMBtu | FALSE | L | Annual | Net Emissions Allowance Position | Thousand Tons | 0 | 0 | 0 | 0.00040865 | 0.00040865 | 0.00040865 | 0.00040865 | 0.00040865
IL Fac. Spec. - NOX Rate Summer v3.1, Unit 599 and retrofits | 498 | 1797 | Rate Constraint in lbs/MMBtu | FALSE | L | Annual | Fuel Consumed | TBtu | 0 | 0 | 0 | 0.031876 | 0.031876 | 0.031876 | 0.031876 | 0.031876
IL Fac. Spec. - NOX Rate Summer v3.1, Unit 599 and retrofits | 498 | 1797 | Rate Constraint in lbs/MMBtu | FALSE | L | Annual | Rate | lb/MMBtu | 0 | 0 | 0 | 0.02564 | 0.02564 | 0.02564 | 0.02564 | 0.02564
IL Fac. Spec. - NOX Rate Summer v3.1, Unit 599 and retrofits | 498 | 1797 | Rate Constraint in lbs/MMBtu | FALSE | L | Annual | Generation | TWh | 0 | 0 | 0 | 0.002472 | 0.002472 | 0.002472 | 0.002472 | 0.002472
IL Fac. Spec. - NOX Rate Summer v3.1, Unit 599 and retrofits | 498 | 1797 | Rate Constraint in lbs/MMBtu | FALSE | L | Annual | Qualifying Generation | TWh | 0 | 0 | 0 | 0.002472 | 0.002472 | 0.002472 | 0.002472 | 0.002472
IL Fac. Spec. - NOX Rate Summer v3.1, Unit 599 and retrofits | 498 | 1797 | Rate Constraint in lbs/MMBtu | FALSE | L | Annual | Rate | lb/MWh | 0 | 0 | 0 | 0.33063 | 0.33063 | 0.33063 | 0.33063 | 0.33063
IL Fac. Spec. - NOX Rate Summer v3.1, Unit 599 and retrofits | 498 | 1797 | Rate Constraint in lbs/MMBtu | FALSE | L | Annual | Constraint Shadow Price | US2016$/Ton | 0 | 0 | 0 | 0 | 0 | 0 | 0 | 0
IL Fac. Spec. - NOX Rate Summer v3.1, Unit 600 and retrofits | 499 | 1797 | Rate Constraint in lbs/MMBtu | FALSE | L | Annual | Seasons Included | Seasons | Summer | Summer | Summer | Summer | Summer | Summer | Summer | Summer
IL Fac. Spec. - NOX Rate Summer v3.1, Unit 600 and retrofits | 499 | 1797 | Rate Constraint in lbs/MMBtu | FALSE | L | Annual | Standard NOX | lb/MMBtu | 0.25 | 0.25 | 0.25 | 0.25 | 0.25 | 0.25 | 0.25 | 0.25
IL Fac. Spec. - NOX Rate Summer v3.1, Unit 600 and retrofits | 499 | 1797 | Rate Constraint in lbs/MMBtu | FALSE | L | Annual | Emissions at Affected Plants NOX | Thousand Tons | 0 | 0 | 0 | 0 | 0 | 0 | 0 | 0.0011286
IL Fac. Spec. - NOX Rate Summer v3.1, Unit 600 and retrofits | 499 | 1797 | Rate Constraint in lbs/MMBtu | FALSE | L | Annual | Allowances Purchased NOX | Thousand Tons | 0 | 0 | 0 | 0 | 0 | 0 | 0 | 0
IL Fac. Spec. - NOX Rate Summer v3.1, Unit 600 and retrofits | 499 | 1797 | Rate Constraint in lbs/MMBtu | FALSE | L | Annual | Allowances Sold NOX | Thousand Tons | 0 | 0 | 0 | 0 | 0 | 0 | 0 | 0
IL Fac. Spec. - NOX Rate Summer v3.1, Unit 600 and retrofits | 499 | 1797 | Rate Constraint in lbs/MMBtu | FALSE | L | Annual | Allowances Banked | Thousand Tons | 0 | 0 | 0 | 0 | 0 | 0 | 0 | 0
IL Fac. Spec. - NOX Rate Summer v3.1, Unit 600 and retrofits | 499 | 1797 | Rate Constraint in lbs/MMBtu | FALSE | L | Annual | Allowances Withdrawn (1:1) | Thousand Tons | 0 | 0 | 0 | 0 | 0 | 0 | 0 | 0
IL Fac. Spec. - NOX Rate Summer v3.1, Unit 600 and retrofits | 499 | 1797 | Rate Constraint in lbs/MMBtu | FALSE | L | Annual | Allowances Withdrawn (n:1) | Thousand Tons | 0 | 0 | 0 | 0 | 0 | 0 | 0 | 0
IL Fac. Spec. - NOX Rate Summer v3.1, Unit 600 and retrofits | 499 | 1797 | Rate Constraint in lbs/MMBtu | FALSE | L | Annual | Net Emissions Allowance Position | Thousand Tons | 0 | 0 | 0 | 0 | 0 | 0 | 0 | 0.0011286
IL Fac. Spec. - NOX Rate Summer v3.1, Unit 600 and retrofits | 499 | 1797 | Rate Constraint in lbs/MMBtu | FALSE | L | Annual | Fuel Consumed | TBtu | 0 | 0 | 0 | 0 | 0 | 0 | 0 | 0.016542
IL Fac. Spec. - NOX Rate Summer v3.1, Unit 600 and retrofits | 499 | 1797 | Rate Constraint in lbs/MMBtu | FALSE | L | Annual | Rate | lb/MMBtu | 0 | 0 | 0 | 0 | 0 | 0 | 0 | 0.13645
IL Fac. Spec. - NOX Rate Summer v3.1, Unit 600 and retrofits | 499 | 1797 | Rate Constraint in lbs/MMBtu | FALSE | L | Annual | Generation | TWh | 0 | 0 | 0 | 0 | 0 | 0 | 0 | 0.0011835
IL Fac. Spec. - NOX Rate Summer v3.1, Unit 600 and retrofits | 499 | 1797 | Rate Constraint in lbs/MMBtu | FALSE | L | Annual | Qualifying Generation | TWh | 0 | 0 | 0 | 0 | 0 | 0 | 0 | 0.0011835
IL Fac. Spec. - NOX Rate Summer v3.1, Unit 600 and retrofits | 499 | 1797 | Rate Constraint in lbs/MMBtu | FALSE | L | Annual | Rate | lb/MWh | 0 | 0 | 0 | 0 | 0 | 0 | 0 | 1.9072
IL Fac. Spec. - NOX Rate Summer v3.1, Unit 600 and retrofits | 499 | 1797 | Rate Constraint in lbs/MMBtu | FALSE | L | Annual | Constraint Shadow Price | US2016$/Ton | 0 | 0 | 0 | 0 | 0 | 0 | 0 | 0
IL Fac. Spec. - NOX Rate Summer v3.1, Unit 601 and retrofits | 500 | 1797 | Rate Constraint in lbs/MMBtu | FALSE | L | Annual | Seasons Included | Seasons | Summer | Summer | Summer | Summer | Summer | Summer | Summer | Summer
IL Fac. Spec. - NOX Rate Summer v3.1, Unit 601 and retrofits | 500 | 1797 | Rate Constraint in lbs/MMBtu | FALSE | L | Annual | Standard NOX | lb/MMBtu | 0.25 | 0.25 | 0.25 | 0.25 | 0.25 | 0.25 | 0.25 | 0.25
IL Fac. Spec. - NOX Rate Summer v3.1, Unit 601 and retrofits | 500 | 1797 | Rate Constraint in lbs/MMBtu | FALSE | L | Annual | Emissions at Affected Plants NOX | Thousand Tons | 0 | 0 | 0 | 0 | 0 | 0 | 0 | 0.00111
IL Fac. Spec. - NOX Rate Summer v3.1, Unit 601 and retrofits | 500 | 1797 | Rate Constraint in lbs/MMBtu | FALSE | L | Annual | Allowances Purchased NOX | Thousand Tons | 0 | 0 | 0 | 0 | 0 | 0 | 0 | 0
IL Fac. Spec. - NOX Rate Summer v3.1, Unit 601 and retrofits | 500 | 1797 | Rate Constraint in lbs/MMBtu | FALSE | L | Annual | Allowances Sold NOX | Thousand Tons | 0 | 0 | 0 | 0 | 0 | 0 | 0 | 0
IL Fac. Spec. - NOX Rate Summer v3.1, Unit 601 and retrofits | 500 | 1797 | Rate Constraint in lbs/MMBtu | FALSE | L | Annual | Allowances Banked | Thousand Tons | 0 | 0 | 0 | 0 | 0 | 0 | 0 | 0
IL Fac. Spec. - NOX Rate Summer v3.1, Unit 601 and retrofits | 500 | 1797 | Rate Constraint in lbs/MMBtu | FALSE | L | Annual | Allowances Withdrawn (1:1) | Thousand Tons | 0 | 0 | 0 | 0 | 0 | 0 | 0 | 0
IL Fac. Spec. - NOX Rate Summer v3.1, Unit 601 and retrofits | 500 | 1797 | Rate Constraint in lbs/MMBtu | FALSE | L | Annual | Allowances Withdrawn (n:1) | Thousand Tons | 0 | 0 | 0 | 0 | 0 | 0 | 0 | 0
IL Fac. Spec. - NOX Rate Summer v3.1, Unit 601 and retrofits | 500 | 1797 | Rate Constraint in lbs/MMBtu | FALSE | L | Annual | Net Emissions Allowance Position | Thousand Tons | 0 | 0 | 0 | 0 | 0 | 0 | 0 | 0.00111
IL Fac. Spec. - NOX Rate Summer v3.1, Unit 601 and retrofits | 500 | 1797 | Rate Constraint in lbs/MMBtu | FALSE | L | Annual | Fuel Consumed | TBtu | 0 | 0 | 0 | 0 | 0 | 0 | 0 | 0.016529
IL Fac. Spec. - NOX Rate Summer v3.1, Unit 601 and retrofits | 500 | 1797 | Rate Constraint in lbs/MMBtu | FALSE | L | Annual | Rate | lb/MMBtu | 0 | 0 | 0 | 0 | 0 | 0 | 0 | 0.13431
IL Fac. Spec. - NOX Rate Summer v3.1, Unit 601 and retrofits | 500 | 1797 | Rate Constraint in lbs/MMBtu | FALSE | L | Annual | Generation | TWh | 0 | 0 | 0 | 0 | 0 | 0 | 0 | 0.0011835
IL Fac. Spec. - NOX Rate Summer v3.1, Unit 601 and retrofits | 500 | 1797 | Rate Constraint in lbs/MMBtu | FALSE | L | Annual | Qualifying Generation | TWh | 0 | 0 | 0 | 0 | 0 | 0 | 0 | 0.0011835
IL Fac. Spec. - NOX Rate Summer v3.1, Unit 601 and retrofits | 500 | 1797 | Rate Constraint in lbs/MMBtu | FALSE | L | Annual | Rate | lb/MWh | 0 | 0 | 0 | 0 | 0 | 0 | 0 | 1.8758
IL Fac. Spec. - NOX Rate Summer v3.1, Unit 601 and retrofits | 500 | 1797 | Rate Constraint in lbs/MMBtu | FALSE | L | Annual | Constraint Shadow Price | US2016$/Ton | 0 | 0 | 0 | 0 | 0 | 0 | 0 | 0
IL Fac. Spec. - NOX Rate Summer v3.1, Unit 602 and retrofits | 501 | 1797 | Rate Constraint in lbs/MMBtu | FALSE | L | Annual | Seasons Included | Seasons | Summer | Summer | Summer | Summer | Summer | Summer | Summer | Summer
IL Fac. Spec. - NOX Rate Summer v3.1, Unit 602 and retrofits | 501 | 1797 | Rate Constraint in lbs/MMBtu | FALSE | L | Annual | Standard NOX | lb/MMBtu | 0.25 | 0.25 | 0.25 | 0.25 | 0.25 | 0.25 | 0.25 | 0.25
IL Fac. Spec. - NOX Rate Summer v3.1, Unit 602 and retrofits | 501 | 1797 | Rate Constraint in lbs/MMBtu | FALSE | L | Annual | Emissions at Affected Plants NOX | Thousand Tons | 0 | 0 | 0 | 0 | 0 | 0 | 0 | 0.001119
IL Fac. Spec. - NOX Rate Summer v3.1, Unit 602 and retrofits | 501 | 1797 | Rate Constraint in lbs/MMBtu | FALSE | L | Annual | Allowances Purchased NOX | Thousand Tons | 0 | 0 | 0 | 0 | 0 | 0 | 0 | 0
IL Fac. Spec. - NOX Rate Summer v3.1, Unit 602 and retrofits | 501 | 1797 | Rate Constraint in lbs/MMBtu | FALSE | L | Annual | Allowances Sold NOX | Thousand Tons | 0 | 0 | 0 | 0 | 0 | 0 | 0 | 0
IL Fac. Spec. - NOX Rate Summer v3.1, Unit 602 and retrofits | 501 | 1797 | Rate Constraint in lbs/MMBtu | FALSE | L | Annual | Allowances Banked | Thousand Tons | 0 | 0 | 0 | 0 | 0 | 0 | 0 | 0
IL Fac. Spec. - NOX Rate Summer v3.1, Unit 602 and retrofits | 501 | 1797 | Rate Constraint in lbs/MMBtu | FALSE | L | Annual | Allowances Withdrawn (1:1) | Thousand Tons | 0 | 0 | 0 | 0 | 0 | 0 | 0 | 0
IL Fac. Spec. - NOX Rate Summer v3.1, Unit 602 and retrofits | 501 | 1797 | Rate Constraint in lbs/MMBtu | FALSE | L | Annual | Allowances Withdrawn (n:1) | Thousand Tons | 0 | 0 | 0 | 0 | 0 | 0 | 0 | 0
IL Fac. Spec. - NOX Rate Summer v3.1, Unit 602 and retrofits | 501 | 1797 | Rate Constraint in lbs/MMBtu | FALSE | L | Annual | Net Emissions Allowance Position | Thousand Tons | 0 | 0 | 0 | 0 | 0 | 0 | 0 | 0.001119
IL Fac. Spec. - NOX Rate Summer v3.1, Unit 602 and retrofits | 501 | 1797 | Rate Constraint in lbs/MMBtu | FALSE | L | Annual | Fuel Consumed | TBtu | 0 | 0 | 0 | 0 | 0 | 0 | 0 | 0.016529
IL Fac. Spec. - NOX Rate Summer v3.1, Unit 602 and retrofits | 501 | 1797 | Rate Constraint in lbs/MMBtu | FALSE | L | Annual | Rate | lb/MMBtu | 0 | 0 | 0 | 0 | 0 | 0 | 0 | 0.1354
IL Fac. Spec. - NOX Rate Summer v3.1, Unit 602 and retrofits | 501 | 1797 | Rate Constraint in lbs/MMBtu | FALSE | L | Annual | Generation | TWh | 0 | 0 | 0 | 0 | 0 | 0 | 0 | 0.0011835
IL Fac. Spec. - NOX Rate Summer v3.1, Unit 602 and retrofits | 501 | 1797 | Rate Constraint in lbs/MMBtu | FALSE | L | Annual | Qualifying Generation | TWh | 0 | 0 | 0 | 0 | 0 | 0 | 0 | 0.0011835
IL Fac. Spec. - NOX Rate Summer v3.1, Unit 602 and retrofits | 501 | 1797 | Rate Constraint in lbs/MMBtu | FALSE | L | Annual | Rate | lb/MWh | 0 | 0 | 0 | 0 | 0 | 0 | 0 | 1.891
IL Fac. Spec. - NOX Rate Summer v3.1, Unit 602 and retrofits | 501 | 1797 | Rate Constraint in lbs/MMBtu | FALSE | L | Annual | Constraint Shadow Price | US2016$/Ton | 0 | 0 | 0 | 0 | 0 | 0 | 0 | 0
IL Fac. Spec. - NOX Rate Summer v3.1, Unit 603 and retrofits | 502 | 1797 | Rate Constraint in lbs/MMBtu | FALSE | L | Annual | Seasons Included | Seasons | Summer | Summer | Summer | Summer | Summer | Summer | Summer | Summer
IL Fac. Spec. - NOX Rate Summer v3.1, Unit 603 and retrofits | 502 | 1797 | Rate Constraint in lbs/MMBtu | FALSE | L | Annual | Standard NOX | lb/MMBtu | 0.25 | 0.25 | 0.25 | 0.25 | 0.25 | 0.25 | 0.25 | 0.25
IL Fac. Spec. - NOX Rate Summer v3.1, Unit 603 and retrofits | 502 | 1797 | Rate Constraint in lbs/MMBtu | FALSE | L | Annual | Emissions at Affected Plants NOX | Thousand Tons | 0 | 0 | 0 | 0 | 0 | 0 | 0 | 0.0011664
IL Fac. Spec. - NOX Rate Summer v3.1, Unit 603 and retrofits | 502 | 1797 | Rate Constraint in lbs/MMBtu | FALSE | L | Annual | Allowances Purchased NOX | Thousand Tons | 0 | 0 | 0 | 0 | 0 | 0 | 0 | 0
IL Fac. Spec. - NOX Rate Summer v3.1, Unit 603 and retrofits | 502 | 1797 | Rate Constraint in lbs/MMBtu | FALSE | L | Annual | Allowances Sold NOX | Thousand Tons | 0 | 0 | 0 | 0 | 0 | 0 | 0 | 0
IL Fac. Spec. - NOX Rate Summer v3.1, Unit 603 and retrofits | 502 | 1797 | Rate Constraint in lbs/MMBtu | FALSE | L | Annual | Allowances Banked | Thousand Tons | 0 | 0 | 0 | 0 | 0 | 0 | 0 | 0
IL Fac. Spec. - NOX Rate Summer v3.1, Unit 603 and retrofits | 502 | 1797 | Rate Constraint in lbs/MMBtu | FALSE | L | Annual | Allowances Withdrawn (1:1) | Thousand Tons | 0 | 0 | 0 | 0 | 0 | 0 | 0 | 0
IL Fac. Spec. - NOX Rate Summer v3.1, Unit 603 and retrofits | 502 | 1797 | Rate Constraint in lbs/MMBtu | FALSE | L | Annual | Allowances Withdrawn (n:1) | Thousand Tons | 0 | 0 | 0 | 0 | 0 | 0 | 0 | 0
IL Fac. Spec. - NOX Rate Summer v3.1, Unit 603 and retrofits | 502 | 1797 | Rate Constraint in lbs/MMBtu | FALSE | L | Annual | Net Emissions Allowance Position | Thousand Tons | 0 | 0 | 0 | 0 | 0 | 0 | 0 | 0.0011664
IL Fac. Spec. - NOX Rate Summer v3.1, Unit 603 and retrofits | 502 | 1797 | Rate Constraint in lbs/MMBtu | FALSE | L | Annual | Fuel Consumed | TBtu | 0 | 0 | 0 | 0 | 0 | 0 | 0 | 0.016529
IL Fac. Spec. - NOX Rate Summer v3.1, Unit 603 and retrofits | 502 | 1797 | Rate Constraint in lbs/MMBtu | FALSE | L | Annual | Rate | lb/MMBtu | 0 | 0 | 0 | 0 | 0 | 0 | 0 | 0.14113
IL Fac. Spec. - NOX Rate Summer v3.1, Unit 603 and retrofits | 502 | 1797 | Rate Constraint in lbs/MMBtu | FALSE | L | Annual | Generation | TWh | 0 | 0 | 0 | 0 | 0 | 0 | 0 | 0.0011835
IL Fac. Spec. - NOX Rate Summer v3.1, Unit 603 and retrofits | 502 | 1797 | Rate Constraint in lbs/MMBtu | FALSE | L | Annual | Qualifying Generation | TWh | 0 | 0 | 0 | 0 | 0 | 0 | 0 | 0.0011835
IL Fac. Spec. - NOX Rate Summer v3.1, Unit 603 and retrofits | 502 | 1797 | Rate Constraint in lbs/MMBtu | FALSE | L | Annual | Rate | lb/MWh | 0 | 0 | 0 | 0 | 0 | 0 | 0 | 1.971
IL Fac. Spec. - NOX Rate Summer v3.1, Unit 603 and retrofits | 502 | 1797 | Rate Constraint in lbs/MMBtu | FALSE | L | Annual | Constraint Shadow Price | US2016$/Ton | 0 | 0 | 0 | 0 | 0 | 0 | 0 | 0
IL Fac. Spec. - NOX Rate Summer v3.1, Unit 604 and retrofits | 503 | 1797 | Rate Constraint in lbs/MMBtu | FALSE | L | Annual | Seasons Included | Seasons | Summer | Summer | Summer | Summer | Summer | Summer | Summer | Summer
IL Fac. Spec. - NOX Rate Summer v3.1, Unit 604 and retrofits | 503 | 1797 | Rate Constraint in lbs/MMBtu | FALSE | L | Annual | Standard NOX | lb/MMBtu | 0.25 | 0.25 | 0.25 | 0.25 | 0.25 | 0.25 | 0.25 | 0.25
IL Fac. Spec. - NOX Rate Summer v3.1, Unit 604 and retrofits | 503 | 1797 | Rate Constraint in lbs/MMBtu | FALSE | L | Annual | Emissions at Affected Plants NOX | Thousand Tons | 0 | 0 | 0 | 0 | 0 | 0 | 0 | 0.0011728
IL Fac. Spec. - NOX Rate Summer v3.1, Unit 604 and retrofits | 503 | 1797 | Rate Constraint in lbs/MMBtu | FALSE | L | Annual | Allowances Purchased NOX | Thousand Tons | 0 | 0 | 0 | 0 | 0 | 0 | 0 | 0
IL Fac. Spec. - NOX Rate Summer v3.1, Unit 604 and retrofits | 503 | 1797 | Rate Constraint in lbs/MMBtu | FALSE | L | Annual | Allowances Sold NOX | Thousand Tons | 0 | 0 | 0 | 0 | 0 | 0 | 0 | 0
IL Fac. Spec. - NOX Rate Summer v3.1, Unit 604 and retrofits | 503 | 1797 | Rate Constraint in lbs/MMBtu | FALSE | L | Annual | Allowances Banked | Thousand Tons | 0 | 0 | 0 | 0 | 0 | 0 | 0 | 0
IL Fac. Spec. - NOX Rate Summer v3.1, Unit 604 and retrofits | 503 | 1797 | Rate Constraint in lbs/MMBtu | FALSE | L | Annual | Allowances Withdrawn (1:1) | Thousand Tons | 0 | 0 | 0 | 0 | 0 | 0 | 0 | 0
IL Fac. Spec. - NOX Rate Summer v3.1, Unit 604 and retrofits | 503 | 1797 | Rate Constraint in lbs/MMBtu | FALSE | L | Annual | Allowances Withdrawn (n:1) | Thousand Tons | 0 | 0 | 0 | 0 | 0 | 0 | 0 | 0
IL Fac. Spec. - NOX Rate Summer v3.1, Unit 604 and retrofits | 503 | 1797 | Rate Constraint in lbs/MMBtu | FALSE | L | Annual | Net Emissions Allowance Position | Thousand Tons | 0 | 0 | 0 | 0 | 0 | 0 | 0 | 0.0011728
IL Fac. Spec. - NOX Rate Summer v3.1, Unit 604 and retrofits | 503 | 1797 | Rate Constraint in lbs/MMBtu | FALSE | L | Annual | Fuel Consumed | TBtu | 0 | 0 | 0 | 0 | 0 | 0 | 0 | 0.016529
IL Fac. Spec. - NOX Rate Summer v3.1, Unit 604 and retrofits | 503 | 1797 | Rate Constraint in lbs/MMBtu | FALSE | L | Annual | Rate | lb/MMBtu | 0 | 0 | 0 | 0 | 0 | 0 | 0 | 0.14191
IL Fac. Spec. - NOX Rate Summer v3.1, Unit 604 and retrofits | 503 | 1797 | Rate Constraint in lbs/MMBtu | FALSE | L | Annual | Generation | TWh | 0 | 0 | 0 | 0 | 0 | 0 | 0 | 0.0011835
IL Fac. Spec. - NOX Rate Summer v3.1, Unit 604 and retrofits | 503 | 1797 | Rate Constraint in lbs/MMBtu | FALSE | L | Annual | Qualifying Generation | TWh | 0 | 0 | 0 | 0 | 0 | 0 | 0 | 0.0011835
IL Fac. Spec. - NOX Rate Summer v3.1, Unit 604 and retrofits | 503 | 1797 | Rate Constraint in lbs/MMBtu | FALSE | L | Annual | Rate | lb/MWh | 0 | 0 | 0 | 0 | 0 | 0 | 0 | 1.9819
IL Fac. Spec. - NOX Rate Summer v3.1, Unit 604 and retrofits | 503 | 1797 | Rate Constraint in lbs/MMBtu | FALSE | L | Annual | Constraint Shadow Price | US2016$/Ton | 0 | 0 | 0 | 0 | 0 | 0 | 0 | 0
IL Fac. Spec. - NOX Rate Summer v3.1, Unit 605 and retrofits | 504 | 1797 | Rate Constraint in lbs/MMBtu | FALSE | L | Annual | Seasons Included | Seasons | Summer | Summer | Summer | Summer | Summer | Summer | Summer | Summer
IL Fac. Spec. - NOX Rate Summer v3.1, Unit 605 and retrofits | 504 | 1797 | Rate Constraint in lbs/MMBtu | FALSE | L | Annual | Standard NOX | lb/MMBtu | 0.25 | 0.25 | 0.25 | 0.25 | 0.25 | 0.25 | 0.25 | 0.25
IL Fac. Spec. - NOX Rate Summer v3.1, Unit 605 and retrofits | 504 | 1797 | Rate Constraint in lbs/MMBtu | FALSE | L | Annual | Emissions at Affected Plants NOX | Thousand Tons | 0 | 0 | 0 | 0 | 0 | 0 | 0 | 0.0011564
IL Fac. Spec. - NOX Rate Summer v3.1, Unit 605 and retrofits | 504 | 1797 | Rate Constraint in lbs/MMBtu | FALSE | L | Annual | Allowances Purchased NOX | Thousand Tons | 0 | 0 | 0 | 0 | 0 | 0 | 0 | 0
IL Fac. Spec. - NOX Rate Summer v3.1, Unit 605 and retrofits | 504 | 1797 | Rate Constraint in lbs/MMBtu | FALSE | L | Annual | Allowances Sold NOX | Thousand Tons | 0 | 0 | 0 | 0 | 0 | 0 | 0 | 0
IL Fac. Spec. - NOX Rate Summer v3.1, Unit 605 and retrofits | 504 | 1797 | Rate Constraint in lbs/MMBtu | FALSE | L | Annual | Allowances Banked | Thousand Tons | 0 | 0 | 0 | 0 | 0 | 0 | 0 | 0
IL Fac. Spec. - NOX Rate Summer v3.1, Unit 605 and retrofits | 504 | 1797 | Rate Constraint in lbs/MMBtu | FALSE | L | Annual | Allowances Withdrawn (1:1) | Thousand Tons | 0 | 0 | 0 | 0 | 0 | 0 | 0 | 0
IL Fac. Spec. - NOX Rate Summer v3.1, Unit 605 and retrofits | 504 | 1797 | Rate Constraint in lbs/MMBtu | FALSE | L | Annual | Allowances Withdrawn (n:1) | Thousand Tons | 0 | 0 | 0 | 0 | 0 | 0 | 0 | 0
IL Fac. Spec. - NOX Rate Summer v3.1, Unit 605 and retrofits | 504 | 1797 | Rate Constraint in lbs/MMBtu | FALSE | L | Annual | Net Emissions Allowance Position | Thousand Tons | 0 | 0 | 0 | 0 | 0 | 0 | 0 | 0.0011564
IL Fac. Spec. - NOX Rate Summer v3.1, Unit 605 and retrofits | 504 | 1797 | Rate Constraint in lbs/MMBtu | FALSE | L | Annual | Fuel Consumed | TBtu | 0 | 0 | 0 | 0 | 0 | 0 | 0 | 0.016529
IL Fac. Spec. - NOX Rate Summer v3.1, Unit 605 and retrofits | 504 | 1797 | Rate Constraint in lbs/MMBtu | FALSE | L | Annual | Rate | lb/MMBtu | 0 | 0 | 0 | 0 | 0 | 0 | 0 | 0.13992
IL Fac. Spec. - NOX Rate Summer v3.1, Unit 605 and retrofits | 504 | 1797 | Rate Constraint in lbs/MMBtu | FALSE | L | Annual | Generation | TWh | 0 | 0 | 0 | 0 | 0 | 0 | 0 | 0.0011835
IL Fac. Spec. - NOX Rate Summer v3.1, Unit 605 and retrofits | 504 | 1797 | Rate Constraint in lbs/MMBtu | FALSE | L | Annual | Qualifying Generation | TWh | 0 | 0 | 0 | 0 | 0 | 0 | 0 | 0.0011835
IL Fac. Spec. - NOX Rate Summer v3.1, Unit 605 and retrofits | 504 | 1797 | Rate Constraint in lbs/MMBtu | FALSE | L | Annual | Rate | lb/MWh | 0 | 0 | 0 | 0 | 0 | 0 | 0 | 1.9541
IL Fac. Spec. - NOX Rate Summer v3.1, Unit 605 and retrofits | 504 | 1797 | Rate Constraint in lbs/MMBtu | FALSE | L | Annual | Constraint Shadow Price | US2016$/Ton | 0 | 0 | 0 | 0 | 0 | 0 | 0 | 0
IL Fac. Spec. - NOX Rate Summer v3.1, Unit 606 and retrofits | 505 | 1797 | Rate Constraint in lbs/MMBtu | FALSE | L | Annual | Seasons Included | Seasons | Summer | Summer | Summer | Summer | Summer | Summer | Summer | Summer
IL Fac. Spec. - NOX Rate Summer v3.1, Unit 606 and retrofits | 505 | 1797 | Rate Constraint in lbs/MMBtu | FALSE | L | Annual | Standard NOX | lb/MMBtu | 0.25 | 0.25 | 0.25 | 0.25 | 0.25 | 0.25 | 0.25 | 0.25
IL Fac. Spec. - NOX Rate Summer v3.1, Unit 606 and retrofits | 505 | 1797 | Rate Constraint in lbs/MMBtu | FALSE | L | Annual | Emissions at Affected Plants NOX | Thousand Tons | 0 | 0 | 0 | 0 | 0 | 0 | 0 | 0.0011719
IL Fac. Spec. - NOX Rate Summer v3.1, Unit 606 and retrofits | 505 | 1797 | Rate Constraint in lbs/MMBtu | FALSE | L | Annual | Allowances Purchased NOX | Thousand Tons | 0 | 0 | 0 | 0 | 0 | 0 | 0 | 0
IL Fac. Spec. - NOX Rate Summer v3.1, Unit 606 and retrofits | 505 | 1797 | Rate Constraint in lbs/MMBtu | FALSE | L | Annual | Allowances Sold NOX | Thousand Tons | 0 | 0 | 0 | 0 | 0 | 0 | 0 | 0
IL Fac. Spec. - NOX Rate Summer v3.1, Unit 606 and retrofits | 505 | 1797 | Rate Constraint in lbs/MMBtu | FALSE | L | Annual | Allowances Banked | Thousand Tons | 0 | 0 | 0 | 0 | 0 | 0 | 0 | 0
IL Fac. Spec. - NOX Rate Summer v3.1, Unit 606 and retrofits | 505 | 1797 | Rate Constraint in lbs/MMBtu | FALSE | L | Annual | Allowances Withdrawn (1:1) | Thousand Tons | 0 | 0 | 0 | 0 | 0 | 0 | 0 | 0
IL Fac. Spec. - NOX Rate Summer v3.1, Unit 606 and retrofits | 505 | 1797 | Rate Constraint in lbs/MMBtu | FALSE | L | Annual | Allowances Withdrawn (n:1) | Thousand Tons | 0 | 0 | 0 | 0 | 0 | 0 | 0 | 0
IL Fac. Spec. - NOX Rate Summer v3.1, Unit 606 and retrofits | 505 | 1797 | Rate Constraint in lbs/MMBtu | FALSE | L | Annual | Net Emissions Allowance Position | Thousand Tons | 0 | 0 | 0 | 0 | 0 | 0 | 0 | 0.0011719
IL Fac. Spec. - NOX Rate Summer v3.1, Unit 606 and retrofits | 505 | 1797 | Rate Constraint in lbs/MMBtu | FALSE | L | Annual | Fuel Consumed | TBtu | 0 | 0 | 0 | 0 | 0 | 0 | 0 | 0.016529
IL Fac. Spec. - NOX Rate Summer v3.1, Unit 606 and retrofits | 505 | 1797 | Rate Constraint in lbs/MMBtu | FALSE | L | Annual | Rate | lb/MMBtu | 0 | 0 | 0 | 0 | 0 | 0 | 0 | 0.1418
IL Fac. Spec. - NOX Rate Summer v3.1, Unit 606 and retrofits | 505 | 1797 | Rate Constraint in lbs/MMBtu | FALSE | L | Annual | Generation | TWh | 0 | 0 | 0 | 0 | 0 | 0 | 0 | 0.0011835
IL Fac. Spec. - NOX Rate Summer v3.1, Unit 606 and retrofits | 505 | 1797 | Rate Constraint in lbs/MMBtu | FALSE | L | Annual | Qualifying Generation | TWh | 0 | 0 | 0 | 0 | 0 | 0 | 0 | 0.0011835
IL Fac. Spec. - NOX Rate Summer v3.1, Unit 606 and retrofits | 505 | 1797 | Rate Constraint in lbs/MMBtu | FALSE | L | Annual | Rate | lb/MWh | 0 | 0 | 0 | 0 | 0 | 0 | 0 | 1.9804
IL Fac. Spec. - NOX Rate Summer v3.1, Unit 606 and retrofits | 505 | 1797 | Rate Constraint in lbs/MMBtu | FALSE | L | Annual | Constraint Shadow Price | US2016$/Ton | 0 | 0 | 0 | 0 | 0 | 0 | 0 | 0
IL Fac. Spec. - NOX Rate Summer v3.1, Unit 607 and retrofits | 506 | 1797 | Rate Constraint in lbs/MMBtu | FALSE | L | Annual | Seasons Included | Seasons | Summer | Summer | Summer | Summer | Summer | Summer | Summer | Summer
IL Fac. Spec. - NOX Rate Summer v3.1, Unit 607 and retrofits | 506 | 1797 | Rate Constraint in lbs/MMBtu | FALSE | L | Annual | Standard NOX | lb/MMBtu | 0.25 | 0.25 | 0.25 | 0.25 | 0.25 | 0.25 | 0.25 | 0.25
IL Fac. Spec. - NOX Rate Summer v3.1, Unit 607 and retrofits | 506 | 1797 | Rate Constraint in lbs/MMBtu | FALSE | L | Annual | Emissions at Affected Plants NOX | Thousand Tons | 0 | 0 | 0 | 0 | 0 | 0 | 0 | 0.0011971
IL Fac. Spec. - NOX Rate Summer v3.1, Unit 607 and retrofits | 506 | 1797 | Rate Constraint in lbs/MMBtu | FALSE | L | Annual | Allowances Purchased NOX | Thousand Tons | 0 | 0 | 0 | 0 | 0 | 0 | 0 | 0
IL Fac. Spec. - NOX Rate Summer v3.1, Unit 607 and retrofits | 506 | 1797 | Rate Constraint in lbs/MMBtu | FALSE | L | Annual | Allowances Sold NOX | Thousand Tons | 0 | 0 | 0 | 0 | 0 | 0 | 0 | 0
IL Fac. Spec. - NOX Rate Summer v3.1, Unit 607 and retrofits | 506 | 1797 | Rate Constraint in lbs/MMBtu | FALSE | L | Annual | Allowances Banked | Thousand Tons | 0 | 0 | 0 | 0 | 0 | 0 | 0 | 0
IL Fac. Spec. - NOX Rate Summer v3.1, Unit 607 and retrofits | 506 | 1797 | Rate Constraint in lbs/MMBtu | FALSE | L | Annual | Allowances Withdrawn (1:1) | Thousand Tons | 0 | 0 | 0 | 0 | 0 | 0 | 0 | 0
IL Fac. Spec. - NOX Rate Summer v3.1, Unit 607 and retrofits | 506 | 1797 | Rate Constraint in lbs/MMBtu | FALSE | L | Annual | Allowances Withdrawn (n:1) | Thousand Tons | 0 | 0 | 0 | 0 | 0 | 0 | 0 | 0
IL Fac. Spec. - NOX Rate Summer v3.1, Unit 607 and retrofits | 506 | 1797 | Rate Constraint in lbs/MMBtu | FALSE | L | Annual | Net Emissions Allowance Position | Thousand Tons | 0 | 0 | 0 | 0 | 0 | 0 | 0 | 0.0011971
IL Fac. Spec. - NOX Rate Summer v3.1, Unit 607 and retrofits | 506 | 1797 | Rate Constraint in lbs/MMBtu | FALSE | L | Annual | Fuel Consumed | TBtu | 0 | 0 | 0 | 0 | 0 | 0 | 0 | 0.016529
IL Fac. Spec. - NOX Rate Summer v3.1, Unit 607 and retrofits | 506 | 1797 | Rate Constraint in lbs/MMBtu | FALSE | L | Annual | Rate | lb/MMBtu | 0 | 0 | 0 | 0 | 0 | 0 | 0 | 0.14485
IL Fac. Spec. - NOX Rate Summer v3.1, Unit 607 and retrofits | 506 | 1797 | Rate Constraint in lbs/MMBtu | FALSE | L | Annual | Generation | TWh | 0 | 0 | 0 | 0 | 0 | 0 | 0 | 0.0011835
IL Fac. Spec. - NOX Rate Summer v3.1, Unit 607 and retrofits | 506 | 1797 | Rate Constraint in lbs/MMBtu | FALSE | L | Annual | Qualifying Generation | TWh | 0 | 0 | 0 | 0 | 0 | 0 | 0 | 0.0011835
IL Fac. Spec. - NOX Rate Summer v3.1, Unit 607 and retrofits | 506 | 1797 | Rate Constraint in lbs/MMBtu | FALSE | L | Annual | Rate | lb/MWh | 0 | 0 | 0 | 0 | 0 | 0 | 0 | 2.023
IL Fac. Spec. - NOX Rate Summer v3.1, Unit 607 and retrofits | 506 | 1797 | Rate Constraint in lbs/MMBtu | FALSE | L | Annual | Constraint Shadow Price | US2016$/Ton | 0 | 0 | 0 | 0 | 0 | 0 | 0 | 0
IL Fac. Spec. - NOX Rate Summer v3.1, Unit 608 and retrofits | 507 | 1797 | Rate Constraint in lbs/MMBtu | FALSE | L | Annual | Seasons Included | Seasons | Summer | Summer | Summer | Summer | Summer | Summer | Summer | Summer
IL Fac. Spec. - NOX Rate Summer v3.1, Unit 608 and retrofits | 507 | 1797 | Rate Constraint in lbs/MMBtu | FALSE | L | Annual | Standard NOX | lb/MMBtu | 0.25 | 0.25 | 0.25 | 0.25 | 0.25 | 0.25 | 0.25 | 0.25
IL Fac. Spec. - NOX Rate Summer v3.1, Unit 608 and retrofits | 507 | 1797 | Rate Constraint in lbs/MMBtu | FALSE | L | Annual | Emissions at Affected Plants NOX | Thousand Tons | 0.011251 | 0.0166 | 0.0166 | 0.02201 | 0.02201 | 0.02201 | 0.02201 | 0.02201
IL Fac. Spec. - NOX Rate Summer v3.1, Unit 608 and retrofits | 507 | 1797 | Rate Constraint in lbs/MMBtu | FALSE | L | Annual | Allowances Purchased NOX | Thousand Tons | 0 | 0 | 0 | 0 | 0 | 0 | 0 | 0
IL Fac. Spec. - NOX Rate Summer v3.1, Unit 608 and retrofits | 507 | 1797 | Rate Constraint in lbs/MMBtu | FALSE | L | Annual | Allowances Sold NOX | Thousand Tons | 0 | 0 | 0 | 0 | 0 | 0 | 0 | 0
IL Fac. Spec. - NOX Rate Summer v3.1, Unit 608 and retrofits | 507 | 1797 | Rate Constraint in lbs/MMBtu | FALSE | L | Annual | Allowances Banked | Thousand Tons | 0 | 0 | 0 | 0 | 0 | 0 | 0 | 0
IL Fac. Spec. - NOX Rate Summer v3.1, Unit 608 and retrofits | 507 | 1797 | Rate Constraint in lbs/MMBtu | FALSE | L | Annual | Allowances Withdrawn (1:1) | Thousand Tons | 0 | 0 | 0 | 0 | 0 | 0 | 0 | 0
IL Fac. Spec. - NOX Rate Summer v3.1, Unit 608 and retrofits | 507 | 1797 | Rate Constraint in lbs/MMBtu | FALSE | L | Annual | Allowances Withdrawn (n:1) | Thousand Tons | 0 | 0 | 0 | 0 | 0 | 0 | 0 | 0
IL Fac. Spec. - NOX Rate Summer v3.1, Unit 608 and retrofits | 507 | 1797 | Rate Constraint in lbs/MMBtu | FALSE | L | Annual | Net Emissions Allowance Position | Thousand Tons | 0.011251 | 0.0166 | 0.0166 | 0.02201 | 0.02201 | 0.02201 | 0.02201 | 0.02201
IL Fac. Spec. - NOX Rate Summer v3.1, Unit 608 and retrofits | 507 | 1797 | Rate Constraint in lbs/MMBtu | FALSE | L | Annual | Fuel Consumed | TBtu | 0.283 | 0.41755 | 0.41755 | 0.55364 | 0.55364 | 0.55364 | 0.55364 | 0.55364
IL Fac. Spec. - NOX Rate Summer v3.1, Unit 608 and retrofits | 507 | 1797 | Rate Constraint in lbs/MMBtu | FALSE | L | Annual | Rate | lb/MMBtu | 0.07951 | 0.07951 | 0.07951 | 0.07951 | 0.07951 | 0.07951 | 0.07951 | 0.07951
IL Fac. Spec. - NOX Rate Summer v3.1, Unit 608 and retrofits | 507 | 1797 | Rate Constraint in lbs/MMBtu | FALSE | L | Annual | Generation | TWh | 0.026338 | 0.03886 | 0.03886 | 0.051525 | 0.051525 | 0.051525 | 0.051525 | 0.051525
IL Fac. Spec. - NOX Rate Summer v3.1, Unit 608 and retrofits | 507 | 1797 | Rate Constraint in lbs/MMBtu | FALSE | L | Annual | Qualifying Generation | TWh | 0.026338 | 0.03886 | 0.03886 | 0.051525 | 0.051525 | 0.051525 | 0.051525 | 0.051525
IL Fac. Spec. - NOX Rate Summer v3.1, Unit 608 and retrofits | 507 | 1797 | Rate Constraint in lbs/MMBtu | FALSE | L | Annual | Rate | lb/MWh | 0.85433 | 0.85433 | 0.85433 | 0.85433 | 0.85433 | 0.85433 | 0.85433 | 0.85433
IL Fac. Spec. - NOX Rate Summer v3.1, Unit 608 and retrofits | 507 | 1797 | Rate Constraint in lbs/MMBtu | FALSE | L | Annual | Constraint Shadow Price | US2016$/Ton | 0 | 0 | 0 | 0 | 0 | 0 | 0 | 0
IL Fac. Spec. - NOX Rate Summer v3.1, Unit 609 and retrofits | 508 | 1797 | Rate Constraint in lbs/MMBtu | FALSE | L | Annual | Seasons Included | Seasons | Summer | Summer | Summer | Summer | Summer | Summer | Summer | Summer
IL Fac. Spec. - NOX Rate Summer v3.1, Unit 609 and retrofits | 508 | 1797 | Rate Constraint in lbs/MMBtu | FALSE | L | Annual | Standard NOX | lb/MMBtu | 0.25 | 0.25 | 0.25 | 0.25 | 0.25 | 0.25 | 0.25 | 0.25
IL Fac. Spec. - NOX Rate Summer v3.1, Unit 609 and retrofits | 508 | 1797 | Rate Constraint in lbs/MMBtu | FALSE | L | Annual | Emissions at Affected Plants NOX | Thousand Tons | 0.011918 | 0.017583 | 0.02028 | 0.023314 | 0.023314 | 0.023314 | 0.023314 | 0.023314
IL Fac. Spec. - NOX Rate Summer v3.1, Unit 609 and retrofits | 508 | 1797 | Rate Constraint in lbs/MMBtu | FALSE | L | Annual | Allowances Purchased NOX | Thousand Tons | 0 | 0 | 0 | 0 | 0 | 0 | 0 | 0
IL Fac. Spec. - NOX Rate Summer v3.1, Unit 609 and retrofits | 508 | 1797 | Rate Constraint in lbs/MMBtu | FALSE | L | Annual | Allowances Sold NOX | Thousand Tons | 0 | 0 | 0 | 0 | 0 | 0 | 0 | 0
IL Fac. Spec. - NOX Rate Summer v3.1, Unit 609 and retrofits | 508 | 1797 | Rate Constraint in lbs/MMBtu | FALSE | L | Annual | Allowances Banked | Thousand Tons | 0 | 0 | 0 | 0 | 0 | 0 | 0 | 0
IL Fac. Spec. - NOX Rate Summer v3.1, Unit 609 and retrofits | 508 | 1797 | Rate Constraint in lbs/MMBtu | FALSE | L | Annual | Allowances Withdrawn (1:1) | Thousand Tons | 0 | 0 | 0 | 0 | 0 | 0 | 0 | 0
IL Fac. Spec. - NOX Rate Summer v3.1, Unit 609 and retrofits | 508 | 1797 | Rate Constraint in lbs/MMBtu | FALSE | L | Annual | Allowances Withdrawn (n:1) | Thousand Tons | 0 | 0 | 0 | 0 | 0 | 0 | 0 | 0
IL Fac. Spec. - NOX Rate Summer v3.1, Unit 609 and retrofits | 508 | 1797 | Rate Constraint in lbs/MMBtu | FALSE | L | Annual | Net Emissions Allowance Position | Thousand Tons | 0.011918 | 0.017583 | 0.02028 | 0.023314 | 0.023314 | 0.023314 | 0.023314 | 0.023314
IL Fac. Spec. - NOX Rate Summer v3.1, Unit 609 and retrofits | 508 | 1797 | Rate Constraint in lbs/MMBtu | FALSE | L | Annual | Fuel Consumed | TBtu | 0.29525 | 0.43561 | 0.50241 | 0.57758 | 0.57758 | 0.57758 | 0.57758 | 0.57758
IL Fac. Spec. - NOX Rate Summer v3.1, Unit 609 and retrofits | 508 | 1797 | Rate Constraint in lbs/MMBtu | FALSE | L | Annual | Rate | lb/MMBtu | 0.08073 | 0.08073 | 0.08073 | 0.08073 | 0.08073 | 0.08073 | 0.08073 | 0.08073
IL Fac. Spec. - NOX Rate Summer v3.1, Unit 609 and retrofits | 508 | 1797 | Rate Constraint in lbs/MMBtu | FALSE | L | Annual | Generation | TWh | 0.027477 | 0.040541 | 0.046758 | 0.053754 | 0.053754 | 0.053754 | 0.053754 | 0.053754
IL Fac. Spec. - NOX Rate Summer v3.1, Unit 609 and retrofits | 508 | 1797 | Rate Constraint in lbs/MMBtu | FALSE | L | Annual | Qualifying Generation | TWh | 0.027477 | 0.040541 | 0.046758 | 0.053754 | 0.053754 | 0.053754 | 0.053754 | 0.053754
IL Fac. Spec. - NOX Rate Summer v3.1, Unit 609 and retrofits | 508 | 1797 | Rate Constraint in lbs/MMBtu | FALSE | L | Annual | Rate | lb/MWh | 0.86744 | 0.86744 | 0.86744 | 0.86744 | 0.86744 | 0.86744 | 0.86744 | 0.86744
IL Fac. Spec. - NOX Rate Summer v3.1, Unit 609 and retrofits | 508 | 1797 | Rate Constraint in lbs/MMBtu | FALSE | L | Annual | Constraint Shadow Price | US2016$/Ton | 0 | 0 | 0 | 0 | 0 | 0 | 0 | 0
IL Fac. Spec. - NOX Rate Summer v3.1, Unit 610 and retrofits | 509 | 1797 | Rate Constraint in lbs/MMBtu | FALSE | L | Annual | Seasons Included | Seasons | Summer | Summer | Summer | Summer | Summer | Summer | Summer | Summer
IL Fac. Spec. - NOX Rate Summer v3.1, Unit 610 and retrofits | 509 | 1797 | Rate Constraint in lbs/MMBtu | FALSE | L | Annual | Standard NOX | lb/MMBtu | 0.25 | 0.25 | 0.25 | 0.25 | 0.25 | 0.25 | 0.25 | 0.25
IL Fac. Spec. - NOX Rate Summer v3.1, Unit 610 and retrofits | 509 | 1797 | Rate Constraint in lbs/MMBtu | FALSE | L | Annual | Emissions at Affected Plants NOX | Thousand Tons | 0 | 0 | 0 | 0 | 0 | 0 | 0 | 0
IL Fac. Spec. - NOX Rate Summer v3.1, Unit 610 and retrofits | 509 | 1797 | Rate Constraint in lbs/MMBtu | FALSE | L | Annual | Allowances Purchased NOX | Thousand Tons | 0 | 0 | 0 | 0 | 0 | 0 | 0 | 0
IL Fac. Spec. - NOX Rate Summer v3.1, Unit 610 and retrofits | 509 | 1797 | Rate Constraint in lbs/MMBtu | FALSE | L | Annual | Allowances Sold NOX | Thousand Tons | 0 | 0 | 0 | 0 | 0 | 0 | 0 | 0
IL Fac. Spec. - NOX Rate Summer v3.1, Unit 610 and retrofits | 509 | 1797 | Rate Constraint in lbs/MMBtu | FALSE | L | Annual | Allowances Banked | Thousand Tons | 0 | 0 | 0 | 0 | 0 | 0 | 0 | 0
IL Fac. Spec. - NOX Rate Summer v3.1, Unit 610 and retrofits | 509 | 1797 | Rate Constraint in lbs/MMBtu | FALSE | L | Annual | Allowances Withdrawn (1:1) | Thousand Tons | 0 | 0 | 0 | 0 | 0 | 0 | 0 | 0
IL Fac. Spec. - NOX Rate Summer v3.1, Unit 610 and retrofits | 509 | 1797 | Rate Constraint in lbs/MMBtu | FALSE | L | Annual | Allowances Withdrawn (n:1) | Thousand Tons | 0 | 0 | 0 | 0 | 0 | 0 | 0 | 0
IL Fac. Spec. - NOX Rate Summer v3.1, Unit 610 and retrofits | 509 | 1797 | Rate Constraint in lbs/MMBtu | FALSE | L | Annual | Net Emissions Allowance Position | Thousand Tons | 0 | 0 | 0 | 0 | 0 | 0 | 0 | 0
IL Fac. Spec. - NOX Rate Summer v3.1, Unit 610 and retrofits | 509 | 1797 | Rate Constraint in lbs/MMBtu | FALSE | L | Annual | Fuel Consumed | TBtu | 0 | 0 | 0 | 0 | 0 | 0 | 0 | 0
IL Fac. Spec. - NOX Rate Summer v3.1, Unit 610 and retrofits | 509 | 1797 | Rate Constraint in lbs/MMBtu | FALSE | L | Annual | Rate | lb/MMBtu | 0 | 0 | 0 | 0 | 0 | 0 | 0 | 0
IL Fac. Spec. - NOX Rate Summer v3.1, Unit 610 and retrofits | 509 | 1797 | Rate Constraint in lbs/MMBtu | FALSE | L | Annual | Generation | TWh | 0 | 0 | 0 | 0 | 0 | 0 | 0 | 0
IL Fac. Spec. - NOX Rate Summer v3.1, Unit 610 and retrofits | 509 | 1797 | Rate Constraint in lbs/MMBtu | FALSE | L | Annual | Qualifying Generation | TWh | 0 | 0 | 0 | 0 | 0 | 0 | 0 | 0
IL Fac. Spec. - NOX Rate Summer v3.1, Unit 610 and retrofits | 509 | 1797 | Rate Constraint in lbs/MMBtu | FALSE | L | Annual | Rate | lb/MWh | 0 | 0 | 0 | 0 | 0 | 0 | 0 | 0
IL Fac. Spec. - NOX Rate Summer v3.1, Unit 610 and retrofits | 509 | 1797 | Rate Constraint in lbs/MMBtu | FALSE | L | Annual | Constraint Shadow Price | US2016$/Ton | 0 | 0 | 0 | 0 | 0 | 0 | 0 | 0
IL Fac. Spec. - NOX Rate Summer v3.1, Unit 611 and retrofits | 510 | 1797 | Rate Constraint in lbs/MMBtu | FALSE | L | Annual | Seasons Included | Seasons | Summer | Summer | Summer | Summer | Summer | Summer | Summer | Summer
IL Fac. Spec. - NOX Rate Summer v3.1, Unit 611 and retrofits | 510 | 1797 | Rate Constraint in lbs/MMBtu | FALSE | L | Annual | Standard NOX | lb/MMBtu | 0.25 | 0.25 | 0.25 | 0.25 | 0.25 | 0.25 | 0.25 | 0.25
IL Fac. Spec. - NOX Rate Summer v3.1, Unit 611 and retrofits | 510 | 1797 | Rate Constraint in lbs/MMBtu | FALSE | L | Annual | Emissions at Affected Plants NOX | Thousand Tons | 0 | 0 | 0 | 0 | 0 | 0 | 0 | 0
IL Fac. Spec. - NOX Rate Summer v3.1, Unit 611 and retrofits | 510 | 1797 | Rate Constraint in lbs/MMBtu | FALSE | L | Annual | Allowances Purchased NOX | Thousand Tons | 0 | 0 | 0 | 0 | 0 | 0 | 0 | 0
IL Fac. Spec. - NOX Rate Summer v3.1, Unit 611 and retrofits | 510 | 1797 | Rate Constraint in lbs/MMBtu | FALSE | L | Annual | Allowances Sold NOX | Thousand Tons | 0 | 0 | 0 | 0 | 0 | 0 | 0 | 0
IL Fac. Spec. - NOX Rate Summer v3.1, Unit 611 and retrofits | 510 | 1797 | Rate Constraint in lbs/MMBtu | FALSE | L | Annual | Allowances Banked | Thousand Tons | 0 | 0 | 0 | 0 | 0 | 0 | 0 | 0
IL Fac. Spec. - NOX Rate Summer v3.1, Unit 611 and retrofits | 510 | 1797 | Rate Constraint in lbs/MMBtu | FALSE | L | Annual | Allowances Withdrawn (1:1) | Thousand Tons | 0 | 0 | 0 | 0 | 0 | 0 | 0 | 0
IL Fac. Spec. - NOX Rate Summer v3.1, Unit 611 and retrofits | 510 | 1797 | Rate Constraint in lbs/MMBtu | FALSE | L | Annual | Allowances Withdrawn (n:1) | Thousand Tons | 0 | 0 | 0 | 0 | 0 | 0 | 0 | 0
IL Fac. Spec. - NOX Rate Summer v3.1, Unit 611 and retrofits | 510 | 1797 | Rate Constraint in lbs/MMBtu | FALSE | L | Annual | Net Emissions Allowance Position | Thousand Tons | 0 | 0 | 0 | 0 | 0 | 0 | 0 | 0
IL Fac. Spec. - NOX Rate Summer v3.1, Unit 611 and retrofits | 510 | 1797 | Rate Constraint in lbs/MMBtu | FALSE | L | Annual | Fuel Consumed | TBtu | 0 | 0 | 0 | 0 | 0 | 0 | 0 | 0
IL Fac. Spec. - NOX Rate Summer v3.1, Unit 611 and retrofits | 510 | 1797 | Rate Constraint in lbs/MMBtu | FALSE | L | Annual | Rate | lb/MMBtu | 0 | 0 | 0 | 0 | 0 | 0 | 0 | 0
IL Fac. Spec. - NOX Rate Summer v3.1, Unit 611 and retrofits | 510 | 1797 | Rate Constraint in lbs/MMBtu | FALSE | L | Annual | Generation | TWh | 0 | 0 | 0 | 0 | 0 | 0 | 0 | 0
IL Fac. Spec. - NOX Rate Summer v3.1, Unit 611 and retrofits | 510 | 1797 | Rate Constraint in lbs/MMBtu | FALSE | L | Annual | Qualifying Generation | TWh | 0 | 0 | 0 | 0 | 0 | 0 | 0 | 0
IL Fac. Spec. - NOX Rate Summer v3.1, Unit 611 and retrofits | 510 | 1797 | Rate Constraint in lbs/MMBtu | FALSE | L | Annual | Rate | lb/MWh | 0 | 0 | 0 | 0 | 0 | 0 | 0 | 0
IL Fac. Spec. - NOX Rate Summer v3.1, Unit 611 and retrofits | 510 | 1797 | Rate Constraint in lbs/MMBtu | FALSE | L | Annual | Constraint Shadow Price | US2016$/Ton | 0 | 0 | 0 | 0 | 0 | 0 | 0 | 0
IL Fac. Spec. - NOX Rate Summer v3.1, Unit 612 and retrofits | 511 | 1797 | Rate Constraint in lbs/MMBtu | FALSE | L | Annual | Seasons Included | Seasons | Summer | Summer | Summer | Summer | Summer | Summer | Summer | Summer
IL Fac. Spec. - NOX Rate Summer v3.1, Unit 612 and retrofits | 511 | 1797 | Rate Constraint in lbs/MMBtu | FALSE | L | Annual | Standard NOX | lb/MMBtu | 0.25 | 0.25 | 0.25 | 0.25 | 0.25 | 0.25 | 0.25 | 0.25
IL Fac. Spec. - NOX Rate Summer v3.1, Unit 612 and retrofits | 511 | 1797 | Rate Constraint in lbs/MMBtu | FALSE | L | Annual | Emissions at Affected Plants NOX | Thousand Tons | 0 | 0 | 0 | 0 | 0 | 0 | 0 | 0
IL Fac. Spec. - NOX Rate Summer v3.1, Unit 612 and retrofits | 511 | 1797 | Rate Constraint in lbs/MMBtu | FALSE | L | Annual | Allowances Purchased NOX | Thousand Tons | 0 | 0 | 0 | 0 | 0 | 0 | 0 | 0
IL Fac. Spec. - NOX Rate Summer v3.1, Unit 612 and retrofits | 511 | 1797 | Rate Constraint in lbs/MMBtu | FALSE | L | Annual | Allowances Sold NOX | Thousand Tons | 0 | 0 | 0 | 0 | 0 | 0 | 0 | 0
IL Fac. Spec. - NOX Rate Summer v3.1, Unit 612 and retrofits | 511 | 1797 | Rate Constraint in lbs/MMBtu | FALSE | L | Annual | Allowances Banked | Thousand Tons | 0 | 0 | 0 | 0 | 0 | 0 | 0 | 0
IL Fac. Spec. - NOX Rate Summer v3.1, Unit 612 and retrofits | 511 | 1797 | Rate Constraint in lbs/MMBtu | FALSE | L | Annual | Allowances Withdrawn (1:1) | Thousand Tons | 0 | 0 | 0 | 0 | 0 | 0 | 0 | 0
IL Fac. Spec. - NOX Rate Summer v3.1, Unit 612 and retrofits | 511 | 1797 | Rate Constraint in lbs/MMBtu | FALSE | L | Annual | Allowances Withdrawn (n:1) | Thousand Tons | 0 | 0 | 0 | 0 | 0 | 0 | 0 | 0
IL Fac. Spec. - NOX Rate Summer v3.1, Unit 612 and retrofits | 511 | 1797 | Rate Constraint in lbs/MMBtu | FALSE | L | Annual | Net Emissions Allowance Position | Thousand Tons | 0 | 0 | 0 | 0 | 0 | 0 | 0 | 0
IL Fac. Spec. - NOX Rate Summer v3.1, Unit 612 and retrofits | 511 | 1797 | Rate Constraint in lbs/MMBtu | FALSE | L | Annual | Fuel Consumed | TBtu | 0 | 0 | 0 | 0 | 0 | 0 | 0 | 0
IL Fac. Spec. - NOX Rate Summer v3.1, Unit 612 and retrofits | 511 | 1797 | Rate Constraint in lbs/MMBtu | FALSE | L | Annual | Rate | lb/MMBtu | 0 | 0 | 0 | 0 | 0 | 0 | 0 | 0
IL Fac. Spec. - NOX Rate Summer v3.1, Unit 612 and retrofits | 511 | 1797 | Rate Constraint in lbs/MMBtu | FALSE | L | Annual | Generation | TWh | 0 | 0 | 0 | 0 | 0 | 0 | 0 | 0
IL Fac. Spec. - NOX Rate Summer v3.1, Unit 612 and retrofits | 511 | 1797 | Rate Constraint in lbs/MMBtu | FALSE | L | Annual | Qualifying Generation | TWh | 0 | 0 | 0 | 0 | 0 | 0 | 0 | 0
IL Fac. Spec. - NOX Rate Summer v3.1, Unit 612 and retrofits | 511 | 1797 | Rate Constraint in lbs/MMBtu | FALSE | L | Annual | Rate | lb/MWh | 0 | 0 | 0 | 0 | 0 | 0 | 0 | 0
IL Fac. Spec. - NOX Rate Summer v3.1, Unit 612 and retrofits | 511 | 1797 | Rate Constraint in lbs/MMBtu | FALSE | L | Annual | Constraint Shadow Price | US2016$/Ton | 0 | 0 | 0 | 0 | 0 | 0 | 0 | 0
IL Fac. Spec. - NOX Rate Summer v3.1, Unit 613 and retrofits | 512 | 1797 | Rate Constraint in lbs/MMBtu | FALSE | L | Annual | Seasons Included | Seasons | Summer | Summer | Summer | Summer | Summer | Summer | Summer | Summer
IL Fac. Spec. - NOX Rate Summer v3.1, Unit 613 and retrofits | 512 | 1797 | Rate Constraint in lbs/MMBtu | FALSE | L | Annual | Standard NOX | lb/MMBtu | 0.25 | 0.25 | 0.25 | 0.25 | 0.25 | 0.25 | 0.25 | 0.25
IL Fac. Spec. - NOX Rate Summer v3.1, Unit 613 and retrofits | 512 | 1797 | Rate Constraint in lbs/MMBtu | FALSE | L | Annual | Emissions at Affected Plants NOX | Thousand Tons | 0 | 0 | 0 | 0 | 0 | 0 | 0 | 0
IL Fac. Spec. - NOX Rate Summer v3.1, Unit 613 and retrofits | 512 | 1797 | Rate Constraint in lbs/MMBtu | FALSE | L | Annual | Allowances Purchased NOX | Thousand Tons | 0 | 0 | 0 | 0 | 0 | 0 | 0 | 0
IL Fac. Spec. - NOX Rate Summer v3.1, Unit 613 and retrofits | 512 | 1797 | Rate Constraint in lbs/MMBtu | FALSE | L | Annual | Allowances Sold NOX | Thousand Tons | 0 | 0 | 0 | 0 | 0 | 0 | 0 | 0
IL Fac. Spec. - NOX Rate Summer v3.1, Unit 613 and retrofits | 512 | 1797 | Rate Constraint in lbs/MMBtu | FALSE | L | Annual | Allowances Banked | Thousand Tons | 0 | 0 | 0 | 0 | 0 | 0 | 0 | 0
IL Fac. Spec. - NOX Rate Summer v3.1, Unit 613 and retrofits | 512 | 1797 | Rate Constraint in lbs/MMBtu | FALSE | L | Annual | Allowances Withdrawn (1:1) | Thousand Tons | 0 | 0 | 0 | 0 | 0 | 0 | 0 | 0
IL Fac. Spec. - NOX Rate Summer v3.1, Unit 613 and retrofits | 512 | 1797 | Rate Constraint in lbs/MMBtu | FALSE | L | Annual | Allowances Withdrawn (n:1) | Thousand Tons | 0 | 0 | 0 | 0 | 0 | 0 | 0 | 0
IL Fac. Spec. - NOX Rate Summer v3.1, Unit 613 and retrofits | 512 | 1797 | Rate Constraint in lbs/MMBtu | FALSE | L | Annual | Net Emissions Allowance Position | Thousand Tons | 0 | 0 | 0 | 0 | 0 | 0 | 0 | 0
IL Fac. Spec. - NOX Rate Summer v3.1, Unit 613 and retrofits | 512 | 1797 | Rate Constraint in lbs/MMBtu | FALSE | L | Annual | Fuel Consumed | TBtu | 0 | 0 | 0 | 0 | 0 | 0 | 0 | 0
IL Fac. Spec. - NOX Rate Summer v3.1, Unit 613 and retrofits | 512 | 1797 | Rate Constraint in lbs/MMBtu | FALSE | L | Annual | Rate | lb/MMBtu | 0 | 0 | 0 | 0 | 0 | 0 | 0 | 0
IL Fac. Spec. - NOX Rate Summer v3.1, Unit 613 and retrofits | 512 | 1797 | Rate Constraint in lbs/MMBtu | FALSE | L | Annual | Generation | TWh | 0 | 0 | 0 | 0 | 0 | 0 | 0 | 0
IL Fac. Spec. - NOX Rate Summer v3.1, Unit 613 and retrofits | 512 | 1797 | Rate Constraint in lbs/MMBtu | FALSE | L | Annual | Qualifying Generation | TWh | 0 | 0 | 0 | 0 | 0 | 0 | 0 | 0
IL Fac. Spec. - NOX Rate Summer v3.1, Unit 613 and retrofits | 512 | 1797 | Rate Constraint in lbs/MMBtu | FALSE | L | Annual | Rate | lb/MWh | 0 | 0 | 0 | 0 | 0 | 0 | 0 | 0
IL Fac. Spec. - NOX Rate Summer v3.1, Unit 613 and retrofits | 512 | 1797 | Rate Constraint in lbs/MMBtu | FALSE | L | Annual | Constraint Shadow Price | US2016$/Ton | 0 | 0 | 0 | 0 | 0 | 0 | 0 | 0
IL Fac. Spec. - NOX Rate Summer v3.1, Unit 614 and retrofits | 513 | 1797 | Rate Constraint in lbs/MMBtu | FALSE | L | Annual | Seasons Included | Seasons | Summer | Summer | Summer | Summer | Summer | Summer | Summer | Summer
IL Fac. Spec. - NOX Rate Summer v3.1, Unit 614 and retrofits | 513 | 1797 | Rate Constraint in lbs/MMBtu | FALSE | L | Annual | Standard NOX | lb/MMBtu | 0.25 | 0.25 | 0.25 | 0.25 | 0.25 | 0.25 | 0.25 | 0.25
IL Fac. Spec. - NOX Rate Summer v3.1, Unit 614 and retrofits | 513 | 1797 | Rate Constraint in lbs/MMBtu | FALSE | L | Annual | Emissions at Affected Plants NOX | Thousand Tons | 0 | 0 | 0 | 0 | 0 | 0 | 0 | 0
IL Fac. Spec. - NOX Rate Summer v3.1, Unit 614 and retrofits | 513 | 1797 | Rate Constraint in lbs/MMBtu | FALSE | L | Annual | Allowances Purchased NOX | Thousand Tons | 0 | 0 | 0 | 0 | 0 | 0 | 0 | 0
IL Fac. Spec. - NOX Rate Summer v3.1, Unit 614 and retrofits | 513 | 1797 | Rate Constraint in lbs/MMBtu | FALSE | L | Annual | Allowances Sold NOX | Thousand Tons | 0 | 0 | 0 | 0 | 0 | 0 | 0 | 0
IL Fac. Spec. - NOX Rate Summer v3.1, Unit 614 and retrofits | 513 | 1797 | Rate Constraint in lbs/MMBtu | FALSE | L | Annual | Allowances Banked | Thousand Tons | 0 | 0 | 0 | 0 | 0 | 0 | 0 | 0
IL Fac. Spec. - NOX Rate Summer v3.1, Unit 614 and retrofits | 513 | 1797 | Rate Constraint in lbs/MMBtu | FALSE | L | Annual | Allowances Withdrawn (1:1) | Thousand Tons | 0 | 0 | 0 | 0 | 0 | 0 | 0 | 0
IL Fac. Spec. - NOX Rate Summer v3.1, Unit 614 and retrofits | 513 | 1797 | Rate Constraint in lbs/MMBtu | FALSE | L | Annual | Allowances Withdrawn (n:1) | Thousand Tons | 0 | 0 | 0 | 0 | 0 | 0 | 0 | 0
IL Fac. Spec. - NOX Rate Summer v3.1, Unit 614 and retrofits | 513 | 1797 | Rate Constraint in lbs/MMBtu | FALSE | L | Annual | Net Emissions Allowance Position | Thousand Tons | 0 | 0 | 0 | 0 | 0 | 0 | 0 | 0
IL Fac. Spec. - NOX Rate Summer v3.1, Unit 614 and retrofits | 513 | 1797 | Rate Constraint in lbs/MMBtu | FALSE | L | Annual | Fuel Consumed | TBtu | 0 | 0 | 0 | 0 | 0 | 0 | 0 | 0
IL Fac. Spec. - NOX Rate Summer v3.1, Unit 614 and retrofits | 513 | 1797 | Rate Constraint in lbs/MMBtu | FALSE | L | Annual | Rate | lb/MMBtu | 0 | 0 | 0 | 0 | 0 | 0 | 0 | 0
IL Fac. Spec. - NOX Rate Summer v3.1, Unit 614 and retrofits | 513 | 1797 | Rate Constraint in lbs/MMBtu | FALSE | L | Annual | Generation | TWh | 0 | 0 | 0 | 0 | 0 | 0 | 0 | 0
IL Fac. Spec. - NOX Rate Summer v3.1, Unit 614 and retrofits | 513 | 1797 | Rate Constraint in lbs/MMBtu | FALSE | L | Annual | Qualifying Generation | TWh | 0 | 0 | 0 | 0 | 0 | 0 | 0 | 0
IL Fac. Spec. - NOX Rate Summer v3.1, Unit 614 and retrofits | 513 | 1797 | Rate Constraint in lbs/MMBtu | FALSE | L | Annual | Rate | lb/MWh | 0 | 0 | 0 | 0 | 0 | 0 | 0 | 0
IL Fac. Spec. - NOX Rate Summer v3.1, Unit 614 and retrofits | 513 | 1797 | Rate Constraint in lbs/MMBtu | FALSE | L | Annual | Constraint Shadow Price | US2016$/Ton | 0 | 0 | 0 | 0 | 0 | 0 | 0 | 0
IL Fac. Spec. - NOX Rate Summer v3.1, Unit 615 and retrofits | 514 | 1797 | Rate Constraint in lbs/MMBtu | FALSE | L | Annual | Seasons Included | Seasons | Summer | Summer | Summer | Summer | Summer | Summer | Summer | Summer
IL Fac. Spec. - NOX Rate Summer v3.1, Unit 615 and retrofits | 514 | 1797 | Rate Constraint in lbs/MMBtu | FALSE | L | Annual | Standard NOX | lb/MMBtu | 0.25 | 0.25 | 0.25 | 0.25 | 0.25 | 0.25 | 0.25 | 0.25
IL Fac. Spec. - NOX Rate Summer v3.1, Unit 615 and retrofits | 514 | 1797 | Rate Constraint in lbs/MMBtu | FALSE | L | Annual | Emissions at Affected Plants NOX | Thousand Tons | 0 | 0 | 0 | 0 | 0 | 0 | 0 | 0
IL Fac. Spec. - NOX Rate Summer v3.1, Unit 615 and retrofits | 514 | 1797 | Rate Constraint in lbs/MMBtu | FALSE | L | Annual | Allowances Purchased NOX | Thousand Tons | 0 | 0 | 0 | 0 | 0 | 0 | 0 | 0
IL Fac. Spec. - NOX Rate Summer v3.1, Unit 615 and retrofits | 514 | 1797 | Rate Constraint in lbs/MMBtu | FALSE | L | Annual | Allowances Sold NOX | Thousand Tons | 0 | 0 | 0 | 0 | 0 | 0 | 0 | 0
IL Fac. Spec. - NOX Rate Summer v3.1, Unit 615 and retrofits | 514 | 1797 | Rate Constraint in lbs/MMBtu | FALSE | L | Annual | Allowances Banked | Thousand Tons | 0 | 0 | 0 | 0 | 0 | 0 | 0 | 0
IL Fac. Spec. - NOX Rate Summer v3.1, Unit 615 and retrofits | 514 | 1797 | Rate Constraint in lbs/MMBtu | FALSE | L | Annual | Allowances Withdrawn (1:1) | Thousand Tons | 0 | 0 | 0 | 0 | 0 | 0 | 0 | 0
IL Fac. Spec. - NOX Rate Summer v3.1, Unit 615 and retrofits | 514 | 1797 | Rate Constraint in lbs/MMBtu | FALSE | L | Annual | Allowances Withdrawn (n:1) | Thousand Tons | 0 | 0 | 0 | 0 | 0 | 0 | 0 | 0
IL Fac. Spec. - NOX Rate Summer v3.1, Unit 615 and retrofits | 514 | 1797 | Rate Constraint in lbs/MMBtu | FALSE | L | Annual | Net Emissions Allowance Position | Thousand Tons | 0 | 0 | 0 | 0 | 0 | 0 | 0 | 0
IL Fac. Spec. - NOX Rate Summer v3.1, Unit 615 and retrofits | 514 | 1797 | Rate Constraint in lbs/MMBtu | FALSE | L | Annual | Fuel Consumed | TBtu | 0 | 0 | 0 | 0 | 0 | 0 | 0 | 0
IL Fac. Spec. - NOX Rate Summer v3.1, Unit 615 and retrofits | 514 | 1797 | Rate Constraint in lbs/MMBtu | FALSE | L | Annual | Rate | lb/MMBtu | 0 | 0 | 0 | 0 | 0 | 0 | 0 | 0
IL Fac. Spec. - NOX Rate Summer v3.1, Unit 615 and retrofits | 514 | 1797 | Rate Constraint in lbs/MMBtu | FALSE | L | Annual | Generation | TWh | 0 | 0 | 0 | 0 | 0 | 0 | 0 | 0
IL Fac. Spec. - NOX Rate Summer v3.1, Unit 615 and retrofits | 514 | 1797 | Rate Constraint in lbs/MMBtu | FALSE | L | Annual | Qualifying Generation | TWh | 0 | 0 | 0 | 0 | 0 | 0 | 0 | 0
IL Fac. Spec. - NOX Rate Summer v3.1, Unit 615 and retrofits | 514 | 1797 | Rate Constraint in lbs/MMBtu | FALSE | L | Annual | Rate | lb/MWh | 0 | 0 | 0 | 0 | 0 | 0 | 0 | 0
IL Fac. Spec. - NOX Rate Summer v3.1, Unit 615 and retrofits | 514 | 1797 | Rate Constraint in lbs/MMBtu | FALSE | L | Annual | Constraint Shadow Price | US2016$/Ton | 0 | 0 | 0 | 0 | 0 | 0 | 0 | 0
IL Fac. Spec. - NOX Rate Summer v3.1, Unit 616 and retrofits | 515 | 1797 | Rate Constraint in lbs/MMBtu | FALSE | L | Annual | Seasons Included | Seasons | Summer | Summer | Summer | Summer | Summer | Summer | Summer | Summer
IL Fac. Spec. - NOX Rate Summer v3.1, Unit 616 and retrofits | 515 | 1797 | Rate Constraint in lbs/MMBtu | FALSE | L | Annual | Standard NOX | lb/MMBtu | 0.25 | 0.25 | 0.25 | 0.25 | 0.25 | 0.25 | 0.25 | 0.25
IL Fac. Spec. - NOX Rate Summer v3.1, Unit 616 and retrofits | 515 | 1797 | Rate Constraint in lbs/MMBtu | FALSE | L | Annual | Emissions at Affected Plants NOX | Thousand Tons | 0 | 0 | 0 | 0 | 0 | 0 | 0 | 0
IL Fac. Spec. - NOX Rate Summer v3.1, Unit 616 and retrofits | 515 | 1797 | Rate Constraint in lbs/MMBtu | FALSE | L | Annual | Allowances Purchased NOX | Thousand Tons | 0 | 0 | 0 | 0 | 0 | 0 | 0 | 0
IL Fac. Spec. - NOX Rate Summer v3.1, Unit 616 and retrofits | 515 | 1797 | Rate Constraint in lbs/MMBtu | FALSE | L | Annual | Allowances Sold NOX | Thousand Tons | 0 | 0 | 0 | 0 | 0 | 0 | 0 | 0
IL Fac. Spec. - NOX Rate Summer v3.1, Unit 616 and retrofits | 515 | 1797 | Rate Constraint in lbs/MMBtu | FALSE | L | Annual | Allowances Banked | Thousand Tons | 0 | 0 | 0 | 0 | 0 | 0 | 0 | 0
IL Fac. Spec. - NOX Rate Summer v3.1, Unit 616 and retrofits | 515 | 1797 | Rate Constraint in lbs/MMBtu | FALSE | L | Annual | Allowances Withdrawn (1:1) | Thousand Tons | 0 | 0 | 0 | 0 | 0 | 0 | 0 | 0
IL Fac. Spec. - NOX Rate Summer v3.1, Unit 616 and retrofits | 515 | 1797 | Rate Constraint in lbs/MMBtu | FALSE | L | Annual | Allowances Withdrawn (n:1) | Thousand Tons | 0 | 0 | 0 | 0 | 0 | 0 | 0 | 0
IL Fac. Spec. - NOX Rate Summer v3.1, Unit 616 and retrofits | 515 | 1797 | Rate Constraint in lbs/MMBtu | FALSE | L | Annual | Net Emissions Allowance Position | Thousand Tons | 0 | 0 | 0 | 0 | 0 | 0 | 0 | 0
IL Fac. Spec. - NOX Rate Summer v3.1, Unit 616 and retrofits | 515 | 1797 | Rate Constraint in lbs/MMBtu | FALSE | L | Annual | Fuel Consumed | TBtu | 0 | 0 | 0 | 0 | 0 | 0 | 0 | 0
IL Fac. Spec. - NOX Rate Summer v3.1, Unit 616 and retrofits | 515 | 1797 | Rate Constraint in lbs/MMBtu | FALSE | L | Annual | Rate | lb/MMBtu | 0 | 0 | 0 | 0 | 0 | 0 | 0 | 0
IL Fac. Spec. - NOX Rate Summer v3.1, Unit 616 and retrofits | 515 | 1797 | Rate Constraint in lbs/MMBtu | FALSE | L | Annual | Generation | TWh | 0 | 0 | 0 | 0 | 0 | 0 | 0 | 0
IL Fac. Spec. - NOX Rate Summer v3.1, Unit 616 and retrofits | 515 | 1797 | Rate Constraint in lbs/MMBtu | FALSE | L | Annual | Qualifying Generation | TWh | 0 | 0 | 0 | 0 | 0 | 0 | 0 | 0
IL Fac. Spec. - NOX Rate Summer v3.1, Unit 616 and retrofits | 515 | 1797 | Rate Constraint in lbs/MMBtu | FALSE | L | Annual | Rate | lb/MWh | 0 | 0 | 0 | 0 | 0 | 0 | 0 | 0
IL Fac. Spec. - NOX Rate Summer v3.1, Unit 616 and retrofits | 515 | 1797 | Rate Constraint in lbs/MMBtu | FALSE | L | Annual | Constraint Shadow Price | US2016$/Ton | 0 | 0 | 0 | 0 | 0 | 0 | 0 | 0
IL Fac. Spec. - NOX Rate Summer v3.1, Unit 617 and retrofits | 516 | 1797 | Rate Constraint in lbs/MMBtu | FALSE | L | Annual | Seasons Included | Seasons | Summer | Summer | Summer | Summer | Summer | Summer | Summer | Summer
IL Fac. Spec. - NOX Rate Summer v3.1, Unit 617 and retrofits | 516 | 1797 | Rate Constraint in lbs/MMBtu | FALSE | L | Annual | Standard NOX | lb/MMBtu | 0.25 | 0.25 | 0.25 | 0.25 | 0.25 | 0.25 | 0.25 | 0.25
IL Fac. Spec. - NOX Rate Summer v3.1, Unit 617 and retrofits | 516 | 1797 | Rate Constraint in lbs/MMBtu | FALSE | L | Annual | Emissions at Affected Plants NOX | Thousand Tons | 0 | 0 | 0 | 0 | 0 | 0 | 0 | 0
IL Fac. Spec. - NOX Rate Summer v3.1, Unit 617 and retrofits | 516 | 1797 | Rate Constraint in lbs/MMBtu | FALSE | L | Annual | Allowances Purchased NOX | Thousand Tons | 0 | 0 | 0 | 0 | 0 | 0 | 0 | 0
IL Fac. Spec. - NOX Rate Summer v3.1, Unit 617 and retrofits | 516 | 1797 | Rate Constraint in lbs/MMBtu | FALSE | L | Annual | Allowances Sold NOX | Thousand Tons | 0 | 0 | 0 | 0 | 0 | 0 | 0 | 0
IL Fac. Spec. - NOX Rate Summer v3.1, Unit 617 and retrofits | 516 | 1797 | Rate Constraint in lbs/MMBtu | FALSE | L | Annual | Allowances Banked | Thousand Tons | 0 | 0 | 0 | 0 | 0 | 0 | 0 | 0
IL Fac. Spec. - NOX Rate Summer v3.1, Unit 617 and retrofits | 516 | 1797 | Rate Constraint in lbs/MMBtu | FALSE | L | Annual | Allowances Withdrawn (1:1) | Thousand Tons | 0 | 0 | 0 | 0 | 0 | 0 | 0 | 0
IL Fac. Spec. - NOX Rate Summer v3.1, Unit 617 and retrofits | 516 | 1797 | Rate Constraint in lbs/MMBtu | FALSE | L | Annual | Allowances Withdrawn (n:1) | Thousand Tons | 0 | 0 | 0 | 0 | 0 | 0 | 0 | 0
IL Fac. Spec. - NOX Rate Summer v3.1, Unit 617 and retrofits | 516 | 1797 | Rate Constraint in lbs/MMBtu | FALSE | L | Annual | Net Emissions Allowance Position | Thousand Tons | 0 | 0 | 0 | 0 | 0 | 0 | 0 | 0
IL Fac. Spec. - NOX Rate Summer v3.1, Unit 617 and retrofits | 516 | 1797 | Rate Constraint in lbs/MMBtu | FALSE | L | Annual | Fuel Consumed | TBtu | 0 | 0 | 0 | 0 | 0 | 0 | 0 | 0
IL Fac. Spec. - NOX Rate Summer v3.1, Unit 617 and retrofits | 516 | 1797 | Rate Constraint in lbs/MMBtu | FALSE | L | Annual | Rate | lb/MMBtu | 0 | 0 | 0 | 0 | 0 | 0 | 0 | 0
IL Fac. Spec. - NOX Rate Summer v3.1, Unit 617 and retrofits | 516 | 1797 | Rate Constraint in lbs/MMBtu | FALSE | L | Annual | Generation | TWh | 0 | 0 | 0 | 0 | 0 | 0 | 0 | 0
IL Fac. Spec. - NOX Rate Summer v3.1, Unit 617 and retrofits | 516 | 1797 | Rate Constraint in lbs/MMBtu | FALSE | L | Annual | Qualifying Generation | TWh | 0 | 0 | 0 | 0 | 0 | 0 | 0 | 0
IL Fac. Spec. - NOX Rate Summer v3.1, Unit 617 and retrofits | 516 | 1797 | Rate Constraint in lbs/MMBtu | FALSE | L | Annual | Rate | lb/MWh | 0 | 0 | 0 | 0 | 0 | 0 | 0 | 0
IL Fac. Spec. - NOX Rate Summer v3.1, Unit 617 and retrofits | 516 | 1797 | Rate Constraint in lbs/MMBtu | FALSE | L | Annual | Constraint Shadow Price | US2016$/Ton | 0 | 0 | 0 | 0 | 0 | 0 | 0 | 0
IL Fac. Spec. - NOX Rate Summer v3.1, Unit 622 and retrofits | 517 | 1797 | Rate Constraint in lbs/MMBtu | FALSE | L | Annual | Seasons Included | Seasons | Summer | Summer | Summer | Summer | Summer | Summer | Summer | Summer
IL Fac. Spec. - NOX Rate Summer v3.1, Unit 622 and retrofits | 517 | 1797 | Rate Constraint in lbs/MMBtu | FALSE | L | Annual | Standard NOX | lb/MMBtu | 0.25 | 0.25 | 0.25 | 0.25 | 0.25 | 0.25 | 0.25 | 0.25
IL Fac. Spec. - NOX Rate Summer v3.1, Unit 622 and retrofits | 517 | 1797 | Rate Constraint in lbs/MMBtu | FALSE | L | Annual | Emissions at Affected Plants NOX | Thousand Tons | 0.0010113 | 0.0010113 | 0.0010113 | 0.0010113 | 0.010057 | 0.0051408 | 0.0010113 | 0.0051408
IL Fac. Spec. - NOX Rate Summer v3.1, Unit 622 and retrofits | 517 | 1797 | Rate Constraint in lbs/MMBtu | FALSE | L | Annual | Allowances Purchased NOX | Thousand Tons | 0 | 0 | 0 | 0 | 0 | 0 | 0 | 0
IL Fac. Spec. - NOX Rate Summer v3.1, Unit 622 and retrofits | 517 | 1797 | Rate Constraint in lbs/MMBtu | FALSE | L | Annual | Allowances Sold NOX | Thousand Tons | 0 | 0 | 0 | 0 | 0 | 0 | 0 | 0
IL Fac. Spec. - NOX Rate Summer v3.1, Unit 622 and retrofits | 517 | 1797 | Rate Constraint in lbs/MMBtu | FALSE | L | Annual | Allowances Banked | Thousand Tons | 0 | 0 | 0 | 0 | 0 | 0 | 0 | 0
IL Fac. Spec. - NOX Rate Summer v3.1, Unit 622 and retrofits | 517 | 1797 | Rate Constraint in lbs/MMBtu | FALSE | L | Annual | Allowances Withdrawn (1:1) | Thousand Tons | 0 | 0 | 0 | 0 | 0 | 0 | 0 | 0
IL Fac. Spec. - NOX Rate Summer v3.1, Unit 622 and retrofits | 517 | 1797 | Rate Constraint in lbs/MMBtu | FALSE | L | Annual | Allowances Withdrawn (n:1) | Thousand Tons | 0 | 0 | 0 | 0 | 0 | 0 | 0 | 0
IL Fac. Spec. - NOX Rate Summer v3.1, Unit 622 and retrofits | 517 | 1797 | Rate Constraint in lbs/MMBtu | FALSE | L | Annual | Net Emissions Allowance Position | Thousand Tons | 0.0010113 | 0.0010113 | 0.0010113 | 0.0010113 | 0.010057 | 0.0051408 | 0.0010113 | 0.0051408
IL Fac. Spec. - NOX Rate Summer v3.1, Unit 622 and retrofits | 517 | 1797 | Rate Constraint in lbs/MMBtu | FALSE | L | Annual | Fuel Consumed | TBtu | 0.056942 | 0.056942 | 0.056942 | 0.056942 | 0.56626 | 0.28946 | 0.056942 | 0.28946
IL Fac. Spec. - NOX Rate Summer v3.1, Unit 622 and retrofits | 517 | 1797 | Rate Constraint in lbs/MMBtu | FALSE | L | Annual | Rate | lb/MMBtu | 0.03552 | 0.03552 | 0.03552 | 0.03552 | 0.03552 | 0.03552 | 0.03552 | 0.03552
IL Fac. Spec. - NOX Rate Summer v3.1, Unit 622 and retrofits | 517 | 1797 | Rate Constraint in lbs/MMBtu | FALSE | L | Annual | Generation | TWh | 0.0050099 | 0.0050099 | 0.0050099 | 0.0050099 | 0.049821 | 0.025467 | 0.0050099 | 0.025467
IL Fac. Spec. - NOX Rate Summer v3.1, Unit 622 and retrofits | 517 | 1797 | Rate Constraint in lbs/MMBtu | FALSE | L | Annual | Qualifying Generation | TWh | 0.0050099 | 0.0050099 | 0.0050099 | 0.0050099 | 0.049821 | 0.025467 | 0.0050099 | 0.025467
IL Fac. Spec. - NOX Rate Summer v3.1, Unit 622 and retrofits | 517 | 1797 | Rate Constraint in lbs/MMBtu | FALSE | L | Annual | Rate | lb/MWh | 0.40372 | 0.40372 | 0.40372 | 0.40372 | 0.40372 | 0.40372 | 0.40372 | 0.40372
IL Fac. Spec. - NOX Rate Summer v3.1, Unit 622 and retrofits | 517 | 1797 | Rate Constraint in lbs/MMBtu | FALSE | L | Annual | Constraint Shadow Price | US2016$/Ton | 0 | 0 | 0 | 0 | 0 | 0 | 0 | 0
IL Fac. Spec. - NOX Rate Summer v3.1, Unit 623 and retrofits | 518 | 1797 | Rate Constraint in lbs/MMBtu | FALSE | L | Annual | Seasons Included | Seasons | Summer | Summer | Summer | Summer | Summer | Summer | Summer | Summer
IL Fac. Spec. - NOX Rate Summer v3.1, Unit 623 and retrofits | 518 | 1797 | Rate Constraint in lbs/MMBtu | FALSE | L | Annual | Standard NOX | lb/MMBtu | 0.25 | 0.25 | 0.25 | 0.25 | 0.25 | 0.25 | 0.25 | 0.25
IL Fac. Spec. - NOX Rate Summer v3.1, Unit 623 and retrofits | 518 | 1797 | Rate Constraint in lbs/MMBtu | FALSE | L | Annual | Emissions at Affected Plants NOX | Thousand Tons | 0.00091791 | 0.00091791 | 0.00091791 | 0.00091791 | 0.0091281 | 0.004666 | 0.00091791 | 0.004666
IL Fac. Spec. - NOX Rate Summer v3.1, Unit 623 and retrofits | 518 | 1797 | Rate Constraint in lbs/MMBtu | FALSE | L | Annual | Allowances Purchased NOX | Thousand Tons | 0 | 0 | 0 | 0 | 0 | 0 | 0 | 0
IL Fac. Spec. - NOX Rate Summer v3.1, Unit 623 and retrofits | 518 | 1797 | Rate Constraint in lbs/MMBtu | FALSE | L | Annual | Allowances Sold NOX | Thousand Tons | 0 | 0 | 0 | 0 | 0 | 0 | 0 | 0
IL Fac. Spec. - NOX Rate Summer v3.1, Unit 623 and retrofits | 518 | 1797 | Rate Constraint in lbs/MMBtu | FALSE | L | Annual | Allowances Banked | Thousand Tons | 0 | 0 | 0 | 0 | 0 | 0 | 0 | 0
IL Fac. Spec. - NOX Rate Summer v3.1, Unit 623 and retrofits | 518 | 1797 | Rate Constraint in lbs/MMBtu | FALSE | L | Annual | Allowances Withdrawn (1:1) | Thousand Tons | 0 | 0 | 0 | 0 | 0 | 0 | 0 | 0
IL Fac. Spec. - NOX Rate Summer v3.1, Unit 623 and retrofits | 518 | 1797 | Rate Constraint in lbs/MMBtu | FALSE | L | Annual | Allowances Withdrawn (n:1) | Thousand Tons | 0 | 0 | 0 | 0 | 0 | 0 | 0 | 0
IL Fac. Spec. - NOX Rate Summer v3.1, Unit 623 and retrofits | 518 | 1797 | Rate Constraint in lbs/MMBtu | FALSE | L | Annual | Net Emissions Allowance Position | Thousand Tons | 0.00091791 | 0.00091791 | 0.00091791 | 0.00091791 | 0.0091281 | 0.004666 | 0.00091791 | 0.004666
IL Fac. Spec. - NOX Rate Summer v3.1, Unit 623 and retrofits | 518 | 1797 | Rate Constraint in lbs/MMBtu | FALSE | L | Annual | Fuel Consumed | TBtu | 0.056942 | 0.056942 | 0.056942 | 0.056942 | 0.56626 | 0.28946 | 0.056942 | 0.28946
IL Fac. Spec. - NOX Rate Summer v3.1, Unit 623 and retrofits | 518 | 1797 | Rate Constraint in lbs/MMBtu | FALSE | L | Annual | Rate | lb/MMBtu | 0.03224 | 0.03224 | 0.03224 | 0.03224 | 0.03224 | 0.03224 | 0.03224 | 0.03224
IL Fac. Spec. - NOX Rate Summer v3.1, Unit 623 and retrofits | 518 | 1797 | Rate Constraint in lbs/MMBtu | FALSE | L | Annual | Generation | TWh | 0.0050099 | 0.0050099 | 0.0050099 | 0.0050099 | 0.049821 | 0.025467 | 0.0050099 | 0.025467
IL Fac. Spec. - NOX Rate Summer v3.1, Unit 623 and retrofits | 518 | 1797 | Rate Constraint in lbs/MMBtu | FALSE | L | Annual | Qualifying Generation | TWh | 0.0050099 | 0.0050099 | 0.0050099 | 0.0050099 | 0.049821 | 0.025467 | 0.0050099 | 0.025467
IL Fac. Spec. - NOX Rate Summer v3.1, Unit 623 and retrofits | 518 | 1797 | Rate Constraint in lbs/MMBtu | FALSE | L | Annual | Rate | lb/MWh | 0.36644 | 0.36644 | 0.36644 | 0.36644 | 0.36644 | 0.36644 | 0.36644 | 0.36644
IL Fac. Spec. - NOX Rate Summer v3.1, Unit 623 and retrofits | 518 | 1797 | Rate Constraint in lbs/MMBtu | FALSE | L | Annual | Constraint Shadow Price | US2016$/Ton | 0 | 0 | 0 | 0 | 0 | 0 | 0 | 0
IL Fac. Spec. - NOX Rate Summer v3.1, Unit 624 and retrofits | 519 | 1797 | Rate Constraint in lbs/MMBtu | FALSE | L | Annual | Seasons Included | Seasons | Summer | Summer | Summer | Summer | Summer | Summer | Summer | Summer
IL Fac. Spec. - NOX Rate Summer v3.1, Unit 624 and retrofits | 519 | 1797 | Rate Constraint in lbs/MMBtu | FALSE | L | Annual | Standard NOX | lb/MMBtu | 0.25 | 0.25 | 0.25 | 0.25 | 0.25 | 0.25 | 0.25 | 0.25
IL Fac. Spec. - NOX Rate Summer v3.1, Unit 624 and retrofits | 519 | 1797 | Rate Constraint in lbs/MMBtu | FALSE | L | Annual | Emissions at Affected Plants NOX | Thousand Tons | 0.0010372 | 0.0010372 | 0.0010372 | 0.0010372 | 0.010314 | 0.0052725 | 0.0044729 | 0.0052725
IL Fac. Spec. - NOX Rate Summer v3.1, Unit 624 and retrofits | 519 | 1797 | Rate Constraint in lbs/MMBtu | FALSE | L | Annual | Allowances Purchased NOX | Thousand Tons | 0 | 0 | 0 | 0 | 0 | 0 | 0 | 0
IL Fac. Spec. - NOX Rate Summer v3.1, Unit 624 and retrofits | 519 | 1797 | Rate Constraint in lbs/MMBtu | FALSE | L | Annual | Allowances Sold NOX | Thousand Tons | 0 | 0 | 0 | 0 | 0 | 0 | 0 | 0
IL Fac. Spec. - NOX Rate Summer v3.1, Unit 624 and retrofits | 519 | 1797 | Rate Constraint in lbs/MMBtu | FALSE | L | Annual | Allowances Banked | Thousand Tons | 0 | 0 | 0 | 0 | 0 | 0 | 0 | 0
IL Fac. Spec. - NOX Rate Summer v3.1, Unit 624 and retrofits | 519 | 1797 | Rate Constraint in lbs/MMBtu | FALSE | L | Annual | Allowances Withdrawn (1:1) | Thousand Tons | 0 | 0 | 0 | 0 | 0 | 0 | 0 | 0
IL Fac. Spec. - NOX Rate Summer v3.1, Unit 624 and retrofits | 519 | 1797 | Rate Constraint in lbs/MMBtu | FALSE | L | Annual | Allowances Withdrawn (n:1) | Thousand Tons | 0 | 0 | 0 | 0 | 0 | 0 | 0 | 0
IL Fac. Spec. - NOX Rate Summer v3.1, Unit 624 and retrofits | 519 | 1797 | Rate Constraint in lbs/MMBtu | FALSE | L | Annual | Net Emissions Allowance Position | Thousand Tons | 0.0010372 | 0.0010372 | 0.0010372 | 0.0010372 | 0.010314 | 0.0052725 | 0.0044729 | 0.0052725
IL Fac. Spec. - NOX Rate Summer v3.1, Unit 624 and retrofits | 519 | 1797 | Rate Constraint in lbs/MMBtu | FALSE | L | Annual | Fuel Consumed | TBtu | 0.056942 | 0.056942 | 0.056942 | 0.056942 | 0.56626 | 0.28946 | 0.24556 | 0.28946
IL Fac. Spec. - NOX Rate Summer v3.1, Unit 624 and retrofits | 519 | 1797 | Rate Constraint in lbs/MMBtu | FALSE | L | Annual | Rate | lb/MMBtu | 0.03643 | 0.03643 | 0.03643 | 0.03643 | 0.03643 | 0.03643 | 0.03643 | 0.03643
IL Fac. Spec. - NOX Rate Summer v3.1, Unit 624 and retrofits | 519 | 1797 | Rate Constraint in lbs/MMBtu | FALSE | L | Annual | Generation | TWh | 0.0050099 | 0.0050099 | 0.0050099 | 0.0050099 | 0.049821 | 0.025467 | 0.021605 | 0.025467
IL Fac. Spec. - NOX Rate Summer v3.1, Unit 624 and retrofits | 519 | 1797 | Rate Constraint in lbs/MMBtu | FALSE | L | Annual | Qualifying Generation | TWh | 0.0050099 | 0.0050099 | 0.0050099 | 0.0050099 | 0.049821 | 0.025467 | 0.021605 | 0.025467
IL Fac. Spec. - NOX Rate Summer v3.1, Unit 624 and retrofits | 519 | 1797 | Rate Constraint in lbs/MMBtu | FALSE | L | Annual | Rate | lb/MWh | 0.41406 | 0.41406 | 0.41406 | 0.41406 | 0.41406 | 0.41406 | 0.41406 | 0.41406
IL Fac. Spec. - NOX Rate Summer v3.1, Unit 624 and retrofits | 519 | 1797 | Rate Constraint in lbs/MMBtu | FALSE | L | Annual | Constraint Shadow Price | US2016$/Ton | 0 | 0 | 0 | 0 | 0 | 0 | 0 | 0
IL Fac. Spec. - NOX Rate Summer v3.1, Unit 638 and retrofits | 520 | 1797 | Rate Constraint in lbs/MMBtu | FALSE | L | Annual | Seasons Included | Seasons | Summer | Summer | Summer | Summer | Summer | Summer | Summer | Summer
IL Fac. Spec. - NOX Rate Summer v3.1, Unit 638 and retrofits | 520 | 1797 | Rate Constraint in lbs/MMBtu | FALSE | L | Annual | Standard NOX | lb/MMBtu | 0.25 | 0.25 | 0.25 | 0.25 | 0.25 | 0.25 | 0.25 | 0.25
IL Fac. Spec. - NOX Rate Summer v3.1, Unit 638 and retrofits | 520 | 1797 | Rate Constraint in lbs/MMBtu | FALSE | L | Annual | Emissions at Affected Plants NOX | Thousand Tons | 0 | 0 | 0 | 0 | 0 | 0 | 0 | 0
IL Fac. Spec. - NOX Rate Summer v3.1, Unit 638 and retrofits | 520 | 1797 | Rate Constraint in lbs/MMBtu | FALSE | L | Annual | Allowances Purchased NOX | Thousand Tons | 0 | 0 | 0 | 0 | 0 | 0 | 0 | 0
IL Fac. Spec. - NOX Rate Summer v3.1, Unit 638 and retrofits | 520 | 1797 | Rate Constraint in lbs/MMBtu | FALSE | L | Annual | Allowances Sold NOX | Thousand Tons | 0 | 0 | 0 | 0 | 0 | 0 | 0 | 0
IL Fac. Spec. - NOX Rate Summer v3.1, Unit 638 and retrofits | 520 | 1797 | Rate Constraint in lbs/MMBtu | FALSE | L | Annual | Allowances Banked | Thousand Tons | 0 | 0 | 0 | 0 | 0 | 0 | 0 | 0
IL Fac. Spec. - NOX Rate Summer v3.1, Unit 638 and retrofits | 520 | 1797 | Rate Constraint in lbs/MMBtu | FALSE | L | Annual | Allowances Withdrawn (1:1) | Thousand Tons | 0 | 0 | 0 | 0 | 0 | 0 | 0 | 0
IL Fac. Spec. - NOX Rate Summer v3.1, Unit 638 and retrofits | 520 | 1797 | Rate Constraint in lbs/MMBtu | FALSE | L | Annual | Allowances Withdrawn (n:1) | Thousand Tons | 0 | 0 | 0 | 0 | 0 | 0 | 0 | 0
IL Fac. Spec. - NOX Rate Summer v3.1, Unit 638 and retrofits | 520 | 1797 | Rate Constraint in lbs/MMBtu | FALSE | L | Annual | Net Emissions Allowance Position | Thousand Tons | 0 | 0 | 0 | 0 | 0 | 0 | 0 | 0
IL Fac. Spec. - NOX Rate Summer v3.1, Unit 638 and retrofits | 520 | 1797 | Rate Constraint in lbs/MMBtu | FALSE | L | Annual | Fuel Consumed | TBtu | 0 | 0 | 0 | 0 | 0 | 0 | 0 | 0
IL Fac. Spec. - NOX Rate Summer v3.1, Unit 638 and retrofits | 520 | 1797 | Rate Constraint in lbs/MMBtu | FALSE | L | Annual | Rate | lb/MMBtu | 0 | 0 | 0 | 0 | 0 | 0 | 0 | 0
IL Fac. Spec. - NOX Rate Summer v3.1, Unit 638 and retrofits | 520 | 1797 | Rate Constraint in lbs/MMBtu | FALSE | L | Annual | Generation | TWh | 0 | 0 | 0 | 0 | 0 | 0 | 0 | 0
IL Fac. Spec. - NOX Rate Summer v3.1, Unit 638 and retrofits | 520 | 1797 | Rate Constraint in lbs/MMBtu | FALSE | L | Annual | Qualifying Generation | TWh | 0 | 0 | 0 | 0 | 0 | 0 | 0 | 0
IL Fac. Spec. - NOX Rate Summer v3.1, Unit 638 and retrofits | 520 | 1797 | Rate Constraint in lbs/MMBtu | FALSE | L | Annual | Rate | lb/MWh | 0 | 0 | 0 | 0 | 0 | 0 | 0 | 0
IL Fac. Spec. - NOX Rate Summer v3.1, Unit 638 and retrofits | 520 | 1797 | Rate Constraint in lbs/MMBtu | FALSE | L | Annual | Constraint Shadow Price | US2016$/Ton | 0 | 0 | 0 | 0 | 0 | 0 | 0 | 0
IL Fac. Spec. - NOX Rate Summer v3.1, Unit 639 and retrofits | 521 | 1797 | Rate Constraint in lbs/MMBtu | FALSE | L | Annual | Seasons Included | Seasons | Summer | Summer | Summer | Summer | Summer | Summer | Summer | Summer
IL Fac. Spec. - NOX Rate Summer v3.1, Unit 639 and retrofits | 521 | 1797 | Rate Constraint in lbs/MMBtu | FALSE | L | Annual | Standard NOX | lb/MMBtu | 0.25 | 0.25 | 0.25 | 0.25 | 0.25 | 0.25 | 0.25 | 0.25
IL Fac. Spec. - NOX Rate Summer v3.1, Unit 639 and retrofits | 521 | 1797 | Rate Constraint in lbs/MMBtu | FALSE | L | Annual | Emissions at Affected Plants NOX | Thousand Tons | 0 | 0 | 0 | 0 | 0 | 0 | 0 | 0
IL Fac. Spec. - NOX Rate Summer v3.1, Unit 639 and retrofits | 521 | 1797 | Rate Constraint in lbs/MMBtu | FALSE | L | Annual | Allowances Purchased NOX | Thousand Tons | 0 | 0 | 0 | 0 | 0 | 0 | 0 | 0
IL Fac. Spec. - NOX Rate Summer v3.1, Unit 639 and retrofits | 521 | 1797 | Rate Constraint in lbs/MMBtu | FALSE | L | Annual | Allowances Sold NOX | Thousand Tons | 0 | 0 | 0 | 0 | 0 | 0 | 0 | 0
IL Fac. Spec. - NOX Rate Summer v3.1, Unit 639 and retrofits | 521 | 1797 | Rate Constraint in lbs/MMBtu | FALSE | L | Annual | Allowances Banked | Thousand Tons | 0 | 0 | 0 | 0 | 0 | 0 | 0 | 0
IL Fac. Spec. - NOX Rate Summer v3.1, Unit 639 and retrofits | 521 | 1797 | Rate Constraint in lbs/MMBtu | FALSE | L | Annual | Allowances Withdrawn (1:1) | Thousand Tons | 0 | 0 | 0 | 0 | 0 | 0 | 0 | 0
IL Fac. Spec. - NOX Rate Summer v3.1, Unit 639 and retrofits | 521 | 1797 | Rate Constraint in lbs/MMBtu | FALSE | L | Annual | Allowances Withdrawn (n:1) | Thousand Tons | 0 | 0 | 0 | 0 | 0 | 0 | 0 | 0
IL Fac. Spec. - NOX Rate Summer v3.1, Unit 639 and retrofits | 521 | 1797 | Rate Constraint in lbs/MMBtu | FALSE | L | Annual | Net Emissions Allowance Position | Thousand Tons | 0 | 0 | 0 | 0 | 0 | 0 | 0 | 0
IL Fac. Spec. - NOX Rate Summer v3.1, Unit 639 and retrofits | 521 | 1797 | Rate Constraint in lbs/MMBtu | FALSE | L | Annual | Fuel Consumed | TBtu | 0 | 0 | 0 | 0 | 0 | 0 | 0 | 0
IL Fac. Spec. - NOX Rate Summer v3.1, Unit 639 and retrofits | 521 | 1797 | Rate Constraint in lbs/MMBtu | FALSE | L | Annual | Rate | lb/MMBtu | 0 | 0 | 0 | 0 | 0 | 0 | 0 | 0
IL Fac. Spec. - NOX Rate Summer v3.1, Unit 639 and retrofits | 521 | 1797 | Rate Constraint in lbs/MMBtu | FALSE | L | Annual | Generation | TWh | 0 | 0 | 0 | 0 | 0 | 0 | 0 | 0
IL Fac. Spec. - NOX Rate Summer v3.1, Unit 639 and retrofits | 521 | 1797 | Rate Constraint in lbs/MMBtu | FALSE | L | Annual | Qualifying Generation | TWh | 0 | 0 | 0 | 0 | 0 | 0 | 0 | 0
IL Fac. Spec. - NOX Rate Summer v3.1, Unit 639 and retrofits | 521 | 1797 | Rate Constraint in lbs/MMBtu | FALSE | L | Annual | Rate | lb/MWh | 0 | 0 | 0 | 0 | 0 | 0 | 0 | 0
IL Fac. Spec. - NOX Rate Summer v3.1, Unit 639 and retrofits | 521 | 1797 | Rate Constraint in lbs/MMBtu | FALSE | L | Annual | Constraint Shadow Price | US2016$/Ton | 0 | 0 | 0 | 0 | 0 | 0 | 0 | 0
IL Fac. Spec. - NOX Rate Summer v3.1, Unit 640 and retrofits | 522 | 1797 | Rate Constraint in lbs/MMBtu | FALSE | L | Annual | Seasons Included | Seasons | Summer | Summer | Summer | Summer | Summer | Summer | Summer | Summer
IL Fac. Spec. - NOX Rate Summer v3.1, Unit 640 and retrofits | 522 | 1797 | Rate Constraint in lbs/MMBtu | FALSE | L | Annual | Standard NOX | lb/MMBtu | 0.25 | 0.25 | 0.25 | 0.25 | 0.25 | 0.25 | 0.25 | 0.25
IL Fac. Spec. - NOX Rate Summer v3.1, Unit 640 and retrofits | 522 | 1797 | Rate Constraint in lbs/MMBtu | FALSE | L | Annual | Emissions at Affected Plants NOX | Thousand Tons | 0 | 0 | 0 | 0 | 0 | 0 | 0 | 0
IL Fac. Spec. - NOX Rate Summer v3.1, Unit 640 and retrofits | 522 | 1797 | Rate Constraint in lbs/MMBtu | FALSE | L | Annual | Allowances Purchased NOX | Thousand Tons | 0 | 0 | 0 | 0 | 0 | 0 | 0 | 0
IL Fac. Spec. - NOX Rate Summer v3.1, Unit 640 and retrofits | 522 | 1797 | Rate Constraint in lbs/MMBtu | FALSE | L | Annual | Allowances Sold NOX | Thousand Tons | 0 | 0 | 0 | 0 | 0 | 0 | 0 | 0
IL Fac. Spec. - NOX Rate Summer v3.1, Unit 640 and retrofits | 522 | 1797 | Rate Constraint in lbs/MMBtu | FALSE | L | Annual | Allowances Banked | Thousand Tons | 0 | 0 | 0 | 0 | 0 | 0 | 0 | 0
IL Fac. Spec. - NOX Rate Summer v3.1, Unit 640 and retrofits | 522 | 1797 | Rate Constraint in lbs/MMBtu | FALSE | L | Annual | Allowances Withdrawn (1:1) | Thousand Tons | 0 | 0 | 0 | 0 | 0 | 0 | 0 | 0
IL Fac. Spec. - NOX Rate Summer v3.1, Unit 640 and retrofits | 522 | 1797 | Rate Constraint in lbs/MMBtu | FALSE | L | Annual | Allowances Withdrawn (n:1) | Thousand Tons | 0 | 0 | 0 | 0 | 0 | 0 | 0 | 0
IL Fac. Spec. - NOX Rate Summer v3.1, Unit 640 and retrofits | 522 | 1797 | Rate Constraint in lbs/MMBtu | FALSE | L | Annual | Net Emissions Allowance Position | Thousand Tons | 0 | 0 | 0 | 0 | 0 | 0 | 0 | 0
IL Fac. Spec. - NOX Rate Summer v3.1, Unit 640 and retrofits | 522 | 1797 | Rate Constraint in lbs/MMBtu | FALSE | L | Annual | Fuel Consumed | TBtu | 0 | 0 | 0 | 0 | 0 | 0 | 0 | 0
IL Fac. Spec. - NOX Rate Summer v3.1, Unit 640 and retrofits | 522 | 1797 | Rate Constraint in lbs/MMBtu | FALSE | L | Annual | Rate | lb/MMBtu | 0 | 0 | 0 | 0 | 0 | 0 | 0 | 0
IL Fac. Spec. - NOX Rate Summer v3.1, Unit 640 and retrofits | 522 | 1797 | Rate Constraint in lbs/MMBtu | FALSE | L | Annual | Generation | TWh | 0 | 0 | 0 | 0 | 0 | 0 | 0 | 0
IL Fac. Spec. - NOX Rate Summer v3.1, Unit 640 and retrofits | 522 | 1797 | Rate Constraint in lbs/MMBtu | FALSE | L | Annual | Qualifying Generation | TWh | 0 | 0 | 0 | 0 | 0 | 0 | 0 | 0
IL Fac. Spec. - NOX Rate Summer v3.1, Unit 640 and retrofits | 522 | 1797 | Rate Constraint in lbs/MMBtu | FALSE | L | Annual | Rate | lb/MWh | 0 | 0 | 0 | 0 | 0 | 0 | 0 | 0
IL Fac. Spec. - NOX Rate Summer v3.1, Unit 640 and retrofits | 522 | 1797 | Rate Constraint in lbs/MMBtu | FALSE | L | Annual | Constraint Shadow Price | US2016$/Ton | 0 | 0 | 0 | 0 | 0 | 0 | 0 | 0
IL Fac. Spec. - NOX Rate Summer v3.1, Unit 784 and retrofits | 523 | 1797 | Rate Constraint in lbs/MMBtu | FALSE | L | Annual | Seasons Included | Seasons | Summer | Summer | Summer | Summer | Summer | Summer | Summer | Summer
IL Fac. Spec. - NOX Rate Summer v3.1, Unit 784 and retrofits | 523 | 1797 | Rate Constraint in lbs/MMBtu | FALSE | L | Annual | Standard NOX | lb/MMBtu | 0.25 | 0.25 | 0.25 | 0.25 | 0.25 | 0.25 | 0.25 | 0.25
IL Fac. Spec. - NOX Rate Summer v3.1, Unit 784 and retrofits | 523 | 1797 | Rate Constraint in lbs/MMBtu | FALSE | L | Annual | Emissions at Affected Plants NOX | Thousand Tons | 0 | 0 | 0.0027322 | 0 | 0.0027322 | 0.0027322 | 0 | 0
IL Fac. Spec. - NOX Rate Summer v3.1, Unit 784 and retrofits | 523 | 1797 | Rate Constraint in lbs/MMBtu | FALSE | L | Annual | Allowances Purchased NOX | Thousand Tons | 0 | 0 | 0 | 0 | 0 | 0 | 0 | 0
IL Fac. Spec. - NOX Rate Summer v3.1, Unit 784 and retrofits | 523 | 1797 | Rate Constraint in lbs/MMBtu | FALSE | L | Annual | Allowances Sold NOX | Thousand Tons | 0 | 0 | 0 | 0 | 0 | 0 | 0 | 0
IL Fac. Spec. - NOX Rate Summer v3.1, Unit 784 and retrofits | 523 | 1797 | Rate Constraint in lbs/MMBtu | FALSE | L | Annual | Allowances Banked | Thousand Tons | 0 | 0 | 0 | 0 | 0 | 0 | 0 | 0
IL Fac. Spec. - NOX Rate Summer v3.1, Unit 784 and retrofits | 523 | 1797 | Rate Constraint in lbs/MMBtu | FALSE | L | Annual | Allowances Withdrawn (1:1) | Thousand Tons | 0 | 0 | 0 | 0 | 0 | 0 | 0 | 0
IL Fac. Spec. - NOX Rate Summer v3.1, Unit 784 and retrofits | 523 | 1797 | Rate Constraint in lbs/MMBtu | FALSE | L | Annual | Allowances Withdrawn (n:1) | Thousand Tons | 0 | 0 | 0 | 0 | 0 | 0 | 0 | 0
IL Fac. Spec. - NOX Rate Summer v3.1, Unit 784 and retrofits | 523 | 1797 | Rate Constraint in lbs/MMBtu | FALSE | L | Annual | Net Emissions Allowance Position | Thousand Tons | 0 | 0 | 0.0027322 | 0 | 0.0027322 | 0.0027322 | 0 | 0
IL Fac. Spec. - NOX Rate Summer v3.1, Unit 784 and retrofits | 523 | 1797 | Rate Constraint in lbs/MMBtu | FALSE | L | Annual | Fuel Consumed | TBtu | 0 | 0 | 0.07155 | 0 | 0.07155 | 0.07155 | 0 | 0
IL Fac. Spec. - NOX Rate Summer v3.1, Unit 784 and retrofits | 523 | 1797 | Rate Constraint in lbs/MMBtu | FALSE | L | Annual | Rate | lb/MMBtu | 0 | 0 | 0.07637 | 0 | 0.07637 | 0.07637 | 0 | 0
IL Fac. Spec. - NOX Rate Summer v3.1, Unit 784 and retrofits | 523 | 1797 | Rate Constraint in lbs/MMBtu | FALSE | L | Annual | Generation | TWh | 0 | 0 | 0.0053193 | 0 | 0.0053193 | 0.0053193 | 0 | 0
IL Fac. Spec. - NOX Rate Summer v3.1, Unit 784 and retrofits | 523 | 1797 | Rate Constraint in lbs/MMBtu | FALSE | L | Annual | Qualifying Generation | TWh | 0 | 0 | 0.0053193 | 0 | 0.0053193 | 0.0053193 | 0 | 0
IL Fac. Spec. - NOX Rate Summer v3.1, Unit 784 and retrofits | 523 | 1797 | Rate Constraint in lbs/MMBtu | FALSE | L | Annual | Rate | lb/MWh | 0 | 0 | 1.0273 | 0 | 1.0273 | 1.0273 | 0 | 0
IL Fac. Spec. - NOX Rate Summer v3.1, Unit 784 and retrofits | 523 | 1797 | Rate Constraint in lbs/MMBtu | FALSE | L | Annual | Constraint Shadow Price | US2016$/Ton | 0 | 0 | 0 | 0 | 0 | 0 | 0 | 0
IL Fac. Spec. - NOX Rate Summer v3.1, Unit 785 and retrofits | 524 | 1797 | Rate Constraint in lbs/MMBtu | FALSE | L | Annual | Seasons Included | Seasons | Summer | Summer | Summer | Summer | Summer | Summer | Summer | Summer
IL Fac. Spec. - NOX Rate Summer v3.1, Unit 785 and retrofits | 524 | 1797 | Rate Constraint in lbs/MMBtu | FALSE | L | Annual | Standard NOX | lb/MMBtu | 0.25 | 0.25 | 0.25 | 0.25 | 0.25 | 0.25 | 0.25 | 0.25
IL Fac. Spec. - NOX Rate Summer v3.1, Unit 785 and retrofits | 524 | 1797 | Rate Constraint in lbs/MMBtu | FALSE | L | Annual | Emissions at Affected Plants NOX | Thousand Tons | 0 | 0 | 0.0024873 | 0 | 0.0024873 | 0.0024873 | 0 | 0
IL Fac. Spec. - NOX Rate Summer v3.1, Unit 785 and retrofits | 524 | 1797 | Rate Constraint in lbs/MMBtu | FALSE | L | Annual | Allowances Purchased NOX | Thousand Tons | 0 | 0 | 0 | 0 | 0 | 0 | 0 | 0
IL Fac. Spec. - NOX Rate Summer v3.1, Unit 785 and retrofits | 524 | 1797 | Rate Constraint in lbs/MMBtu | FALSE | L | Annual | Allowances Sold NOX | Thousand Tons | 0 | 0 | 0 | 0 | 0 | 0 | 0 | 0
IL Fac. Spec. - NOX Rate Summer v3.1, Unit 785 and retrofits | 524 | 1797 | Rate Constraint in lbs/MMBtu | FALSE | L | Annual | Allowances Banked | Thousand Tons | 0 | 0 | 0 | 0 | 0 | 0 | 0 | 0
IL Fac. Spec. - NOX Rate Summer v3.1, Unit 785 and retrofits | 524 | 1797 | Rate Constraint in lbs/MMBtu | FALSE | L | Annual | Allowances Withdrawn (1:1) | Thousand Tons | 0 | 0 | 0 | 0 | 0 | 0 | 0 | 0
IL Fac. Spec. - NOX Rate Summer v3.1, Unit 785 and retrofits | 524 | 1797 | Rate Constraint in lbs/MMBtu | FALSE | L | Annual | Allowances Withdrawn (n:1) | Thousand Tons | 0 | 0 | 0 | 0 | 0 | 0 | 0 | 0
IL Fac. Spec. - NOX Rate Summer v3.1, Unit 785 and retrofits | 524 | 1797 | Rate Constraint in lbs/MMBtu | FALSE | L | Annual | Net Emissions Allowance Position | Thousand Tons | 0 | 0 | 0.0024873 | 0 | 0.0024873 | 0.0024873 | 0 | 0
IL Fac. Spec. - NOX Rate Summer v3.1, Unit 785 and retrofits | 524 | 1797 | Rate Constraint in lbs/MMBtu | FALSE | L | Annual | Fuel Consumed | TBtu | 0 | 0 | 0.071556 | 0 | 0.071556 | 0.071556 | 0 | 0
IL Fac. Spec. - NOX Rate Summer v3.1, Unit 785 and retrofits | 524 | 1797 | Rate Constraint in lbs/MMBtu | FALSE | L | Annual | Rate | lb/MMBtu | 0 | 0 | 0.06952 | 0 | 0.06952 | 0.06952 | 0 | 0
IL Fac. Spec. - NOX Rate Summer v3.1, Unit 785 and retrofits | 524 | 1797 | Rate Constraint in lbs/MMBtu | FALSE | L | Annual | Generation | TWh | 0 | 0 | 0.0053193 | 0 | 0.0053193 | 0.0053193 | 0 | 0
IL Fac. Spec. - NOX Rate Summer v3.1, Unit 785 and retrofits | 524 | 1797 | Rate Constraint in lbs/MMBtu | FALSE | L | Annual | Qualifying Generation | TWh | 0 | 0 | 0.0053193 | 0 | 0.0053193 | 0.0053193 | 0 | 0
IL Fac. Spec. - NOX Rate Summer v3.1, Unit 785 and retrofits | 524 | 1797 | Rate Constraint in lbs/MMBtu | FALSE | L | Annual | Rate | lb/MWh | 0 | 0 | 0.93518 | 0 | 0.93518 | 0.93518 | 0 | 0
IL Fac. Spec. - NOX Rate Summer v3.1, Unit 785 and retrofits | 524 | 1797 | Rate Constraint in lbs/MMBtu | FALSE | L | Annual | Constraint Shadow Price | US2016$/Ton | 0 | 0 | 0 | 0 | 0 | 0 | 0 | 0
IL Fac. Spec. - NOX Rate Summer v3.1, Unit 787 and retrofits | 525 | 1797 | Rate Constraint in lbs/MMBtu | FALSE | L | Annual | Seasons Included | Seasons | Summer | Summer | Summer | Summer | Summer | Summer | Summer | Summer
IL Fac. Spec. - NOX Rate Summer v3.1, Unit 787 and retrofits | 525 | 1797 | Rate Constraint in lbs/MMBtu | FALSE | L | Annual | Standard NOX | lb/MMBtu | 0.25 | 0.25 | 0.25 | 0.25 | 0.25 | 0.25 | 0.25 | 0.25
IL Fac. Spec. - NOX Rate Summer v3.1, Unit 787 and retrofits | 525 | 1797 | Rate Constraint in lbs/MMBtu | FALSE | L | Annual | Emissions at Affected Plants NOX | Thousand Tons | 0.0037206 | 0.0037206 | 0.0073802 | 0.0073802 | 0.0073802 | 0.0073802 | 0.0073802 | 0.0073802
IL Fac. Spec. - NOX Rate Summer v3.1, Unit 787 and retrofits | 525 | 1797 | Rate Constraint in lbs/MMBtu | FALSE | L | Annual | Allowances Purchased NOX | Thousand Tons | 0 | 0 | 0 | 0 | 0 | 0 | 0 | 0
IL Fac. Spec. - NOX Rate Summer v3.1, Unit 787 and retrofits | 525 | 1797 | Rate Constraint in lbs/MMBtu | FALSE | L | Annual | Allowances Sold NOX | Thousand Tons | 0 | 0 | 0 | 0 | 0 | 0 | 0 | 0
IL Fac. Spec. - NOX Rate Summer v3.1, Unit 787 and retrofits | 525 | 1797 | Rate Constraint in lbs/MMBtu | FALSE | L | Annual | Allowances Banked | Thousand Tons | 0 | 0 | 0 | 0 | 0 | 0 | 0 | 0
IL Fac. Spec. - NOX Rate Summer v3.1, Unit 787 and retrofits | 525 | 1797 | Rate Constraint in lbs/MMBtu | FALSE | L | Annual | Allowances Withdrawn (1:1) | Thousand Tons | 0 | 0 | 0 | 0 | 0 | 0 | 0 | 0
IL Fac. Spec. - NOX Rate Summer v3.1, Unit 787 and retrofits | 525 | 1797 | Rate Constraint in lbs/MMBtu | FALSE | L | Annual | Allowances Withdrawn (n:1) | Thousand Tons | 0 | 0 | 0 | 0 | 0 | 0 | 0 | 0
IL Fac. Spec. - NOX Rate Summer v3.1, Unit 787 and retrofits | 525 | 1797 | Rate Constraint in lbs/MMBtu | FALSE | L | Annual | Net Emissions Allowance Position | Thousand Tons | 0.0037206 | 0.0037206 | 0.0073802 | 0.0073802 | 0.0073802 | 0.0073802 | 0.0073802 | 0.0073802
IL Fac. Spec. - NOX Rate Summer v3.1, Unit 787 and retrofits | 525 | 1797 | Rate Constraint in lbs/MMBtu | FALSE | L | Annual | Fuel Consumed | TBtu | 0.078255 | 0.078255 | 0.15523 | 0.15523 | 0.15523 | 0.15523 | 0.15523 | 0.15523
IL Fac. Spec. - NOX Rate Summer v3.1, Unit 787 and retrofits | 525 | 1797 | Rate Constraint in lbs/MMBtu | FALSE | L | Annual | Rate | lb/MMBtu | 0.09509 | 0.09509 | 0.09509 | 0.09509 | 0.09509 | 0.09509 | 0.09509 | 0.09509
IL Fac. Spec. - NOX Rate Summer v3.1, Unit 787 and retrofits | 525 | 1797 | Rate Constraint in lbs/MMBtu | FALSE | L | Annual | Generation | TWh | 0.0071544 | 0.0071544 | 0.014191 | 0.014191 | 0.014191 | 0.014191 | 0.014191 | 0.014191
IL Fac. Spec. - NOX Rate Summer v3.1, Unit 787 and retrofits | 525 | 1797 | Rate Constraint in lbs/MMBtu | FALSE | L | Annual | Qualifying Generation | TWh | 0.0071544 | 0.0071544 | 0.014191 | 0.014191 | 0.014191 | 0.014191 | 0.014191 | 0.014191
IL Fac. Spec. - NOX Rate Summer v3.1, Unit 787 and retrofits | 525 | 1797 | Rate Constraint in lbs/MMBtu | FALSE | L | Annual | Rate | lb/MWh | 1.0401 | 1.0401 | 1.0401 | 1.0401 | 1.0401 | 1.0401 | 1.0401 | 1.0401
IL Fac. Spec. - NOX Rate Summer v3.1, Unit 787 and retrofits | 525 | 1797 | Rate Constraint in lbs/MMBtu | FALSE | L | Annual | Constraint Shadow Price | US2016$/Ton | 0 | 0 | 0 | 0 | 0 | 0 | 0 | 0
IL Fac. Spec. - NOX Rate Summer v3.1, Unit 788 and retrofits | 526 | 1797 | Rate Constraint in lbs/MMBtu | FALSE | L | Annual | Seasons Included | Seasons | Summer | Summer | Summer | Summer | Summer | Summer | Summer | Summer
IL Fac. Spec. - NOX Rate Summer v3.1, Unit 788 and retrofits | 526 | 1797 | Rate Constraint in lbs/MMBtu | FALSE | L | Annual | Standard NOX | lb/MMBtu | 0.25 | 0.25 | 0.25 | 0.25 | 0.25 | 0.25 | 0.25 | 0.25
IL Fac. Spec. - NOX Rate Summer v3.1, Unit 788 and retrofits | 526 | 1797 | Rate Constraint in lbs/MMBtu | FALSE | L | Annual | Emissions at Affected Plants NOX | Thousand Tons | 0.0037347 | 0.0037347 | 0.0074082 | 0.0074082 | 0.0074082 | 0.0074082 | 0.0074082 | 0.0074082
IL Fac. Spec. - NOX Rate Summer v3.1, Unit 788 and retrofits | 526 | 1797 | Rate Constraint in lbs/MMBtu | FALSE | L | Annual | Allowances Purchased NOX | Thousand Tons | 0 | 0 | 0 | 0 | 0 | 0 | 0 | 0
IL Fac. Spec. - NOX Rate Summer v3.1, Unit 788 and retrofits | 526 | 1797 | Rate Constraint in lbs/MMBtu | FALSE | L | Annual | Allowances Sold NOX | Thousand Tons | 0 | 0 | 0 | 0 | 0 | 0 | 0 | 0
IL Fac. Spec. - NOX Rate Summer v3.1, Unit 788 and retrofits | 526 | 1797 | Rate Constraint in lbs/MMBtu | FALSE | L | Annual | Allowances Banked | Thousand Tons | 0 | 0 | 0 | 0 | 0 | 0 | 0 | 0
IL Fac. Spec. - NOX Rate Summer v3.1, Unit 788 and retrofits | 526 | 1797 | Rate Constraint in lbs/MMBtu | FALSE | L | Annual | Allowances Withdrawn (1:1) | Thousand Tons | 0 | 0 | 0 | 0 | 0 | 0 | 0 | 0
IL Fac. Spec. - NOX Rate Summer v3.1, Unit 788 and retrofits | 526 | 1797 | Rate Constraint in lbs/MMBtu | FALSE | L | Annual | Allowances Withdrawn (n:1) | Thousand Tons | 0 | 0 | 0 | 0 | 0 | 0 | 0 | 0
IL Fac. Spec. - NOX Rate Summer v3.1, Unit 788 and retrofits | 526 | 1797 | Rate Constraint in lbs/MMBtu | FALSE | L | Annual | Net Emissions Allowance Position | Thousand Tons | 0.0037347 | 0.0037347 | 0.0074082 | 0.0074082 | 0.0074082 | 0.0074082 | 0.0074082 | 0.0074082
IL Fac. Spec. - NOX Rate Summer v3.1, Unit 788 and retrofits | 526 | 1797 | Rate Constraint in lbs/MMBtu | FALSE | L | Annual | Fuel Consumed | TBtu | 0.078255 | 0.078255 | 0.15523 | 0.15523 | 0.15523 | 0.15523 | 0.15523 | 0.15523
IL Fac. Spec. - NOX Rate Summer v3.1, Unit 788 and retrofits | 526 | 1797 | Rate Constraint in lbs/MMBtu | FALSE | L | Annual | Rate | lb/MMBtu | 0.09545 | 0.09545 | 0.09545 | 0.09545 | 0.09545 | 0.09545 | 0.09545 | 0.09545
IL Fac. Spec. - NOX Rate Summer v3.1, Unit 788 and retrofits | 526 | 1797 | Rate Constraint in lbs/MMBtu | FALSE | L | Annual | Generation | TWh | 0.0071544 | 0.0071544 | 0.014191 | 0.014191 | 0.014191 | 0.014191 | 0.014191 | 0.014191
IL Fac. Spec. - NOX Rate Summer v3.1, Unit 788 and retrofits | 526 | 1797 | Rate Constraint in lbs/MMBtu | FALSE | L | Annual | Qualifying Generation | TWh | 0.0071544 | 0.0071544 | 0.014191 | 0.014191 | 0.014191 | 0.014191 | 0.014191 | 0.014191
IL Fac. Spec. - NOX Rate Summer v3.1, Unit 788 and retrofits | 526 | 1797 | Rate Constraint in lbs/MMBtu | FALSE | L | Annual | Rate | lb/MWh | 1.044 | 1.044 | 1.044 | 1.044 | 1.044 | 1.044 | 1.044 | 1.044
IL Fac. Spec. - NOX Rate Summer v3.1, Unit 788 and retrofits | 526 | 1797 | Rate Constraint in lbs/MMBtu | FALSE | L | Annual | Constraint Shadow Price | US2016$/Ton | 0 | 0 | 0 | 0 | 0 | 0 | 0 | 0
IL Fac. Spec. - NOX Rate Summer v3.1, Unit 789 and retrofits | 527 | 1797 | Rate Constraint in lbs/MMBtu | FALSE | L | Annual | Seasons Included | Seasons | Summer | Summer | Summer | Summer | Summer | Summer | Summer | Summer
IL Fac. Spec. - NOX Rate Summer v3.1, Unit 789 and retrofits | 527 | 1797 | Rate Constraint in lbs/MMBtu | FALSE | L | Annual | Standard NOX | lb/MMBtu | 0.25 | 0.25 | 0.25 | 0.25 | 0.25 | 0.25 | 0.25 | 0.25
IL Fac. Spec. - NOX Rate Summer v3.1, Unit 789 and retrofits | 527 | 1797 | Rate Constraint in lbs/MMBtu | FALSE | L | Annual | Emissions at Affected Plants NOX | Thousand Tons | 0.0038333 | 0.0038333 | 0.0076038 | 0.0076038 | 0.0076038 | 0.0076038 | 0.0076038 | 0.0076038
IL Fac. Spec. - NOX Rate Summer v3.1, Unit 789 and retrofits | 527 | 1797 | Rate Constraint in lbs/MMBtu | FALSE | L | Annual | Allowances Purchased NOX | Thousand Tons | 0 | 0 | 0 | 0 | 0 | 0 | 0 | 0
IL Fac. Spec. - NOX Rate Summer v3.1, Unit 789 and retrofits | 527 | 1797 | Rate Constraint in lbs/MMBtu | FALSE | L | Annual | Allowances Sold NOX | Thousand Tons | 0 | 0 | 0 | 0 | 0 | 0 | 0 | 0
IL Fac. Spec. - NOX Rate Summer v3.1, Unit 789 and retrofits | 527 | 1797 | Rate Constraint in lbs/MMBtu | FALSE | L | Annual | Allowances Banked | Thousand Tons | 0 | 0 | 0 | 0 | 0 | 0 | 0 | 0
IL Fac. Spec. - NOX Rate Summer v3.1, Unit 789 and retrofits | 527 | 1797 | Rate Constraint in lbs/MMBtu | FALSE | L | Annual | Allowances Withdrawn (1:1) | Thousand Tons | 0 | 0 | 0 | 0 | 0 | 0 | 0 | 0
IL Fac. Spec. - NOX Rate Summer v3.1, Unit 789 and retrofits | 527 | 1797 | Rate Constraint in lbs/MMBtu | FALSE | L | Annual | Allowances Withdrawn (n:1) | Thousand Tons | 0 | 0 | 0 | 0 | 0 | 0 | 0 | 0
IL Fac. Spec. - NOX Rate Summer v3.1, Unit 789 and retrofits | 527 | 1797 | Rate Constraint in lbs/MMBtu | FALSE | L | Annual | Net Emissions Allowance Position | Thousand Tons | 0.0038333 | 0.0038333 | 0.0076038 | 0.0076038 | 0.0076038 | 0.0076038 | 0.0076038 | 0.0076038
IL Fac. Spec. - NOX Rate Summer v3.1, Unit 789 and retrofits | 527 | 1797 | Rate Constraint in lbs/MMBtu | FALSE | L | Annual | Fuel Consumed | TBtu | 0.078255 | 0.078255 | 0.15523 | 0.15523 | 0.15523 | 0.15523 | 0.15523 | 0.15523
IL Fac. Spec. - NOX Rate Summer v3.1, Unit 789 and retrofits | 527 | 1797 | Rate Constraint in lbs/MMBtu | FALSE | L | Annual | Rate | lb/MMBtu | 0.09797 | 0.09797 | 0.09797 | 0.09797 | 0.09797 | 0.09797 | 0.09797 | 0.09797
IL Fac. Spec. - NOX Rate Summer v3.1, Unit 789 and retrofits | 527 | 1797 | Rate Constraint in lbs/MMBtu | FALSE | L | Annual | Generation | TWh | 0.0071544 | 0.0071544 | 0.014191 | 0.014191 | 0.014191 | 0.014191 | 0.014191 | 0.014191
IL Fac. Spec. - NOX Rate Summer v3.1, Unit 789 and retrofits | 527 | 1797 | Rate Constraint in lbs/MMBtu | FALSE | L | Annual | Qualifying Generation | TWh | 0.0071544 | 0.0071544 | 0.014191 | 0.014191 | 0.014191 | 0.014191 | 0.014191 | 0.014191
IL Fac. Spec. - NOX Rate Summer v3.1, Unit 789 and retrofits | 527 | 1797 | Rate Constraint in lbs/MMBtu | FALSE | L | Annual | Rate | lb/MWh | 1.0716 | 1.0716 | 1.0716 | 1.0716 | 1.0716 | 1.0716 | 1.0716 | 1.0716
IL Fac. Spec. - NOX Rate Summer v3.1, Unit 789 and retrofits | 527 | 1797 | Rate Constraint in lbs/MMBtu | FALSE | L | Annual | Constraint Shadow Price | US2016$/Ton | 0 | 0 | 0 | 0 | 0 | 0 | 0 | 0
IL Fac. Spec. - NOX Rate Summer v3.1, Unit 790 and retrofits | 528 | 1797 | Rate Constraint in lbs/MMBtu | FALSE | L | Annual | Seasons Included | Seasons | Summer | Summer | Summer | Summer | Summer | Summer | Summer | Summer
IL Fac. Spec. - NOX Rate Summer v3.1, Unit 790 and retrofits | 528 | 1797 | Rate Constraint in lbs/MMBtu | FALSE | L | Annual | Standard NOX | lb/MMBtu | 0.25 | 0.25 | 0.25 | 0.25 | 0.25 | 0.25 | 0.25 | 0.25
IL Fac. Spec. - NOX Rate Summer v3.1, Unit 790 and retrofits | 528 | 1797 | Rate Constraint in lbs/MMBtu | FALSE | L | Annual | Emissions at Affected Plants NOX | Thousand Tons | 0.0036478 | 0.0036478 | 0.0072359 | 0.0072359 | 0.0072359 | 0.0072359 | 0.0072359 | 0.0072359
IL Fac. Spec. - NOX Rate Summer v3.1, Unit 790 and retrofits | 528 | 1797 | Rate Constraint in lbs/MMBtu | FALSE | L | Annual | Allowances Purchased NOX | Thousand Tons | 0 | 0 | 0 | 0 | 0 | 0 | 0 | 0
IL Fac. Spec. - NOX Rate Summer v3.1, Unit 790 and retrofits | 528 | 1797 | Rate Constraint in lbs/MMBtu | FALSE | L | Annual | Allowances Sold NOX | Thousand Tons | 0 | 0 | 0 | 0 | 0 | 0 | 0 | 0
IL Fac. Spec. - NOX Rate Summer v3.1, Unit 790 and retrofits | 528 | 1797 | Rate Constraint in lbs/MMBtu | FALSE | L | Annual | Allowances Banked | Thousand Tons | 0 | 0 | 0 | 0 | 0 | 0 | 0 | 0
IL Fac. Spec. - NOX Rate Summer v3.1, Unit 790 and retrofits | 528 | 1797 | Rate Constraint in lbs/MMBtu | FALSE | L | Annual | Allowances Withdrawn (1:1) | Thousand Tons | 0 | 0 | 0 | 0 | 0 | 0 | 0 | 0
IL Fac. Spec. - NOX Rate Summer v3.1, Unit 790 and retrofits | 528 | 1797 | Rate Constraint in lbs/MMBtu | FALSE | L | Annual | Allowances Withdrawn (n:1) | Thousand Tons | 0 | 0 | 0 | 0 | 0 | 0 | 0 | 0
IL Fac. Spec. - NOX Rate Summer v3.1, Unit 790 and retrofits | 528 | 1797 | Rate Constraint in lbs/MMBtu | FALSE | L | Annual | Net Emissions Allowance Position | Thousand Tons | 0.0036478 | 0.0036478 | 0.0072359 | 0.0072359 | 0.0072359 | 0.0072359 | 0.0072359 | 0.0072359
IL Fac. Spec. - NOX Rate Summer v3.1, Unit 790 and retrofits | 528 | 1797 | Rate Constraint in lbs/MMBtu | FALSE | L | Annual | Fuel Consumed | TBtu | 0.078255 | 0.078255 | 0.15523 | 0.15523 | 0.15523 | 0.15523 | 0.15523 | 0.15523
IL Fac. Spec. - NOX Rate Summer v3.1, Unit 790 and retrofits | 528 | 1797 | Rate Constraint in lbs/MMBtu | FALSE | L | Annual | Rate | lb/MMBtu | 0.09323 | 0.09323 | 0.09323 | 0.09323 | 0.09323 | 0.09323 | 0.09323 | 0.09323
IL Fac. Spec. - NOX Rate Summer v3.1, Unit 790 and retrofits | 528 | 1797 | Rate Constraint in lbs/MMBtu | FALSE | L | Annual | Generation | TWh | 0.0071544 | 0.0071544 | 0.014191 | 0.014191 | 0.014191 | 0.014191 | 0.014191 | 0.014191
IL Fac. Spec. - NOX Rate Summer v3.1, Unit 790 and retrofits | 528 | 1797 | Rate Constraint in lbs/MMBtu | FALSE | L | Annual | Qualifying Generation | TWh | 0.0071544 | 0.0071544 | 0.014191 | 0.014191 | 0.014191 | 0.014191 | 0.014191 | 0.014191
IL Fac. Spec. - NOX Rate Summer v3.1, Unit 790 and retrofits | 528 | 1797 | Rate Constraint in lbs/MMBtu | FALSE | L | Annual | Rate | lb/MWh | 1.0197 | 1.0197 | 1.0197 | 1.0197 | 1.0197 | 1.0197 | 1.0197 | 1.0197
IL Fac. Spec. - NOX Rate Summer v3.1, Unit 790 and retrofits | 528 | 1797 | Rate Constraint in lbs/MMBtu | FALSE | L | Annual | Constraint Shadow Price | US2016$/Ton | 0 | 0 | 0 | 0 | 0 | 0 | 0 | 0
IL Fac. Spec. - NOX Rate Summer v3.1, Unit 791 and retrofits | 529 | 1797 | Rate Constraint in lbs/MMBtu | FALSE | L | Annual | Seasons Included | Seasons | Summer | Summer | Summer | Summer | Summer | Summer | Summer | Summer
IL Fac. Spec. - NOX Rate Summer v3.1, Unit 791 and retrofits | 529 | 1797 | Rate Constraint in lbs/MMBtu | FALSE | L | Annual | Standard NOX | lb/MMBtu | 0.25 | 0.25 | 0.25 | 0.25 | 0.25 | 0.25 | 0.25 | 0.25
IL Fac. Spec. - NOX Rate Summer v3.1, Unit 791 and retrofits | 529 | 1797 | Rate Constraint in lbs/MMBtu | FALSE | L | Annual | Emissions at Affected Plants NOX | Thousand Tons | 0.00085124 | 0.00085124 | 0.0016885 | 0.0016885 | 0.0016885 | 0.0016885 | 0.0016885 | 0.0016885
IL Fac. Spec. - NOX Rate Summer v3.1, Unit 791 and retrofits | 529 | 1797 | Rate Constraint in lbs/MMBtu | FALSE | L | Annual | Allowances Purchased NOX | Thousand Tons | 0 | 0 | 0 | 0 | 0 | 0 | 0 | 0
IL Fac. Spec. - NOX Rate Summer v3.1, Unit 791 and retrofits | 529 | 1797 | Rate Constraint in lbs/MMBtu | FALSE | L | Annual | Allowances Sold NOX | Thousand Tons | 0 | 0 | 0 | 0 | 0 | 0 | 0 | 0
IL Fac. Spec. - NOX Rate Summer v3.1, Unit 791 and retrofits | 529 | 1797 | Rate Constraint in lbs/MMBtu | FALSE | L | Annual | Allowances Banked | Thousand Tons | 0 | 0 | 0 | 0 | 0 | 0 | 0 | 0
IL Fac. Spec. - NOX Rate Summer v3.1, Unit 791 and retrofits | 529 | 1797 | Rate Constraint in lbs/MMBtu | FALSE | L | Annual | Allowances Withdrawn (1:1) | Thousand Tons | 0 | 0 | 0 | 0 | 0 | 0 | 0 | 0
IL Fac. Spec. - NOX Rate Summer v3.1, Unit 791 and retrofits | 529 | 1797 | Rate Constraint in lbs/MMBtu | FALSE | L | Annual | Allowances Withdrawn (n:1) | Thousand Tons | 0 | 0 | 0 | 0 | 0 | 0 | 0 | 0
IL Fac. Spec. - NOX Rate Summer v3.1, Unit 791 and retrofits | 529 | 1797 | Rate Constraint in lbs/MMBtu | FALSE | L | Annual | Net Emissions Allowance Position | Thousand Tons | 0.00085124 | 0.00085124 | 0.0016885 | 0.0016885 | 0.0016885 | 0.0016885 | 0.0016885 | 0.0016885
IL Fac. Spec. - NOX Rate Summer v3.1, Unit 791 and retrofits | 529 | 1797 | Rate Constraint in lbs/MMBtu | FALSE | L | Annual | Fuel Consumed | TBtu | 0.062248 | 0.062248 | 0.12348 | 0.12348 | 0.12348 | 0.12348 | 0.12348 | 0.12348
IL Fac. Spec. - NOX Rate Summer v3.1, Unit 791 and retrofits | 529 | 1797 | Rate Constraint in lbs/MMBtu | FALSE | L | Annual | Rate | lb/MMBtu | 0.02735 | 0.02735 | 0.02735 | 0.02735 | 0.02735 | 0.02735 | 0.02735 | 0.02735
IL Fac. Spec. - NOX Rate Summer v3.1, Unit 791 and retrofits | 529 | 1797 | Rate Constraint in lbs/MMBtu | FALSE | L | Annual | Generation | TWh | 0.005691 | 0.005691 | 0.011289 | 0.011289 | 0.011289 | 0.011289 | 0.011289 | 0.011289
IL Fac. Spec. - NOX Rate Summer v3.1, Unit 791 and retrofits | 529 | 1797 | Rate Constraint in lbs/MMBtu | FALSE | L | Annual | Qualifying Generation | TWh | 0.005691 | 0.005691 | 0.011289 | 0.011289 | 0.011289 | 0.011289 | 0.011289 | 0.011289
IL Fac. Spec. - NOX Rate Summer v3.1, Unit 791 and retrofits | 529 | 1797 | Rate Constraint in lbs/MMBtu | FALSE | L | Annual | Rate | lb/MWh | 0.29915 | 0.29915 | 0.29915 | 0.29915 | 0.29915 | 0.29915 | 0.29915 | 0.29915
IL Fac. Spec. - NOX Rate Summer v3.1, Unit 791 and retrofits | 529 | 1797 | Rate Constraint in lbs/MMBtu | FALSE | L | Annual | Constraint Shadow Price | US2016$/Ton | 0 | 0 | 0 | 0 | 0 | 0 | 0 | 0
IL Fac. Spec. - NOX Rate Summer v3.1, Unit 792 and retrofits | 530 | 1797 | Rate Constraint in lbs/MMBtu | FALSE | L | Annual | Seasons Included | Seasons | Summer | Summer | Summer | Summer | Summer | Summer | Summer | Summer
IL Fac. Spec. - NOX Rate Summer v3.1, Unit 792 and retrofits | 530 | 1797 | Rate Constraint in lbs/MMBtu | FALSE | L | Annual | Standard NOX | lb/MMBtu | 0.25 | 0.25 | 0.25 | 0.25 | 0.25 | 0.25 | 0.25 | 0.25
IL Fac. Spec. - NOX Rate Summer v3.1, Unit 792 and retrofits | 530 | 1797 | Rate Constraint in lbs/MMBtu | FALSE | L | Annual | Emissions at Affected Plants NOX | Thousand Tons | 0.0011609 | 0.0011609 | 0.0023028 | 0.0023028 | 0.0023028 | 0.0023028 | 0.0023028 | 0.0023028
IL Fac. Spec. - NOX Rate Summer v3.1, Unit 792 and retrofits | 530 | 1797 | Rate Constraint in lbs/MMBtu | FALSE | L | Annual | Allowances Purchased NOX | Thousand Tons | 0 | 0 | 0 | 0 | 0 | 0 | 0 | 0
IL Fac. Spec. - NOX Rate Summer v3.1, Unit 792 and retrofits | 530 | 1797 | Rate Constraint in lbs/MMBtu | FALSE | L | Annual | Allowances Sold NOX | Thousand Tons | 0 | 0 | 0 | 0 | 0 | 0 | 0 | 0
IL Fac. Spec. - NOX Rate Summer v3.1, Unit 792 and retrofits | 530 | 1797 | Rate Constraint in lbs/MMBtu | FALSE | L | Annual | Allowances Banked | Thousand Tons | 0 | 0 | 0 | 0 | 0 | 0 | 0 | 0
IL Fac. Spec. - NOX Rate Summer v3.1, Unit 792 and retrofits | 530 | 1797 | Rate Constraint in lbs/MMBtu | FALSE | L | Annual | Allowances Withdrawn (1:1) | Thousand Tons | 0 | 0 | 0 | 0 | 0 | 0 | 0 | 0
IL Fac. Spec. - NOX Rate Summer v3.1, Unit 792 and retrofits | 530 | 1797 | Rate Constraint in lbs/MMBtu | FALSE | L | Annual | Allowances Withdrawn (n:1) | Thousand Tons | 0 | 0 | 0 | 0 | 0 | 0 | 0 | 0
IL Fac. Spec. - NOX Rate Summer v3.1, Unit 792 and retrofits | 530 | 1797 | Rate Constraint in lbs/MMBtu | FALSE | L | Annual | Net Emissions Allowance Position | Thousand Tons | 0.0011609 | 0.0011609 | 0.0023028 | 0.0023028 | 0.0023028 | 0.0023028 | 0.0023028 | 0.0023028
IL Fac. Spec. - NOX Rate Summer v3.1, Unit 792 and retrofits | 530 | 1797 | Rate Constraint in lbs/MMBtu | FALSE | L | Annual | Fuel Consumed | TBtu | 0.062248 | 0.062248 | 0.12348 | 0.12348 | 0.12348 | 0.12348 | 0.12348 | 0.12348
IL Fac. Spec. - NOX Rate Summer v3.1, Unit 792 and retrofits | 530 | 1797 | Rate Constraint in lbs/MMBtu | FALSE | L | Annual | Rate | lb/MMBtu | 0.0373 | 0.0373 | 0.0373 | 0.0373 | 0.0373 | 0.0373 | 0.0373 | 0.0373
IL Fac. Spec. - NOX Rate Summer v3.1, Unit 792 and retrofits | 530 | 1797 | Rate Constraint in lbs/MMBtu | FALSE | L | Annual | Generation | TWh | 0.005691 | 0.005691 | 0.011289 | 0.011289 | 0.011289 | 0.011289 | 0.011289 | 0.011289
IL Fac. Spec. - NOX Rate Summer v3.1, Unit 792 and retrofits | 530 | 1797 | Rate Constraint in lbs/MMBtu | FALSE | L | Annual | Qualifying Generation | TWh | 0.005691 | 0.005691 | 0.011289 | 0.011289 | 0.011289 | 0.011289 | 0.011289 | 0.011289
IL Fac. Spec. - NOX Rate Summer v3.1, Unit 792 and retrofits | 530 | 1797 | Rate Constraint in lbs/MMBtu | FALSE | L | Annual | Rate | lb/MWh | 0.40799 | 0.40799 | 0.40799 | 0.40799 | 0.40799 | 0.40799 | 0.40799 | 0.40799
IL Fac. Spec. - NOX Rate Summer v3.1, Unit 792 and retrofits | 530 | 1797 | Rate Constraint in lbs/MMBtu | FALSE | L | Annual | Constraint Shadow Price | US2016$/Ton | 0 | 0 | 0 | 0 | 0 | 0 | 0 | 0
IL Fac. Spec. - NOX Rate Summer v3.1, Unit 793 and retrofits | 531 | 1797 | Rate Constraint in lbs/MMBtu | FALSE | L | Annual | Seasons Included | Seasons | Summer | Summer | Summer | Summer | Summer | Summer | Summer | Summer
IL Fac. Spec. - NOX Rate Summer v3.1, Unit 793 and retrofits | 531 | 1797 | Rate Constraint in lbs/MMBtu | FALSE | L | Annual | Standard NOX | lb/MMBtu | 0.25 | 0.25 | 0.25 | 0.25 | 0.25 | 0.25 | 0.25 | 0.25
IL Fac. Spec. - NOX Rate Summer v3.1, Unit 793 and retrofits | 531 | 1797 | Rate Constraint in lbs/MMBtu | FALSE | L | Annual | Emissions at Affected Plants NOX | Thousand Tons | 0.00099659 | 0.00099659 | 0.0019768 | 0.0019768 | 0.0019768 | 0.0019768 | 0.0019768 | 0.0019768
IL Fac. Spec. - NOX Rate Summer v3.1, Unit 793 and retrofits | 531 | 1797 | Rate Constraint in lbs/MMBtu | FALSE | L | Annual | Allowances Purchased NOX | Thousand Tons | 0 | 0 | 0 | 0 | 0 | 0 | 0 | 0
IL Fac. Spec. - NOX Rate Summer v3.1, Unit 793 and retrofits | 531 | 1797 | Rate Constraint in lbs/MMBtu | FALSE | L | Annual | Allowances Sold NOX | Thousand Tons | 0 | 0 | 0 | 0 | 0 | 0 | 0 | 0
IL Fac. Spec. - NOX Rate Summer v3.1, Unit 793 and retrofits | 531 | 1797 | Rate Constraint in lbs/MMBtu | FALSE | L | Annual | Allowances Banked | Thousand Tons | 0 | 0 | 0 | 0 | 0 | 0 | 0 | 0
IL Fac. Spec. - NOX Rate Summer v3.1, Unit 793 and retrofits | 531 | 1797 | Rate Constraint in lbs/MMBtu | FALSE | L | Annual | Allowances Withdrawn (1:1) | Thousand Tons | 0 | 0 | 0 | 0 | 0 | 0 | 0 | 0
IL Fac. Spec. - NOX Rate Summer v3.1, Unit 793 and retrofits | 531 | 1797 | Rate Constraint in lbs/MMBtu | FALSE | L | Annual | Allowances Withdrawn (n:1) | Thousand Tons | 0 | 0 | 0 | 0 | 0 | 0 | 0 | 0
IL Fac. Spec. - NOX Rate Summer v3.1, Unit 793 and retrofits | 531 | 1797 | Rate Constraint in lbs/MMBtu | FALSE | L | Annual | Net Emissions Allowance Position | Thousand Tons | 0.00099659 | 0.00099659 | 0.0019768 | 0.0019768 | 0.0019768 | 0.0019768 | 0.0019768 | 0.0019768
IL Fac. Spec. - NOX Rate Summer v3.1, Unit 793 and retrofits | 531 | 1797 | Rate Constraint in lbs/MMBtu | FALSE | L | Annual | Fuel Consumed | TBtu | 0.062248 | 0.062248 | 0.12348 | 0.12348 | 0.12348 | 0.12348 | 0.12348 | 0.12348
IL Fac. Spec. - NOX Rate Summer v3.1, Unit 793 and retrofits | 531 | 1797 | Rate Constraint in lbs/MMBtu | FALSE | L | Annual | Rate | lb/MMBtu | 0.03202 | 0.03202 | 0.03202 | 0.03202 | 0.03202 | 0.03202 | 0.03202 | 0.03202
IL Fac. Spec. - NOX Rate Summer v3.1, Unit 793 and retrofits | 531 | 1797 | Rate Constraint in lbs/MMBtu | FALSE | L | Annual | Generation | TWh | 0.005691 | 0.005691 | 0.011289 | 0.011289 | 0.011289 | 0.011289 | 0.011289 | 0.011289
IL Fac. Spec. - NOX Rate Summer v3.1, Unit 793 and retrofits | 531 | 1797 | Rate Constraint in lbs/MMBtu | FALSE | L | Annual | Qualifying Generation | TWh | 0.005691 | 0.005691 | 0.011289 | 0.011289 | 0.011289 | 0.011289 | 0.011289 | 0.011289
IL Fac. Spec. - NOX Rate Summer v3.1, Unit 793 and retrofits | 531 | 1797 | Rate Constraint in lbs/MMBtu | FALSE | L | Annual | Rate | lb/MWh | 0.35023 | 0.35023 | 0.35023 | 0.35023 | 0.35023 | 0.35023 | 0.35023 | 0.35023
IL Fac. Spec. - NOX Rate Summer v3.1, Unit 793 and retrofits | 531 | 1797 | Rate Constraint in lbs/MMBtu | FALSE | L | Annual | Constraint Shadow Price | US2016$/Ton | 0 | 0 | 0 | 0 | 0 | 0 | 0 | 0
IL Fac. Spec. - NOX Rate Summer v3.1, Unit 794 and retrofits | 532 | 1797 | Rate Constraint in lbs/MMBtu | FALSE | L | Annual | Seasons Included | Seasons | Summer | Summer | Summer | Summer | Summer | Summer | Summer | Summer
IL Fac. Spec. - NOX Rate Summer v3.1, Unit 794 and retrofits | 532 | 1797 | Rate Constraint in lbs/MMBtu | FALSE | L | Annual | Standard NOX | lb/MMBtu | 0.25 | 0.25 | 0.25 | 0.25 | 0.25 | 0.25 | 0.25 | 0.25
IL Fac. Spec. - NOX Rate Summer v3.1, Unit 794 and retrofits | 532 | 1797 | Rate Constraint in lbs/MMBtu | FALSE | L | Annual | Emissions at Affected Plants NOX | Thousand Tons | 0.00076752 | 0.00076752 | 0.0015225 | 0.0015225 | 0.0015225 | 0.0015225 | 0.0015225 | 0.0015225
IL Fac. Spec. - NOX Rate Summer v3.1, Unit 794 and retrofits | 532 | 1797 | Rate Constraint in lbs/MMBtu | FALSE | L | Annual | Allowances Purchased NOX | Thousand Tons | 0 | 0 | 0 | 0 | 0 | 0 | 0 | 0
IL Fac. Spec. - NOX Rate Summer v3.1, Unit 794 and retrofits | 532 | 1797 | Rate Constraint in lbs/MMBtu | FALSE | L | Annual | Allowances Sold NOX | Thousand Tons | 0 | 0 | 0 | 0 | 0 | 0 | 0 | 0
IL Fac. Spec. - NOX Rate Summer v3.1, Unit 794 and retrofits | 532 | 1797 | Rate Constraint in lbs/MMBtu | FALSE | L | Annual | Allowances Banked | Thousand Tons | 0 | 0 | 0 | 0 | 0 | 0 | 0 | 0
IL Fac. Spec. - NOX Rate Summer v3.1, Unit 794 and retrofits | 532 | 1797 | Rate Constraint in lbs/MMBtu | FALSE | L | Annual | Allowances Withdrawn (1:1) | Thousand Tons | 0 | 0 | 0 | 0 | 0 | 0 | 0 | 0
IL Fac. Spec. - NOX Rate Summer v3.1, Unit 794 and retrofits | 532 | 1797 | Rate Constraint in lbs/MMBtu | FALSE | L | Annual | Allowances Withdrawn (n:1) | Thousand Tons | 0 | 0 | 0 | 0 | 0 | 0 | 0 | 0
IL Fac. Spec. - NOX Rate Summer v3.1, Unit 794 and retrofits | 532 | 1797 | Rate Constraint in lbs/MMBtu | FALSE | L | Annual | Net Emissions Allowance Position | Thousand Tons | 0.00076752 | 0.00076752 | 0.0015225 | 0.0015225 | 0.0015225 | 0.0015225 | 0.0015225 | 0.0015225
IL Fac. Spec. - NOX Rate Summer v3.1, Unit 794 and retrofits | 532 | 1797 | Rate Constraint in lbs/MMBtu | FALSE | L | Annual | Fuel Consumed | TBtu | 0.062248 | 0.062248 | 0.12348 | 0.12348 | 0.12348 | 0.12348 | 0.12348 | 0.12348
IL Fac. Spec. - NOX Rate Summer v3.1, Unit 794 and retrofits | 532 | 1797 | Rate Constraint in lbs/MMBtu | FALSE | L | Annual | Rate | lb/MMBtu | 0.02466 | 0.02466 | 0.02466 | 0.02466 | 0.02466 | 0.02466 | 0.02466 | 0.02466
IL Fac. Spec. - NOX Rate Summer v3.1, Unit 794 and retrofits | 532 | 1797 | Rate Constraint in lbs/MMBtu | FALSE | L | Annual | Generation | TWh | 0.005691 | 0.005691 | 0.011289 | 0.011289 | 0.011289 | 0.011289 | 0.011289 | 0.011289
IL Fac. Spec. - NOX Rate Summer v3.1, Unit 794 and retrofits | 532 | 1797 | Rate Constraint in lbs/MMBtu | FALSE | L | Annual | Qualifying Generation | TWh | 0.005691 | 0.005691 | 0.011289 | 0.011289 | 0.011289 | 0.011289 | 0.011289 | 0.011289
IL Fac. Spec. - NOX Rate Summer v3.1, Unit 794 and retrofits | 532 | 1797 | Rate Constraint in lbs/MMBtu | FALSE | L | Annual | Rate | lb/MWh | 0.26973 | 0.26973 | 0.26973 | 0.26973 | 0.26973 | 0.26973 | 0.26973 | 0.26973
IL Fac. Spec. - NOX Rate Summer v3.1, Unit 794 and retrofits | 532 | 1797 | Rate Constraint in lbs/MMBtu | FALSE | L | Annual | Constraint Shadow Price | US2016$/Ton | 0 | 0 | 0 | 0 | 0 | 0 | 0 | 0
IL Fac. Spec. - NOX Rate Summer v3.1, Unit 795 and retrofits | 533 | 1797 | Rate Constraint in lbs/MMBtu | FALSE | L | Annual | Seasons Included | Seasons | Summer | Summer | Summer | Summer | Summer | Summer | Summer | Summer
IL Fac. Spec. - NOX Rate Summer v3.1, Unit 795 and retrofits | 533 | 1797 | Rate Constraint in lbs/MMBtu | FALSE | L | Annual | Standard NOX | lb/MMBtu | 0.25 | 0.25 | 0.25 | 0.25 | 0.25 | 0.25 | 0.25 | 0.25
IL Fac. Spec. - NOX Rate Summer v3.1, Unit 795 and retrofits | 533 | 1797 | Rate Constraint in lbs/MMBtu | FALSE | L | Annual | Emissions at Affected Plants NOX | Thousand Tons | 0 | 0 | 0.00092874 | 0.00092874 | 0.0017469 | 0.0020477 | 0.00092874 | 0
IL Fac. Spec. - NOX Rate Summer v3.1, Unit 795 and retrofits | 533 | 1797 | Rate Constraint in lbs/MMBtu | FALSE | L | Annual | Allowances Purchased NOX | Thousand Tons | 0 | 0 | 0 | 0 | 0 | 0 | 0 | 0
IL Fac. Spec. - NOX Rate Summer v3.1, Unit 795 and retrofits | 533 | 1797 | Rate Constraint in lbs/MMBtu | FALSE | L | Annual | Allowances Sold NOX | Thousand Tons | 0 | 0 | 0 | 0 | 0 | 0 | 0 | 0
IL Fac. Spec. - NOX Rate Summer v3.1, Unit 795 and retrofits | 533 | 1797 | Rate Constraint in lbs/MMBtu | FALSE | L | Annual | Allowances Banked | Thousand Tons | 0 | 0 | 0 | 0 | 0 | 0 | 0 | 0
IL Fac. Spec. - NOX Rate Summer v3.1, Unit 795 and retrofits | 533 | 1797 | Rate Constraint in lbs/MMBtu | FALSE | L | Annual | Allowances Withdrawn (1:1) | Thousand Tons | 0 | 0 | 0 | 0 | 0 | 0 | 0 | 0
IL Fac. Spec. - NOX Rate Summer v3.1, Unit 795 and retrofits | 533 | 1797 | Rate Constraint in lbs/MMBtu | FALSE | L | Annual | Allowances Withdrawn (n:1) | Thousand Tons | 0 | 0 | 0 | 0 | 0 | 0 | 0 | 0
IL Fac. Spec. - NOX Rate Summer v3.1, Unit 795 and retrofits | 533 | 1797 | Rate Constraint in lbs/MMBtu | FALSE | L | Annual | Net Emissions Allowance Position | Thousand Tons | 0 | 0 | 0.00092874 | 0.00092874 | 0.0017469 | 0.0020477 | 0.00092874 | 0
IL Fac. Spec. - NOX Rate Summer v3.1, Unit 795 and retrofits | 533 | 1797 | Rate Constraint in lbs/MMBtu | FALSE | L | Annual | Fuel Consumed | TBtu | 0 | 0 | 0.071773 | 0.071773 | 0.135 | 0.15825 | 0.071773 | 0
IL Fac. Spec. - NOX Rate Summer v3.1, Unit 795 and retrofits | 533 | 1797 | Rate Constraint in lbs/MMBtu | FALSE | L | Annual | Rate | lb/MMBtu | 0 | 0 | 0.02588 | 0.02588 | 0.02588 | 0.02588 | 0.02588 | 0
IL Fac. Spec. - NOX Rate Summer v3.1, Unit 795 and retrofits | 533 | 1797 | Rate Constraint in lbs/MMBtu | FALSE | L | Annual | Generation | TWh | 0 | 0 | 0.0054713 | 0.0054713 | 0.010291 | 0.012063 | 0.0054713 | 0
IL Fac. Spec. - NOX Rate Summer v3.1, Unit 795 and retrofits | 533 | 1797 | Rate Constraint in lbs/MMBtu | FALSE | L | Annual | Qualifying Generation | TWh | 0 | 0 | 0.0054713 | 0.0054713 | 0.010291 | 0.012063 | 0.0054713 | 0
IL Fac. Spec. - NOX Rate Summer v3.1, Unit 795 and retrofits | 533 | 1797 | Rate Constraint in lbs/MMBtu | FALSE | L | Annual | Rate | lb/MWh | 0 | 0 | 0.33949 | 0.33949 | 0.33949 | 0.33949 | 0.33949 | 0
IL Fac. Spec. - NOX Rate Summer v3.1, Unit 795 and retrofits | 533 | 1797 | Rate Constraint in lbs/MMBtu | FALSE | L | Annual | Constraint Shadow Price | US2016$/Ton | 0 | 0 | 0 | 0 | 0 | 0 | 0 | 0
IL Fac. Spec. - NOX Rate Summer v3.1, Unit 796 and retrofits | 534 | 1797 | Rate Constraint in lbs/MMBtu | FALSE | L | Annual | Seasons Included | Seasons | Summer | Summer | Summer | Summer | Summer | Summer | Summer | Summer
IL Fac. Spec. - NOX Rate Summer v3.1, Unit 796 and retrofits | 534 | 1797 | Rate Constraint in lbs/MMBtu | FALSE | L | Annual | Standard NOX | lb/MMBtu | 0.25 | 0.25 | 0.25 | 0.25 | 0.25 | 0.25 | 0.25 | 0.25
IL Fac. Spec. - NOX Rate Summer v3.1, Unit 796 and retrofits | 534 | 1797 | Rate Constraint in lbs/MMBtu | FALSE | L | Annual | Emissions at Affected Plants NOX | Thousand Tons | 0 | 0 | 0.00080063 | 0.00080063 | 0.00080063 | 0.00080063 | 0.00080063 | 0
IL Fac. Spec. - NOX Rate Summer v3.1, Unit 796 and retrofits | 534 | 1797 | Rate Constraint in lbs/MMBtu | FALSE | L | Annual | Allowances Purchased NOX | Thousand Tons | 0 | 0 | 0 | 0 | 0 | 0 | 0 | 0
IL Fac. Spec. - NOX Rate Summer v3.1, Unit 796 and retrofits | 534 | 1797 | Rate Constraint in lbs/MMBtu | FALSE | L | Annual | Allowances Sold NOX | Thousand Tons | 0 | 0 | 0 | 0 | 0 | 0 | 0 | 0
IL Fac. Spec. - NOX Rate Summer v3.1, Unit 796 and retrofits | 534 | 1797 | Rate Constraint in lbs/MMBtu | FALSE | L | Annual | Allowances Banked | Thousand Tons | 0 | 0 | 0 | 0 | 0 | 0 | 0 | 0
IL Fac. Spec. - NOX Rate Summer v3.1, Unit 796 and retrofits | 534 | 1797 | Rate Constraint in lbs/MMBtu | FALSE | L | Annual | Allowances Withdrawn (1:1) | Thousand Tons | 0 | 0 | 0 | 0 | 0 | 0 | 0 | 0
IL Fac. Spec. - NOX Rate Summer v3.1, Unit 796 and retrofits | 534 | 1797 | Rate Constraint in lbs/MMBtu | FALSE | L | Annual | Allowances Withdrawn (n:1) | Thousand Tons | 0 | 0 | 0 | 0 | 0 | 0 | 0 | 0
IL Fac. Spec. - NOX Rate Summer v3.1, Unit 796 and retrofits | 534 | 1797 | Rate Constraint in lbs/MMBtu | FALSE | L | Annual | Net Emissions Allowance Position | Thousand Tons | 0 | 0 | 0.00080063 | 0.00080063 | 0.00080063 | 0.00080063 | 0.00080063 | 0
IL Fac. Spec. - NOX Rate Summer v3.1, Unit 796 and retrofits | 534 | 1797 | Rate Constraint in lbs/MMBtu | FALSE | L | Annual | Fuel Consumed | TBtu | 0 | 0 | 0.071773 | 0.071773 | 0.071773 | 0.071773 | 0.071773 | 0
IL Fac. Spec. - NOX Rate Summer v3.1, Unit 796 and retrofits | 534 | 1797 | Rate Constraint in lbs/MMBtu | FALSE | L | Annual | Rate | lb/MMBtu | 0 | 0 | 0.02231 | 0.02231 | 0.02231 | 0.02231 | 0.02231 | 0
IL Fac. Spec. - NOX Rate Summer v3.1, Unit 796 and retrofits | 534 | 1797 | Rate Constraint in lbs/MMBtu | FALSE | L | Annual | Generation | TWh | 0 | 0 | 0.0054713 | 0.0054713 | 0.0054713 | 0.0054713 | 0.0054713 | 0
IL Fac. Spec. - NOX Rate Summer v3.1, Unit 796 and retrofits | 534 | 1797 | Rate Constraint in lbs/MMBtu | FALSE | L | Annual | Qualifying Generation | TWh | 0 | 0 | 0.0054713 | 0.0054713 | 0.0054713 | 0.0054713 | 0.0054713 | 0
IL Fac. Spec. - NOX Rate Summer v3.1, Unit 796 and retrofits | 534 | 1797 | Rate Constraint in lbs/MMBtu | FALSE | L | Annual | Rate | lb/MWh | 0 | 0 | 0.29266 | 0.29266 | 0.29266 | 0.29266 | 0.29266 | 0
IL Fac. Spec. - NOX Rate Summer v3.1, Unit 796 and retrofits | 534 | 1797 | Rate Constraint in lbs/MMBtu | FALSE | L | Annual | Constraint Shadow Price | US2016$/Ton | 0 | 0 | 0 | 0 | 0 | 0 | 0 | 0
IL Fac. Spec. - NOX Rate Summer v3.1, Unit 797 and retrofits | 535 | 1797 | Rate Constraint in lbs/MMBtu | FALSE | L | Annual | Seasons Included | Seasons | Summer | Summer | Summer | Summer | Summer | Summer | Summer | Summer
IL Fac. Spec. - NOX Rate Summer v3.1, Unit 797 and retrofits | 535 | 1797 | Rate Constraint in lbs/MMBtu | FALSE | L | Annual | Standard NOX | lb/MMBtu | 0.25 | 0.25 | 0.25 | 0.25 | 0.25 | 0.25 | 0.25 | 0.25
IL Fac. Spec. - NOX Rate Summer v3.1, Unit 797 and retrofits | 535 | 1797 | Rate Constraint in lbs/MMBtu | FALSE | L | Annual | Emissions at Affected Plants NOX | Thousand Tons | 0 | 0 | 0.00071809 | 0.00071809 | 0.00071809 | 0.0013357 | 0.00071809 | 0
IL Fac. Spec. - NOX Rate Summer v3.1, Unit 797 and retrofits | 535 | 1797 | Rate Constraint in lbs/MMBtu | FALSE | L | Annual | Allowances Purchased NOX | Thousand Tons | 0 | 0 | 0 | 0 | 0 | 0 | 0 | 0
IL Fac. Spec. - NOX Rate Summer v3.1, Unit 797 and retrofits | 535 | 1797 | Rate Constraint in lbs/MMBtu | FALSE | L | Annual | Allowances Sold NOX | Thousand Tons | 0 | 0 | 0 | 0 | 0 | 0 | 0 | 0
IL Fac. Spec. - NOX Rate Summer v3.1, Unit 797 and retrofits | 535 | 1797 | Rate Constraint in lbs/MMBtu | FALSE | L | Annual | Allowances Banked | Thousand Tons | 0 | 0 | 0 | 0 | 0 | 0 | 0 | 0
IL Fac. Spec. - NOX Rate Summer v3.1, Unit 797 and retrofits | 535 | 1797 | Rate Constraint in lbs/MMBtu | FALSE | L | Annual | Allowances Withdrawn (1:1) | Thousand Tons | 0 | 0 | 0 | 0 | 0 | 0 | 0 | 0
IL Fac. Spec. - NOX Rate Summer v3.1, Unit 797 and retrofits | 535 | 1797 | Rate Constraint in lbs/MMBtu | FALSE | L | Annual | Allowances Withdrawn (n:1) | Thousand Tons | 0 | 0 | 0 | 0 | 0 | 0 | 0 | 0
IL Fac. Spec. - NOX Rate Summer v3.1, Unit 797 and retrofits | 535 | 1797 | Rate Constraint in lbs/MMBtu | FALSE | L | Annual | Net Emissions Allowance Position | Thousand Tons | 0 | 0 | 0.00071809 | 0.00071809 | 0.00071809 | 0.0013357 | 0.00071809 | 0
IL Fac. Spec. - NOX Rate Summer v3.1, Unit 797 and retrofits | 535 | 1797 | Rate Constraint in lbs/MMBtu | FALSE | L | Annual | Fuel Consumed | TBtu | 0 | 0 | 0.071773 | 0.071773 | 0.071773 | 0.13351 | 0.071773 | 0
IL Fac. Spec. - NOX Rate Summer v3.1, Unit 797 and retrofits | 535 | 1797 | Rate Constraint in lbs/MMBtu | FALSE | L | Annual | Rate | lb/MMBtu | 0 | 0 | 0.02001 | 0.02001 | 0.02001 | 0.02001 | 0.02001 | 0
IL Fac. Spec. - NOX Rate Summer v3.1, Unit 797 and retrofits | 535 | 1797 | Rate Constraint in lbs/MMBtu | FALSE | L | Annual | Generation | TWh | 0 | 0 | 0.0054713 | 0.0054713 | 0.0054713 | 0.010177 | 0.0054713 | 0
IL Fac. Spec. - NOX Rate Summer v3.1, Unit 797 and retrofits | 535 | 1797 | Rate Constraint in lbs/MMBtu | FALSE | L | Annual | Qualifying Generation | TWh | 0 | 0 | 0.0054713 | 0.0054713 | 0.0054713 | 0.010177 | 0.0054713 | 0
IL Fac. Spec. - NOX Rate Summer v3.1, Unit 797 and retrofits | 535 | 1797 | Rate Constraint in lbs/MMBtu | FALSE | L | Annual | Rate | lb/MWh | 0 | 0 | 0.26249 | 0.26249 | 0.26249 | 0.26249 | 0.26249 | 0
IL Fac. Spec. - NOX Rate Summer v3.1, Unit 797 and retrofits | 535 | 1797 | Rate Constraint in lbs/MMBtu | FALSE | L | Annual | Constraint Shadow Price | US2016$/Ton | 0 | 0 | 0 | 0 | 0 | 0 | 0 | 0
IL Fac. Spec. - NOX Rate Summer v3.1, Unit 798 and retrofits | 536 | 1797 | Rate Constraint in lbs/MMBtu | FALSE | L | Annual | Seasons Included | Seasons | Summer | Summer | Summer | Summer | Summer | Summer | Summer | Summer
IL Fac. Spec. - NOX Rate Summer v3.1, Unit 798 and retrofits | 536 | 1797 | Rate Constraint in lbs/MMBtu | FALSE | L | Annual | Standard NOX | lb/MMBtu | 0.25 | 0.25 | 0.25 | 0.25 | 0.25 | 0.25 | 0.25 | 0.25
IL Fac. Spec. - NOX Rate Summer v3.1, Unit 798 and retrofits | 536 | 1797 | Rate Constraint in lbs/MMBtu | FALSE | L | Annual | Emissions at Affected Plants NOX | Thousand Tons | 0 | 0 | 0.00084046 | 0.00084046 | 0.0018531 | 0.0018531 | 0.00084046 | 0
IL Fac. Spec. - NOX Rate Summer v3.1, Unit 798 and retrofits | 536 | 1797 | Rate Constraint in lbs/MMBtu | FALSE | L | Annual | Allowances Purchased NOX | Thousand Tons | 0 | 0 | 0 | 0 | 0 | 0 | 0 | 0
IL Fac. Spec. - NOX Rate Summer v3.1, Unit 798 and retrofits | 536 | 1797 | Rate Constraint in lbs/MMBtu | FALSE | L | Annual | Allowances Sold NOX | Thousand Tons | 0 | 0 | 0 | 0 | 0 | 0 | 0 | 0
IL Fac. Spec. - NOX Rate Summer v3.1, Unit 798 and retrofits | 536 | 1797 | Rate Constraint in lbs/MMBtu | FALSE | L | Annual | Allowances Banked | Thousand Tons | 0 | 0 | 0 | 0 | 0 | 0 | 0 | 0
IL Fac. Spec. - NOX Rate Summer v3.1, Unit 798 and retrofits | 536 | 1797 | Rate Constraint in lbs/MMBtu | FALSE | L | Annual | Allowances Withdrawn (1:1) | Thousand Tons | 0 | 0 | 0 | 0 | 0 | 0 | 0 | 0
IL Fac. Spec. - NOX Rate Summer v3.1, Unit 798 and retrofits | 536 | 1797 | Rate Constraint in lbs/MMBtu | FALSE | L | Annual | Allowances Withdrawn (n:1) | Thousand Tons | 0 | 0 | 0 | 0 | 0 | 0 | 0 | 0
IL Fac. Spec. - NOX Rate Summer v3.1, Unit 798 and retrofits | 536 | 1797 | Rate Constraint in lbs/MMBtu | FALSE | L | Annual | Net Emissions Allowance Position | Thousand Tons | 0 | 0 | 0.00084046 | 0.00084046 | 0.0018531 | 0.0018531 | 0.00084046 | 0
IL Fac. Spec. - NOX Rate Summer v3.1, Unit 798 and retrofits | 536 | 1797 | Rate Constraint in lbs/MMBtu | FALSE | L | Annual | Fuel Consumed | TBtu | 0 | 0 | 0.071773 | 0.071773 | 0.15825 | 0.15825 | 0.071773 | 0
IL Fac. Spec. - NOX Rate Summer v3.1, Unit 798 and retrofits | 536 | 1797 | Rate Constraint in lbs/MMBtu | FALSE | L | Annual | Rate | lb/MMBtu | 0 | 0 | 0.02342 | 0.02342 | 0.02342 | 0.02342 | 0.02342 | 0
IL Fac. Spec. - NOX Rate Summer v3.1, Unit 798 and retrofits | 536 | 1797 | Rate Constraint in lbs/MMBtu | FALSE | L | Annual | Generation | TWh | 0 | 0 | 0.0054713 | 0.0054713 | 0.012063 | 0.012063 | 0.0054713 | 0
IL Fac. Spec. - NOX Rate Summer v3.1, Unit 798 and retrofits | 536 | 1797 | Rate Constraint in lbs/MMBtu | FALSE | L | Annual | Qualifying Generation | TWh | 0 | 0 | 0.0054713 | 0.0054713 | 0.012063 | 0.012063 | 0.0054713 | 0
IL Fac. Spec. - NOX Rate Summer v3.1, Unit 798 and retrofits | 536 | 1797 | Rate Constraint in lbs/MMBtu | FALSE | L | Annual | Rate | lb/MWh | 0 | 0 | 0.30722 | 0.30722 | 0.30722 | 0.30722 | 0.30722 | 0
IL Fac. Spec. - NOX Rate Summer v3.1, Unit 798 and retrofits | 536 | 1797 | Rate Constraint in lbs/MMBtu | FALSE | L | Annual | Constraint Shadow Price | US2016$/Ton | 0 | 0 | 0 | 0 | 0 | 0 | 0 | 0
IL Fac. Spec. - NOX Rate Summer v3.1, Unit 799 and retrofits | 537 | 1797 | Rate Constraint in lbs/MMBtu | FALSE | L | Annual | Seasons Included | Seasons | Summer | Summer | Summer | Summer | Summer | Summer | Summer | Summer
IL Fac. Spec. - NOX Rate Summer v3.1, Unit 799 and retrofits | 537 | 1797 | Rate Constraint in lbs/MMBtu | FALSE | L | Annual | Standard NOX | lb/MMBtu | 0.25 | 0.25 | 0.25 | 0.25 | 0.25 | 0.25 | 0.25 | 0.25
IL Fac. Spec. - NOX Rate Summer v3.1, Unit 799 and retrofits | 537 | 1797 | Rate Constraint in lbs/MMBtu | FALSE | L | Annual | Emissions at Affected Plants NOX | Thousand Tons | 0 | 0 | 0.00082 | 0.00082 | 0.00082 | 0.00082 | 0.00082 | 0
IL Fac. Spec. - NOX Rate Summer v3.1, Unit 799 and retrofits | 537 | 1797 | Rate Constraint in lbs/MMBtu | FALSE | L | Annual | Allowances Purchased NOX | Thousand Tons | 0 | 0 | 0 | 0 | 0 | 0 | 0 | 0
IL Fac. Spec. - NOX Rate Summer v3.1, Unit 799 and retrofits | 537 | 1797 | Rate Constraint in lbs/MMBtu | FALSE | L | Annual | Allowances Sold NOX | Thousand Tons | 0 | 0 | 0 | 0 | 0 | 0 | 0 | 0
IL Fac. Spec. - NOX Rate Summer v3.1, Unit 799 and retrofits | 537 | 1797 | Rate Constraint in lbs/MMBtu | FALSE | L | Annual | Allowances Banked | Thousand Tons | 0 | 0 | 0 | 0 | 0 | 0 | 0 | 0
IL Fac. Spec. - NOX Rate Summer v3.1, Unit 799 and retrofits | 537 | 1797 | Rate Constraint in lbs/MMBtu | FALSE | L | Annual | Allowances Withdrawn (1:1) | Thousand Tons | 0 | 0 | 0 | 0 | 0 | 0 | 0 | 0
IL Fac. Spec. - NOX Rate Summer v3.1, Unit 799 and retrofits | 537 | 1797 | Rate Constraint in lbs/MMBtu | FALSE | L | Annual | Allowances Withdrawn (n:1) | Thousand Tons | 0 | 0 | 0 | 0 | 0 | 0 | 0 | 0
IL Fac. Spec. - NOX Rate Summer v3.1, Unit 799 and retrofits | 537 | 1797 | Rate Constraint in lbs/MMBtu | FALSE | L | Annual | Net Emissions Allowance Position | Thousand Tons | 0 | 0 | 0.00082 | 0.00082 | 0.00082 | 0.00082 | 0.00082 | 0
IL Fac. Spec. - NOX Rate Summer v3.1, Unit 799 and retrofits | 537 | 1797 | Rate Constraint in lbs/MMBtu | FALSE | L | Annual | Fuel Consumed | TBtu | 0 | 0 | 0.071773 | 0.071773 | 0.071773 | 0.071773 | 0.071773 | 0
IL Fac. Spec. - NOX Rate Summer v3.1, Unit 799 and retrofits | 537 | 1797 | Rate Constraint in lbs/MMBtu | FALSE | L | Annual | Rate | lb/MMBtu | 0 | 0 | 0.02285 | 0.02285 | 0.02285 | 0.02285 | 0.02285 | 0
IL Fac. Spec. - NOX Rate Summer v3.1, Unit 799 and retrofits | 537 | 1797 | Rate Constraint in lbs/MMBtu | FALSE | L | Annual | Generation | TWh | 0 | 0 | 0.0054713 | 0.0054713 | 0.0054713 | 0.0054713 | 0.0054713 | 0
IL Fac. Spec. - NOX Rate Summer v3.1, Unit 799 and retrofits | 537 | 1797 | Rate Constraint in lbs/MMBtu | FALSE | L | Annual | Qualifying Generation | TWh | 0 | 0 | 0.0054713 | 0.0054713 | 0.0054713 | 0.0054713 | 0.0054713 | 0
IL Fac. Spec. - NOX Rate Summer v3.1, Unit 799 and retrofits | 537 | 1797 | Rate Constraint in lbs/MMBtu | FALSE | L | Annual | Rate | lb/MWh | 0 | 0 | 0.29975 | 0.29975 | 0.29975 | 0.29975 | 0.29975 | 0
IL Fac. Spec. - NOX Rate Summer v3.1, Unit 799 and retrofits | 537 | 1797 | Rate Constraint in lbs/MMBtu | FALSE | L | Annual | Constraint Shadow Price | US2016$/Ton | 0 | 0 | 0 | 0 | 0 | 0 | 0 | 0
IL Fac. Spec. - NOX Rate Summer v3.1, Unit 800 and retrofits | 538 | 1797 | Rate Constraint in lbs/MMBtu | FALSE | L | Annual | Seasons Included | Seasons | Summer | Summer | Summer | Summer | Summer | Summer | Summer | Summer
IL Fac. Spec. - NOX Rate Summer v3.1, Unit 800 and retrofits | 538 | 1797 | Rate Constraint in lbs/MMBtu | FALSE | L | Annual | Standard NOX | lb/MMBtu | 0.25 | 0.25 | 0.25 | 0.25 | 0.25 | 0.25 | 0.25 | 0.25
IL Fac. Spec. - NOX Rate Summer v3.1, Unit 800 and retrofits | 538 | 1797 | Rate Constraint in lbs/MMBtu | FALSE | L | Annual | Emissions at Affected Plants NOX | Thousand Tons | 0 | 0 | 0.00076869 | 0.00076869 | 0.0016948 | 0.0016948 | 0.00076869 | 0
IL Fac. Spec. - NOX Rate Summer v3.1, Unit 800 and retrofits | 538 | 1797 | Rate Constraint in lbs/MMBtu | FALSE | L | Annual | Allowances Purchased NOX | Thousand Tons | 0 | 0 | 0 | 0 | 0 | 0 | 0 | 0
IL Fac. Spec. - NOX Rate Summer v3.1, Unit 800 and retrofits | 538 | 1797 | Rate Constraint in lbs/MMBtu | FALSE | L | Annual | Allowances Sold NOX | Thousand Tons | 0 | 0 | 0 | 0 | 0 | 0 | 0 | 0
IL Fac. Spec. - NOX Rate Summer v3.1, Unit 800 and retrofits | 538 | 1797 | Rate Constraint in lbs/MMBtu | FALSE | L | Annual | Allowances Banked | Thousand Tons | 0 | 0 | 0 | 0 | 0 | 0 | 0 | 0
IL Fac. Spec. - NOX Rate Summer v3.1, Unit 800 and retrofits | 538 | 1797 | Rate Constraint in lbs/MMBtu | FALSE | L | Annual | Allowances Withdrawn (1:1) | Thousand Tons | 0 | 0 | 0 | 0 | 0 | 0 | 0 | 0
IL Fac. Spec. - NOX Rate Summer v3.1, Unit 800 and retrofits | 538 | 1797 | Rate Constraint in lbs/MMBtu | FALSE | L | Annual | Allowances Withdrawn (n:1) | Thousand Tons | 0 | 0 | 0 | 0 | 0 | 0 | 0 | 0
IL Fac. Spec. - NOX Rate Summer v3.1, Unit 800 and retrofits | 538 | 1797 | Rate Constraint in lbs/MMBtu | FALSE | L | Annual | Net Emissions Allowance Position | Thousand Tons | 0 | 0 | 0.00076869 | 0.00076869 | 0.0016948 | 0.0016948 | 0.00076869 | 0
IL Fac. Spec. - NOX Rate Summer v3.1, Unit 800 and retrofits | 538 | 1797 | Rate Constraint in lbs/MMBtu | FALSE | L | Annual | Fuel Consumed | TBtu | 0 | 0 | 0.071773 | 0.071773 | 0.15825 | 0.15825 | 0.071773 | 0
IL Fac. Spec. - NOX Rate Summer v3.1, Unit 800 and retrofits | 538 | 1797 | Rate Constraint in lbs/MMBtu | FALSE | L | Annual | Rate | lb/MMBtu | 0 | 0 | 0.02142 | 0.02142 | 0.02142 | 0.02142 | 0.02142 | 0
IL Fac. Spec. - NOX Rate Summer v3.1, Unit 800 and retrofits | 538 | 1797 | Rate Constraint in lbs/MMBtu | FALSE | L | Annual | Generation | TWh | 0 | 0 | 0.0054713 | 0.0054713 | 0.012063 | 0.012063 | 0.0054713 | 0
IL Fac. Spec. - NOX Rate Summer v3.1, Unit 800 and retrofits | 538 | 1797 | Rate Constraint in lbs/MMBtu | FALSE | L | Annual | Qualifying Generation | TWh | 0 | 0 | 0.0054713 | 0.0054713 | 0.012063 | 0.012063 | 0.0054713 | 0
IL Fac. Spec. - NOX Rate Summer v3.1, Unit 800 and retrofits | 538 | 1797 | Rate Constraint in lbs/MMBtu | FALSE | L | Annual | Rate | lb/MWh | 0 | 0 | 0.28099 | 0.28099 | 0.28099 | 0.28099 | 0.28099 | 0
IL Fac. Spec. - NOX Rate Summer v3.1, Unit 800 and retrofits | 538 | 1797 | Rate Constraint in lbs/MMBtu | FALSE | L | Annual | Constraint Shadow Price | US2016$/Ton | 0 | 0 | 0 | 0 | 0 | 0 | 0 | 0
IL Fac. Spec. - NOX Rate Summer v3.1, Unit 801 and retrofits | 539 | 1797 | Rate Constraint in lbs/MMBtu | FALSE | L | Annual | Seasons Included | Seasons | Summer | Summer | Summer | Summer | Summer | Summer | Summer | Summer
IL Fac. Spec. - NOX Rate Summer v3.1, Unit 801 and retrofits | 539 | 1797 | Rate Constraint in lbs/MMBtu | FALSE | L | Annual | Standard NOX | lb/MMBtu | 0.25 | 0.25 | 0.25 | 0.25 | 0.25 | 0.25 | 0.25 | 0.25
IL Fac. Spec. - NOX Rate Summer v3.1, Unit 801 and retrofits | 539 | 1797 | Rate Constraint in lbs/MMBtu | FALSE | L | Annual | Emissions at Affected Plants NOX | Thousand Tons | 0 | 0 | 0 | 0 | 0 | 0 | 0 | 0
IL Fac. Spec. - NOX Rate Summer v3.1, Unit 801 and retrofits | 539 | 1797 | Rate Constraint in lbs/MMBtu | FALSE | L | Annual | Allowances Purchased NOX | Thousand Tons | 0 | 0 | 0 | 0 | 0 | 0 | 0 | 0
IL Fac. Spec. - NOX Rate Summer v3.1, Unit 801 and retrofits | 539 | 1797 | Rate Constraint in lbs/MMBtu | FALSE | L | Annual | Allowances Sold NOX | Thousand Tons | 0 | 0 | 0 | 0 | 0 | 0 | 0 | 0
IL Fac. Spec. - NOX Rate Summer v3.1, Unit 801 and retrofits | 539 | 1797 | Rate Constraint in lbs/MMBtu | FALSE | L | Annual | Allowances Banked | Thousand Tons | 0 | 0 | 0 | 0 | 0 | 0 | 0 | 0
IL Fac. Spec. - NOX Rate Summer v3.1, Unit 801 and retrofits | 539 | 1797 | Rate Constraint in lbs/MMBtu | FALSE | L | Annual | Allowances Withdrawn (1:1) | Thousand Tons | 0 | 0 | 0 | 0 | 0 | 0 | 0 | 0
IL Fac. Spec. - NOX Rate Summer v3.1, Unit 801 and retrofits | 539 | 1797 | Rate Constraint in lbs/MMBtu | FALSE | L | Annual | Allowances Withdrawn (n:1) | Thousand Tons | 0 | 0 | 0 | 0 | 0 | 0 | 0 | 0
IL Fac. Spec. - NOX Rate Summer v3.1, Unit 801 and retrofits | 539 | 1797 | Rate Constraint in lbs/MMBtu | FALSE | L | Annual | Net Emissions Allowance Position | Thousand Tons | 0 | 0 | 0 | 0 | 0 | 0 | 0 | 0
IL Fac. Spec. - NOX Rate Summer v3.1, Unit 801 and retrofits | 539 | 1797 | Rate Constraint in lbs/MMBtu | FALSE | L | Annual | Fuel Consumed | TBtu | 0 | 0 | 0 | 0 | 0 | 0 | 0 | 0
IL Fac. Spec. - NOX Rate Summer v3.1, Unit 801 and retrofits | 539 | 1797 | Rate Constraint in lbs/MMBtu | FALSE | L | Annual | Rate | lb/MMBtu | 0 | 0 | 0 | 0 | 0 | 0 | 0 | 0
IL Fac. Spec. - NOX Rate Summer v3.1, Unit 801 and retrofits | 539 | 1797 | Rate Constraint in lbs/MMBtu | FALSE | L | Annual | Generation | TWh | 0 | 0 | 0 | 0 | 0 | 0 | 0 | 0
IL Fac. Spec. - NOX Rate Summer v3.1, Unit 801 and retrofits | 539 | 1797 | Rate Constraint in lbs/MMBtu | FALSE | L | Annual | Qualifying Generation | TWh | 0 | 0 | 0 | 0 | 0 | 0 | 0 | 0
IL Fac. Spec. - NOX Rate Summer v3.1, Unit 801 and retrofits | 539 | 1797 | Rate Constraint in lbs/MMBtu | FALSE | L | Annual | Rate | lb/MWh | 0 | 0 | 0 | 0 | 0 | 0 | 0 | 0
IL Fac. Spec. - NOX Rate Summer v3.1, Unit 801 and retrofits | 539 | 1797 | Rate Constraint in lbs/MMBtu | FALSE | L | Annual | Constraint Shadow Price | US2016$/Ton | 0 | 0 | 0 | 0 | 0 | 0 | 0 | 0
IL Fac. Spec. - NOX Rate Summer v3.1, Unit 802 and retrofits | 540 | 1797 | Rate Constraint in lbs/MMBtu | FALSE | L | Annual | Seasons Included | Seasons | Summer | Summer | Summer | Summer | Summer | Summer | Summer | Summer
IL Fac. Spec. - NOX Rate Summer v3.1, Unit 802 and retrofits | 540 | 1797 | Rate Constraint in lbs/MMBtu | FALSE | L | Annual | Standard NOX | lb/MMBtu | 0.25 | 0.25 | 0.25 | 0.25 | 0.25 | 0.25 | 0.25 | 0.25
IL Fac. Spec. - NOX Rate Summer v3.1, Unit 802 and retrofits | 540 | 1797 | Rate Constraint in lbs/MMBtu | FALSE | L | Annual | Emissions at Affected Plants NOX | Thousand Tons | 0 | 0 | 0 | 0 | 0 | 0 | 0 | 0
IL Fac. Spec. - NOX Rate Summer v3.1, Unit 802 and retrofits | 540 | 1797 | Rate Constraint in lbs/MMBtu | FALSE | L | Annual | Allowances Purchased NOX | Thousand Tons | 0 | 0 | 0 | 0 | 0 | 0 | 0 | 0
IL Fac. Spec. - NOX Rate Summer v3.1, Unit 802 and retrofits | 540 | 1797 | Rate Constraint in lbs/MMBtu | FALSE | L | Annual | Allowances Sold NOX | Thousand Tons | 0 | 0 | 0 | 0 | 0 | 0 | 0 | 0
IL Fac. Spec. - NOX Rate Summer v3.1, Unit 802 and retrofits | 540 | 1797 | Rate Constraint in lbs/MMBtu | FALSE | L | Annual | Allowances Banked | Thousand Tons | 0 | 0 | 0 | 0 | 0 | 0 | 0 | 0
IL Fac. Spec. - NOX Rate Summer v3.1, Unit 802 and retrofits | 540 | 1797 | Rate Constraint in lbs/MMBtu | FALSE | L | Annual | Allowances Withdrawn (1:1) | Thousand Tons | 0 | 0 | 0 | 0 | 0 | 0 | 0 | 0
IL Fac. Spec. - NOX Rate Summer v3.1, Unit 802 and retrofits | 540 | 1797 | Rate Constraint in lbs/MMBtu | FALSE | L | Annual | Allowances Withdrawn (n:1) | Thousand Tons | 0 | 0 | 0 | 0 | 0 | 0 | 0 | 0
IL Fac. Spec. - NOX Rate Summer v3.1, Unit 802 and retrofits | 540 | 1797 | Rate Constraint in lbs/MMBtu | FALSE | L | Annual | Net Emissions Allowance Position | Thousand Tons | 0 | 0 | 0 | 0 | 0 | 0 | 0 | 0
IL Fac. Spec. - NOX Rate Summer v3.1, Unit 802 and retrofits | 540 | 1797 | Rate Constraint in lbs/MMBtu | FALSE | L | Annual | Fuel Consumed | TBtu | 0 | 0 | 0 | 0 | 0 | 0 | 0 | 0
IL Fac. Spec. - NOX Rate Summer v3.1, Unit 802 and retrofits | 540 | 1797 | Rate Constraint in lbs/MMBtu | FALSE | L | Annual | Rate | lb/MMBtu | 0 | 0 | 0 | 0 | 0 | 0 | 0 | 0
IL Fac. Spec. - NOX Rate Summer v3.1, Unit 802 and retrofits | 540 | 1797 | Rate Constraint in lbs/MMBtu | FALSE | L | Annual | Generation | TWh | 0 | 0 | 0 | 0 | 0 | 0 | 0 | 0
IL Fac. Spec. - NOX Rate Summer v3.1, Unit 802 and retrofits | 540 | 1797 | Rate Constraint in lbs/MMBtu | FALSE | L | Annual | Qualifying Generation | TWh | 0 | 0 | 0 | 0 | 0 | 0 | 0 | 0
IL Fac. Spec. - NOX Rate Summer v3.1, Unit 802 and retrofits | 540 | 1797 | Rate Constraint in lbs/MMBtu | FALSE | L | Annual | Rate | lb/MWh | 0 | 0 | 0 | 0 | 0 | 0 | 0 | 0
IL Fac. Spec. - NOX Rate Summer v3.1, Unit 802 and retrofits | 540 | 1797 | Rate Constraint in lbs/MMBtu | FALSE | L | Annual | Constraint Shadow Price | US2016$/Ton | 0 | 0 | 0 | 0 | 0 | 0 | 0 | 0
IL Fac. Spec. - NOX Rate Summer v3.1, Unit 803 and retrofits | 541 | 1797 | Rate Constraint in lbs/MMBtu | FALSE | L | Annual | Seasons Included | Seasons | Summer | Summer | Summer | Summer | Summer | Summer | Summer | Summer
IL Fac. Spec. - NOX Rate Summer v3.1, Unit 803 and retrofits | 541 | 1797 | Rate Constraint in lbs/MMBtu | FALSE | L | Annual | Standard NOX | lb/MMBtu | 0.25 | 0.25 | 0.25 | 0.25 | 0.25 | 0.25 | 0.25 | 0.25
IL Fac. Spec. - NOX Rate Summer v3.1, Unit 803 and retrofits | 541 | 1797 | Rate Constraint in lbs/MMBtu | FALSE | L | Annual | Emissions at Affected Plants NOX | Thousand Tons | 0 | 0 | 0 | 0 | 0 | 0 | 0 | 0
IL Fac. Spec. - NOX Rate Summer v3.1, Unit 803 and retrofits | 541 | 1797 | Rate Constraint in lbs/MMBtu | FALSE | L | Annual | Allowances Purchased NOX | Thousand Tons | 0 | 0 | 0 | 0 | 0 | 0 | 0 | 0
IL Fac. Spec. - NOX Rate Summer v3.1, Unit 803 and retrofits | 541 | 1797 | Rate Constraint in lbs/MMBtu | FALSE | L | Annual | Allowances Sold NOX | Thousand Tons | 0 | 0 | 0 | 0 | 0 | 0 | 0 | 0
IL Fac. Spec. - NOX Rate Summer v3.1, Unit 803 and retrofits | 541 | 1797 | Rate Constraint in lbs/MMBtu | FALSE | L | Annual | Allowances Banked | Thousand Tons | 0 | 0 | 0 | 0 | 0 | 0 | 0 | 0
IL Fac. Spec. - NOX Rate Summer v3.1, Unit 803 and retrofits | 541 | 1797 | Rate Constraint in lbs/MMBtu | FALSE | L | Annual | Allowances Withdrawn (1:1) | Thousand Tons | 0 | 0 | 0 | 0 | 0 | 0 | 0 | 0
IL Fac. Spec. - NOX Rate Summer v3.1, Unit 803 and retrofits | 541 | 1797 | Rate Constraint in lbs/MMBtu | FALSE | L | Annual | Allowances Withdrawn (n:1) | Thousand Tons | 0 | 0 | 0 | 0 | 0 | 0 | 0 | 0
IL Fac. Spec. - NOX Rate Summer v3.1, Unit 803 and retrofits | 541 | 1797 | Rate Constraint in lbs/MMBtu | FALSE | L | Annual | Net Emissions Allowance Position | Thousand Tons | 0 | 0 | 0 | 0 | 0 | 0 | 0 | 0
IL Fac. Spec. - NOX Rate Summer v3.1, Unit 803 and retrofits | 541 | 1797 | Rate Constraint in lbs/MMBtu | FALSE | L | Annual | Fuel Consumed | TBtu | 0 | 0 | 0 | 0 | 0 | 0 | 0 | 0
IL Fac. Spec. - NOX Rate Summer v3.1, Unit 803 and retrofits | 541 | 1797 | Rate Constraint in lbs/MMBtu | FALSE | L | Annual | Rate | lb/MMBtu | 0 | 0 | 0 | 0 | 0 | 0 | 0 | 0
IL Fac. Spec. - NOX Rate Summer v3.1, Unit 803 and retrofits | 541 | 1797 | Rate Constraint in lbs/MMBtu | FALSE | L | Annual | Generation | TWh | 0 | 0 | 0 | 0 | 0 | 0 | 0 | 0
IL Fac. Spec. - NOX Rate Summer v3.1, Unit 803 and retrofits | 541 | 1797 | Rate Constraint in lbs/MMBtu | FALSE | L | Annual | Qualifying Generation | TWh | 0 | 0 | 0 | 0 | 0 | 0 | 0 | 0
IL Fac. Spec. - NOX Rate Summer v3.1, Unit 803 and retrofits | 541 | 1797 | Rate Constraint in lbs/MMBtu | FALSE | L | Annual | Rate | lb/MWh | 0 | 0 | 0 | 0 | 0 | 0 | 0 | 0
IL Fac. Spec. - NOX Rate Summer v3.1, Unit 803 and retrofits | 541 | 1797 | Rate Constraint in lbs/MMBtu | FALSE | L | Annual | Constraint Shadow Price | US2016$/Ton | 0 | 0 | 0 | 0 | 0 | 0 | 0 | 0
IL Fac. Spec. - NOX Rate Summer v3.1, Unit 804 and retrofits | 542 | 1797 | Rate Constraint in lbs/MMBtu | FALSE | L | Annual | Seasons Included | Seasons | Summer | Summer | Summer | Summer | Summer | Summer | Summer | Summer
IL Fac. Spec. - NOX Rate Summer v3.1, Unit 804 and retrofits | 542 | 1797 | Rate Constraint in lbs/MMBtu | FALSE | L | Annual | Standard NOX | lb/MMBtu | 0.25 | 0.25 | 0.25 | 0.25 | 0.25 | 0.25 | 0.25 | 0.25
IL Fac. Spec. - NOX Rate Summer v3.1, Unit 804 and retrofits | 542 | 1797 | Rate Constraint in lbs/MMBtu | FALSE | L | Annual | Emissions at Affected Plants NOX | Thousand Tons | 0 | 0 | 0 | 0 | 0 | 0 | 0 | 0
IL Fac. Spec. - NOX Rate Summer v3.1, Unit 804 and retrofits | 542 | 1797 | Rate Constraint in lbs/MMBtu | FALSE | L | Annual | Allowances Purchased NOX | Thousand Tons | 0 | 0 | 0 | 0 | 0 | 0 | 0 | 0
IL Fac. Spec. - NOX Rate Summer v3.1, Unit 804 and retrofits | 542 | 1797 | Rate Constraint in lbs/MMBtu | FALSE | L | Annual | Allowances Sold NOX | Thousand Tons | 0 | 0 | 0 | 0 | 0 | 0 | 0 | 0
IL Fac. Spec. - NOX Rate Summer v3.1, Unit 804 and retrofits | 542 | 1797 | Rate Constraint in lbs/MMBtu | FALSE | L | Annual | Allowances Banked | Thousand Tons | 0 | 0 | 0 | 0 | 0 | 0 | 0 | 0
IL Fac. Spec. - NOX Rate Summer v3.1, Unit 804 and retrofits | 542 | 1797 | Rate Constraint in lbs/MMBtu | FALSE | L | Annual | Allowances Withdrawn (1:1) | Thousand Tons | 0 | 0 | 0 | 0 | 0 | 0 | 0 | 0
IL Fac. Spec. - NOX Rate Summer v3.1, Unit 804 and retrofits | 542 | 1797 | Rate Constraint in lbs/MMBtu | FALSE | L | Annual | Allowances Withdrawn (n:1) | Thousand Tons | 0 | 0 | 0 | 0 | 0 | 0 | 0 | 0
IL Fac. Spec. - NOX Rate Summer v3.1, Unit 804 and retrofits | 542 | 1797 | Rate Constraint in lbs/MMBtu | FALSE | L | Annual | Net Emissions Allowance Position | Thousand Tons | 0 | 0 | 0 | 0 | 0 | 0 | 0 | 0
IL Fac. Spec. - NOX Rate Summer v3.1, Unit 804 and retrofits | 542 | 1797 | Rate Constraint in lbs/MMBtu | FALSE | L | Annual | Fuel Consumed | TBtu | 0 | 0 | 0 | 0 | 0 | 0 | 0 | 0
IL Fac. Spec. - NOX Rate Summer v3.1, Unit 804 and retrofits | 542 | 1797 | Rate Constraint in lbs/MMBtu | FALSE | L | Annual | Rate | lb/MMBtu | 0 | 0 | 0 | 0 | 0 | 0 | 0 | 0
IL Fac. Spec. - NOX Rate Summer v3.1, Unit 804 and retrofits | 542 | 1797 | Rate Constraint in lbs/MMBtu | FALSE | L | Annual | Generation | TWh | 0 | 0 | 0 | 0 | 0 | 0 | 0 | 0
IL Fac. Spec. - NOX Rate Summer v3.1, Unit 804 and retrofits | 542 | 1797 | Rate Constraint in lbs/MMBtu | FALSE | L | Annual | Qualifying Generation | TWh | 0 | 0 | 0 | 0 | 0 | 0 | 0 | 0
IL Fac. Spec. - NOX Rate Summer v3.1, Unit 804 and retrofits | 542 | 1797 | Rate Constraint in lbs/MMBtu | FALSE | L | Annual | Rate | lb/MWh | 0 | 0 | 0 | 0 | 0 | 0 | 0 | 0
IL Fac. Spec. - NOX Rate Summer v3.1, Unit 804 and retrofits | 542 | 1797 | Rate Constraint in lbs/MMBtu | FALSE | L | Annual | Constraint Shadow Price | US2016$/Ton | 0 | 0 | 0 | 0 | 0 | 0 | 0 | 0
IL Fac. Spec. - NOX Rate Summer v3.1, Unit 805 and retrofits | 543 | 1797 | Rate Constraint in lbs/MMBtu | FALSE | L | Annual | Seasons Included | Seasons | Summer | Summer | Summer | Summer | Summer | Summer | Summer | Summer
IL Fac. Spec. - NOX Rate Summer v3.1, Unit 805 and retrofits | 543 | 1797 | Rate Constraint in lbs/MMBtu | FALSE | L | Annual | Standard NOX | lb/MMBtu | 0.25 | 0.25 | 0.25 | 0.25 | 0.25 | 0.25 | 0.25 | 0.25
IL Fac. Spec. - NOX Rate Summer v3.1, Unit 805 and retrofits | 543 | 1797 | Rate Constraint in lbs/MMBtu | FALSE | L | Annual | Emissions at Affected Plants NOX | Thousand Tons | 0.0027393 | 0.0054336 | 0.0054336 | 0.0054336 | 0.0054336 | 0.0054336 | 0.0054336 | 0.0054336
IL Fac. Spec. - NOX Rate Summer v3.1, Unit 805 and retrofits | 543 | 1797 | Rate Constraint in lbs/MMBtu | FALSE | L | Annual | Allowances Purchased NOX | Thousand Tons | 0 | 0 | 0 | 0 | 0 | 0 | 0 | 0
IL Fac. Spec. - NOX Rate Summer v3.1, Unit 805 and retrofits | 543 | 1797 | Rate Constraint in lbs/MMBtu | FALSE | L | Annual | Allowances Sold NOX | Thousand Tons | 0 | 0 | 0 | 0 | 0 | 0 | 0 | 0
IL Fac. Spec. - NOX Rate Summer v3.1, Unit 805 and retrofits | 543 | 1797 | Rate Constraint in lbs/MMBtu | FALSE | L | Annual | Allowances Banked | Thousand Tons | 0 | 0 | 0 | 0 | 0 | 0 | 0 | 0
IL Fac. Spec. - NOX Rate Summer v3.1, Unit 805 and retrofits | 543 | 1797 | Rate Constraint in lbs/MMBtu | FALSE | L | Annual | Allowances Withdrawn (1:1) | Thousand Tons | 0 | 0 | 0 | 0 | 0 | 0 | 0 | 0
IL Fac. Spec. - NOX Rate Summer v3.1, Unit 805 and retrofits | 543 | 1797 | Rate Constraint in lbs/MMBtu | FALSE | L | Annual | Allowances Withdrawn (n:1) | Thousand Tons | 0 | 0 | 0 | 0 | 0 | 0 | 0 | 0
IL Fac. Spec. - NOX Rate Summer v3.1, Unit 805 and retrofits | 543 | 1797 | Rate Constraint in lbs/MMBtu | FALSE | L | Annual | Net Emissions Allowance Position | Thousand Tons | 0.0027393 | 0.0054336 | 0.0054336 | 0.0054336 | 0.0054336 | 0.0054336 | 0.0054336 | 0.0054336
IL Fac. Spec. - NOX Rate Summer v3.1, Unit 805 and retrofits | 543 | 1797 | Rate Constraint in lbs/MMBtu | FALSE | L | Annual | Fuel Consumed | TBtu | 0.07338 | 0.14556 | 0.14556 | 0.14556 | 0.14556 | 0.14556 | 0.14556 | 0.14556
IL Fac. Spec. - NOX Rate Summer v3.1, Unit 805 and retrofits | 543 | 1797 | Rate Constraint in lbs/MMBtu | FALSE | L | Annual | Rate | lb/MMBtu | 0.07466 | 0.07466 | 0.07466 | 0.07466 | 0.07466 | 0.07466 | 0.07466 | 0.07466
IL Fac. Spec. - NOX Rate Summer v3.1, Unit 805 and retrofits | 543 | 1797 | Rate Constraint in lbs/MMBtu | FALSE | L | Annual | Generation | TWh | 0.0068292 | 0.013546 | 0.013546 | 0.013546 | 0.013546 | 0.013546 | 0.013546 | 0.013546
IL Fac. Spec. - NOX Rate Summer v3.1, Unit 805 and retrofits | 543 | 1797 | Rate Constraint in lbs/MMBtu | FALSE | L | Annual | Qualifying Generation | TWh | 0.0068292 | 0.013546 | 0.013546 | 0.013546 | 0.013546 | 0.013546 | 0.013546 | 0.013546
IL Fac. Spec. - NOX Rate Summer v3.1, Unit 805 and retrofits | 543 | 1797 | Rate Constraint in lbs/MMBtu | FALSE | L | Annual | Rate | lb/MWh | 0.80222 | 0.80222 | 0.80222 | 0.80222 | 0.80222 | 0.80222 | 0.80222 | 0.80222
IL Fac. Spec. - NOX Rate Summer v3.1, Unit 805 and retrofits | 543 | 1797 | Rate Constraint in lbs/MMBtu | FALSE | L | Annual | Constraint Shadow Price | US2016$/Ton | 0 | 0 | 0 | 0 | 0 | 0 | 0 | 0
IL Fac. Spec. - NOX Rate Summer v3.1, Unit 806 and retrofits | 544 | 1797 | Rate Constraint in lbs/MMBtu | FALSE | L | Annual | Seasons Included | Seasons | Summer | Summer | Summer | Summer | Summer | Summer | Summer | Summer
IL Fac. Spec. - NOX Rate Summer v3.1, Unit 806 and retrofits | 544 | 1797 | Rate Constraint in lbs/MMBtu | FALSE | L | Annual | Standard NOX | lb/MMBtu | 0.25 | 0.25 | 0.25 | 0.25 | 0.25 | 0.25 | 0.25 | 0.25
IL Fac. Spec. - NOX Rate Summer v3.1, Unit 806 and retrofits | 544 | 1797 | Rate Constraint in lbs/MMBtu | FALSE | L | Annual | Emissions at Affected Plants NOX | Thousand Tons | 0.0027213 | 0.005398 | 0.005398 | 0.005398 | 0.005398 | 0.005398 | 0.005398 | 0.005398
IL Fac. Spec. - NOX Rate Summer v3.1, Unit 806 and retrofits | 544 | 1797 | Rate Constraint in lbs/MMBtu | FALSE | L | Annual | Allowances Purchased NOX | Thousand Tons | 0 | 0 | 0 | 0 | 0 | 0 | 0 | 0
IL Fac. Spec. - NOX Rate Summer v3.1, Unit 806 and retrofits | 544 | 1797 | Rate Constraint in lbs/MMBtu | FALSE | L | Annual | Allowances Sold NOX | Thousand Tons | 0 | 0 | 0 | 0 | 0 | 0 | 0 | 0
IL Fac. Spec. - NOX Rate Summer v3.1, Unit 806 and retrofits | 544 | 1797 | Rate Constraint in lbs/MMBtu | FALSE | L | Annual | Allowances Banked | Thousand Tons | 0 | 0 | 0 | 0 | 0 | 0 | 0 | 0
IL Fac. Spec. - NOX Rate Summer v3.1, Unit 806 and retrofits | 544 | 1797 | Rate Constraint in lbs/MMBtu | FALSE | L | Annual | Allowances Withdrawn (1:1) | Thousand Tons | 0 | 0 | 0 | 0 | 0 | 0 | 0 | 0
IL Fac. Spec. - NOX Rate Summer v3.1, Unit 806 and retrofits | 544 | 1797 | Rate Constraint in lbs/MMBtu | FALSE | L | Annual | Allowances Withdrawn (n:1) | Thousand Tons | 0 | 0 | 0 | 0 | 0 | 0 | 0 | 0
IL Fac. Spec. - NOX Rate Summer v3.1, Unit 806 and retrofits | 544 | 1797 | Rate Constraint in lbs/MMBtu | FALSE | L | Annual | Net Emissions Allowance Position | Thousand Tons | 0.0027213 | 0.005398 | 0.005398 | 0.005398 | 0.005398 | 0.005398 | 0.005398 | 0.005398
IL Fac. Spec. - NOX Rate Summer v3.1, Unit 806 and retrofits | 544 | 1797 | Rate Constraint in lbs/MMBtu | FALSE | L | Annual | Fuel Consumed | TBtu | 0.07338 | 0.14556 | 0.14556 | 0.14556 | 0.14556 | 0.14556 | 0.14556 | 0.14556
IL Fac. Spec. - NOX Rate Summer v3.1, Unit 806 and retrofits | 544 | 1797 | Rate Constraint in lbs/MMBtu | FALSE | L | Annual | Rate | lb/MMBtu | 0.07417 | 0.07417 | 0.07417 | 0.07417 | 0.07417 | 0.07417 | 0.07417 | 0.07417
IL Fac. Spec. - NOX Rate Summer v3.1, Unit 806 and retrofits | 544 | 1797 | Rate Constraint in lbs/MMBtu | FALSE | L | Annual | Generation | TWh | 0.0068292 | 0.013546 | 0.013546 | 0.013546 | 0.013546 | 0.013546 | 0.013546 | 0.013546
IL Fac. Spec. - NOX Rate Summer v3.1, Unit 806 and retrofits | 544 | 1797 | Rate Constraint in lbs/MMBtu | FALSE | L | Annual | Qualifying Generation | TWh | 0.0068292 | 0.013546 | 0.013546 | 0.013546 | 0.013546 | 0.013546 | 0.013546 | 0.013546
IL Fac. Spec. - NOX Rate Summer v3.1, Unit 806 and retrofits | 544 | 1797 | Rate Constraint in lbs/MMBtu | FALSE | L | Annual | Rate | lb/MWh | 0.79696 | 0.79696 | 0.79696 | 0.79696 | 0.79696 | 0.79696 | 0.79696 | 0.79696
IL Fac. Spec. - NOX Rate Summer v3.1, Unit 806 and retrofits | 544 | 1797 | Rate Constraint in lbs/MMBtu | FALSE | L | Annual | Constraint Shadow Price | US2016$/Ton | 0 | 0 | 0 | 0 | 0 | 0 | 0 | 0
IL Fac. Spec. - NOX Rate Summer v3.1, Unit 807 and retrofits | 545 | 1797 | Rate Constraint in lbs/MMBtu | FALSE | L | Annual | Seasons Included | Seasons | Summer | Summer | Summer | Summer | Summer | Summer | Summer | Summer
IL Fac. Spec. - NOX Rate Summer v3.1, Unit 807 and retrofits | 545 | 1797 | Rate Constraint in lbs/MMBtu | FALSE | L | Annual | Standard NOX | lb/MMBtu | 0.25 | 0.25 | 0.25 | 0.25 | 0.25 | 0.25 | 0.25 | 0.25
IL Fac. Spec. - NOX Rate Summer v3.1, Unit 807 and retrofits | 545 | 1797 | Rate Constraint in lbs/MMBtu | FALSE | L | Annual | Emissions at Affected Plants NOX | Thousand Tons | 0.0027272 | 0.0054096 | 0.0054096 | 0.0054096 | 0.0054096 | 0.0054096 | 0.0054096 | 0.0054096
IL Fac. Spec. - NOX Rate Summer v3.1, Unit 807 and retrofits | 545 | 1797 | Rate Constraint in lbs/MMBtu | FALSE | L | Annual | Allowances Purchased NOX | Thousand Tons | 0 | 0 | 0 | 0 | 0 | 0 | 0 | 0
IL Fac. Spec. - NOX Rate Summer v3.1, Unit 807 and retrofits | 545 | 1797 | Rate Constraint in lbs/MMBtu | FALSE | L | Annual | Allowances Sold NOX | Thousand Tons | 0 | 0 | 0 | 0 | 0 | 0 | 0 | 0
IL Fac. Spec. - NOX Rate Summer v3.1, Unit 807 and retrofits | 545 | 1797 | Rate Constraint in lbs/MMBtu | FALSE | L | Annual | Allowances Banked | Thousand Tons | 0 | 0 | 0 | 0 | 0 | 0 | 0 | 0
IL Fac. Spec. - NOX Rate Summer v3.1, Unit 807 and retrofits | 545 | 1797 | Rate Constraint in lbs/MMBtu | FALSE | L | Annual | Allowances Withdrawn (1:1) | Thousand Tons | 0 | 0 | 0 | 0 | 0 | 0 | 0 | 0
IL Fac. Spec. - NOX Rate Summer v3.1, Unit 807 and retrofits | 545 | 1797 | Rate Constraint in lbs/MMBtu | FALSE | L | Annual | Allowances Withdrawn (n:1) | Thousand Tons | 0 | 0 | 0 | 0 | 0 | 0 | 0 | 0
IL Fac. Spec. - NOX Rate Summer v3.1, Unit 807 and retrofits | 545 | 1797 | Rate Constraint in lbs/MMBtu | FALSE | L | Annual | Net Emissions Allowance Position | Thousand Tons | 0.0027272 | 0.0054096 | 0.0054096 | 0.0054096 | 0.0054096 | 0.0054096 | 0.0054096 | 0.0054096
IL Fac. Spec. - NOX Rate Summer v3.1, Unit 807 and retrofits | 545 | 1797 | Rate Constraint in lbs/MMBtu | FALSE | L | Annual | Fuel Consumed | TBtu | 0.07338 | 0.14556 | 0.14556 | 0.14556 | 0.14556 | 0.14556 | 0.14556 | 0.14556
IL Fac. Spec. - NOX Rate Summer v3.1, Unit 807 and retrofits | 545 | 1797 | Rate Constraint in lbs/MMBtu | FALSE | L | Annual | Rate | lb/MMBtu | 0.07433 | 0.07433 | 0.07433 | 0.07433 | 0.07433 | 0.07433 | 0.07433 | 0.07433
IL Fac. Spec. - NOX Rate Summer v3.1, Unit 807 and retrofits | 545 | 1797 | Rate Constraint in lbs/MMBtu | FALSE | L | Annual | Generation | TWh | 0.0068292 | 0.013546 | 0.013546 | 0.013546 | 0.013546 | 0.013546 | 0.013546 | 0.013546
IL Fac. Spec. - NOX Rate Summer v3.1, Unit 807 and retrofits | 545 | 1797 | Rate Constraint in lbs/MMBtu | FALSE | L | Annual | Qualifying Generation | TWh | 0.0068292 | 0.013546 | 0.013546 | 0.013546 | 0.013546 | 0.013546 | 0.013546 | 0.013546
IL Fac. Spec. - NOX Rate Summer v3.1, Unit 807 and retrofits | 545 | 1797 | Rate Constraint in lbs/MMBtu | FALSE | L | Annual | Rate | lb/MWh | 0.79868 | 0.79868 | 0.79868 | 0.79868 | 0.79868 | 0.79868 | 0.79868 | 0.79868
IL Fac. Spec. - NOX Rate Summer v3.1, Unit 807 and retrofits | 545 | 1797 | Rate Constraint in lbs/MMBtu | FALSE | L | Annual | Constraint Shadow Price | US2016$/Ton | 0 | 0 | 0 | 0 | 0 | 0 | 0 | 0
IL Fac. Spec. - NOX Rate Summer v3.1, Unit 808 and retrofits | 546 | 1797 | Rate Constraint in lbs/MMBtu | FALSE | L | Annual | Seasons Included | Seasons | Summer | Summer | Summer | Summer | Summer | Summer | Summer | Summer
IL Fac. Spec. - NOX Rate Summer v3.1, Unit 808 and retrofits | 546 | 1797 | Rate Constraint in lbs/MMBtu | FALSE | L | Annual | Standard NOX | lb/MMBtu | 0.25 | 0.25 | 0.25 | 0.25 | 0.25 | 0.25 | 0.25 | 0.25
IL Fac. Spec. - NOX Rate Summer v3.1, Unit 808 and retrofits | 546 | 1797 | Rate Constraint in lbs/MMBtu | FALSE | L | Annual | Emissions at Affected Plants NOX | Thousand Tons | 0.0023966 | 0.0047539 | 0.0047539 | 0.0047539 | 0.0047539 | 0.0047539 | 0.0047539 | 0.0047539
IL Fac. Spec. - NOX Rate Summer v3.1, Unit 808 and retrofits | 546 | 1797 | Rate Constraint in lbs/MMBtu | FALSE | L | Annual | Allowances Purchased NOX | Thousand Tons | 0 | 0 | 0 | 0 | 0 | 0 | 0 | 0
IL Fac. Spec. - NOX Rate Summer v3.1, Unit 808 and retrofits | 546 | 1797 | Rate Constraint in lbs/MMBtu | FALSE | L | Annual | Allowances Sold NOX | Thousand Tons | 0 | 0 | 0 | 0 | 0 | 0 | 0 | 0
IL Fac. Spec. - NOX Rate Summer v3.1, Unit 808 and retrofits | 546 | 1797 | Rate Constraint in lbs/MMBtu | FALSE | L | Annual | Allowances Banked | Thousand Tons | 0 | 0 | 0 | 0 | 0 | 0 | 0 | 0
IL Fac. Spec. - NOX Rate Summer v3.1, Unit 808 and retrofits | 546 | 1797 | Rate Constraint in lbs/MMBtu | FALSE | L | Annual | Allowances Withdrawn (1:1) | Thousand Tons | 0 | 0 | 0 | 0 | 0 | 0 | 0 | 0
IL Fac. Spec. - NOX Rate Summer v3.1, Unit 808 and retrofits | 546 | 1797 | Rate Constraint in lbs/MMBtu | FALSE | L | Annual | Allowances Withdrawn (n:1) | Thousand Tons | 0 | 0 | 0 | 0 | 0 | 0 | 0 | 0
IL Fac. Spec. - NOX Rate Summer v3.1, Unit 808 and retrofits | 546 | 1797 | Rate Constraint in lbs/MMBtu | FALSE | L | Annual | Net Emissions Allowance Position | Thousand Tons | 0.0023966 | 0.0047539 | 0.0047539 | 0.0047539 | 0.0047539 | 0.0047539 | 0.0047539 | 0.0047539
IL Fac. Spec. - NOX Rate Summer v3.1, Unit 808 and retrofits | 546 | 1797 | Rate Constraint in lbs/MMBtu | FALSE | L | Annual | Fuel Consumed | TBtu | 0.07338 | 0.14556 | 0.14556 | 0.14556 | 0.14556 | 0.14556 | 0.14556 | 0.14556
IL Fac. Spec. - NOX Rate Summer v3.1, Unit 808 and retrofits | 546 | 1797 | Rate Constraint in lbs/MMBtu | FALSE | L | Annual | Rate | lb/MMBtu | 0.06532 | 0.06532 | 0.06532 | 0.06532 | 0.06532 | 0.06532 | 0.06532 | 0.06532
IL Fac. Spec. - NOX Rate Summer v3.1, Unit 808 and retrofits | 546 | 1797 | Rate Constraint in lbs/MMBtu | FALSE | L | Annual | Generation | TWh | 0.0068292 | 0.013546 | 0.013546 | 0.013546 | 0.013546 | 0.013546 | 0.013546 | 0.013546
IL Fac. Spec. - NOX Rate Summer v3.1, Unit 808 and retrofits | 546 | 1797 | Rate Constraint in lbs/MMBtu | FALSE | L | Annual | Qualifying Generation | TWh | 0.0068292 | 0.013546 | 0.013546 | 0.013546 | 0.013546 | 0.013546 | 0.013546 | 0.013546
IL Fac. Spec. - NOX Rate Summer v3.1, Unit 808 and retrofits | 546 | 1797 | Rate Constraint in lbs/MMBtu | FALSE | L | Annual | Rate | lb/MWh | 0.70186 | 0.70186 | 0.70186 | 0.70186 | 0.70186 | 0.70186 | 0.70186 | 0.70186
IL Fac. Spec. - NOX Rate Summer v3.1, Unit 808 and retrofits | 546 | 1797 | Rate Constraint in lbs/MMBtu | FALSE | L | Annual | Constraint Shadow Price | US2016$/Ton | 0 | 0 | 0 | 0 | 0 | 0 | 0 | 0
IL Fac. Spec. - NOX Rate Summer v3.1, Unit 809 and retrofits | 547 | 1797 | Rate Constraint in lbs/MMBtu | FALSE | L | Annual | Seasons Included | Seasons | Summer | Summer | Summer | Summer | Summer | Summer | Summer | Summer
IL Fac. Spec. - NOX Rate Summer v3.1, Unit 809 and retrofits | 547 | 1797 | Rate Constraint in lbs/MMBtu | FALSE | L | Annual | Standard NOX | lb/MMBtu | 0.25 | 0.25 | 0.25 | 0.25 | 0.25 | 0.25 | 0.25 | 0.25
IL Fac. Spec. - NOX Rate Summer v3.1, Unit 809 and retrofits | 547 | 1797 | Rate Constraint in lbs/MMBtu | FALSE | L | Annual | Emissions at Affected Plants NOX | Thousand Tons | 0.0023881 | 0.0047371 | 0.0047371 | 0.0047371 | 0.0047371 | 0.0047371 | 0.0047371 | 0.0047371
IL Fac. Spec. - NOX Rate Summer v3.1, Unit 809 and retrofits | 547 | 1797 | Rate Constraint in lbs/MMBtu | FALSE | L | Annual | Allowances Purchased NOX | Thousand Tons | 0 | 0 | 0 | 0 | 0 | 0 | 0 | 0
IL Fac. Spec. - NOX Rate Summer v3.1, Unit 809 and retrofits | 547 | 1797 | Rate Constraint in lbs/MMBtu | FALSE | L | Annual | Allowances Sold NOX | Thousand Tons | 0 | 0 | 0 | 0 | 0 | 0 | 0 | 0
IL Fac. Spec. - NOX Rate Summer v3.1, Unit 809 and retrofits | 547 | 1797 | Rate Constraint in lbs/MMBtu | FALSE | L | Annual | Allowances Banked | Thousand Tons | 0 | 0 | 0 | 0 | 0 | 0 | 0 | 0
IL Fac. Spec. - NOX Rate Summer v3.1, Unit 809 and retrofits | 547 | 1797 | Rate Constraint in lbs/MMBtu | FALSE | L | Annual | Allowances Withdrawn (1:1) | Thousand Tons | 0 | 0 | 0 | 0 | 0 | 0 | 0 | 0
IL Fac. Spec. - NOX Rate Summer v3.1, Unit 809 and retrofits | 547 | 1797 | Rate Constraint in lbs/MMBtu | FALSE | L | Annual | Allowances Withdrawn (n:1) | Thousand Tons | 0 | 0 | 0 | 0 | 0 | 0 | 0 | 0
IL Fac. Spec. - NOX Rate Summer v3.1, Unit 809 and retrofits | 547 | 1797 | Rate Constraint in lbs/MMBtu | FALSE | L | Annual | Net Emissions Allowance Position | Thousand Tons | 0.0023881 | 0.0047371 | 0.0047371 | 0.0047371 | 0.0047371 | 0.0047371 | 0.0047371 | 0.0047371
IL Fac. Spec. - NOX Rate Summer v3.1, Unit 809 and retrofits | 547 | 1797 | Rate Constraint in lbs/MMBtu | FALSE | L | Annual | Fuel Consumed | TBtu | 0.07338 | 0.14556 | 0.14556 | 0.14556 | 0.14556 | 0.14556 | 0.14556 | 0.14556
IL Fac. Spec. - NOX Rate Summer v3.1, Unit 809 and retrofits | 547 | 1797 | Rate Constraint in lbs/MMBtu | FALSE | L | Annual | Rate | lb/MMBtu | 0.06509 | 0.06509 | 0.06509 | 0.06509 | 0.06509 | 0.06509 | 0.06509 | 0.06509
IL Fac. Spec. - NOX Rate Summer v3.1, Unit 809 and retrofits | 547 | 1797 | Rate Constraint in lbs/MMBtu | FALSE | L | Annual | Generation | TWh | 0.0068292 | 0.013546 | 0.013546 | 0.013546 | 0.013546 | 0.013546 | 0.013546 | 0.013546
IL Fac. Spec. - NOX Rate Summer v3.1, Unit 809 and retrofits | 547 | 1797 | Rate Constraint in lbs/MMBtu | FALSE | L | Annual | Qualifying Generation | TWh | 0.0068292 | 0.013546 | 0.013546 | 0.013546 | 0.013546 | 0.013546 | 0.013546 | 0.013546
IL Fac. Spec. - NOX Rate Summer v3.1, Unit 809 and retrofits | 547 | 1797 | Rate Constraint in lbs/MMBtu | FALSE | L | Annual | Rate | lb/MWh | 0.69939 | 0.69939 | 0.69939 | 0.69939 | 0.69939 | 0.69939 | 0.69939 | 0.69939
IL Fac. Spec. - NOX Rate Summer v3.1, Unit 809 and retrofits | 547 | 1797 | Rate Constraint in lbs/MMBtu | FALSE | L | Annual | Constraint Shadow Price | US2016$/Ton | 0 | 0 | 0 | 0 | 0 | 0 | 0 | 0
IL Fac. Spec. - NOX Rate Summer v3.1, Unit 810 and retrofits | 548 | 1797 | Rate Constraint in lbs/MMBtu | FALSE | L | Annual | Seasons Included | Seasons | Summer | Summer | Summer | Summer | Summer | Summer | Summer | Summer
IL Fac. Spec. - NOX Rate Summer v3.1, Unit 810 and retrofits | 548 | 1797 | Rate Constraint in lbs/MMBtu | FALSE | L | Annual | Standard NOX | lb/MMBtu | 0.25 | 0.25 | 0.25 | 0.25 | 0.25 | 0.25 | 0.25 | 0.25
IL Fac. Spec. - NOX Rate Summer v3.1, Unit 810 and retrofits | 548 | 1797 | Rate Constraint in lbs/MMBtu | FALSE | L | Annual | Emissions at Affected Plants NOX | Thousand Tons | 0.002394 | 0.0047488 | 0.0047488 | 0.0047488 | 0.0047488 | 0.0047488 | 0.0047488 | 0.0047488
IL Fac. Spec. - NOX Rate Summer v3.1, Unit 810 and retrofits | 548 | 1797 | Rate Constraint in lbs/MMBtu | FALSE | L | Annual | Allowances Purchased NOX | Thousand Tons | 0 | 0 | 0 | 0 | 0 | 0 | 0 | 0
IL Fac. Spec. - NOX Rate Summer v3.1, Unit 810 and retrofits | 548 | 1797 | Rate Constraint in lbs/MMBtu | FALSE | L | Annual | Allowances Sold NOX | Thousand Tons | 0 | 0 | 0 | 0 | 0 | 0 | 0 | 0
IL Fac. Spec. - NOX Rate Summer v3.1, Unit 810 and retrofits | 548 | 1797 | Rate Constraint in lbs/MMBtu | FALSE | L | Annual | Allowances Banked | Thousand Tons | 0 | 0 | 0 | 0 | 0 | 0 | 0 | 0
IL Fac. Spec. - NOX Rate Summer v3.1, Unit 810 and retrofits | 548 | 1797 | Rate Constraint in lbs/MMBtu | FALSE | L | Annual | Allowances Withdrawn (1:1) | Thousand Tons | 0 | 0 | 0 | 0 | 0 | 0 | 0 | 0
IL Fac. Spec. - NOX Rate Summer v3.1, Unit 810 and retrofits | 548 | 1797 | Rate Constraint in lbs/MMBtu | FALSE | L | Annual | Allowances Withdrawn (n:1) | Thousand Tons | 0 | 0 | 0 | 0 | 0 | 0 | 0 | 0
IL Fac. Spec. - NOX Rate Summer v3.1, Unit 810 and retrofits | 548 | 1797 | Rate Constraint in lbs/MMBtu | FALSE | L | Annual | Net Emissions Allowance Position | Thousand Tons | 0.002394 | 0.0047488 | 0.0047488 | 0.0047488 | 0.0047488 | 0.0047488 | 0.0047488 | 0.0047488
IL Fac. Spec. - NOX Rate Summer v3.1, Unit 810 and retrofits | 548 | 1797 | Rate Constraint in lbs/MMBtu | FALSE | L | Annual | Fuel Consumed | TBtu | 0.07338 | 0.14556 | 0.14556 | 0.14556 | 0.14556 | 0.14556 | 0.14556 | 0.14556
IL Fac. Spec. - NOX Rate Summer v3.1, Unit 810 and retrofits | 548 | 1797 | Rate Constraint in lbs/MMBtu | FALSE | L | Annual | Rate | lb/MMBtu | 0.06525 | 0.06525 | 0.06525 | 0.06525 | 0.06525 | 0.06525 | 0.06525 | 0.06525
IL Fac. Spec. - NOX Rate Summer v3.1, Unit 810 and retrofits | 548 | 1797 | Rate Constraint in lbs/MMBtu | FALSE | L | Annual | Generation | TWh | 0.0068292 | 0.013546 | 0.013546 | 0.013546 | 0.013546 | 0.013546 | 0.013546 | 0.013546
IL Fac. Spec. - NOX Rate Summer v3.1, Unit 810 and retrofits | 548 | 1797 | Rate Constraint in lbs/MMBtu | FALSE | L | Annual | Qualifying Generation | TWh | 0.0068292 | 0.013546 | 0.013546 | 0.013546 | 0.013546 | 0.013546 | 0.013546 | 0.013546
IL Fac. Spec. - NOX Rate Summer v3.1, Unit 810 and retrofits | 548 | 1797 | Rate Constraint in lbs/MMBtu | FALSE | L | Annual | Rate | lb/MWh | 0.70111 | 0.70111 | 0.70111 | 0.70111 | 0.70111 | 0.70111 | 0.70111 | 0.70111
IL Fac. Spec. - NOX Rate Summer v3.1, Unit 810 and retrofits | 548 | 1797 | Rate Constraint in lbs/MMBtu | FALSE | L | Annual | Constraint Shadow Price | US2016$/Ton | 0 | 0 | 0 | 0 | 0 | 0 | 0 | 0
IL Fac. Spec. - NOX Rate Summer v3.1, Unit 811 and retrofits | 549 | 1797 | Rate Constraint in lbs/MMBtu | FALSE | L | Annual | Seasons Included | Seasons | Summer | Summer | Summer | Summer | Summer | Summer | Summer | Summer
IL Fac. Spec. - NOX Rate Summer v3.1, Unit 811 and retrofits | 549 | 1797 | Rate Constraint in lbs/MMBtu | FALSE | L | Annual | Standard NOX | lb/MMBtu | 0.25 | 0.25 | 0.25 | 0.25 | 0.25 | 0.25 | 0.25 | 0.25
IL Fac. Spec. - NOX Rate Summer v3.1, Unit 811 and retrofits | 549 | 1797 | Rate Constraint in lbs/MMBtu | FALSE | L | Annual | Emissions at Affected Plants NOX | Thousand Tons | 0.0023892 | 0.0047393 | 0.0047393 | 0.0047393 | 0.0047393 | 0.0047393 | 0.0047393 | 0.0047393
IL Fac. Spec. - NOX Rate Summer v3.1, Unit 811 and retrofits | 549 | 1797 | Rate Constraint in lbs/MMBtu | FALSE | L | Annual | Allowances Purchased NOX | Thousand Tons | 0 | 0 | 0 | 0 | 0 | 0 | 0 | 0
IL Fac. Spec. - NOX Rate Summer v3.1, Unit 811 and retrofits | 549 | 1797 | Rate Constraint in lbs/MMBtu | FALSE | L | Annual | Allowances Sold NOX | Thousand Tons | 0 | 0 | 0 | 0 | 0 | 0 | 0 | 0
IL Fac. Spec. - NOX Rate Summer v3.1, Unit 811 and retrofits | 549 | 1797 | Rate Constraint in lbs/MMBtu | FALSE | L | Annual | Allowances Banked | Thousand Tons | 0 | 0 | 0 | 0 | 0 | 0 | 0 | 0
IL Fac. Spec. - NOX Rate Summer v3.1, Unit 811 and retrofits | 549 | 1797 | Rate Constraint in lbs/MMBtu | FALSE | L | Annual | Allowances Withdrawn (1:1) | Thousand Tons | 0 | 0 | 0 | 0 | 0 | 0 | 0 | 0
IL Fac. Spec. - NOX Rate Summer v3.1, Unit 811 and retrofits | 549 | 1797 | Rate Constraint in lbs/MMBtu | FALSE | L | Annual | Allowances Withdrawn (n:1) | Thousand Tons | 0 | 0 | 0 | 0 | 0 | 0 | 0 | 0
IL Fac. Spec. - NOX Rate Summer v3.1, Unit 811 and retrofits | 549 | 1797 | Rate Constraint in lbs/MMBtu | FALSE | L | Annual | Net Emissions Allowance Position | Thousand Tons | 0.0023892 | 0.0047393 | 0.0047393 | 0.0047393 | 0.0047393 | 0.0047393 | 0.0047393 | 0.0047393
IL Fac. Spec. - NOX Rate Summer v3.1, Unit 811 and retrofits | 549 | 1797 | Rate Constraint in lbs/MMBtu | FALSE | L | Annual | Fuel Consumed | TBtu | 0.07338 | 0.14556 | 0.14556 | 0.14556 | 0.14556 | 0.14556 | 0.14556 | 0.14556
IL Fac. Spec. - NOX Rate Summer v3.1, Unit 811 and retrofits | 549 | 1797 | Rate Constraint in lbs/MMBtu | FALSE | L | Annual | Rate | lb/MMBtu | 0.06512 | 0.06512 | 0.06512 | 0.06512 | 0.06512 | 0.06512 | 0.06512 | 0.06512
IL Fac. Spec. - NOX Rate Summer v3.1, Unit 811 and retrofits | 549 | 1797 | Rate Constraint in lbs/MMBtu | FALSE | L | Annual | Generation | TWh | 0.0068292 | 0.013546 | 0.013546 | 0.013546 | 0.013546 | 0.013546 | 0.013546 | 0.013546
IL Fac. Spec. - NOX Rate Summer v3.1, Unit 811 and retrofits | 549 | 1797 | Rate Constraint in lbs/MMBtu | FALSE | L | Annual | Qualifying Generation | TWh | 0.0068292 | 0.013546 | 0.013546 | 0.013546 | 0.013546 | 0.013546 | 0.013546 | 0.013546
IL Fac. Spec. - NOX Rate Summer v3.1, Unit 811 and retrofits | 549 | 1797 | Rate Constraint in lbs/MMBtu | FALSE | L | Annual | Rate | lb/MWh | 0.69971 | 0.69971 | 0.69971 | 0.69971 | 0.69971 | 0.69971 | 0.69971 | 0.69971
IL Fac. Spec. - NOX Rate Summer v3.1, Unit 811 and retrofits | 549 | 1797 | Rate Constraint in lbs/MMBtu | FALSE | L | Annual | Constraint Shadow Price | US2016$/Ton | 0 | 0 | 0 | 0 | 0 | 0 | 0 | 0
IL Fac. Spec. - NOX Rate Summer v3.1, Unit 812 and retrofits | 550 | 1797 | Rate Constraint in lbs/MMBtu | FALSE | L | Annual | Seasons Included | Seasons | Summer | Summer | Summer | Summer | Summer | Summer | Summer | Summer
IL Fac. Spec. - NOX Rate Summer v3.1, Unit 812 and retrofits | 550 | 1797 | Rate Constraint in lbs/MMBtu | FALSE | L | Annual | Standard NOX | lb/MMBtu | 0.25 | 0.25 | 0.25 | 0.25 | 0.25 | 0.25 | 0.25 | 0.25
IL Fac. Spec. - NOX Rate Summer v3.1, Unit 812 and retrofits | 550 | 1797 | Rate Constraint in lbs/MMBtu | FALSE | L | Annual | Emissions at Affected Plants NOX | Thousand Tons | 0.00239 | 0.0047408 | 0.0047408 | 0.0047408 | 0.0047408 | 0.0047408 | 0.0047408 | 0.0047408
IL Fac. Spec. - NOX Rate Summer v3.1, Unit 812 and retrofits | 550 | 1797 | Rate Constraint in lbs/MMBtu | FALSE | L | Annual | Allowances Purchased NOX | Thousand Tons | 0 | 0 | 0 | 0 | 0 | 0 | 0 | 0
IL Fac. Spec. - NOX Rate Summer v3.1, Unit 812 and retrofits | 550 | 1797 | Rate Constraint in lbs/MMBtu | FALSE | L | Annual | Allowances Sold NOX | Thousand Tons | 0 | 0 | 0 | 0 | 0 | 0 | 0 | 0
IL Fac. Spec. - NOX Rate Summer v3.1, Unit 812 and retrofits | 550 | 1797 | Rate Constraint in lbs/MMBtu | FALSE | L | Annual | Allowances Banked | Thousand Tons | 0 | 0 | 0 | 0 | 0 | 0 | 0 | 0
IL Fac. Spec. - NOX Rate Summer v3.1, Unit 812 and retrofits | 550 | 1797 | Rate Constraint in lbs/MMBtu | FALSE | L | Annual | Allowances Withdrawn (1:1) | Thousand Tons | 0 | 0 | 0 | 0 | 0 | 0 | 0 | 0
IL Fac. Spec. - NOX Rate Summer v3.1, Unit 812 and retrofits | 550 | 1797 | Rate Constraint in lbs/MMBtu | FALSE | L | Annual | Allowances Withdrawn (n:1) | Thousand Tons | 0 | 0 | 0 | 0 | 0 | 0 | 0 | 0
IL Fac. Spec. - NOX Rate Summer v3.1, Unit 812 and retrofits | 550 | 1797 | Rate Constraint in lbs/MMBtu | FALSE | L | Annual | Net Emissions Allowance Position | Thousand Tons | 0.00239 | 0.0047408 | 0.0047408 | 0.0047408 | 0.0047408 | 0.0047408 | 0.0047408 | 0.0047408
IL Fac. Spec. - NOX Rate Summer v3.1, Unit 812 and retrofits | 550 | 1797 | Rate Constraint in lbs/MMBtu | FALSE | L | Annual | Fuel Consumed | TBtu | 0.07338 | 0.14556 | 0.14556 | 0.14556 | 0.14556 | 0.14556 | 0.14556 | 0.14556
IL Fac. Spec. - NOX Rate Summer v3.1, Unit 812 and retrofits | 550 | 1797 | Rate Constraint in lbs/MMBtu | FALSE | L | Annual | Rate | lb/MMBtu | 0.06514 | 0.06514 | 0.06514 | 0.06514 | 0.06514 | 0.06514 | 0.06514 | 0.06514
IL Fac. Spec. - NOX Rate Summer v3.1, Unit 812 and retrofits | 550 | 1797 | Rate Constraint in lbs/MMBtu | FALSE | L | Annual | Generation | TWh | 0.0068292 | 0.013546 | 0.013546 | 0.013546 | 0.013546 | 0.013546 | 0.013546 | 0.013546
IL Fac. Spec. - NOX Rate Summer v3.1, Unit 812 and retrofits | 550 | 1797 | Rate Constraint in lbs/MMBtu | FALSE | L | Annual | Qualifying Generation | TWh | 0.0068292 | 0.013546 | 0.013546 | 0.013546 | 0.013546 | 0.013546 | 0.013546 | 0.013546
IL Fac. Spec. - NOX Rate Summer v3.1, Unit 812 and retrofits | 550 | 1797 | Rate Constraint in lbs/MMBtu | FALSE | L | Annual | Rate | lb/MWh | 0.69993 | 0.69993 | 0.69993 | 0.69993 | 0.69993 | 0.69993 | 0.69993 | 0.69993
IL Fac. Spec. - NOX Rate Summer v3.1, Unit 812 and retrofits | 550 | 1797 | Rate Constraint in lbs/MMBtu | FALSE | L | Annual | Constraint Shadow Price | US2016$/Ton | 0 | 0 | 0 | 0 | 0 | 0 | 0 | 0
IL Fac. Spec. - NOX Rate Summer v3.1, Unit 813 and retrofits | 551 | 1797 | Rate Constraint in lbs/MMBtu | FALSE | L | Annual | Seasons Included | Seasons | Summer | Summer | Summer | Summer | Summer | Summer | Summer | Summer
IL Fac. Spec. - NOX Rate Summer v3.1, Unit 813 and retrofits | 551 | 1797 | Rate Constraint in lbs/MMBtu | FALSE | L | Annual | Standard NOX | lb/MMBtu | 0.25 | 0.25 | 0.25 | 0.25 | 0.25 | 0.25 | 0.25 | 0.25
IL Fac. Spec. - NOX Rate Summer v3.1, Unit 813 and retrofits | 551 | 1797 | Rate Constraint in lbs/MMBtu | FALSE | L | Annual | Emissions at Affected Plants NOX | Thousand Tons | 0.0037216 | 0.0037216 | 0.0073822 | 0.0073822 | 0.0073822 | 0.0073822 | 0.0073822 | 0.0037216
IL Fac. Spec. - NOX Rate Summer v3.1, Unit 813 and retrofits | 551 | 1797 | Rate Constraint in lbs/MMBtu | FALSE | L | Annual | Allowances Purchased NOX | Thousand Tons | 0 | 0 | 0 | 0 | 0 | 0 | 0 | 0
IL Fac. Spec. - NOX Rate Summer v3.1, Unit 813 and retrofits | 551 | 1797 | Rate Constraint in lbs/MMBtu | FALSE | L | Annual | Allowances Sold NOX | Thousand Tons | 0 | 0 | 0 | 0 | 0 | 0 | 0 | 0
IL Fac. Spec. - NOX Rate Summer v3.1, Unit 813 and retrofits | 551 | 1797 | Rate Constraint in lbs/MMBtu | FALSE | L | Annual | Allowances Banked | Thousand Tons | 0 | 0 | 0 | 0 | 0 | 0 | 0 | 0
IL Fac. Spec. - NOX Rate Summer v3.1, Unit 813 and retrofits | 551 | 1797 | Rate Constraint in lbs/MMBtu | FALSE | L | Annual | Allowances Withdrawn (1:1) | Thousand Tons | 0 | 0 | 0 | 0 | 0 | 0 | 0 | 0
IL Fac. Spec. - NOX Rate Summer v3.1, Unit 813 and retrofits | 551 | 1797 | Rate Constraint in lbs/MMBtu | FALSE | L | Annual | Allowances Withdrawn (n:1) | Thousand Tons | 0 | 0 | 0 | 0 | 0 | 0 | 0 | 0
IL Fac. Spec. - NOX Rate Summer v3.1, Unit 813 and retrofits | 551 | 1797 | Rate Constraint in lbs/MMBtu | FALSE | L | Annual | Net Emissions Allowance Position | Thousand Tons | 0.0037216 | 0.0037216 | 0.0073822 | 0.0073822 | 0.0073822 | 0.0073822 | 0.0073822 | 0.0037216
IL Fac. Spec. - NOX Rate Summer v3.1, Unit 813 and retrofits | 551 | 1797 | Rate Constraint in lbs/MMBtu | FALSE | L | Annual | Fuel Consumed | TBtu | 0.083463 | 0.083463 | 0.16556 | 0.16556 | 0.16556 | 0.16556 | 0.16556 | 0.083463
IL Fac. Spec. - NOX Rate Summer v3.1, Unit 813 and retrofits | 551 | 1797 | Rate Constraint in lbs/MMBtu | FALSE | L | Annual | Rate | lb/MMBtu | 0.08918 | 0.08918 | 0.08918 | 0.08918 | 0.08918 | 0.08918 | 0.08918 | 0.08918
IL Fac. Spec. - NOX Rate Summer v3.1, Unit 813 and retrofits | 551 | 1797 | Rate Constraint in lbs/MMBtu | FALSE | L | Annual | Generation | TWh | 0.0071544 | 0.0071544 | 0.014191 | 0.014191 | 0.014191 | 0.014191 | 0.014191 | 0.0071544
IL Fac. Spec. - NOX Rate Summer v3.1, Unit 813 and retrofits | 551 | 1797 | Rate Constraint in lbs/MMBtu | FALSE | L | Annual | Qualifying Generation | TWh | 0.0071544 | 0.0071544 | 0.014191 | 0.014191 | 0.014191 | 0.014191 | 0.014191 | 0.0071544
IL Fac. Spec. - NOX Rate Summer v3.1, Unit 813 and retrofits | 551 | 1797 | Rate Constraint in lbs/MMBtu | FALSE | L | Annual | Rate | lb/MWh | 1.0404 | 1.0404 | 1.0404 | 1.0404 | 1.0404 | 1.0404 | 1.0404 | 1.0404
IL Fac. Spec. - NOX Rate Summer v3.1, Unit 813 and retrofits | 551 | 1797 | Rate Constraint in lbs/MMBtu | FALSE | L | Annual | Constraint Shadow Price | US2016$/Ton | 0 | 0 | 0 | 0 | 0 | 0 | 0 | 0
IL Fac. Spec. - NOX Rate Summer v3.1, Unit 814 and retrofits | 552 | 1797 | Rate Constraint in lbs/MMBtu | FALSE | L | Annual | Seasons Included | Seasons | Summer | Summer | Summer | Summer | Summer | Summer | Summer | Summer
IL Fac. Spec. - NOX Rate Summer v3.1, Unit 814 and retrofits | 552 | 1797 | Rate Constraint in lbs/MMBtu | FALSE | L | Annual | Standard NOX | lb/MMBtu | 0.25 | 0.25 | 0.25 | 0.25 | 0.25 | 0.25 | 0.25 | 0.25
IL Fac. Spec. - NOX Rate Summer v3.1, Unit 814 and retrofits | 552 | 1797 | Rate Constraint in lbs/MMBtu | FALSE | L | Annual | Emissions at Affected Plants NOX | Thousand Tons | 0.0027761 | 0.0037512 | 0.0074408 | 0.0074408 | 0.0074408 | 0.0074408 | 0.0037512 | 0.0037512
IL Fac. Spec. - NOX Rate Summer v3.1, Unit 814 and retrofits | 552 | 1797 | Rate Constraint in lbs/MMBtu | FALSE | L | Annual | Allowances Purchased NOX | Thousand Tons | 0 | 0 | 0 | 0 | 0 | 0 | 0 | 0
IL Fac. Spec. - NOX Rate Summer v3.1, Unit 814 and retrofits | 552 | 1797 | Rate Constraint in lbs/MMBtu | FALSE | L | Annual | Allowances Sold NOX | Thousand Tons | 0 | 0 | 0 | 0 | 0 | 0 | 0 | 0
IL Fac. Spec. - NOX Rate Summer v3.1, Unit 814 and retrofits | 552 | 1797 | Rate Constraint in lbs/MMBtu | FALSE | L | Annual | Allowances Banked | Thousand Tons | 0 | 0 | 0 | 0 | 0 | 0 | 0 | 0
IL Fac. Spec. - NOX Rate Summer v3.1, Unit 814 and retrofits | 552 | 1797 | Rate Constraint in lbs/MMBtu | FALSE | L | Annual | Allowances Withdrawn (1:1) | Thousand Tons | 0 | 0 | 0 | 0 | 0 | 0 | 0 | 0
IL Fac. Spec. - NOX Rate Summer v3.1, Unit 814 and retrofits | 552 | 1797 | Rate Constraint in lbs/MMBtu | FALSE | L | Annual | Allowances Withdrawn (n:1) | Thousand Tons | 0 | 0 | 0 | 0 | 0 | 0 | 0 | 0
IL Fac. Spec. - NOX Rate Summer v3.1, Unit 814 and retrofits | 552 | 1797 | Rate Constraint in lbs/MMBtu | FALSE | L | Annual | Net Emissions Allowance Position | Thousand Tons | 0.0027761 | 0.0037512 | 0.0074408 | 0.0074408 | 0.0074408 | 0.0074408 | 0.0037512 | 0.0037512
IL Fac. Spec. - NOX Rate Summer v3.1, Unit 814 and retrofits | 552 | 1797 | Rate Constraint in lbs/MMBtu | FALSE | L | Annual | Fuel Consumed | TBtu | 0.061773 | 0.08347 | 0.16557 | 0.16557 | 0.16557 | 0.16557 | 0.08347 | 0.08347
IL Fac. Spec. - NOX Rate Summer v3.1, Unit 814 and retrofits | 552 | 1797 | Rate Constraint in lbs/MMBtu | FALSE | L | Annual | Rate | lb/MMBtu | 0.08988 | 0.08988 | 0.08988 | 0.08988 | 0.08988 | 0.08988 | 0.08988 | 0.08988
IL Fac. Spec. - NOX Rate Summer v3.1, Unit 814 and retrofits | 552 | 1797 | Rate Constraint in lbs/MMBtu | FALSE | L | Annual | Generation | TWh | 0.0052947 | 0.0071544 | 0.014191 | 0.014191 | 0.014191 | 0.014191 | 0.0071544 | 0.0071544
IL Fac. Spec. - NOX Rate Summer v3.1, Unit 814 and retrofits | 552 | 1797 | Rate Constraint in lbs/MMBtu | FALSE | L | Annual | Qualifying Generation | TWh | 0.0052947 | 0.0071544 | 0.014191 | 0.014191 | 0.014191 | 0.014191 | 0.0071544 | 0.0071544
IL Fac. Spec. - NOX Rate Summer v3.1, Unit 814 and retrofits | 552 | 1797 | Rate Constraint in lbs/MMBtu | FALSE | L | Annual | Rate | lb/MWh | 1.0486 | 1.0486 | 1.0486 | 1.0486 | 1.0486 | 1.0486 | 1.0486 | 1.0486
IL Fac. Spec. - NOX Rate Summer v3.1, Unit 814 and retrofits | 552 | 1797 | Rate Constraint in lbs/MMBtu | FALSE | L | Annual | Constraint Shadow Price | US2016$/Ton | 0 | 0 | 0 | 0 | 0 | 0 | 0 | 0
IL Fac. Spec. - NOX Rate Summer v3.1, Unit 815 and retrofits | 553 | 1797 | Rate Constraint in lbs/MMBtu | FALSE | L | Annual | Seasons Included | Seasons | Summer | Summer | Summer | Summer | Summer | Summer | Summer | Summer
IL Fac. Spec. - NOX Rate Summer v3.1, Unit 815 and retrofits | 553 | 1797 | Rate Constraint in lbs/MMBtu | FALSE | L | Annual | Standard NOX | lb/MMBtu | 0.25 | 0.25 | 0.25 | 0.25 | 0.25 | 0.25 | 0.25 | 0.25
IL Fac. Spec. - NOX Rate Summer v3.1, Unit 815 and retrofits | 553 | 1797 | Rate Constraint in lbs/MMBtu | FALSE | L | Annual | Emissions at Affected Plants NOX | Thousand Tons | 0.00078481 | 0.0039895 | 0.0079135 | 0.0079135 | 0.0079135 | 0.0079135 | 0.0039895 | 0.0039895
IL Fac. Spec. - NOX Rate Summer v3.1, Unit 815 and retrofits | 553 | 1797 | Rate Constraint in lbs/MMBtu | FALSE | L | Annual | Allowances Purchased NOX | Thousand Tons | 0 | 0 | 0 | 0 | 0 | 0 | 0 | 0
IL Fac. Spec. - NOX Rate Summer v3.1, Unit 815 and retrofits | 553 | 1797 | Rate Constraint in lbs/MMBtu | FALSE | L | Annual | Allowances Sold NOX | Thousand Tons | 0 | 0 | 0 | 0 | 0 | 0 | 0 | 0
IL Fac. Spec. - NOX Rate Summer v3.1, Unit 815 and retrofits | 553 | 1797 | Rate Constraint in lbs/MMBtu | FALSE | L | Annual | Allowances Banked | Thousand Tons | 0 | 0 | 0 | 0 | 0 | 0 | 0 | 0
IL Fac. Spec. - NOX Rate Summer v3.1, Unit 815 and retrofits | 553 | 1797 | Rate Constraint in lbs/MMBtu | FALSE | L | Annual | Allowances Withdrawn (1:1) | Thousand Tons | 0 | 0 | 0 | 0 | 0 | 0 | 0 | 0
IL Fac. Spec. - NOX Rate Summer v3.1, Unit 815 and retrofits | 553 | 1797 | Rate Constraint in lbs/MMBtu | FALSE | L | Annual | Allowances Withdrawn (n:1) | Thousand Tons | 0 | 0 | 0 | 0 | 0 | 0 | 0 | 0
IL Fac. Spec. - NOX Rate Summer v3.1, Unit 815 and retrofits | 553 | 1797 | Rate Constraint in lbs/MMBtu | FALSE | L | Annual | Net Emissions Allowance Position | Thousand Tons | 0.00078481 | 0.0039895 | 0.0079135 | 0.0079135 | 0.0079135 | 0.0079135 | 0.0039895 | 0.0039895
IL Fac. Spec. - NOX Rate Summer v3.1, Unit 815 and retrofits | 553 | 1797 | Rate Constraint in lbs/MMBtu | FALSE | L | Annual | Fuel Consumed | TBtu | 0.01642 | 0.08347 | 0.16557 | 0.16557 | 0.16557 | 0.16557 | 0.08347 | 0.08347
IL Fac. Spec. - NOX Rate Summer v3.1, Unit 815 and retrofits | 553 | 1797 | Rate Constraint in lbs/MMBtu | FALSE | L | Annual | Rate | lb/MMBtu | 0.09559 | 0.09559 | 0.09559 | 0.09559 | 0.09559 | 0.09559 | 0.09559 | 0.09559
IL Fac. Spec. - NOX Rate Summer v3.1, Unit 815 and retrofits | 553 | 1797 | Rate Constraint in lbs/MMBtu | FALSE | L | Annual | Generation | TWh | 0.0014074 | 0.0071544 | 0.014191 | 0.014191 | 0.014191 | 0.014191 | 0.0071544 | 0.0071544
IL Fac. Spec. - NOX Rate Summer v3.1, Unit 815 and retrofits | 553 | 1797 | Rate Constraint in lbs/MMBtu | FALSE | L | Annual | Qualifying Generation | TWh | 0.0014074 | 0.0071544 | 0.014191 | 0.014191 | 0.014191 | 0.014191 | 0.0071544 | 0.0071544
IL Fac. Spec. - NOX Rate Summer v3.1, Unit 815 and retrofits | 553 | 1797 | Rate Constraint in lbs/MMBtu | FALSE | L | Annual | Rate | lb/MWh | 1.1152 | 1.1152 | 1.1152 | 1.1152 | 1.1152 | 1.1152 | 1.1152 | 1.1152
IL Fac. Spec. - NOX Rate Summer v3.1, Unit 815 and retrofits | 553 | 1797 | Rate Constraint in lbs/MMBtu | FALSE | L | Annual | Constraint Shadow Price | US2016$/Ton | 0 | 0 | 0 | 0 | 0 | 0 | 0 | 0
IL Fac. Spec. - NOX Rate Summer v3.1, Unit 816 and retrofits | 554 | 1797 | Rate Constraint in lbs/MMBtu | FALSE | L | Annual | Seasons Included | Seasons | Summer | Summer | Summer | Summer | Summer | Summer | Summer | Summer
IL Fac. Spec. - NOX Rate Summer v3.1, Unit 816 and retrofits | 554 | 1797 | Rate Constraint in lbs/MMBtu | FALSE | L | Annual | Standard NOX | lb/MMBtu | 0.25 | 0.25 | 0.25 | 0.25 | 0.25 | 0.25 | 0.25 | 0.25
IL Fac. Spec. - NOX Rate Summer v3.1, Unit 816 and retrofits | 554 | 1797 | Rate Constraint in lbs/MMBtu | FALSE | L | Annual | Emissions at Affected Plants NOX | Thousand Tons | 0.0038158 | 0.0038158 | 0.0075691 | 0.0075691 | 0.0075691 | 0.0075691 | 0.0039681 | 0.0038158
IL Fac. Spec. - NOX Rate Summer v3.1, Unit 816 and retrofits | 554 | 1797 | Rate Constraint in lbs/MMBtu | FALSE | L | Annual | Allowances Purchased NOX | Thousand Tons | 0 | 0 | 0 | 0 | 0 | 0 | 0 | 0
IL Fac. Spec. - NOX Rate Summer v3.1, Unit 816 and retrofits | 554 | 1797 | Rate Constraint in lbs/MMBtu | FALSE | L | Annual | Allowances Sold NOX | Thousand Tons | 0 | 0 | 0 | 0 | 0 | 0 | 0 | 0
IL Fac. Spec. - NOX Rate Summer v3.1, Unit 816 and retrofits | 554 | 1797 | Rate Constraint in lbs/MMBtu | FALSE | L | Annual | Allowances Banked | Thousand Tons | 0 | 0 | 0 | 0 | 0 | 0 | 0 | 0
IL Fac. Spec. - NOX Rate Summer v3.1, Unit 816 and retrofits | 554 | 1797 | Rate Constraint in lbs/MMBtu | FALSE | L | Annual | Allowances Withdrawn (1:1) | Thousand Tons | 0 | 0 | 0 | 0 | 0 | 0 | 0 | 0
IL Fac. Spec. - NOX Rate Summer v3.1, Unit 816 and retrofits | 554 | 1797 | Rate Constraint in lbs/MMBtu | FALSE | L | Annual | Allowances Withdrawn (n:1) | Thousand Tons | 0 | 0 | 0 | 0 | 0 | 0 | 0 | 0
IL Fac. Spec. - NOX Rate Summer v3.1, Unit 816 and retrofits | 554 | 1797 | Rate Constraint in lbs/MMBtu | FALSE | L | Annual | Net Emissions Allowance Position | Thousand Tons | 0.0038158 | 0.0038158 | 0.0075691 | 0.0075691 | 0.0075691 | 0.0075691 | 0.0039681 | 0.0038158
IL Fac. Spec. - NOX Rate Summer v3.1, Unit 816 and retrofits | 554 | 1797 | Rate Constraint in lbs/MMBtu | FALSE | L | Annual | Fuel Consumed | TBtu | 0.08347 | 0.08347 | 0.16557 | 0.16557 | 0.16557 | 0.16557 | 0.0868 | 0.08347
IL Fac. Spec. - NOX Rate Summer v3.1, Unit 816 and retrofits | 554 | 1797 | Rate Constraint in lbs/MMBtu | FALSE | L | Annual | Rate | lb/MMBtu | 0.09143 | 0.09143 | 0.09143 | 0.09143 | 0.09143 | 0.09143 | 0.09143 | 0.09143
IL Fac. Spec. - NOX Rate Summer v3.1, Unit 816 and retrofits | 554 | 1797 | Rate Constraint in lbs/MMBtu | FALSE | L | Annual | Generation | TWh | 0.0071544 | 0.0071544 | 0.014191 | 0.014191 | 0.014191 | 0.014191 | 0.0074398 | 0.0071544
IL Fac. Spec. - NOX Rate Summer v3.1, Unit 816 and retrofits | 554 | 1797 | Rate Constraint in lbs/MMBtu | FALSE | L | Annual | Qualifying Generation | TWh | 0.0071544 | 0.0071544 | 0.014191 | 0.014191 | 0.014191 | 0.014191 | 0.0074398 | 0.0071544
IL Fac. Spec. - NOX Rate Summer v3.1, Unit 816 and retrofits | 554 | 1797 | Rate Constraint in lbs/MMBtu | FALSE | L | Annual | Rate | lb/MWh | 1.0667 | 1.0667 | 1.0667 | 1.0667 | 1.0667 | 1.0667 | 1.0667 | 1.0667
IL Fac. Spec. - NOX Rate Summer v3.1, Unit 816 and retrofits | 554 | 1797 | Rate Constraint in lbs/MMBtu | FALSE | L | Annual | Constraint Shadow Price | US2016$/Ton | 0 | 0 | 0 | 0 | 0 | 0 | 0 | 0
IL Fac. Spec. - NOX Rate Summer v3.1, Unit 817 and retrofits | 555 | 1797 | Rate Constraint in lbs/MMBtu | FALSE | L | Annual | Seasons Included | Seasons | Summer | Summer | Summer | Summer | Summer | Summer | Summer | Summer
IL Fac. Spec. - NOX Rate Summer v3.1, Unit 817 and retrofits | 555 | 1797 | Rate Constraint in lbs/MMBtu | FALSE | L | Annual | Standard NOX | lb/MMBtu | 0.25 | 0.25 | 0.25 | 0.25 | 0.25 | 0.25 | 0.25 | 0.25
IL Fac. Spec. - NOX Rate Summer v3.1, Unit 817 and retrofits | 555 | 1797 | Rate Constraint in lbs/MMBtu | FALSE | L | Annual | Emissions at Affected Plants NOX | Thousand Tons | 0.0036079 | 0.0071567 | 0.0071567 | 0.0071567 | 0.0071567 | 0.0071567 | 0.0071567 | 0.0071567
IL Fac. Spec. - NOX Rate Summer v3.1, Unit 817 and retrofits | 555 | 1797 | Rate Constraint in lbs/MMBtu | FALSE | L | Annual | Allowances Purchased NOX | Thousand Tons | 0 | 0 | 0 | 0 | 0 | 0 | 0 | 0
IL Fac. Spec. - NOX Rate Summer v3.1, Unit 817 and retrofits | 555 | 1797 | Rate Constraint in lbs/MMBtu | FALSE | L | Annual | Allowances Sold NOX | Thousand Tons | 0 | 0 | 0 | 0 | 0 | 0 | 0 | 0
IL Fac. Spec. - NOX Rate Summer v3.1, Unit 817 and retrofits | 555 | 1797 | Rate Constraint in lbs/MMBtu | FALSE | L | Annual | Allowances Banked | Thousand Tons | 0 | 0 | 0 | 0 | 0 | 0 | 0 | 0
IL Fac. Spec. - NOX Rate Summer v3.1, Unit 817 and retrofits | 555 | 1797 | Rate Constraint in lbs/MMBtu | FALSE | L | Annual | Allowances Withdrawn (1:1) | Thousand Tons | 0 | 0 | 0 | 0 | 0 | 0 | 0 | 0
IL Fac. Spec. - NOX Rate Summer v3.1, Unit 817 and retrofits | 555 | 1797 | Rate Constraint in lbs/MMBtu | FALSE | L | Annual | Allowances Withdrawn (n:1) | Thousand Tons | 0 | 0 | 0 | 0 | 0 | 0 | 0 | 0
IL Fac. Spec. - NOX Rate Summer v3.1, Unit 817 and retrofits | 555 | 1797 | Rate Constraint in lbs/MMBtu | FALSE | L | Annual | Net Emissions Allowance Position | Thousand Tons | 0.0036079 | 0.0071567 | 0.0071567 | 0.0071567 | 0.0071567 | 0.0071567 | 0.0071567 | 0.0071567
IL Fac. Spec. - NOX Rate Summer v3.1, Unit 817 and retrofits | 555 | 1797 | Rate Constraint in lbs/MMBtu | FALSE | L | Annual | Fuel Consumed | TBtu | 0.078621 | 0.15595 | 0.15595 | 0.15595 | 0.15595 | 0.15595 | 0.15595 | 0.15595
IL Fac. Spec. - NOX Rate Summer v3.1, Unit 817 and retrofits | 555 | 1797 | Rate Constraint in lbs/MMBtu | FALSE | L | Annual | Rate | lb/MMBtu | 0.09178 | 0.09178 | 0.09178 | 0.09178 | 0.09178 | 0.09178 | 0.09178 | 0.09178
IL Fac. Spec. - NOX Rate Summer v3.1, Unit 817 and retrofits | 555 | 1797 | Rate Constraint in lbs/MMBtu | FALSE | L | Annual | Generation | TWh | 0.007317 | 0.014514 | 0.014514 | 0.014514 | 0.014514 | 0.014514 | 0.014514 | 0.014514
IL Fac. Spec. - NOX Rate Summer v3.1, Unit 817 and retrofits | 555 | 1797 | Rate Constraint in lbs/MMBtu | FALSE | L | Annual | Qualifying Generation | TWh | 0.007317 | 0.014514 | 0.014514 | 0.014514 | 0.014514 | 0.014514 | 0.014514 | 0.014514
IL Fac. Spec. - NOX Rate Summer v3.1, Unit 817 and retrofits | 555 | 1797 | Rate Constraint in lbs/MMBtu | FALSE | L | Annual | Rate | lb/MWh | 0.98618 | 0.98618 | 0.98618 | 0.98618 | 0.98618 | 0.98618 | 0.98618 | 0.98618
IL Fac. Spec. - NOX Rate Summer v3.1, Unit 817 and retrofits | 555 | 1797 | Rate Constraint in lbs/MMBtu | FALSE | L | Annual | Constraint Shadow Price | US2016$/Ton | 0 | 0 | 0 | 0 | 0 | 0 | 0 | 0
IL Fac. Spec. - NOX Rate Summer v3.1, Unit 853 and retrofits | 556 | 1797 | Rate Constraint in lbs/MMBtu | FALSE | L | Annual | Seasons Included | Seasons | Summer | Summer | Summer | Summer | Summer | Summer | Summer | Summer
IL Fac. Spec. - NOX Rate Summer v3.1, Unit 853 and retrofits | 556 | 1797 | Rate Constraint in lbs/MMBtu | FALSE | L | Annual | Standard NOX | lb/MMBtu | 0.25 | 0.25 | 0.25 | 0.25 | 0.25 | 0.25 | 0.25 | 0.25
IL Fac. Spec. - NOX Rate Summer v3.1, Unit 853 and retrofits | 556 | 1797 | Rate Constraint in lbs/MMBtu | FALSE | L | Annual | Emissions at Affected Plants NOX | Thousand Tons | 0.0017508 | 0.0040366 | 0.0040366 | 0.0089 | 0.0089 | 0.0089 | 0.0089 | 0.0040366
IL Fac. Spec. - NOX Rate Summer v3.1, Unit 853 and retrofits | 556 | 1797 | Rate Constraint in lbs/MMBtu | FALSE | L | Annual | Allowances Purchased NOX | Thousand Tons | 0 | 0 | 0 | 0 | 0 | 0 | 0 | 0
IL Fac. Spec. - NOX Rate Summer v3.1, Unit 853 and retrofits | 556 | 1797 | Rate Constraint in lbs/MMBtu | FALSE | L | Annual | Allowances Sold NOX | Thousand Tons | 0 | 0 | 0 | 0 | 0 | 0 | 0 | 0
IL Fac. Spec. - NOX Rate Summer v3.1, Unit 853 and retrofits | 556 | 1797 | Rate Constraint in lbs/MMBtu | FALSE | L | Annual | Allowances Banked | Thousand Tons | 0 | 0 | 0 | 0 | 0 | 0 | 0 | 0
IL Fac. Spec. - NOX Rate Summer v3.1, Unit 853 and retrofits | 556 | 1797 | Rate Constraint in lbs/MMBtu | FALSE | L | Annual | Allowances Withdrawn (1:1) | Thousand Tons | 0 | 0 | 0 | 0 | 0 | 0 | 0 | 0
IL Fac. Spec. - NOX Rate Summer v3.1, Unit 853 and retrofits | 556 | 1797 | Rate Constraint in lbs/MMBtu | FALSE | L | Annual | Allowances Withdrawn (n:1) | Thousand Tons | 0 | 0 | 0 | 0 | 0 | 0 | 0 | 0
IL Fac. Spec. - NOX Rate Summer v3.1, Unit 853 and retrofits | 556 | 1797 | Rate Constraint in lbs/MMBtu | FALSE | L | Annual | Net Emissions Allowance Position | Thousand Tons | 0.0017508 | 0.0040366 | 0.0040366 | 0.0089 | 0.0089 | 0.0089 | 0.0089 | 0.0040366
IL Fac. Spec. - NOX Rate Summer v3.1, Unit 853 and retrofits | 556 | 1797 | Rate Constraint in lbs/MMBtu | FALSE | L | Annual | Fuel Consumed | TBtu | 0.047506 | 0.10953 | 0.10953 | 0.24149 | 0.24149 | 0.24149 | 0.24149 | 0.10953
IL Fac. Spec. - NOX Rate Summer v3.1, Unit 853 and retrofits | 556 | 1797 | Rate Constraint in lbs/MMBtu | FALSE | L | Annual | Rate | lb/MMBtu | 0.07371 | 0.07371 | 0.07371 | 0.07371 | 0.07371 | 0.07371 | 0.07371 | 0.07371
IL Fac. Spec. - NOX Rate Summer v3.1, Unit 853 and retrofits | 556 | 1797 | Rate Constraint in lbs/MMBtu | FALSE | L | Annual | Generation | TWh | 0.0036915 | 0.0085109 | 0.0085109 | 0.018765 | 0.018765 | 0.018765 | 0.018765 | 0.0085109
IL Fac. Spec. - NOX Rate Summer v3.1, Unit 853 and retrofits | 556 | 1797 | Rate Constraint in lbs/MMBtu | FALSE | L | Annual | Qualifying Generation | TWh | 0.0036915 | 0.0085109 | 0.0085109 | 0.018765 | 0.018765 | 0.018765 | 0.018765 | 0.0085109
IL Fac. Spec. - NOX Rate Summer v3.1, Unit 853 and retrofits | 556 | 1797 | Rate Constraint in lbs/MMBtu | FALSE | L | Annual | Rate | lb/MWh | 0.94857 | 0.94857 | 0.94857 | 0.94857 | 0.94857 | 0.94857 | 0.94857 | 0.94857
IL Fac. Spec. - NOX Rate Summer v3.1, Unit 853 and retrofits | 556 | 1797 | Rate Constraint in lbs/MMBtu | FALSE | L | Annual | Constraint Shadow Price | US2016$/Ton | 0 | 0 | 0 | 0 | 0 | 0 | 0 | 0
IL Fac. Spec. - NOX Rate Summer v3.1, Unit 854 and retrofits | 557 | 1797 | Rate Constraint in lbs/MMBtu | FALSE | L | Annual | Seasons Included | Seasons | Summer | Summer | Summer | Summer | Summer | Summer | Summer | Summer
IL Fac. Spec. - NOX Rate Summer v3.1, Unit 854 and retrofits | 557 | 1797 | Rate Constraint in lbs/MMBtu | FALSE | L | Annual | Standard NOX | lb/MMBtu | 0.25 | 0.25 | 0.25 | 0.25 | 0.25 | 0.25 | 0.25 | 0.25
IL Fac. Spec. - NOX Rate Summer v3.1, Unit 854 and retrofits | 557 | 1797 | Rate Constraint in lbs/MMBtu | FALSE | L | Annual | Emissions at Affected Plants NOX | Thousand Tons | 0 | 0 | 0 | 0 | 0 | 0 | 0 | 0
IL Fac. Spec. - NOX Rate Summer v3.1, Unit 854 and retrofits | 557 | 1797 | Rate Constraint in lbs/MMBtu | FALSE | L | Annual | Allowances Purchased NOX | Thousand Tons | 0 | 0 | 0 | 0 | 0 | 0 | 0 | 0
IL Fac. Spec. - NOX Rate Summer v3.1, Unit 854 and retrofits | 557 | 1797 | Rate Constraint in lbs/MMBtu | FALSE | L | Annual | Allowances Sold NOX | Thousand Tons | 0 | 0 | 0 | 0 | 0 | 0 | 0 | 0
IL Fac. Spec. - NOX Rate Summer v3.1, Unit 854 and retrofits | 557 | 1797 | Rate Constraint in lbs/MMBtu | FALSE | L | Annual | Allowances Banked | Thousand Tons | 0 | 0 | 0 | 0 | 0 | 0 | 0 | 0
IL Fac. Spec. - NOX Rate Summer v3.1, Unit 854 and retrofits | 557 | 1797 | Rate Constraint in lbs/MMBtu | FALSE | L | Annual | Allowances Withdrawn (1:1) | Thousand Tons | 0 | 0 | 0 | 0 | 0 | 0 | 0 | 0
IL Fac. Spec. - NOX Rate Summer v3.1, Unit 854 and retrofits | 557 | 1797 | Rate Constraint in lbs/MMBtu | FALSE | L | Annual | Allowances Withdrawn (n:1) | Thousand Tons | 0 | 0 | 0 | 0 | 0 | 0 | 0 | 0
IL Fac. Spec. - NOX Rate Summer v3.1, Unit 854 and retrofits | 557 | 1797 | Rate Constraint in lbs/MMBtu | FALSE | L | Annual | Net Emissions Allowance Position | Thousand Tons | 0 | 0 | 0 | 0 | 0 | 0 | 0 | 0
IL Fac. Spec. - NOX Rate Summer v3.1, Unit 854 and retrofits | 557 | 1797 | Rate Constraint in lbs/MMBtu | FALSE | L | Annual | Fuel Consumed | TBtu | 0 | 0 | 0 | 0 | 0 | 0 | 0 | 0
IL Fac. Spec. - NOX Rate Summer v3.1, Unit 854 and retrofits | 557 | 1797 | Rate Constraint in lbs/MMBtu | FALSE | L | Annual | Rate | lb/MMBtu | 0 | 0 | 0 | 0 | 0 | 0 | 0 | 0
IL Fac. Spec. - NOX Rate Summer v3.1, Unit 854 and retrofits | 557 | 1797 | Rate Constraint in lbs/MMBtu | FALSE | L | Annual | Generation | TWh | 0 | 0 | 0 | 0 | 0 | 0 | 0 | 0
IL Fac. Spec. - NOX Rate Summer v3.1, Unit 854 and retrofits | 557 | 1797 | Rate Constraint in lbs/MMBtu | FALSE | L | Annual | Qualifying Generation | TWh | 0 | 0 | 0 | 0 | 0 | 0 | 0 | 0
IL Fac. Spec. - NOX Rate Summer v3.1, Unit 854 and retrofits | 557 | 1797 | Rate Constraint in lbs/MMBtu | FALSE | L | Annual | Rate | lb/MWh | 0 | 0 | 0 | 0 | 0 | 0 | 0 | 0
IL Fac. Spec. - NOX Rate Summer v3.1, Unit 854 and retrofits | 557 | 1797 | Rate Constraint in lbs/MMBtu | FALSE | L | Annual | Constraint Shadow Price | US2016$/Ton | 0 | 0 | 0 | 0 | 0 | 0 | 0 | 0
IL Fac. Spec. - NOX Rate Summer v3.1, Unit 855 and retrofits | 558 | 1797 | Rate Constraint in lbs/MMBtu | FALSE | L | Annual | Seasons Included | Seasons | Summer | Summer | Summer | Summer | Summer | Summer | Summer | Summer
IL Fac. Spec. - NOX Rate Summer v3.1, Unit 855 and retrofits | 558 | 1797 | Rate Constraint in lbs/MMBtu | FALSE | L | Annual | Standard NOX | lb/MMBtu | 0.25 | 0.25 | 0.25 | 0.25 | 0.25 | 0.25 | 0.25 | 0.25
IL Fac. Spec. - NOX Rate Summer v3.1, Unit 855 and retrofits | 558 | 1797 | Rate Constraint in lbs/MMBtu | FALSE | L | Annual | Emissions at Affected Plants NOX | Thousand Tons | 0 | 0 | 0 | 0 | 0 | 0 | 0 | 0
IL Fac. Spec. - NOX Rate Summer v3.1, Unit 855 and retrofits | 558 | 1797 | Rate Constraint in lbs/MMBtu | FALSE | L | Annual | Allowances Purchased NOX | Thousand Tons | 0 | 0 | 0 | 0 | 0 | 0 | 0 | 0
IL Fac. Spec. - NOX Rate Summer v3.1, Unit 855 and retrofits | 558 | 1797 | Rate Constraint in lbs/MMBtu | FALSE | L | Annual | Allowances Sold NOX | Thousand Tons | 0 | 0 | 0 | 0 | 0 | 0 | 0 | 0
IL Fac. Spec. - NOX Rate Summer v3.1, Unit 855 and retrofits | 558 | 1797 | Rate Constraint in lbs/MMBtu | FALSE | L | Annual | Allowances Banked | Thousand Tons | 0 | 0 | 0 | 0 | 0 | 0 | 0 | 0
IL Fac. Spec. - NOX Rate Summer v3.1, Unit 855 and retrofits | 558 | 1797 | Rate Constraint in lbs/MMBtu | FALSE | L | Annual | Allowances Withdrawn (1:1) | Thousand Tons | 0 | 0 | 0 | 0 | 0 | 0 | 0 | 0
IL Fac. Spec. - NOX Rate Summer v3.1, Unit 855 and retrofits | 558 | 1797 | Rate Constraint in lbs/MMBtu | FALSE | L | Annual | Allowances Withdrawn (n:1) | Thousand Tons | 0 | 0 | 0 | 0 | 0 | 0 | 0 | 0
IL Fac. Spec. - NOX Rate Summer v3.1, Unit 855 and retrofits | 558 | 1797 | Rate Constraint in lbs/MMBtu | FALSE | L | Annual | Net Emissions Allowance Position | Thousand Tons | 0 | 0 | 0 | 0 | 0 | 0 | 0 | 0
IL Fac. Spec. - NOX Rate Summer v3.1, Unit 855 and retrofits | 558 | 1797 | Rate Constraint in lbs/MMBtu | FALSE | L | Annual | Fuel Consumed | TBtu | 0 | 0 | 0 | 0 | 0 | 0 | 0 | 0
IL Fac. Spec. - NOX Rate Summer v3.1, Unit 855 and retrofits | 558 | 1797 | Rate Constraint in lbs/MMBtu | FALSE | L | Annual | Rate | lb/MMBtu | 0 | 0 | 0 | 0 | 0 | 0 | 0 | 0
IL Fac. Spec. - NOX Rate Summer v3.1, Unit 855 and retrofits | 558 | 1797 | Rate Constraint in lbs/MMBtu | FALSE | L | Annual | Generation | TWh | 0 | 0 | 0 | 0 | 0 | 0 | 0 | 0
IL Fac. Spec. - NOX Rate Summer v3.1, Unit 855 and retrofits | 558 | 1797 | Rate Constraint in lbs/MMBtu | FALSE | L | Annual | Qualifying Generation | TWh | 0 | 0 | 0 | 0 | 0 | 0 | 0 | 0
IL Fac. Spec. - NOX Rate Summer v3.1, Unit 855 and retrofits | 558 | 1797 | Rate Constraint in lbs/MMBtu | FALSE | L | Annual | Rate | lb/MWh | 0 | 0 | 0 | 0 | 0 | 0 | 0 | 0
IL Fac. Spec. - NOX Rate Summer v3.1, Unit 855 and retrofits | 558 | 1797 | Rate Constraint in lbs/MMBtu | FALSE | L | Annual | Constraint Shadow Price | US2016$/Ton | 0 | 0 | 0 | 0 | 0 | 0 | 0 | 0
IL Fac. Spec. - NOX Rate Summer v3.1, Unit 857 and retrofits | 559 | 1797 | Rate Constraint in lbs/MMBtu | FALSE | L | Annual | Seasons Included | Seasons | Summer | Summer | Summer | Summer | Summer | Summer | Summer | Summer
IL Fac. Spec. - NOX Rate Summer v3.1, Unit 857 and retrofits | 559 | 1797 | Rate Constraint in lbs/MMBtu | FALSE | L | Annual | Standard NOX | lb/MMBtu | 0.25 | 0.25 | 0.25 | 0.25 | 0.25 | 0.25 | 0.25 | 0.25
IL Fac. Spec. - NOX Rate Summer v3.1, Unit 857 and retrofits | 559 | 1797 | Rate Constraint in lbs/MMBtu | FALSE | L | Annual | Emissions at Affected Plants NOX | Thousand Tons | 0.00040359 | 0.00080056 | 0.00080056 | 0.00080056 | 0.00080056 | 0.00080056 | 0.00080056 | 0.00080056
IL Fac. Spec. - NOX Rate Summer v3.1, Unit 857 and retrofits | 559 | 1797 | Rate Constraint in lbs/MMBtu | FALSE | L | Annual | Allowances Purchased NOX | Thousand Tons | 0 | 0 | 0 | 0 | 0 | 0 | 0 | 0
IL Fac. Spec. - NOX Rate Summer v3.1, Unit 857 and retrofits | 559 | 1797 | Rate Constraint in lbs/MMBtu | FALSE | L | Annual | Allowances Sold NOX | Thousand Tons | 0 | 0 | 0 | 0 | 0 | 0 | 0 | 0
IL Fac. Spec. - NOX Rate Summer v3.1, Unit 857 and retrofits | 559 | 1797 | Rate Constraint in lbs/MMBtu | FALSE | L | Annual | Allowances Banked | Thousand Tons | 0 | 0 | 0 | 0 | 0 | 0 | 0 | 0
IL Fac. Spec. - NOX Rate Summer v3.1, Unit 857 and retrofits | 559 | 1797 | Rate Constraint in lbs/MMBtu | FALSE | L | Annual | Allowances Withdrawn (1:1) | Thousand Tons | 0 | 0 | 0 | 0 | 0 | 0 | 0 | 0
IL Fac. Spec. - NOX Rate Summer v3.1, Unit 857 and retrofits | 559 | 1797 | Rate Constraint in lbs/MMBtu | FALSE | L | Annual | Allowances Withdrawn (n:1) | Thousand Tons | 0 | 0 | 0 | 0 | 0 | 0 | 0 | 0
IL Fac. Spec. - NOX Rate Summer v3.1, Unit 857 and retrofits | 559 | 1797 | Rate Constraint in lbs/MMBtu | FALSE | L | Annual | Net Emissions Allowance Position | Thousand Tons | 0.00040359 | 0.00080056 | 0.00080056 | 0.00080056 | 0.00080056 | 0.00080056 | 0.00080056 | 0.00080056
IL Fac. Spec. - NOX Rate Summer v3.1, Unit 857 and retrofits | 559 | 1797 | Rate Constraint in lbs/MMBtu | FALSE | L | Annual | Fuel Consumed | TBtu | 0.07338 | 0.14556 | 0.14556 | 0.14556 | 0.14556 | 0.14556 | 0.14556 | 0.14556
IL Fac. Spec. - NOX Rate Summer v3.1, Unit 857 and retrofits | 559 | 1797 | Rate Constraint in lbs/MMBtu | FALSE | L | Annual | Rate | lb/MMBtu | 0.011 | 0.011 | 0.011 | 0.011 | 0.011 | 0.011 | 0.011 | 0.011
IL Fac. Spec. - NOX Rate Summer v3.1, Unit 857 and retrofits | 559 | 1797 | Rate Constraint in lbs/MMBtu | FALSE | L | Annual | Generation | TWh | 0.0068292 | 0.013546 | 0.013546 | 0.013546 | 0.013546 | 0.013546 | 0.013546 | 0.013546
IL Fac. Spec. - NOX Rate Summer v3.1, Unit 857 and retrofits | 559 | 1797 | Rate Constraint in lbs/MMBtu | FALSE | L | Annual | Qualifying Generation | TWh | 0.0068292 | 0.013546 | 0.013546 | 0.013546 | 0.013546 | 0.013546 | 0.013546 | 0.013546
IL Fac. Spec. - NOX Rate Summer v3.1, Unit 857 and retrofits | 559 | 1797 | Rate Constraint in lbs/MMBtu | FALSE | L | Annual | Rate | lb/MWh | 0.11819 | 0.11819 | 0.11819 | 0.11819 | 0.11819 | 0.11819 | 0.11819 | 0.11819
IL Fac. Spec. - NOX Rate Summer v3.1, Unit 857 and retrofits | 559 | 1797 | Rate Constraint in lbs/MMBtu | FALSE | L | Annual | Constraint Shadow Price | US2016$/Ton | 0 | 0 | 0 | 0 | 0 | 0 | 0 | 0
IL Fac. Spec. - NOX Rate Summer v3.1, Unit 865 and retrofits | 560 | 1797 | Rate Constraint in lbs/MMBtu | FALSE | L | Annual | Seasons Included | Seasons | Summer | Summer | Summer | Summer | Summer | Summer | Summer | Summer
IL Fac. Spec. - NOX Rate Summer v3.1, Unit 865 and retrofits | 560 | 1797 | Rate Constraint in lbs/MMBtu | FALSE | L | Annual | Standard NOX | lb/MMBtu | 0.25 | 0.25 | 0.25 | 0.25 | 0.25 | 0.25 | 0.25 | 0.25
IL Fac. Spec. - NOX Rate Summer v3.1, Unit 865 and retrofits | 560 | 1797 | Rate Constraint in lbs/MMBtu | FALSE | L | Annual | Emissions at Affected Plants NOX | Thousand Tons | 0.001581 | 0.0080367 | 0.0080367 | 0.015942 | 0.015942 | 0.0080367 | 0.0080367 | 0.0080367
IL Fac. Spec. - NOX Rate Summer v3.1, Unit 865 and retrofits | 560 | 1797 | Rate Constraint in lbs/MMBtu | FALSE | L | Annual | Allowances Purchased NOX | Thousand Tons | 0 | 0 | 0 | 0 | 0 | 0 | 0 | 0
IL Fac. Spec. - NOX Rate Summer v3.1, Unit 865 and retrofits | 560 | 1797 | Rate Constraint in lbs/MMBtu | FALSE | L | Annual | Allowances Sold NOX | Thousand Tons | 0 | 0 | 0 | 0 | 0 | 0 | 0 | 0
IL Fac. Spec. - NOX Rate Summer v3.1, Unit 865 and retrofits | 560 | 1797 | Rate Constraint in lbs/MMBtu | FALSE | L | Annual | Allowances Banked | Thousand Tons | 0 | 0 | 0 | 0 | 0 | 0 | 0 | 0
IL Fac. Spec. - NOX Rate Summer v3.1, Unit 865 and retrofits | 560 | 1797 | Rate Constraint in lbs/MMBtu | FALSE | L | Annual | Allowances Withdrawn (1:1) | Thousand Tons | 0 | 0 | 0 | 0 | 0 | 0 | 0 | 0
IL Fac. Spec. - NOX Rate Summer v3.1, Unit 865 and retrofits | 560 | 1797 | Rate Constraint in lbs/MMBtu | FALSE | L | Annual | Allowances Withdrawn (n:1) | Thousand Tons | 0 | 0 | 0 | 0 | 0 | 0 | 0 | 0
IL Fac. Spec. - NOX Rate Summer v3.1, Unit 865 and retrofits | 560 | 1797 | Rate Constraint in lbs/MMBtu | FALSE | L | Annual | Net Emissions Allowance Position | Thousand Tons | 0.001581 | 0.0080367 | 0.0080367 | 0.015942 | 0.015942 | 0.0080367 | 0.0080367 | 0.0080367
IL Fac. Spec. - NOX Rate Summer v3.1, Unit 865 and retrofits | 560 | 1797 | Rate Constraint in lbs/MMBtu | FALSE | L | Annual | Fuel Consumed | TBtu | 0.045055 | 0.22903 | 0.22903 | 0.45431 | 0.45431 | 0.22903 | 0.22903 | 0.22903
IL Fac. Spec. - NOX Rate Summer v3.1, Unit 865 and retrofits | 560 | 1797 | Rate Constraint in lbs/MMBtu | FALSE | L | Annual | Rate | lb/MMBtu | 0.07018 | 0.07018 | 0.07018 | 0.07018 | 0.07018 | 0.07018 | 0.07018 | 0.07018
IL Fac. Spec. - NOX Rate Summer v3.1, Unit 865 and retrofits | 560 | 1797 | Rate Constraint in lbs/MMBtu | FALSE | L | Annual | Generation | TWh | 0.0037574 | 0.0191 | 0.0191 | 0.037887 | 0.037887 | 0.0191 | 0.0191 | 0.0191
IL Fac. Spec. - NOX Rate Summer v3.1, Unit 865 and retrofits | 560 | 1797 | Rate Constraint in lbs/MMBtu | FALSE | L | Annual | Qualifying Generation | TWh | 0.0037574 | 0.0191 | 0.0191 | 0.037887 | 0.037887 | 0.0191 | 0.0191 | 0.0191
IL Fac. Spec. - NOX Rate Summer v3.1, Unit 865 and retrofits | 560 | 1797 | Rate Constraint in lbs/MMBtu | FALSE | L | Annual | Rate | lb/MWh | 0.84153 | 0.84153 | 0.84153 | 0.84153 | 0.84153 | 0.84153 | 0.84153 | 0.84153
IL Fac. Spec. - NOX Rate Summer v3.1, Unit 865 and retrofits | 560 | 1797 | Rate Constraint in lbs/MMBtu | FALSE | L | Annual | Constraint Shadow Price | US2016$/Ton | 0 | 0 | 0 | 0 | 0 | 0 | 0 | 0
IL Fac. Spec. - NOX Rate Summer v3.1, Unit 866 and retrofits | 561 | 1797 | Rate Constraint in lbs/MMBtu | FALSE | L | Annual | Seasons Included | Seasons | Summer | Summer | Summer | Summer | Summer | Summer | Summer | Summer
IL Fac. Spec. - NOX Rate Summer v3.1, Unit 866 and retrofits | 561 | 1797 | Rate Constraint in lbs/MMBtu | FALSE | L | Annual | Standard NOX | lb/MMBtu | 0.25 | 0.25 | 0.25 | 0.25 | 0.25 | 0.25 | 0.25 | 0.25
IL Fac. Spec. - NOX Rate Summer v3.1, Unit 866 and retrofits | 561 | 1797 | Rate Constraint in lbs/MMBtu | FALSE | L | Annual | Emissions at Affected Plants NOX | Thousand Tons | 0.0015908 | 0.0080866 | 0.0080866 | 0.016041 | 0.016041 | 0.0080866 | 0.0080866 | 0.0080866
IL Fac. Spec. - NOX Rate Summer v3.1, Unit 866 and retrofits | 561 | 1797 | Rate Constraint in lbs/MMBtu | FALSE | L | Annual | Allowances Purchased NOX | Thousand Tons | 0 | 0 | 0 | 0 | 0 | 0 | 0 | 0
IL Fac. Spec. - NOX Rate Summer v3.1, Unit 866 and retrofits | 561 | 1797 | Rate Constraint in lbs/MMBtu | FALSE | L | Annual | Allowances Sold NOX | Thousand Tons | 0 | 0 | 0 | 0 | 0 | 0 | 0 | 0
IL Fac. Spec. - NOX Rate Summer v3.1, Unit 866 and retrofits | 561 | 1797 | Rate Constraint in lbs/MMBtu | FALSE | L | Annual | Allowances Banked | Thousand Tons | 0 | 0 | 0 | 0 | 0 | 0 | 0 | 0
IL Fac. Spec. - NOX Rate Summer v3.1, Unit 866 and retrofits | 561 | 1797 | Rate Constraint in lbs/MMBtu | FALSE | L | Annual | Allowances Withdrawn (1:1) | Thousand Tons | 0 | 0 | 0 | 0 | 0 | 0 | 0 | 0
IL Fac. Spec. - NOX Rate Summer v3.1, Unit 866 and retrofits | 561 | 1797 | Rate Constraint in lbs/MMBtu | FALSE | L | Annual | Allowances Withdrawn (n:1) | Thousand Tons | 0 | 0 | 0 | 0 | 0 | 0 | 0 | 0
IL Fac. Spec. - NOX Rate Summer v3.1, Unit 866 and retrofits | 561 | 1797 | Rate Constraint in lbs/MMBtu | FALSE | L | Annual | Net Emissions Allowance Position | Thousand Tons | 0.0015908 | 0.0080866 | 0.0080866 | 0.016041 | 0.016041 | 0.0080866 | 0.0080866 | 0.0080866
IL Fac. Spec. - NOX Rate Summer v3.1, Unit 866 and retrofits | 561 | 1797 | Rate Constraint in lbs/MMBtu | FALSE | L | Annual | Fuel Consumed | TBtu | 0.045059 | 0.22905 | 0.22905 | 0.45434 | 0.45434 | 0.22905 | 0.22905 | 0.22905
IL Fac. Spec. - NOX Rate Summer v3.1, Unit 866 and retrofits | 561 | 1797 | Rate Constraint in lbs/MMBtu | FALSE | L | Annual | Rate | lb/MMBtu | 0.07061 | 0.07061 | 0.07061 | 0.07061 | 0.07061 | 0.07061 | 0.07061 | 0.07061
IL Fac. Spec. - NOX Rate Summer v3.1, Unit 866 and retrofits | 561 | 1797 | Rate Constraint in lbs/MMBtu | FALSE | L | Annual | Generation | TWh | 0.0037574 | 0.0191 | 0.0191 | 0.037887 | 0.037887 | 0.0191 | 0.0191 | 0.0191
IL Fac. Spec. - NOX Rate Summer v3.1, Unit 866 and retrofits | 561 | 1797 | Rate Constraint in lbs/MMBtu | FALSE | L | Annual | Qualifying Generation | TWh | 0.0037574 | 0.0191 | 0.0191 | 0.037887 | 0.037887 | 0.0191 | 0.0191 | 0.0191
IL Fac. Spec. - NOX Rate Summer v3.1, Unit 866 and retrofits | 561 | 1797 | Rate Constraint in lbs/MMBtu | FALSE | L | Annual | Rate | lb/MWh | 0.84676 | 0.84676 | 0.84676 | 0.84676 | 0.84676 | 0.84676 | 0.84676 | 0.84676
IL Fac. Spec. - NOX Rate Summer v3.1, Unit 866 and retrofits | 561 | 1797 | Rate Constraint in lbs/MMBtu | FALSE | L | Annual | Constraint Shadow Price | US2016$/Ton | 0 | 0 | 0 | 0 | 0 | 0 | 0 | 0
IL Fac. Spec. - NOX Rate Summer v3.1, Unit 867 and retrofits | 562 | 1797 | Rate Constraint in lbs/MMBtu | FALSE | L | Annual | Seasons Included | Seasons | Summer | Summer | Summer | Summer | Summer | Summer | Summer | Summer
IL Fac. Spec. - NOX Rate Summer v3.1, Unit 867 and retrofits | 562 | 1797 | Rate Constraint in lbs/MMBtu | FALSE | L | Annual | Standard NOX | lb/MMBtu | 0.25 | 0.25 | 0.25 | 0.25 | 0.25 | 0.25 | 0.25 | 0.25
IL Fac. Spec. - NOX Rate Summer v3.1, Unit 867 and retrofits | 562 | 1797 | Rate Constraint in lbs/MMBtu | FALSE | L | Annual | Emissions at Affected Plants NOX | Thousand Tons | 0.001627 | 0.001627 | 0.0037511 | 0.0037511 | 0.0082705 | 0.0082705 | 0.0037511 | 0
IL Fac. Spec. - NOX Rate Summer v3.1, Unit 867 and retrofits | 562 | 1797 | Rate Constraint in lbs/MMBtu | FALSE | L | Annual | Allowances Purchased NOX | Thousand Tons | 0 | 0 | 0 | 0 | 0 | 0 | 0 | 0
IL Fac. Spec. - NOX Rate Summer v3.1, Unit 867 and retrofits | 562 | 1797 | Rate Constraint in lbs/MMBtu | FALSE | L | Annual | Allowances Sold NOX | Thousand Tons | 0 | 0 | 0 | 0 | 0 | 0 | 0 | 0
IL Fac. Spec. - NOX Rate Summer v3.1, Unit 867 and retrofits | 562 | 1797 | Rate Constraint in lbs/MMBtu | FALSE | L | Annual | Allowances Banked | Thousand Tons | 0 | 0 | 0 | 0 | 0 | 0 | 0 | 0
IL Fac. Spec. - NOX Rate Summer v3.1, Unit 867 and retrofits | 562 | 1797 | Rate Constraint in lbs/MMBtu | FALSE | L | Annual | Allowances Withdrawn (1:1) | Thousand Tons | 0 | 0 | 0 | 0 | 0 | 0 | 0 | 0
IL Fac. Spec. - NOX Rate Summer v3.1, Unit 867 and retrofits | 562 | 1797 | Rate Constraint in lbs/MMBtu | FALSE | L | Annual | Allowances Withdrawn (n:1) | Thousand Tons | 0 | 0 | 0 | 0 | 0 | 0 | 0 | 0
IL Fac. Spec. - NOX Rate Summer v3.1, Unit 867 and retrofits | 562 | 1797 | Rate Constraint in lbs/MMBtu | FALSE | L | Annual | Net Emissions Allowance Position | Thousand Tons | 0.001627 | 0.001627 | 0.0037511 | 0.0037511 | 0.0082705 | 0.0082705 | 0.0037511 | 0
IL Fac. Spec. - NOX Rate Summer v3.1, Unit 867 and retrofits | 562 | 1797 | Rate Constraint in lbs/MMBtu | FALSE | L | Annual | Fuel Consumed | TBtu | 0.044685 | 0.044685 | 0.10302 | 0.10302 | 0.22715 | 0.22715 | 0.10302 | 0
IL Fac. Spec. - NOX Rate Summer v3.1, Unit 867 and retrofits | 562 | 1797 | Rate Constraint in lbs/MMBtu | FALSE | L | Annual | Rate | lb/MMBtu | 0.07282 | 0.07282 | 0.07282 | 0.07282 | 0.07282 | 0.07282 | 0.07282 | 0
IL Fac. Spec. - NOX Rate Summer v3.1, Unit 867 and retrofits | 562 | 1797 | Rate Constraint in lbs/MMBtu | FALSE | L | Annual | Generation | TWh | 0.0034278 | 0.0034278 | 0.007903 | 0.007903 | 0.017425 | 0.017425 | 0.007903 | 0
IL Fac. Spec. - NOX Rate Summer v3.1, Unit 867 and retrofits | 562 | 1797 | Rate Constraint in lbs/MMBtu | FALSE | L | Annual | Qualifying Generation | TWh | 0.0034278 | 0.0034278 | 0.007903 | 0.007903 | 0.017425 | 0.017425 | 0.007903 | 0
IL Fac. Spec. - NOX Rate Summer v3.1, Unit 867 and retrofits | 562 | 1797 | Rate Constraint in lbs/MMBtu | FALSE | L | Annual | Rate | lb/MWh | 0.94928 | 0.94928 | 0.94928 | 0.94928 | 0.94928 | 0.94928 | 0.94928 | 0
IL Fac. Spec. - NOX Rate Summer v3.1, Unit 867 and retrofits | 562 | 1797 | Rate Constraint in lbs/MMBtu | FALSE | L | Annual | Constraint Shadow Price | US2016$/Ton | 0 | 0 | 0 | 0 | 0 | 0 | 0 | 0
IL Fac. Spec. - NOX Rate Summer v3.1, Unit 868 and retrofits | 563 | 1797 | Rate Constraint in lbs/MMBtu | FALSE | L | Annual | Seasons Included | Seasons | Summer | Summer | Summer | Summer | Summer | Summer | Summer | Summer
IL Fac. Spec. - NOX Rate Summer v3.1, Unit 868 and retrofits | 563 | 1797 | Rate Constraint in lbs/MMBtu | FALSE | L | Annual | Standard NOX | lb/MMBtu | 0.25 | 0.25 | 0.25 | 0.25 | 0.25 | 0.25 | 0.25 | 0.25
IL Fac. Spec. - NOX Rate Summer v3.1, Unit 868 and retrofits | 563 | 1797 | Rate Constraint in lbs/MMBtu | FALSE | L | Annual | Emissions at Affected Plants NOX | Thousand Tons | 0.0014972 | 0.0014972 | 0.0034518 | 0.0034518 | 0.0076106 | 0.0076106 | 0.0037861 | 0
IL Fac. Spec. - NOX Rate Summer v3.1, Unit 868 and retrofits | 563 | 1797 | Rate Constraint in lbs/MMBtu | FALSE | L | Annual | Allowances Purchased NOX | Thousand Tons | 0 | 0 | 0 | 0 | 0 | 0 | 0 | 0
IL Fac. Spec. - NOX Rate Summer v3.1, Unit 868 and retrofits | 563 | 1797 | Rate Constraint in lbs/MMBtu | FALSE | L | Annual | Allowances Sold NOX | Thousand Tons | 0 | 0 | 0 | 0 | 0 | 0 | 0 | 0
IL Fac. Spec. - NOX Rate Summer v3.1, Unit 868 and retrofits | 563 | 1797 | Rate Constraint in lbs/MMBtu | FALSE | L | Annual | Allowances Banked | Thousand Tons | 0 | 0 | 0 | 0 | 0 | 0 | 0 | 0
IL Fac. Spec. - NOX Rate Summer v3.1, Unit 868 and retrofits | 563 | 1797 | Rate Constraint in lbs/MMBtu | FALSE | L | Annual | Allowances Withdrawn (1:1) | Thousand Tons | 0 | 0 | 0 | 0 | 0 | 0 | 0 | 0
IL Fac. Spec. - NOX Rate Summer v3.1, Unit 868 and retrofits | 563 | 1797 | Rate Constraint in lbs/MMBtu | FALSE | L | Annual | Allowances Withdrawn (n:1) | Thousand Tons | 0 | 0 | 0 | 0 | 0 | 0 | 0 | 0
IL Fac. Spec. - NOX Rate Summer v3.1, Unit 868 and retrofits | 563 | 1797 | Rate Constraint in lbs/MMBtu | FALSE | L | Annual | Net Emissions Allowance Position | Thousand Tons | 0.0014972 | 0.0014972 | 0.0034518 | 0.0034518 | 0.0076106 | 0.0076106 | 0.0037861 | 0
IL Fac. Spec. - NOX Rate Summer v3.1, Unit 868 and retrofits | 563 | 1797 | Rate Constraint in lbs/MMBtu | FALSE | L | Annual | Fuel Consumed | TBtu | 0.044255 | 0.044255 | 0.10203 | 0.10203 | 0.22496 | 0.22496 | 0.11191 | 0
IL Fac. Spec. - NOX Rate Summer v3.1, Unit 868 and retrofits | 563 | 1797 | Rate Constraint in lbs/MMBtu | FALSE | L | Annual | Rate | lb/MMBtu | 0.06766 | 0.06766 | 0.06766 | 0.06766 | 0.06766 | 0.06766 | 0.06766 | 0
IL Fac. Spec. - NOX Rate Summer v3.1, Unit 868 and retrofits | 563 | 1797 | Rate Constraint in lbs/MMBtu | FALSE | L | Annual | Generation | TWh | 0.0033949 | 0.0033949 | 0.007827 | 0.007827 | 0.017257 | 0.017257 | 0.0085851 | 0
IL Fac. Spec. - NOX Rate Summer v3.1, Unit 868 and retrofits | 563 | 1797 | Rate Constraint in lbs/MMBtu | FALSE | L | Annual | Qualifying Generation | TWh | 0.0033949 | 0.0033949 | 0.007827 | 0.007827 | 0.017257 | 0.017257 | 0.0085851 | 0
IL Fac. Spec. - NOX Rate Summer v3.1, Unit 868 and retrofits | 563 | 1797 | Rate Constraint in lbs/MMBtu | FALSE | L | Annual | Rate | lb/MWh | 0.88202 | 0.88202 | 0.88202 | 0.88202 | 0.88202 | 0.88202 | 0.88202 | 0
IL Fac. Spec. - NOX Rate Summer v3.1, Unit 868 and retrofits | 563 | 1797 | Rate Constraint in lbs/MMBtu | FALSE | L | Annual | Constraint Shadow Price | US2016$/Ton | 0 | 0 | 0 | 0 | 0 | 0 | 0 | 0
IL Fac. Spec. - NOX Rate Summer v3.1, Unit 1631 and retrofits | 564 | 1797 | Rate Constraint in lbs/MMBtu | FALSE | L | Annual | Seasons Included | Seasons | Summer | Summer | Summer | Summer | Summer | Summer | Summer | Summer
IL Fac. Spec. - NOX Rate Summer v3.1, Unit 1631 and retrofits | 564 | 1797 | Rate Constraint in lbs/MMBtu | FALSE | L | Annual | Standard NOX | lb/MMBtu | 0.25 | 0.25 | 0.25 | 0.25 | 0.25 | 0.25 | 0.25 | 0.25
IL Fac. Spec. - NOX Rate Summer v3.1, Unit 1631 and retrofits | 564 | 1797 | Rate Constraint in lbs/MMBtu | FALSE | L | Annual | Emissions at Affected Plants NOX | Thousand Tons | 0.00098794 | 0.00098794 | 0.00098794 | 0.00098794 | 0.00098794 | 0.00098794 | 0.00098794 | 0
IL Fac. Spec. - NOX Rate Summer v3.1, Unit 1631 and retrofits | 564 | 1797 | Rate Constraint in lbs/MMBtu | FALSE | L | Annual | Allowances Purchased NOX | Thousand Tons | 0 | 0 | 0 | 0 | 0 | 0 | 0 | 0
IL Fac. Spec. - NOX Rate Summer v3.1, Unit 1631 and retrofits | 564 | 1797 | Rate Constraint in lbs/MMBtu | FALSE | L | Annual | Allowances Sold NOX | Thousand Tons | 0 | 0 | 0 | 0 | 0 | 0 | 0 | 0
IL Fac. Spec. - NOX Rate Summer v3.1, Unit 1631 and retrofits | 564 | 1797 | Rate Constraint in lbs/MMBtu | FALSE | L | Annual | Allowances Banked | Thousand Tons | 0 | 0 | 0 | 0 | 0 | 0 | 0 | 0
IL Fac. Spec. - NOX Rate Summer v3.1, Unit 1631 and retrofits | 564 | 1797 | Rate Constraint in lbs/MMBtu | FALSE | L | Annual | Allowances Withdrawn (1:1) | Thousand Tons | 0 | 0 | 0 | 0 | 0 | 0 | 0 | 0
IL Fac. Spec. - NOX Rate Summer v3.1, Unit 1631 and retrofits | 564 | 1797 | Rate Constraint in lbs/MMBtu | FALSE | L | Annual | Allowances Withdrawn (n:1) | Thousand Tons | 0 | 0 | 0 | 0 | 0 | 0 | 0 | 0
IL Fac. Spec. - NOX Rate Summer v3.1, Unit 1631 and retrofits | 564 | 1797 | Rate Constraint in lbs/MMBtu | FALSE | L | Annual | Net Emissions Allowance Position | Thousand Tons | 0.00098794 | 0.00098794 | 0.00098794 | 0.00098794 | 0.00098794 | 0.00098794 | 0.00098794 | 0
IL Fac. Spec. - NOX Rate Summer v3.1, Unit 1631 and retrofits | 564 | 1797 | Rate Constraint in lbs/MMBtu | FALSE | L | Annual | Fuel Consumed | TBtu | 0.017001 | 0.017001 | 0.017001 | 0.017001 | 0.017001 | 0.017001 | 0.017001 | 0
IL Fac. Spec. - NOX Rate Summer v3.1, Unit 1631 and retrofits | 564 | 1797 | Rate Constraint in lbs/MMBtu | FALSE | L | Annual | Rate | lb/MMBtu | 0.11622 | 0.11622 | 0.11622 | 0.11622 | 0.11622 | 0.11622 | 0.11622 | 0
IL Fac. Spec. - NOX Rate Summer v3.1, Unit 1631 and retrofits | 564 | 1797 | Rate Constraint in lbs/MMBtu | FALSE | L | Annual | Generation | TWh | 0.0012493 | 0.0012493 | 0.0012493 | 0.0012493 | 0.0012493 | 0.0012493 | 0.0012493 | 0
IL Fac. Spec. - NOX Rate Summer v3.1, Unit 1631 and retrofits | 564 | 1797 | Rate Constraint in lbs/MMBtu | FALSE | L | Annual | Qualifying Generation | TWh | 0.0012493 | 0.0012493 | 0.0012493 | 0.0012493 | 0.0012493 | 0.0012493 | 0.0012493 | 0
IL Fac. Spec. - NOX Rate Summer v3.1, Unit 1631 and retrofits | 564 | 1797 | Rate Constraint in lbs/MMBtu | FALSE | L | Annual | Rate | lb/MWh | 1.5816 | 1.5816 | 1.5816 | 1.5816 | 1.5816 | 1.5816 | 1.5816 | 0
IL Fac. Spec. - NOX Rate Summer v3.1, Unit 1631 and retrofits | 564 | 1797 | Rate Constraint in lbs/MMBtu | FALSE | L | Annual | Constraint Shadow Price | US2016$/Ton | 0 | 0 | 0 | 0 | 0 | 0 | 0 | 0
IL Fac. Spec. - NOX Rate Summer v3.1, Unit 1632 and retrofits | 565 | 1797 | Rate Constraint in lbs/MMBtu | FALSE | L | Annual | Seasons Included | Seasons | Summer | Summer | Summer | Summer | Summer | Summer | Summer | Summer
IL Fac. Spec. - NOX Rate Summer v3.1, Unit 1632 and retrofits | 565 | 1797 | Rate Constraint in lbs/MMBtu | FALSE | L | Annual | Standard NOX | lb/MMBtu | 0.25 | 0.25 | 0.25 | 0.25 | 0.25 | 0.25 | 0.25 | 0.25
IL Fac. Spec. - NOX Rate Summer v3.1, Unit 1632 and retrofits | 565 | 1797 | Rate Constraint in lbs/MMBtu | FALSE | L | Annual | Emissions at Affected Plants NOX | Thousand Tons | 0.0016523 | 0.0016523 | 0.0016523 | 0.0016523 | 0.0016523 | 0.0016523 | 0.0016523 | 0
IL Fac. Spec. - NOX Rate Summer v3.1, Unit 1632 and retrofits | 565 | 1797 | Rate Constraint in lbs/MMBtu | FALSE | L | Annual | Allowances Purchased NOX | Thousand Tons | 0 | 0 | 0 | 0 | 0 | 0 | 0 | 0
IL Fac. Spec. - NOX Rate Summer v3.1, Unit 1632 and retrofits | 565 | 1797 | Rate Constraint in lbs/MMBtu | FALSE | L | Annual | Allowances Sold NOX | Thousand Tons | 0 | 0 | 0 | 0 | 0 | 0 | 0 | 0
IL Fac. Spec. - NOX Rate Summer v3.1, Unit 1632 and retrofits | 565 | 1797 | Rate Constraint in lbs/MMBtu | FALSE | L | Annual | Allowances Banked | Thousand Tons | 0 | 0 | 0 | 0 | 0 | 0 | 0 | 0
IL Fac. Spec. - NOX Rate Summer v3.1, Unit 1632 and retrofits | 565 | 1797 | Rate Constraint in lbs/MMBtu | FALSE | L | Annual | Allowances Withdrawn (1:1) | Thousand Tons | 0 | 0 | 0 | 0 | 0 | 0 | 0 | 0
IL Fac. Spec. - NOX Rate Summer v3.1, Unit 1632 and retrofits | 565 | 1797 | Rate Constraint in lbs/MMBtu | FALSE | L | Annual | Allowances Withdrawn (n:1) | Thousand Tons | 0 | 0 | 0 | 0 | 0 | 0 | 0 | 0
IL Fac. Spec. - NOX Rate Summer v3.1, Unit 1632 and retrofits | 565 | 1797 | Rate Constraint in lbs/MMBtu | FALSE | L | Annual | Net Emissions Allowance Position | Thousand Tons | 0.0016523 | 0.0016523 | 0.0016523 | 0.0016523 | 0.0016523 | 0.0016523 | 0.0016523 | 0
IL Fac. Spec. - NOX Rate Summer v3.1, Unit 1632 and retrofits | 565 | 1797 | Rate Constraint in lbs/MMBtu | FALSE | L | Annual | Fuel Consumed | TBtu | 0.017001 | 0.017001 | 0.017001 | 0.017001 | 0.017001 | 0.017001 | 0.017001 | 0
IL Fac. Spec. - NOX Rate Summer v3.1, Unit 1632 and retrofits | 565 | 1797 | Rate Constraint in lbs/MMBtu | FALSE | L | Annual | Rate | lb/MMBtu | 0.19437 | 0.19437 | 0.19437 | 0.19437 | 0.19437 | 0.19437 | 0.19437 | 0
IL Fac. Spec. - NOX Rate Summer v3.1, Unit 1632 and retrofits | 565 | 1797 | Rate Constraint in lbs/MMBtu | FALSE | L | Annual | Generation | TWh | 0.0012493 | 0.0012493 | 0.0012493 | 0.0012493 | 0.0012493 | 0.0012493 | 0.0012493 | 0
IL Fac. Spec. - NOX Rate Summer v3.1, Unit 1632 and retrofits | 565 | 1797 | Rate Constraint in lbs/MMBtu | FALSE | L | Annual | Qualifying Generation | TWh | 0.0012493 | 0.0012493 | 0.0012493 | 0.0012493 | 0.0012493 | 0.0012493 | 0.0012493 | 0
IL Fac. Spec. - NOX Rate Summer v3.1, Unit 1632 and retrofits | 565 | 1797 | Rate Constraint in lbs/MMBtu | FALSE | L | Annual | Rate | lb/MWh | 2.6452 | 2.6452 | 2.6452 | 2.6452 | 2.6452 | 2.6452 | 2.6452 | 0
IL Fac. Spec. - NOX Rate Summer v3.1, Unit 1632 and retrofits | 565 | 1797 | Rate Constraint in lbs/MMBtu | FALSE | L | Annual | Constraint Shadow Price | US2016$/Ton | 0 | 0 | 0 | 0 | 0 | 0 | 0 | 0
IL Fac. Spec. - NOX Rate Summer v3.1, Unit 1633 and retrofits | 566 | 1797 | Rate Constraint in lbs/MMBtu | FALSE | L | Annual | Seasons Included | Seasons | Summer | Summer | Summer | Summer | Summer | Summer | Summer | Summer
IL Fac. Spec. - NOX Rate Summer v3.1, Unit 1633 and retrofits | 566 | 1797 | Rate Constraint in lbs/MMBtu | FALSE | L | Annual | Standard NOX | lb/MMBtu | 0.25 | 0.25 | 0.25 | 0.25 | 0.25 | 0.25 | 0.25 | 0.25
IL Fac. Spec. - NOX Rate Summer v3.1, Unit 1633 and retrofits | 566 | 1797 | Rate Constraint in lbs/MMBtu | FALSE | L | Annual | Emissions at Affected Plants NOX | Thousand Tons | 0.0020508 | 0.0020508 | 0.0020508 | 0.0020508 | 0.0020508 | 0.0020508 | 0.0020508 | 0
IL Fac. Spec. - NOX Rate Summer v3.1, Unit 1633 and retrofits | 566 | 1797 | Rate Constraint in lbs/MMBtu | FALSE | L | Annual | Allowances Purchased NOX | Thousand Tons | 0 | 0 | 0 | 0 | 0 | 0 | 0 | 0
IL Fac. Spec. - NOX Rate Summer v3.1, Unit 1633 and retrofits | 566 | 1797 | Rate Constraint in lbs/MMBtu | FALSE | L | Annual | Allowances Sold NOX | Thousand Tons | 0 | 0 | 0 | 0 | 0 | 0 | 0 | 0
IL Fac. Spec. - NOX Rate Summer v3.1, Unit 1633 and retrofits | 566 | 1797 | Rate Constraint in lbs/MMBtu | FALSE | L | Annual | Allowances Banked | Thousand Tons | 0 | 0 | 0 | 0 | 0 | 0 | 0 | 0
IL Fac. Spec. - NOX Rate Summer v3.1, Unit 1633 and retrofits | 566 | 1797 | Rate Constraint in lbs/MMBtu | FALSE | L | Annual | Allowances Withdrawn (1:1) | Thousand Tons | 0 | 0 | 0 | 0 | 0 | 0 | 0 | 0
IL Fac. Spec. - NOX Rate Summer v3.1, Unit 1633 and retrofits | 566 | 1797 | Rate Constraint in lbs/MMBtu | FALSE | L | Annual | Allowances Withdrawn (n:1) | Thousand Tons | 0 | 0 | 0 | 0 | 0 | 0 | 0 | 0
IL Fac. Spec. - NOX Rate Summer v3.1, Unit 1633 and retrofits | 566 | 1797 | Rate Constraint in lbs/MMBtu | FALSE | L | Annual | Net Emissions Allowance Position | Thousand Tons | 0.0020508 | 0.0020508 | 0.0020508 | 0.0020508 | 0.0020508 | 0.0020508 | 0.0020508 | 0
IL Fac. Spec. - NOX Rate Summer v3.1, Unit 1633 and retrofits | 566 | 1797 | Rate Constraint in lbs/MMBtu | FALSE | L | Annual | Fuel Consumed | TBtu | 0.026039 | 0.026039 | 0.026039 | 0.026039 | 0.026039 | 0.026039 | 0.026039 | 0
IL Fac. Spec. - NOX Rate Summer v3.1, Unit 1633 and retrofits | 566 | 1797 | Rate Constraint in lbs/MMBtu | FALSE | L | Annual | Rate | lb/MMBtu | 0.15752 | 0.15752 | 0.15752 | 0.15752 | 0.15752 | 0.15752 | 0.15752 | 0
IL Fac. Spec. - NOX Rate Summer v3.1, Unit 1633 and retrofits | 566 | 1797 | Rate Constraint in lbs/MMBtu | FALSE | L | Annual | Generation | TWh | 0.0019135 | 0.0019135 | 0.0019135 | 0.0019135 | 0.0019135 | 0.0019135 | 0.0019135 | 0
IL Fac. Spec. - NOX Rate Summer v3.1, Unit 1633 and retrofits | 566 | 1797 | Rate Constraint in lbs/MMBtu | FALSE | L | Annual | Qualifying Generation | TWh | 0.0019135 | 0.0019135 | 0.0019135 | 0.0019135 | 0.0019135 | 0.0019135 | 0.0019135 | 0
IL Fac. Spec. - NOX Rate Summer v3.1, Unit 1633 and retrofits | 566 | 1797 | Rate Constraint in lbs/MMBtu | FALSE | L | Annual | Rate | lb/MWh | 2.1435 | 2.1435 | 2.1435 | 2.1435 | 2.1435 | 2.1435 | 2.1435 | 0
IL Fac. Spec. - NOX Rate Summer v3.1, Unit 1633 and retrofits | 566 | 1797 | Rate Constraint in lbs/MMBtu | FALSE | L | Annual | Constraint Shadow Price | US2016$/Ton | 0 | 0 | 0 | 0 | 0 | 0 | 0 | 0
IL Fac. Spec. - NOX Rate Summer v3.1, Unit 1634 and retrofits | 567 | 1797 | Rate Constraint in lbs/MMBtu | FALSE | L | Annual | Seasons Included | Seasons | Summer | Summer | Summer | Summer | Summer | Summer | Summer | Summer
IL Fac. Spec. - NOX Rate Summer v3.1, Unit 1634 and retrofits | 567 | 1797 | Rate Constraint in lbs/MMBtu | FALSE | L | Annual | Standard NOX | lb/MMBtu | 0.25 | 0.25 | 0.25 | 0.25 | 0.25 | 0.25 | 0.25 | 0.25
IL Fac. Spec. - NOX Rate Summer v3.1, Unit 1634 and retrofits | 567 | 1797 | Rate Constraint in lbs/MMBtu | FALSE | L | Annual | Emissions at Affected Plants NOX | Thousand Tons | 0.0015483 | 0.0015483 | 0.0015483 | 0.0015483 | 0.0015483 | 0.0015483 | 0.0015483 | 0
IL Fac. Spec. - NOX Rate Summer v3.1, Unit 1634 and retrofits | 567 | 1797 | Rate Constraint in lbs/MMBtu | FALSE | L | Annual | Allowances Purchased NOX | Thousand Tons | 0 | 0 | 0 | 0 | 0 | 0 | 0 | 0
IL Fac. Spec. - NOX Rate Summer v3.1, Unit 1634 and retrofits | 567 | 1797 | Rate Constraint in lbs/MMBtu | FALSE | L | Annual | Allowances Sold NOX | Thousand Tons | 0 | 0 | 0 | 0 | 0 | 0 | 0 | 0
IL Fac. Spec. - NOX Rate Summer v3.1, Unit 1634 and retrofits | 567 | 1797 | Rate Constraint in lbs/MMBtu | FALSE | L | Annual | Allowances Banked | Thousand Tons | 0 | 0 | 0 | 0 | 0 | 0 | 0 | 0
IL Fac. Spec. - NOX Rate Summer v3.1, Unit 1634 and retrofits | 567 | 1797 | Rate Constraint in lbs/MMBtu | FALSE | L | Annual | Allowances Withdrawn (1:1) | Thousand Tons | 0 | 0 | 0 | 0 | 0 | 0 | 0 | 0
IL Fac. Spec. - NOX Rate Summer v3.1, Unit 1634 and retrofits | 567 | 1797 | Rate Constraint in lbs/MMBtu | FALSE | L | Annual | Allowances Withdrawn (n:1) | Thousand Tons | 0 | 0 | 0 | 0 | 0 | 0 | 0 | 0
IL Fac. Spec. - NOX Rate Summer v3.1, Unit 1634 and retrofits | 567 | 1797 | Rate Constraint in lbs/MMBtu | FALSE | L | Annual | Net Emissions Allowance Position | Thousand Tons | 0.0015483 | 0.0015483 | 0.0015483 | 0.0015483 | 0.0015483 | 0.0015483 | 0.0015483 | 0
IL Fac. Spec. - NOX Rate Summer v3.1, Unit 1634 and retrofits | 567 | 1797 | Rate Constraint in lbs/MMBtu | FALSE | L | Annual | Fuel Consumed | TBtu | 0.026041 | 0.026041 | 0.026041 | 0.026041 | 0.026041 | 0.026041 | 0.026041 | 0
IL Fac. Spec. - NOX Rate Summer v3.1, Unit 1634 and retrofits | 567 | 1797 | Rate Constraint in lbs/MMBtu | FALSE | L | Annual | Rate | lb/MMBtu | 0.11891 | 0.11891 | 0.11891 | 0.11891 | 0.11891 | 0.11891 | 0.11891 | 0
IL Fac. Spec. - NOX Rate Summer v3.1, Unit 1634 and retrofits | 567 | 1797 | Rate Constraint in lbs/MMBtu | FALSE | L | Annual | Generation | TWh | 0.0019135 | 0.0019135 | 0.0019135 | 0.0019135 | 0.0019135 | 0.0019135 | 0.0019135 | 0
IL Fac. Spec. - NOX Rate Summer v3.1, Unit 1634 and retrofits | 567 | 1797 | Rate Constraint in lbs/MMBtu | FALSE | L | Annual | Qualifying Generation | TWh | 0.0019135 | 0.0019135 | 0.0019135 | 0.0019135 | 0.0019135 | 0.0019135 | 0.0019135 | 0
IL Fac. Spec. - NOX Rate Summer v3.1, Unit 1634 and retrofits | 567 | 1797 | Rate Constraint in lbs/MMBtu | FALSE | L | Annual | Rate | lb/MWh | 1.6182 | 1.6182 | 1.6182 | 1.6182 | 1.6182 | 1.6182 | 1.6182 | 0
IL Fac. Spec. - NOX Rate Summer v3.1, Unit 1634 and retrofits | 567 | 1797 | Rate Constraint in lbs/MMBtu | FALSE | L | Annual | Constraint Shadow Price | US2016$/Ton | 0 | 0 | 0 | 0 | 0 | 0 | 0 | 0
IL Fac. Spec. - NOX Rate Summer v3.1, Unit 1635 and retrofits | 568 | 1797 | Rate Constraint in lbs/MMBtu | FALSE | L | Annual | Seasons Included | Seasons | Summer | Summer | Summer | Summer | Summer | Summer | Summer | Summer
IL Fac. Spec. - NOX Rate Summer v3.1, Unit 1635 and retrofits | 568 | 1797 | Rate Constraint in lbs/MMBtu | FALSE | L | Annual | Standard NOX | lb/MMBtu | 0.25 | 0.25 | 0.25 | 0.25 | 0.25 | 0.25 | 0.25 | 0.25
IL Fac. Spec. - NOX Rate Summer v3.1, Unit 1635 and retrofits | 568 | 1797 | Rate Constraint in lbs/MMBtu | FALSE | L | Annual | Emissions at Affected Plants NOX | Thousand Tons | 0.0017153 | 0.0017153 | 0.0017153 | 0.0017153 | 0.0017153 | 0.0017153 | 0.0017153 | 0
IL Fac. Spec. - NOX Rate Summer v3.1, Unit 1635 and retrofits | 568 | 1797 | Rate Constraint in lbs/MMBtu | FALSE | L | Annual | Allowances Purchased NOX | Thousand Tons | 0 | 0 | 0 | 0 | 0 | 0 | 0 | 0
IL Fac. Spec. - NOX Rate Summer v3.1, Unit 1635 and retrofits | 568 | 1797 | Rate Constraint in lbs/MMBtu | FALSE | L | Annual | Allowances Sold NOX | Thousand Tons | 0 | 0 | 0 | 0 | 0 | 0 | 0 | 0
IL Fac. Spec. - NOX Rate Summer v3.1, Unit 1635 and retrofits | 568 | 1797 | Rate Constraint in lbs/MMBtu | FALSE | L | Annual | Allowances Banked | Thousand Tons | 0 | 0 | 0 | 0 | 0 | 0 | 0 | 0
IL Fac. Spec. - NOX Rate Summer v3.1, Unit 1635 and retrofits | 568 | 1797 | Rate Constraint in lbs/MMBtu | FALSE | L | Annual | Allowances Withdrawn (1:1) | Thousand Tons | 0 | 0 | 0 | 0 | 0 | 0 | 0 | 0
IL Fac. Spec. - NOX Rate Summer v3.1, Unit 1635 and retrofits | 568 | 1797 | Rate Constraint in lbs/MMBtu | FALSE | L | Annual | Allowances Withdrawn (n:1) | Thousand Tons | 0 | 0 | 0 | 0 | 0 | 0 | 0 | 0
IL Fac. Spec. - NOX Rate Summer v3.1, Unit 1635 and retrofits | 568 | 1797 | Rate Constraint in lbs/MMBtu | FALSE | L | Annual | Net Emissions Allowance Position | Thousand Tons | 0.0017153 | 0.0017153 | 0.0017153 | 0.0017153 | 0.0017153 | 0.0017153 | 0.0017153 | 0
IL Fac. Spec. - NOX Rate Summer v3.1, Unit 1635 and retrofits | 568 | 1797 | Rate Constraint in lbs/MMBtu | FALSE | L | Annual | Fuel Consumed | TBtu | 0.026041 | 0.026041 | 0.026041 | 0.026041 | 0.026041 | 0.026041 | 0.026041 | 0
IL Fac. Spec. - NOX Rate Summer v3.1, Unit 1635 and retrofits | 568 | 1797 | Rate Constraint in lbs/MMBtu | FALSE | L | Annual | Rate | lb/MMBtu | 0.13174 | 0.13174 | 0.13174 | 0.13174 | 0.13174 | 0.13174 | 0.13174 | 0
IL Fac. Spec. - NOX Rate Summer v3.1, Unit 1635 and retrofits | 568 | 1797 | Rate Constraint in lbs/MMBtu | FALSE | L | Annual | Generation | TWh | 0.0019135 | 0.0019135 | 0.0019135 | 0.0019135 | 0.0019135 | 0.0019135 | 0.0019135 | 0
IL Fac. Spec. - NOX Rate Summer v3.1, Unit 1635 and retrofits | 568 | 1797 | Rate Constraint in lbs/MMBtu | FALSE | L | Annual | Qualifying Generation | TWh | 0.0019135 | 0.0019135 | 0.0019135 | 0.0019135 | 0.0019135 | 0.0019135 | 0.0019135 | 0
IL Fac. Spec. - NOX Rate Summer v3.1, Unit 1635 and retrofits | 568 | 1797 | Rate Constraint in lbs/MMBtu | FALSE | L | Annual | Rate | lb/MWh | 1.7928 | 1.7928 | 1.7928 | 1.7928 | 1.7928 | 1.7928 | 1.7928 | 0
IL Fac. Spec. - NOX Rate Summer v3.1, Unit 1635 and retrofits | 568 | 1797 | Rate Constraint in lbs/MMBtu | FALSE | L | Annual | Constraint Shadow Price | US2016$/Ton | 0 | 0 | 0 | 0 | 0 | 0 | 0 | 0
IL Fac. Spec. - NOX Rate Summer v3.1, Unit 1950 and retrofits | 569 | 1797 | Rate Constraint in lbs/MMBtu | FALSE | L | Annual | Seasons Included | Seasons | Summer | Summer | Summer | Summer | Summer | Summer | Summer | Summer
IL Fac. Spec. - NOX Rate Summer v3.1, Unit 1950 and retrofits | 569 | 1797 | Rate Constraint in lbs/MMBtu | FALSE | L | Annual | Standard NOX | lb/MMBtu | 0.25 | 0.25 | 0.25 | 0.25 | 0.25 | 0.25 | 0.25 | 0.25
IL Fac. Spec. - NOX Rate Summer v3.1, Unit 1950 and retrofits | 569 | 1797 | Rate Constraint in lbs/MMBtu | FALSE | L | Annual | Emissions at Affected Plants NOX | Thousand Tons | 0.00075784 | 0.0038523 | 0.0038523 | 0.0038523 | 0.0085046 | 0.0038523 | 0.0038523 | 0.0038523
IL Fac. Spec. - NOX Rate Summer v3.1, Unit 1950 and retrofits | 569 | 1797 | Rate Constraint in lbs/MMBtu | FALSE | L | Annual | Allowances Purchased NOX | Thousand Tons | 0 | 0 | 0 | 0 | 0 | 0 | 0 | 0
IL Fac. Spec. - NOX Rate Summer v3.1, Unit 1950 and retrofits | 569 | 1797 | Rate Constraint in lbs/MMBtu | FALSE | L | Annual | Allowances Sold NOX | Thousand Tons | 0 | 0 | 0 | 0 | 0 | 0 | 0 | 0
IL Fac. Spec. - NOX Rate Summer v3.1, Unit 1950 and retrofits | 569 | 1797 | Rate Constraint in lbs/MMBtu | FALSE | L | Annual | Allowances Banked | Thousand Tons | 0 | 0 | 0 | 0 | 0 | 0 | 0 | 0
IL Fac. Spec. - NOX Rate Summer v3.1, Unit 1950 and retrofits | 569 | 1797 | Rate Constraint in lbs/MMBtu | FALSE | L | Annual | Allowances Withdrawn (1:1) | Thousand Tons | 0 | 0 | 0 | 0 | 0 | 0 | 0 | 0
IL Fac. Spec. - NOX Rate Summer v3.1, Unit 1950 and retrofits | 569 | 1797 | Rate Constraint in lbs/MMBtu | FALSE | L | Annual | Allowances Withdrawn (n:1) | Thousand Tons | 0 | 0 | 0 | 0 | 0 | 0 | 0 | 0
IL Fac. Spec. - NOX Rate Summer v3.1, Unit 1950 and retrofits | 569 | 1797 | Rate Constraint in lbs/MMBtu | FALSE | L | Annual | Net Emissions Allowance Position | Thousand Tons | 0.00075784 | 0.0038523 | 0.0038523 | 0.0038523 | 0.0085046 | 0.0038523 | 0.0038523 | 0.0038523
IL Fac. Spec. - NOX Rate Summer v3.1, Unit 1950 and retrofits | 569 | 1797 | Rate Constraint in lbs/MMBtu | FALSE | L | Annual | Fuel Consumed | TBtu | 0.017281 | 0.087843 | 0.087843 | 0.087843 | 0.19393 | 0.087843 | 0.087843 | 0.087843
IL Fac. Spec. - NOX Rate Summer v3.1, Unit 1950 and retrofits | 569 | 1797 | Rate Constraint in lbs/MMBtu | FALSE | L | Annual | Rate | lb/MMBtu | 0.08771 | 0.08771 | 0.08771 | 0.08771 | 0.08771 | 0.08771 | 0.08771 | 0.08771
IL Fac. Spec. - NOX Rate Summer v3.1, Unit 1950 and retrofits | 569 | 1797 | Rate Constraint in lbs/MMBtu | FALSE | L | Annual | Generation | TWh | 0.0015354 | 0.0078048 | 0.0078048 | 0.0078048 | 0.01723 | 0.0078048 | 0.0078048 | 0.0078048
IL Fac. Spec. - NOX Rate Summer v3.1, Unit 1950 and retrofits | 569 | 1797 | Rate Constraint in lbs/MMBtu | FALSE | L | Annual | Qualifying Generation | TWh | 0.0015354 | 0.0078048 | 0.0078048 | 0.0078048 | 0.01723 | 0.0078048 | 0.0078048 | 0.0078048
IL Fac. Spec. - NOX Rate Summer v3.1, Unit 1950 and retrofits | 569 | 1797 | Rate Constraint in lbs/MMBtu | FALSE | L | Annual | Rate | lb/MWh | 0.98718 | 0.98718 | 0.98718 | 0.98718 | 0.98718 | 0.98718 | 0.98718 | 0.98718
IL Fac. Spec. - NOX Rate Summer v3.1, Unit 1950 and retrofits | 569 | 1797 | Rate Constraint in lbs/MMBtu | FALSE | L | Annual | Constraint Shadow Price | US2016$/Ton | 0 | 0 | 0 | 0 | 0 | 0 | 0 | 0
IL Fac. Spec. - NOX Rate Summer v3.1, Unit 1951 and retrofits | 570 | 1797 | Rate Constraint in lbs/MMBtu | FALSE | L | Annual | Seasons Included | Seasons | Summer | Summer | Summer | Summer | Summer | Summer | Summer | Summer
IL Fac. Spec. - NOX Rate Summer v3.1, Unit 1951 and retrofits | 570 | 1797 | Rate Constraint in lbs/MMBtu | FALSE | L | Annual | Standard NOX | lb/MMBtu | 0.25 | 0.25 | 0.25 | 0.25 | 0.25 | 0.25 | 0.25 | 0.25
IL Fac. Spec. - NOX Rate Summer v3.1, Unit 1951 and retrofits | 570 | 1797 | Rate Constraint in lbs/MMBtu | FALSE | L | Annual | Emissions at Affected Plants NOX | Thousand Tons | 0.0013147 | 0.0066829 | 0.0066829 | 0.0066829 | 0.013145 | 0.0066829 | 0.0066829 | 0.0066829
IL Fac. Spec. - NOX Rate Summer v3.1, Unit 1951 and retrofits | 570 | 1797 | Rate Constraint in lbs/MMBtu | FALSE | L | Annual | Allowances Purchased NOX | Thousand Tons | 0 | 0 | 0 | 0 | 0 | 0 | 0 | 0
IL Fac. Spec. - NOX Rate Summer v3.1, Unit 1951 and retrofits | 570 | 1797 | Rate Constraint in lbs/MMBtu | FALSE | L | Annual | Allowances Sold NOX | Thousand Tons | 0 | 0 | 0 | 0 | 0 | 0 | 0 | 0
IL Fac. Spec. - NOX Rate Summer v3.1, Unit 1951 and retrofits | 570 | 1797 | Rate Constraint in lbs/MMBtu | FALSE | L | Annual | Allowances Banked | Thousand Tons | 0 | 0 | 0 | 0 | 0 | 0 | 0 | 0
IL Fac. Spec. - NOX Rate Summer v3.1, Unit 1951 and retrofits | 570 | 1797 | Rate Constraint in lbs/MMBtu | FALSE | L | Annual | Allowances Withdrawn (1:1) | Thousand Tons | 0 | 0 | 0 | 0 | 0 | 0 | 0 | 0
IL Fac. Spec. - NOX Rate Summer v3.1, Unit 1951 and retrofits | 570 | 1797 | Rate Constraint in lbs/MMBtu | FALSE | L | Annual | Allowances Withdrawn (n:1) | Thousand Tons | 0 | 0 | 0 | 0 | 0 | 0 | 0 | 0
IL Fac. Spec. - NOX Rate Summer v3.1, Unit 1951 and retrofits | 570 | 1797 | Rate Constraint in lbs/MMBtu | FALSE | L | Annual | Net Emissions Allowance Position | Thousand Tons | 0.0013147 | 0.0066829 | 0.0066829 | 0.0066829 | 0.013145 | 0.0066829 | 0.0066829 | 0.0066829
IL Fac. Spec. - NOX Rate Summer v3.1, Unit 1951 and retrofits | 570 | 1797 | Rate Constraint in lbs/MMBtu | FALSE | L | Annual | Fuel Consumed | TBtu | 0.062322 | 0.3168 | 0.3168 | 0.3168 | 0.62315 | 0.3168 | 0.3168 | 0.3168
IL Fac. Spec. - NOX Rate Summer v3.1, Unit 1951 and retrofits | 570 | 1797 | Rate Constraint in lbs/MMBtu | FALSE | L | Annual | Rate | lb/MMBtu | 0.04219 | 0.04219 | 0.04219 | 0.04219 | 0.04219 | 0.04219 | 0.04219 | 0.04219
IL Fac. Spec. - NOX Rate Summer v3.1, Unit 1951 and retrofits | 570 | 1797 | Rate Constraint in lbs/MMBtu | FALSE | L | Annual | Generation | TWh | 0.0055372 | 0.028148 | 0.028148 | 0.028148 | 0.055366 | 0.028148 | 0.028148 | 0.028148
IL Fac. Spec. - NOX Rate Summer v3.1, Unit 1951 and retrofits | 570 | 1797 | Rate Constraint in lbs/MMBtu | FALSE | L | Annual | Qualifying Generation | TWh | 0.0055372 | 0.028148 | 0.028148 | 0.028148 | 0.055366 | 0.028148 | 0.028148 | 0.028148
IL Fac. Spec. - NOX Rate Summer v3.1, Unit 1951 and retrofits | 570 | 1797 | Rate Constraint in lbs/MMBtu | FALSE | L | Annual | Rate | lb/MWh | 0.47485 | 0.47485 | 0.47485 | 0.47485 | 0.47485 | 0.47485 | 0.47485 | 0.47485
IL Fac. Spec. - NOX Rate Summer v3.1, Unit 1951 and retrofits | 570 | 1797 | Rate Constraint in lbs/MMBtu | FALSE | L | Annual | Constraint Shadow Price | US2016$/Ton | 0 | 0 | 0 | 0 | 0 | 0 | 0 | 0
IL Fac. Spec. - NOX Rate Summer v3.1, Unit 1952 and retrofits | 571 | 1797 | Rate Constraint in lbs/MMBtu | FALSE | L | Annual | Seasons Included | Seasons | Summer | Summer | Summer | Summer | Summer | Summer | Summer | Summer
IL Fac. Spec. - NOX Rate Summer v3.1, Unit 1952 and retrofits | 571 | 1797 | Rate Constraint in lbs/MMBtu | FALSE | L | Annual | Standard NOX | lb/MMBtu | 0.25 | 0.25 | 0.25 | 0.25 | 0.25 | 0.25 | 0.25 | 0.25
IL Fac. Spec. - NOX Rate Summer v3.1, Unit 1952 and retrofits | 571 | 1797 | Rate Constraint in lbs/MMBtu | FALSE | L | Annual | Emissions at Affected Plants NOX | Thousand Tons | 0.0013461 | 0.0068429 | 0.0068429 | 0.0068429 | 0.0068429 | 0.0068429 | 0.0068429 | 0.0068429
IL Fac. Spec. - NOX Rate Summer v3.1, Unit 1952 and retrofits | 571 | 1797 | Rate Constraint in lbs/MMBtu | FALSE | L | Annual | Allowances Purchased NOX | Thousand Tons | 0 | 0 | 0 | 0 | 0 | 0 | 0 | 0
IL Fac. Spec. - NOX Rate Summer v3.1, Unit 1952 and retrofits | 571 | 1797 | Rate Constraint in lbs/MMBtu | FALSE | L | Annual | Allowances Sold NOX | Thousand Tons | 0 | 0 | 0 | 0 | 0 | 0 | 0 | 0
IL Fac. Spec. - NOX Rate Summer v3.1, Unit 1952 and retrofits | 571 | 1797 | Rate Constraint in lbs/MMBtu | FALSE | L | Annual | Allowances Banked | Thousand Tons | 0 | 0 | 0 | 0 | 0 | 0 | 0 | 0
IL Fac. Spec. - NOX Rate Summer v3.1, Unit 1952 and retrofits | 571 | 1797 | Rate Constraint in lbs/MMBtu | FALSE | L | Annual | Allowances Withdrawn (1:1) | Thousand Tons | 0 | 0 | 0 | 0 | 0 | 0 | 0 | 0
IL Fac. Spec. - NOX Rate Summer v3.1, Unit 1952 and retrofits | 571 | 1797 | Rate Constraint in lbs/MMBtu | FALSE | L | Annual | Allowances Withdrawn (n:1) | Thousand Tons | 0 | 0 | 0 | 0 | 0 | 0 | 0 | 0
IL Fac. Spec. - NOX Rate Summer v3.1, Unit 1952 and retrofits | 571 | 1797 | Rate Constraint in lbs/MMBtu | FALSE | L | Annual | Net Emissions Allowance Position | Thousand Tons | 0.0013461 | 0.0068429 | 0.0068429 | 0.0068429 | 0.0068429 | 0.0068429 | 0.0068429 | 0.0068429
IL Fac. Spec. - NOX Rate Summer v3.1, Unit 1952 and retrofits | 571 | 1797 | Rate Constraint in lbs/MMBtu | FALSE | L | Annual | Fuel Consumed | TBtu | 0.062322 | 0.3168 | 0.3168 | 0.3168 | 0.3168 | 0.3168 | 0.3168 | 0.3168
IL Fac. Spec. - NOX Rate Summer v3.1, Unit 1952 and retrofits | 571 | 1797 | Rate Constraint in lbs/MMBtu | FALSE | L | Annual | Rate | lb/MMBtu | 0.0432 | 0.0432 | 0.0432 | 0.0432 | 0.0432 | 0.0432 | 0.0432 | 0.0432
IL Fac. Spec. - NOX Rate Summer v3.1, Unit 1952 and retrofits | 571 | 1797 | Rate Constraint in lbs/MMBtu | FALSE | L | Annual | Generation | TWh | 0.0055372 | 0.028148 | 0.028148 | 0.028148 | 0.028148 | 0.028148 | 0.028148 | 0.028148
IL Fac. Spec. - NOX Rate Summer v3.1, Unit 1952 and retrofits | 571 | 1797 | Rate Constraint in lbs/MMBtu | FALSE | L | Annual | Qualifying Generation | TWh | 0.0055372 | 0.028148 | 0.028148 | 0.028148 | 0.028148 | 0.028148 | 0.028148 | 0.028148
IL Fac. Spec. - NOX Rate Summer v3.1, Unit 1952 and retrofits | 571 | 1797 | Rate Constraint in lbs/MMBtu | FALSE | L | Annual | Rate | lb/MWh | 0.48622 | 0.48622 | 0.48622 | 0.48622 | 0.48622 | 0.48622 | 0.48622 | 0.48622
IL Fac. Spec. - NOX Rate Summer v3.1, Unit 1952 and retrofits | 571 | 1797 | Rate Constraint in lbs/MMBtu | FALSE | L | Annual | Constraint Shadow Price | US2016$/Ton | 0 | 0 | 0 | 0 | 0 | 0 | 0 | 0
IL Fac. Spec. - NOX Rate Summer v3.1, Unit 1953 and retrofits | 572 | 1797 | Rate Constraint in lbs/MMBtu | FALSE | L | Annual | Seasons Included | Seasons | Summer | Summer | Summer | Summer | Summer | Summer | Summer | Summer
IL Fac. Spec. - NOX Rate Summer v3.1, Unit 1953 and retrofits | 572 | 1797 | Rate Constraint in lbs/MMBtu | FALSE | L | Annual | Standard NOX | lb/MMBtu | 0.25 | 0.25 | 0.25 | 0.25 | 0.25 | 0.25 | 0.25 | 0.25
IL Fac. Spec. - NOX Rate Summer v3.1, Unit 1953 and retrofits | 572 | 1797 | Rate Constraint in lbs/MMBtu | FALSE | L | Annual | Emissions at Affected Plants NOX | Thousand Tons | 0.0055022 | 0.0056962 | 0.0056962 | 0.0056962 | 0.0056962 | 0.0056962 | 0.0056962 | 0.0056962
IL Fac. Spec. - NOX Rate Summer v3.1, Unit 1953 and retrofits | 572 | 1797 | Rate Constraint in lbs/MMBtu | FALSE | L | Annual | Allowances Purchased NOX | Thousand Tons | 0 | 0 | 0 | 0 | 0 | 0 | 0 | 0
IL Fac. Spec. - NOX Rate Summer v3.1, Unit 1953 and retrofits | 572 | 1797 | Rate Constraint in lbs/MMBtu | FALSE | L | Annual | Allowances Sold NOX | Thousand Tons | 0 | 0 | 0 | 0 | 0 | 0 | 0 | 0
IL Fac. Spec. - NOX Rate Summer v3.1, Unit 1953 and retrofits | 572 | 1797 | Rate Constraint in lbs/MMBtu | FALSE | L | Annual | Allowances Banked | Thousand Tons | 0 | 0 | 0 | 0 | 0 | 0 | 0 | 0
IL Fac. Spec. - NOX Rate Summer v3.1, Unit 1953 and retrofits | 572 | 1797 | Rate Constraint in lbs/MMBtu | FALSE | L | Annual | Allowances Withdrawn (1:1) | Thousand Tons | 0 | 0 | 0 | 0 | 0 | 0 | 0 | 0
IL Fac. Spec. - NOX Rate Summer v3.1, Unit 1953 and retrofits | 572 | 1797 | Rate Constraint in lbs/MMBtu | FALSE | L | Annual | Allowances Withdrawn (n:1) | Thousand Tons | 0 | 0 | 0 | 0 | 0 | 0 | 0 | 0
IL Fac. Spec. - NOX Rate Summer v3.1, Unit 1953 and retrofits | 572 | 1797 | Rate Constraint in lbs/MMBtu | FALSE | L | Annual | Net Emissions Allowance Position | Thousand Tons | 0.0055022 | 0.0056962 | 0.0056962 | 0.0056962 | 0.0056962 | 0.0056962 | 0.0056962 | 0.0056962
IL Fac. Spec. - NOX Rate Summer v3.1, Unit 1953 and retrofits | 572 | 1797 | Rate Constraint in lbs/MMBtu | FALSE | L | Annual | Fuel Consumed | TBtu | 0.18944 | 0.19612 | 0.19612 | 0.19612 | 0.19612 | 0.19612 | 0.19612 | 0.19612
IL Fac. Spec. - NOX Rate Summer v3.1, Unit 1953 and retrofits | 572 | 1797 | Rate Constraint in lbs/MMBtu | FALSE | L | Annual | Rate | lb/MMBtu | 0.05809 | 0.05809 | 0.05809 | 0.05809 | 0.05809 | 0.05809 | 0.05809 | 0.05809
IL Fac. Spec. - NOX Rate Summer v3.1, Unit 1953 and retrofits | 572 | 1797 | Rate Constraint in lbs/MMBtu | FALSE | L | Annual | Generation | TWh | 0.016831 | 0.017425 | 0.017425 | 0.017425 | 0.017425 | 0.017425 | 0.017425 | 0.017425
IL Fac. Spec. - NOX Rate Summer v3.1, Unit 1953 and retrofits | 572 | 1797 | Rate Constraint in lbs/MMBtu | FALSE | L | Annual | Qualifying Generation | TWh | 0.016831 | 0.017425 | 0.017425 | 0.017425 | 0.017425 | 0.017425 | 0.017425 | 0.017425
IL Fac. Spec. - NOX Rate Summer v3.1, Unit 1953 and retrofits | 572 | 1797 | Rate Constraint in lbs/MMBtu | FALSE | L | Annual | Rate | lb/MWh | 0.6538 | 0.6538 | 0.6538 | 0.6538 | 0.6538 | 0.6538 | 0.6538 | 0.6538
IL Fac. Spec. - NOX Rate Summer v3.1, Unit 1953 and retrofits | 572 | 1797 | Rate Constraint in lbs/MMBtu | FALSE | L | Annual | Constraint Shadow Price | US2016$/Ton | 0 | 0 | 0 | 0 | 0 | 0 | 0 | 0
IL Fac. Spec. - NOX Rate Summer v3.1, Unit 2853 and retrofits | 573 | 1797 | Rate Constraint in lbs/MMBtu | FALSE | L | Annual | Seasons Included | Seasons | Summer | Summer | Summer | Summer | Summer | Summer | Summer | Summer
IL Fac. Spec. - NOX Rate Summer v3.1, Unit 2853 and retrofits | 573 | 1797 | Rate Constraint in lbs/MMBtu | FALSE | L | Annual | Standard NOX | lb/MMBtu | 0.25 | 0.25 | 0.25 | 0.25 | 0.25 | 0.25 | 0.25 | 0.25
IL Fac. Spec. - NOX Rate Summer v3.1, Unit 2853 and retrofits | 573 | 1797 | Rate Constraint in lbs/MMBtu | FALSE | L | Annual | Emissions at Affected Plants NOX | Thousand Tons | 0.011486 | 0.011486 | 0.011486 | 0.0048044 | 0.0048044 | 0.0048044 | 0.0048044 | 0.0048044
IL Fac. Spec. - NOX Rate Summer v3.1, Unit 2853 and retrofits | 573 | 1797 | Rate Constraint in lbs/MMBtu | FALSE | L | Annual | Allowances Purchased NOX | Thousand Tons | 0 | 0 | 0 | 0 | 0 | 0 | 0 | 0
IL Fac. Spec. - NOX Rate Summer v3.1, Unit 2853 and retrofits | 573 | 1797 | Rate Constraint in lbs/MMBtu | FALSE | L | Annual | Allowances Sold NOX | Thousand Tons | 0 | 0 | 0 | 0 | 0 | 0 | 0 | 0
IL Fac. Spec. - NOX Rate Summer v3.1, Unit 2853 and retrofits | 573 | 1797 | Rate Constraint in lbs/MMBtu | FALSE | L | Annual | Allowances Banked | Thousand Tons | 0 | 0 | 0 | 0 | 0 | 0 | 0 | 0
IL Fac. Spec. - NOX Rate Summer v3.1, Unit 2853 and retrofits | 573 | 1797 | Rate Constraint in lbs/MMBtu | FALSE | L | Annual | Allowances Withdrawn (1:1) | Thousand Tons | 0 | 0 | 0 | 0 | 0 | 0 | 0 | 0
IL Fac. Spec. - NOX Rate Summer v3.1, Unit 2853 and retrofits | 573 | 1797 | Rate Constraint in lbs/MMBtu | FALSE | L | Annual | Allowances Withdrawn (n:1) | Thousand Tons | 0 | 0 | 0 | 0 | 0 | 0 | 0 | 0
IL Fac. Spec. - NOX Rate Summer v3.1, Unit 2853 and retrofits | 573 | 1797 | Rate Constraint in lbs/MMBtu | FALSE | L | Annual | Net Emissions Allowance Position | Thousand Tons | 0.011486 | 0.011486 | 0.011486 | 0.0048044 | 0.0048044 | 0.0048044 | 0.0048044 | 0.0048044
IL Fac. Spec. - NOX Rate Summer v3.1, Unit 2853 and retrofits | 573 | 1797 | Rate Constraint in lbs/MMBtu | FALSE | L | Annual | Fuel Consumed | TBtu | 1.9534 | 1.9534 | 1.9534 | 0.81708 | 0.81708 | 0.81708 | 0.81708 | 0.81708
IL Fac. Spec. - NOX Rate Summer v3.1, Unit 2853 and retrofits | 573 | 1797 | Rate Constraint in lbs/MMBtu | FALSE | L | Annual | Rate | lb/MMBtu | 0.01176 | 0.01176 | 0.01176 | 0.01176 | 0.01176 | 0.01176 | 0.01176 | 0.01176
IL Fac. Spec. - NOX Rate Summer v3.1, Unit 2853 and retrofits | 573 | 1797 | Rate Constraint in lbs/MMBtu | FALSE | L | Annual | Generation | TWh | 0.24363 | 0.24363 | 0.24363 | 0.10191 | 0.10191 | 0.10191 | 0.10191 | 0.10191
IL Fac. Spec. - NOX Rate Summer v3.1, Unit 2853 and retrofits | 573 | 1797 | Rate Constraint in lbs/MMBtu | FALSE | L | Annual | Qualifying Generation | TWh | 0.24363 | 0.24363 | 0.24363 | 0.10191 | 0.10191 | 0.10191 | 0.10191 | 0.10191
IL Fac. Spec. - NOX Rate Summer v3.1, Unit 2853 and retrofits | 573 | 1797 | Rate Constraint in lbs/MMBtu | FALSE | L | Annual | Rate | lb/MWh | 0.094292 | 0.094292 | 0.094292 | 0.094292 | 0.094292 | 0.094292 | 0.094292 | 0.094292
IL Fac. Spec. - NOX Rate Summer v3.1, Unit 2853 and retrofits | 573 | 1797 | Rate Constraint in lbs/MMBtu | FALSE | L | Annual | Constraint Shadow Price | US2016$/Ton | 0 | 0 | 0 | 0 | 0 | 0 | 0 | 0
IL Fac. Spec. - NOX Rate Summer v3.1, Unit 2854 and retrofits | 574 | 1797 | Rate Constraint in lbs/MMBtu | FALSE | L | Annual | Seasons Included | Seasons | Summer | Summer | Summer | Summer | Summer | Summer | Summer | Summer
IL Fac. Spec. - NOX Rate Summer v3.1, Unit 2854 and retrofits | 574 | 1797 | Rate Constraint in lbs/MMBtu | FALSE | L | Annual | Standard NOX | lb/MMBtu | 0.25 | 0.25 | 0.25 | 0.25 | 0.25 | 0.25 | 0.25 | 0.25
IL Fac. Spec. - NOX Rate Summer v3.1, Unit 2854 and retrofits | 574 | 1797 | Rate Constraint in lbs/MMBtu | FALSE | L | Annual | Emissions at Affected Plants NOX | Thousand Tons | 0.021194 | 0.021194 | 0.020322 | 0.020322 | 0.020322 | 0.020322 | 0.011411 | 0.020322
IL Fac. Spec. - NOX Rate Summer v3.1, Unit 2854 and retrofits | 574 | 1797 | Rate Constraint in lbs/MMBtu | FALSE | L | Annual | Allowances Purchased NOX | Thousand Tons | 0 | 0 | 0 | 0 | 0 | 0 | 0 | 0
IL Fac. Spec. - NOX Rate Summer v3.1, Unit 2854 and retrofits | 574 | 1797 | Rate Constraint in lbs/MMBtu | FALSE | L | Annual | Allowances Sold NOX | Thousand Tons | 0 | 0 | 0 | 0 | 0 | 0 | 0 | 0
IL Fac. Spec. - NOX Rate Summer v3.1, Unit 2854 and retrofits | 574 | 1797 | Rate Constraint in lbs/MMBtu | FALSE | L | Annual | Allowances Banked | Thousand Tons | 0 | 0 | 0 | 0 | 0 | 0 | 0 | 0
IL Fac. Spec. - NOX Rate Summer v3.1, Unit 2854 and retrofits | 574 | 1797 | Rate Constraint in lbs/MMBtu | FALSE | L | Annual | Allowances Withdrawn (1:1) | Thousand Tons | 0 | 0 | 0 | 0 | 0 | 0 | 0 | 0
IL Fac. Spec. - NOX Rate Summer v3.1, Unit 2854 and retrofits | 574 | 1797 | Rate Constraint in lbs/MMBtu | FALSE | L | Annual | Allowances Withdrawn (n:1) | Thousand Tons | 0 | 0 | 0 | 0 | 0 | 0 | 0 | 0
IL Fac. Spec. - NOX Rate Summer v3.1, Unit 2854 and retrofits | 574 | 1797 | Rate Constraint in lbs/MMBtu | FALSE | L | Annual | Net Emissions Allowance Position | Thousand Tons | 0.021194 | 0.021194 | 0.020322 | 0.020322 | 0.020322 | 0.020322 | 0.011411 | 0.020322
IL Fac. Spec. - NOX Rate Summer v3.1, Unit 2854 and retrofits | 574 | 1797 | Rate Constraint in lbs/MMBtu | FALSE | L | Annual | Fuel Consumed | TBtu | 2.3813 | 2.3813 | 2.2833 | 2.2833 | 2.2833 | 2.2833 | 1.2821 | 2.2833
IL Fac. Spec. - NOX Rate Summer v3.1, Unit 2854 and retrofits | 574 | 1797 | Rate Constraint in lbs/MMBtu | FALSE | L | Annual | Rate | lb/MMBtu | 0.0178 | 0.0178 | 0.0178 | 0.0178 | 0.0178 | 0.0178 | 0.0178 | 0.0178
IL Fac. Spec. - NOX Rate Summer v3.1, Unit 2854 and retrofits | 574 | 1797 | Rate Constraint in lbs/MMBtu | FALSE | L | Annual | Generation | TWh | 0.33777 | 0.33777 | 0.32387 | 0.32387 | 0.32387 | 0.32387 | 0.18186 | 0.32387
IL Fac. Spec. - NOX Rate Summer v3.1, Unit 2854 and retrofits | 574 | 1797 | Rate Constraint in lbs/MMBtu | FALSE | L | Annual | Qualifying Generation | TWh | 0.33777 | 0.33777 | 0.32387 | 0.32387 | 0.32387 | 0.32387 | 0.18186 | 0.32387
IL Fac. Spec. - NOX Rate Summer v3.1, Unit 2854 and retrofits | 574 | 1797 | Rate Constraint in lbs/MMBtu | FALSE | L | Annual | Rate | lb/MWh | 0.12549 | 0.12549 | 0.12549 | 0.12549 | 0.12549 | 0.12549 | 0.12549 | 0.12549
IL Fac. Spec. - NOX Rate Summer v3.1, Unit 2854 and retrofits | 574 | 1797 | Rate Constraint in lbs/MMBtu | FALSE | L | Annual | Constraint Shadow Price | US2016$/Ton | 0 | 0 | 0 | 0 | 0 | 0 | 0 | 0
IL Fac. Spec. - NOX Rate Summer v3.1, Unit 2855 and retrofits | 575 | 1797 | Rate Constraint in lbs/MMBtu | FALSE | L | Annual | Seasons Included | Seasons | Summer | Summer | Summer | Summer | Summer | Summer | Summer | Summer
IL Fac. Spec. - NOX Rate Summer v3.1, Unit 2855 and retrofits | 575 | 1797 | Rate Constraint in lbs/MMBtu | FALSE | L | Annual | Standard NOX | lb/MMBtu | 0.25 | 0.25 | 0.25 | 0.25 | 0.25 | 0.25 | 0.25 | 0.25
IL Fac. Spec. - NOX Rate Summer v3.1, Unit 2855 and retrofits | 575 | 1797 | Rate Constraint in lbs/MMBtu | FALSE | L | Annual | Emissions at Affected Plants NOX | Thousand Tons | 0.021056 | 0.021194 | 0.020322 | 0.020322 | 0.020322 | 0.020322 | 0.011411 | 0.020322
IL Fac. Spec. - NOX Rate Summer v3.1, Unit 2855 and retrofits | 575 | 1797 | Rate Constraint in lbs/MMBtu | FALSE | L | Annual | Allowances Purchased NOX | Thousand Tons | 0 | 0 | 0 | 0 | 0 | 0 | 0 | 0
IL Fac. Spec. - NOX Rate Summer v3.1, Unit 2855 and retrofits | 575 | 1797 | Rate Constraint in lbs/MMBtu | FALSE | L | Annual | Allowances Sold NOX | Thousand Tons | 0 | 0 | 0 | 0 | 0 | 0 | 0 | 0
IL Fac. Spec. - NOX Rate Summer v3.1, Unit 2855 and retrofits | 575 | 1797 | Rate Constraint in lbs/MMBtu | FALSE | L | Annual | Allowances Banked | Thousand Tons | 0 | 0 | 0 | 0 | 0 | 0 | 0 | 0
IL Fac. Spec. - NOX Rate Summer v3.1, Unit 2855 and retrofits | 575 | 1797 | Rate Constraint in lbs/MMBtu | FALSE | L | Annual | Allowances Withdrawn (1:1) | Thousand Tons | 0 | 0 | 0 | 0 | 0 | 0 | 0 | 0
IL Fac. Spec. - NOX Rate Summer v3.1, Unit 2855 and retrofits | 575 | 1797 | Rate Constraint in lbs/MMBtu | FALSE | L | Annual | Allowances Withdrawn (n:1) | Thousand Tons | 0 | 0 | 0 | 0 | 0 | 0 | 0 | 0
IL Fac. Spec. - NOX Rate Summer v3.1, Unit 2855 and retrofits | 575 | 1797 | Rate Constraint in lbs/MMBtu | FALSE | L | Annual | Net Emissions Allowance Position | Thousand Tons | 0.021056 | 0.021194 | 0.020322 | 0.020322 | 0.020322 | 0.020322 | 0.011411 | 0.020322
IL Fac. Spec. - NOX Rate Summer v3.1, Unit 2855 and retrofits | 575 | 1797 | Rate Constraint in lbs/MMBtu | FALSE | L | Annual | Fuel Consumed | TBtu | 2.3659 | 2.3813 | 2.2833 | 2.2833 | 2.2833 | 2.2833 | 1.2821 | 2.2833
IL Fac. Spec. - NOX Rate Summer v3.1, Unit 2855 and retrofits | 575 | 1797 | Rate Constraint in lbs/MMBtu | FALSE | L | Annual | Rate | lb/MMBtu | 0.0178 | 0.0178 | 0.0178 | 0.0178 | 0.0178 | 0.0178 | 0.0178 | 0.0178
IL Fac. Spec. - NOX Rate Summer v3.1, Unit 2855 and retrofits | 575 | 1797 | Rate Constraint in lbs/MMBtu | FALSE | L | Annual | Generation | TWh | 0.33558 | 0.33777 | 0.32387 | 0.32387 | 0.32387 | 0.32387 | 0.18186 | 0.32387
IL Fac. Spec. - NOX Rate Summer v3.1, Unit 2855 and retrofits | 575 | 1797 | Rate Constraint in lbs/MMBtu | FALSE | L | Annual | Qualifying Generation | TWh | 0.33558 | 0.33777 | 0.32387 | 0.32387 | 0.32387 | 0.32387 | 0.18186 | 0.32387
IL Fac. Spec. - NOX Rate Summer v3.1, Unit 2855 and retrofits | 575 | 1797 | Rate Constraint in lbs/MMBtu | FALSE | L | Annual | Rate | lb/MWh | 0.12549 | 0.12549 | 0.12549 | 0.12549 | 0.12549 | 0.12549 | 0.12549 | 0.12549
IL Fac. Spec. - NOX Rate Summer v3.1, Unit 2855 and retrofits | 575 | 1797 | Rate Constraint in lbs/MMBtu | FALSE | L | Annual | Constraint Shadow Price | US2016$/Ton | 0 | 0 | 0 | 0 | 0 | 0 | 0 | 0
IL Fac. Spec. - NOX Rate Summer v3.1, Unit 2856 and retrofits | 576 | 1797 | Rate Constraint in lbs/MMBtu | FALSE | L | Annual | Seasons Included | Seasons | Summer | Summer | Summer | Summer | Summer | Summer | Summer | Summer
IL Fac. Spec. - NOX Rate Summer v3.1, Unit 2856 and retrofits | 576 | 1797 | Rate Constraint in lbs/MMBtu | FALSE | L | Annual | Standard NOX | lb/MMBtu | 0.25 | 0.25 | 0.25 | 0.25 | 0.25 | 0.25 | 0.25 | 0.25
IL Fac. Spec. - NOX Rate Summer v3.1, Unit 2856 and retrofits | 576 | 1797 | Rate Constraint in lbs/MMBtu | FALSE | L | Annual | Emissions at Affected Plants NOX | Thousand Tons | 0.024414 | 0.025391 | 0.024414 | 0.024414 | 0.024414 | 0.024414 | 0.013709 | 0.024414
IL Fac. Spec. - NOX Rate Summer v3.1, Unit 2856 and retrofits | 576 | 1797 | Rate Constraint in lbs/MMBtu | FALSE | L | Annual | Allowances Purchased NOX | Thousand Tons | 0 | 0 | 0 | 0 | 0 | 0 | 0 | 0
IL Fac. Spec. - NOX Rate Summer v3.1, Unit 2856 and retrofits | 576 | 1797 | Rate Constraint in lbs/MMBtu | FALSE | L | Annual | Allowances Sold NOX | Thousand Tons | 0 | 0 | 0 | 0 | 0 | 0 | 0 | 0
IL Fac. Spec. - NOX Rate Summer v3.1, Unit 2856 and retrofits | 576 | 1797 | Rate Constraint in lbs/MMBtu | FALSE | L | Annual | Allowances Banked | Thousand Tons | 0 | 0 | 0 | 0 | 0 | 0 | 0 | 0
IL Fac. Spec. - NOX Rate Summer v3.1, Unit 2856 and retrofits | 576 | 1797 | Rate Constraint in lbs/MMBtu | FALSE | L | Annual | Allowances Withdrawn (1:1) | Thousand Tons | 0 | 0 | 0 | 0 | 0 | 0 | 0 | 0
IL Fac. Spec. - NOX Rate Summer v3.1, Unit 2856 and retrofits | 576 | 1797 | Rate Constraint in lbs/MMBtu | FALSE | L | Annual | Allowances Withdrawn (n:1) | Thousand Tons | 0 | 0 | 0 | 0 | 0 | 0 | 0 | 0
IL Fac. Spec. - NOX Rate Summer v3.1, Unit 2856 and retrofits | 576 | 1797 | Rate Constraint in lbs/MMBtu | FALSE | L | Annual | Net Emissions Allowance Position | Thousand Tons | 0.024414 | 0.025391 | 0.024414 | 0.024414 | 0.024414 | 0.024414 | 0.013709 | 0.024414
IL Fac. Spec. - NOX Rate Summer v3.1, Unit 2856 and retrofits | 576 | 1797 | Rate Constraint in lbs/MMBtu | FALSE | L | Annual | Fuel Consumed | TBtu | 2.7432 | 2.8529 | 2.7432 | 2.7432 | 2.7432 | 2.7432 | 1.5403 | 2.7432
IL Fac. Spec. - NOX Rate Summer v3.1, Unit 2856 and retrofits | 576 | 1797 | Rate Constraint in lbs/MMBtu | FALSE | L | Annual | Rate | lb/MMBtu | 0.0178 | 0.0178 | 0.0178 | 0.0178 | 0.0178 | 0.0178 | 0.0178 | 0.0178
IL Fac. Spec. - NOX Rate Summer v3.1, Unit 2856 and retrofits | 576 | 1797 | Rate Constraint in lbs/MMBtu | FALSE | L | Annual | Generation | TWh | 0.3891 | 0.40466 | 0.3891 | 0.3891 | 0.3891 | 0.3891 | 0.21849 | 0.3891
IL Fac. Spec. - NOX Rate Summer v3.1, Unit 2856 and retrofits | 576 | 1797 | Rate Constraint in lbs/MMBtu | FALSE | L | Annual | Qualifying Generation | TWh | 0.3891 | 0.40466 | 0.3891 | 0.3891 | 0.3891 | 0.3891 | 0.21849 | 0.3891
IL Fac. Spec. - NOX Rate Summer v3.1, Unit 2856 and retrofits | 576 | 1797 | Rate Constraint in lbs/MMBtu | FALSE | L | Annual | Rate | lb/MWh | 0.12549 | 0.12549 | 0.12549 | 0.12549 | 0.12549 | 0.12549 | 0.12549 | 0.12549
IL Fac. Spec. - NOX Rate Summer v3.1, Unit 2856 and retrofits | 576 | 1797 | Rate Constraint in lbs/MMBtu | FALSE | L | Annual | Constraint Shadow Price | US2016$/Ton | 0 | 0 | 0 | 0 | 0 | 0 | 0 | 0
IL Fac. Spec. - NOX Rate Summer v3.1, Unit 2857 and retrofits | 577 | 1797 | Rate Constraint in lbs/MMBtu | FALSE | L | Annual | Seasons Included | Seasons | Summer | Summer | Summer | Summer | Summer | Summer | Summer | Summer
IL Fac. Spec. - NOX Rate Summer v3.1, Unit 2857 and retrofits | 577 | 1797 | Rate Constraint in lbs/MMBtu | FALSE | L | Annual | Standard NOX | lb/MMBtu | 0.25 | 0.25 | 0.25 | 0.25 | 0.25 | 0.25 | 0.25 | 0.25
IL Fac. Spec. - NOX Rate Summer v3.1, Unit 2857 and retrofits | 577 | 1797 | Rate Constraint in lbs/MMBtu | FALSE | L | Annual | Emissions at Affected Plants NOX | Thousand Tons | 0.025462 | 0.025462 | 0.024414 | 0.024414 | 0.024414 | 0.024414 | 0.020309 | 0.024414
IL Fac. Spec. - NOX Rate Summer v3.1, Unit 2857 and retrofits | 577 | 1797 | Rate Constraint in lbs/MMBtu | FALSE | L | Annual | Allowances Purchased NOX | Thousand Tons | 0 | 0 | 0 | 0 | 0 | 0 | 0 | 0
IL Fac. Spec. - NOX Rate Summer v3.1, Unit 2857 and retrofits | 577 | 1797 | Rate Constraint in lbs/MMBtu | FALSE | L | Annual | Allowances Sold NOX | Thousand Tons | 0 | 0 | 0 | 0 | 0 | 0 | 0 | 0
IL Fac. Spec. - NOX Rate Summer v3.1, Unit 2857 and retrofits | 577 | 1797 | Rate Constraint in lbs/MMBtu | FALSE | L | Annual | Allowances Banked | Thousand Tons | 0 | 0 | 0 | 0 | 0 | 0 | 0 | 0
IL Fac. Spec. - NOX Rate Summer v3.1, Unit 2857 and retrofits | 577 | 1797 | Rate Constraint in lbs/MMBtu | FALSE | L | Annual | Allowances Withdrawn (1:1) | Thousand Tons | 0 | 0 | 0 | 0 | 0 | 0 | 0 | 0
IL Fac. Spec. - NOX Rate Summer v3.1, Unit 2857 and retrofits | 577 | 1797 | Rate Constraint in lbs/MMBtu | FALSE | L | Annual | Allowances Withdrawn (n:1) | Thousand Tons | 0 | 0 | 0 | 0 | 0 | 0 | 0 | 0
IL Fac. Spec. - NOX Rate Summer v3.1, Unit 2857 and retrofits | 577 | 1797 | Rate Constraint in lbs/MMBtu | FALSE | L | Annual | Net Emissions Allowance Position | Thousand Tons | 0.025462 | 0.025462 | 0.024414 | 0.024414 | 0.024414 | 0.024414 | 0.020309 | 0.024414
IL Fac. Spec. - NOX Rate Summer v3.1, Unit 2857 and retrofits | 577 | 1797 | Rate Constraint in lbs/MMBtu | FALSE | L | Annual | Fuel Consumed | TBtu | 2.8609 | 2.8609 | 2.7432 | 2.7432 | 2.7432 | 2.7432 | 2.2819 | 2.7432
IL Fac. Spec. - NOX Rate Summer v3.1, Unit 2857 and retrofits | 577 | 1797 | Rate Constraint in lbs/MMBtu | FALSE | L | Annual | Rate | lb/MMBtu | 0.0178 | 0.0178 | 0.0178 | 0.0178 | 0.0178 | 0.0178 | 0.0178 | 0.0178
IL Fac. Spec. - NOX Rate Summer v3.1, Unit 2857 and retrofits | 577 | 1797 | Rate Constraint in lbs/MMBtu | FALSE | L | Annual | Generation | TWh | 0.4058 | 0.4058 | 0.3891 | 0.3891 | 0.3891 | 0.3891 | 0.32368 | 0.3891
IL Fac. Spec. - NOX Rate Summer v3.1, Unit 2857 and retrofits | 577 | 1797 | Rate Constraint in lbs/MMBtu | FALSE | L | Annual | Qualifying Generation | TWh | 0.4058 | 0.4058 | 0.3891 | 0.3891 | 0.3891 | 0.3891 | 0.32368 | 0.3891
IL Fac. Spec. - NOX Rate Summer v3.1, Unit 2857 and retrofits | 577 | 1797 | Rate Constraint in lbs/MMBtu | FALSE | L | Annual | Rate | lb/MWh | 0.12549 | 0.12549 | 0.12549 | 0.12549 | 0.12549 | 0.12549 | 0.12549 | 0.12549
IL Fac. Spec. - NOX Rate Summer v3.1, Unit 2857 and retrofits | 577 | 1797 | Rate Constraint in lbs/MMBtu | FALSE | L | Annual | Constraint Shadow Price | US2016$/Ton | 0 | 0 | 0 | 0 | 0 | 0 | 0 | 0
IL Fac. Spec. - NOX Rate Summer v3.1, Unit 2858 and retrofits | 578 | 1797 | Rate Constraint in lbs/MMBtu | FALSE | L | Annual | Seasons Included | Seasons | Summer | Summer | Summer | Summer | Summer | Summer | Summer | Summer
IL Fac. Spec. - NOX Rate Summer v3.1, Unit 2858 and retrofits | 578 | 1797 | Rate Constraint in lbs/MMBtu | FALSE | L | Annual | Standard NOX | lb/MMBtu | 0.25 | 0.25 | 0.25 | 0.25 | 0.25 | 0.25 | 0.25 | 0.25
IL Fac. Spec. - NOX Rate Summer v3.1, Unit 2858 and retrofits | 578 | 1797 | Rate Constraint in lbs/MMBtu | FALSE | L | Annual | Emissions at Affected Plants NOX | Thousand Tons | 0.011486 | 0.011486 | 0.011486 | 0.0048044 | 0.0048044 | 0.0048044 | 0.0048044 | 0.0048044
IL Fac. Spec. - NOX Rate Summer v3.1, Unit 2858 and retrofits | 578 | 1797 | Rate Constraint in lbs/MMBtu | FALSE | L | Annual | Allowances Purchased NOX | Thousand Tons | 0 | 0 | 0 | 0 | 0 | 0 | 0 | 0
IL Fac. Spec. - NOX Rate Summer v3.1, Unit 2858 and retrofits | 578 | 1797 | Rate Constraint in lbs/MMBtu | FALSE | L | Annual | Allowances Sold NOX | Thousand Tons | 0 | 0 | 0 | 0 | 0 | 0 | 0 | 0
IL Fac. Spec. - NOX Rate Summer v3.1, Unit 2858 and retrofits | 578 | 1797 | Rate Constraint in lbs/MMBtu | FALSE | L | Annual | Allowances Banked | Thousand Tons | 0 | 0 | 0 | 0 | 0 | 0 | 0 | 0
IL Fac. Spec. - NOX Rate Summer v3.1, Unit 2858 and retrofits | 578 | 1797 | Rate Constraint in lbs/MMBtu | FALSE | L | Annual | Allowances Withdrawn (1:1) | Thousand Tons | 0 | 0 | 0 | 0 | 0 | 0 | 0 | 0
IL Fac. Spec. - NOX Rate Summer v3.1, Unit 2858 and retrofits | 578 | 1797 | Rate Constraint in lbs/MMBtu | FALSE | L | Annual | Allowances Withdrawn (n:1) | Thousand Tons | 0 | 0 | 0 | 0 | 0 | 0 | 0 | 0
IL Fac. Spec. - NOX Rate Summer v3.1, Unit 2858 and retrofits | 578 | 1797 | Rate Constraint in lbs/MMBtu | FALSE | L | Annual | Net Emissions Allowance Position | Thousand Tons | 0.011486 | 0.011486 | 0.011486 | 0.0048044 | 0.0048044 | 0.0048044 | 0.0048044 | 0.0048044
IL Fac. Spec. - NOX Rate Summer v3.1, Unit 2858 and retrofits | 578 | 1797 | Rate Constraint in lbs/MMBtu | FALSE | L | Annual | Fuel Consumed | TBtu | 1.9534 | 1.9534 | 1.9534 | 0.81708 | 0.81708 | 0.81708 | 0.81708 | 0.81708
IL Fac. Spec. - NOX Rate Summer v3.1, Unit 2858 and retrofits | 578 | 1797 | Rate Constraint in lbs/MMBtu | FALSE | L | Annual | Rate | lb/MMBtu | 0.01176 | 0.01176 | 0.01176 | 0.01176 | 0.01176 | 0.01176 | 0.01176 | 0.01176
IL Fac. Spec. - NOX Rate Summer v3.1, Unit 2858 and retrofits | 578 | 1797 | Rate Constraint in lbs/MMBtu | FALSE | L | Annual | Generation | TWh | 0.24363 | 0.24363 | 0.24363 | 0.10191 | 0.10191 | 0.10191 | 0.10191 | 0.10191
IL Fac. Spec. - NOX Rate Summer v3.1, Unit 2858 and retrofits | 578 | 1797 | Rate Constraint in lbs/MMBtu | FALSE | L | Annual | Qualifying Generation | TWh | 0.24363 | 0.24363 | 0.24363 | 0.10191 | 0.10191 | 0.10191 | 0.10191 | 0.10191
IL Fac. Spec. - NOX Rate Summer v3.1, Unit 2858 and retrofits | 578 | 1797 | Rate Constraint in lbs/MMBtu | FALSE | L | Annual | Rate | lb/MWh | 0.094292 | 0.094292 | 0.094292 | 0.094292 | 0.094292 | 0.094292 | 0.094292 | 0.094292
IL Fac. Spec. - NOX Rate Summer v3.1, Unit 2858 and retrofits | 578 | 1797 | Rate Constraint in lbs/MMBtu | FALSE | L | Annual | Constraint Shadow Price | US2016$/Ton | 0 | 0 | 0 | 0 | 0 | 0 | 0 | 0
IL Fac. Spec. - NOX Rate Summer v3.1, Unit 2859 and retrofits | 579 | 1797 | Rate Constraint in lbs/MMBtu | FALSE | L | Annual | Seasons Included | Seasons | Summer | Summer | Summer | Summer | Summer | Summer | Summer | Summer
IL Fac. Spec. - NOX Rate Summer v3.1, Unit 2859 and retrofits | 579 | 1797 | Rate Constraint in lbs/MMBtu | FALSE | L | Annual | Standard NOX | lb/MMBtu | 0.25 | 0.25 | 0.25 | 0.25 | 0.25 | 0.25 | 0.25 | 0.25
IL Fac. Spec. - NOX Rate Summer v3.1, Unit 2859 and retrofits | 579 | 1797 | Rate Constraint in lbs/MMBtu | FALSE | L | Annual | Emissions at Affected Plants NOX | Thousand Tons | 0.016917 | 0.01331 | 0.01331 | 0.0055673 | 0.0055673 | 0.0055673 | 0.0055673 | 0.0055673
IL Fac. Spec. - NOX Rate Summer v3.1, Unit 2859 and retrofits | 579 | 1797 | Rate Constraint in lbs/MMBtu | FALSE | L | Annual | Allowances Purchased NOX | Thousand Tons | 0 | 0 | 0 | 0 | 0 | 0 | 0 | 0
IL Fac. Spec. - NOX Rate Summer v3.1, Unit 2859 and retrofits | 579 | 1797 | Rate Constraint in lbs/MMBtu | FALSE | L | Annual | Allowances Sold NOX | Thousand Tons | 0 | 0 | 0 | 0 | 0 | 0 | 0 | 0
IL Fac. Spec. - NOX Rate Summer v3.1, Unit 2859 and retrofits | 579 | 1797 | Rate Constraint in lbs/MMBtu | FALSE | L | Annual | Allowances Banked | Thousand Tons | 0 | 0 | 0 | 0 | 0 | 0 | 0 | 0
IL Fac. Spec. - NOX Rate Summer v3.1, Unit 2859 and retrofits | 579 | 1797 | Rate Constraint in lbs/MMBtu | FALSE | L | Annual | Allowances Withdrawn (1:1) | Thousand Tons | 0 | 0 | 0 | 0 | 0 | 0 | 0 | 0
IL Fac. Spec. - NOX Rate Summer v3.1, Unit 2859 and retrofits | 579 | 1797 | Rate Constraint in lbs/MMBtu | FALSE | L | Annual | Allowances Withdrawn (n:1) | Thousand Tons | 0 | 0 | 0 | 0 | 0 | 0 | 0 | 0
IL Fac. Spec. - NOX Rate Summer v3.1, Unit 2859 and retrofits | 579 | 1797 | Rate Constraint in lbs/MMBtu | FALSE | L | Annual | Net Emissions Allowance Position | Thousand Tons | 0.016917 | 0.01331 | 0.01331 | 0.0055673 | 0.0055673 | 0.0055673 | 0.0055673 | 0.0055673
IL Fac. Spec. - NOX Rate Summer v3.1, Unit 2859 and retrofits | 579 | 1797 | Rate Constraint in lbs/MMBtu | FALSE | L | Annual | Fuel Consumed | TBtu | 2.8771 | 2.2636 | 2.2636 | 0.94682 | 0.94682 | 0.94682 | 0.94682 | 0.94682
IL Fac. Spec. - NOX Rate Summer v3.1, Unit 2859 and retrofits | 579 | 1797 | Rate Constraint in lbs/MMBtu | FALSE | L | Annual | Rate | lb/MMBtu | 0.01176 | 0.01176 | 0.01176 | 0.01176 | 0.01176 | 0.01176 | 0.01176 | 0.01176
IL Fac. Spec. - NOX Rate Summer v3.1, Unit 2859 and retrofits | 579 | 1797 | Rate Constraint in lbs/MMBtu | FALSE | L | Annual | Generation | TWh | 0.35883 | 0.28231 | 0.28231 | 0.11809 | 0.11809 | 0.11809 | 0.11809 | 0.11809
IL Fac. Spec. - NOX Rate Summer v3.1, Unit 2859 and retrofits | 579 | 1797 | Rate Constraint in lbs/MMBtu | FALSE | L | Annual | Qualifying Generation | TWh | 0.35883 | 0.28231 | 0.28231 | 0.11809 | 0.11809 | 0.11809 | 0.11809 | 0.11809
IL Fac. Spec. - NOX Rate Summer v3.1, Unit 2859 and retrofits | 579 | 1797 | Rate Constraint in lbs/MMBtu | FALSE | L | Annual | Rate | lb/MWh | 0.094292 | 0.094292 | 0.094292 | 0.094292 | 0.094292 | 0.094292 | 0.094292 | 0.094292
IL Fac. Spec. - NOX Rate Summer v3.1, Unit 2859 and retrofits | 579 | 1797 | Rate Constraint in lbs/MMBtu | FALSE | L | Annual | Constraint Shadow Price | US2016$/Ton | 0 | 0 | 0 | 0 | 0 | 0 | 0 | 0
IL Fac. Spec. - NOX Rate Summer v3.1, Unit 2860 and retrofits | 580 | 1797 | Rate Constraint in lbs/MMBtu | FALSE | L | Annual | Seasons Included | Seasons | Summer | Summer | Summer | Summer | Summer | Summer | Summer | Summer
IL Fac. Spec. - NOX Rate Summer v3.1, Unit 2860 and retrofits | 580 | 1797 | Rate Constraint in lbs/MMBtu | FALSE | L | Annual | Standard NOX | lb/MMBtu | 0.25 | 0.25 | 0.25 | 0.25 | 0.25 | 0.25 | 0.25 | 0.25
IL Fac. Spec. - NOX Rate Summer v3.1, Unit 2860 and retrofits | 580 | 1797 | Rate Constraint in lbs/MMBtu | FALSE | L | Annual | Emissions at Affected Plants NOX | Thousand Tons | 0.013248 | 0.013248 | 0.013248 | 0.012106 | 0.013248 | 0.0074389 | 0.0032741 | 0.0074389
IL Fac. Spec. - NOX Rate Summer v3.1, Unit 2860 and retrofits | 580 | 1797 | Rate Constraint in lbs/MMBtu | FALSE | L | Annual | Allowances Purchased NOX | Thousand Tons | 0 | 0 | 0 | 0 | 0 | 0 | 0 | 0
IL Fac. Spec. - NOX Rate Summer v3.1, Unit 2860 and retrofits | 580 | 1797 | Rate Constraint in lbs/MMBtu | FALSE | L | Annual | Allowances Sold NOX | Thousand Tons | 0 | 0 | 0 | 0 | 0 | 0 | 0 | 0
IL Fac. Spec. - NOX Rate Summer v3.1, Unit 2860 and retrofits | 580 | 1797 | Rate Constraint in lbs/MMBtu | FALSE | L | Annual | Allowances Banked | Thousand Tons | 0 | 0 | 0 | 0 | 0 | 0 | 0 | 0
IL Fac. Spec. - NOX Rate Summer v3.1, Unit 2860 and retrofits | 580 | 1797 | Rate Constraint in lbs/MMBtu | FALSE | L | Annual | Allowances Withdrawn (1:1) | Thousand Tons | 0 | 0 | 0 | 0 | 0 | 0 | 0 | 0
IL Fac. Spec. - NOX Rate Summer v3.1, Unit 2860 and retrofits | 580 | 1797 | Rate Constraint in lbs/MMBtu | FALSE | L | Annual | Allowances Withdrawn (n:1) | Thousand Tons | 0 | 0 | 0 | 0 | 0 | 0 | 0 | 0
IL Fac. Spec. - NOX Rate Summer v3.1, Unit 2860 and retrofits | 580 | 1797 | Rate Constraint in lbs/MMBtu | FALSE | L | Annual | Net Emissions Allowance Position | Thousand Tons | 0.013248 | 0.013248 | 0.013248 | 0.012106 | 0.013248 | 0.0074389 | 0.0032741 | 0.0074389
IL Fac. Spec. - NOX Rate Summer v3.1, Unit 2860 and retrofits | 580 | 1797 | Rate Constraint in lbs/MMBtu | FALSE | L | Annual | Fuel Consumed | TBtu | 2.9213 | 2.9213 | 2.9213 | 2.6695 | 2.9213 | 1.6403 | 0.72196 | 1.6403
IL Fac. Spec. - NOX Rate Summer v3.1, Unit 2860 and retrofits | 580 | 1797 | Rate Constraint in lbs/MMBtu | FALSE | L | Annual | Rate | lb/MMBtu | 0.00907 | 0.00907 | 0.00907 | 0.00907 | 0.00907 | 0.00907 | 0.00907 | 0.00907
IL Fac. Spec. - NOX Rate Summer v3.1, Unit 2860 and retrofits | 580 | 1797 | Rate Constraint in lbs/MMBtu | FALSE | L | Annual | Generation | TWh | 0.39985 | 0.39985 | 0.39985 | 0.36538 | 0.39985 | 0.22452 | 0.098817 | 0.22452
IL Fac. Spec. - NOX Rate Summer v3.1, Unit 2860 and retrofits | 580 | 1797 | Rate Constraint in lbs/MMBtu | FALSE | L | Annual | Qualifying Generation | TWh | 0.39985 | 0.39985 | 0.39985 | 0.36538 | 0.39985 | 0.22452 | 0.098817 | 0.22452
IL Fac. Spec. - NOX Rate Summer v3.1, Unit 2860 and retrofits | 580 | 1797 | Rate Constraint in lbs/MMBtu | FALSE | L | Annual | Rate | lb/MWh | 0.066265 | 0.066265 | 0.066265 | 0.066265 | 0.066265 | 0.066265 | 0.066265 | 0.066265
IL Fac. Spec. - NOX Rate Summer v3.1, Unit 2860 and retrofits | 580 | 1797 | Rate Constraint in lbs/MMBtu | FALSE | L | Annual | Constraint Shadow Price | US2016$/Ton | 0 | 0 | 0 | 0 | 0 | 0 | 0 | 0
IL Fac. Spec. - NOX Rate Summer v3.1, Unit 2861 and retrofits | 581 | 1797 | Rate Constraint in lbs/MMBtu | FALSE | L | Annual | Seasons Included | Seasons | Summer | Summer | Summer | Summer | Summer | Summer | Summer | Summer
IL Fac. Spec. - NOX Rate Summer v3.1, Unit 2861 and retrofits | 581 | 1797 | Rate Constraint in lbs/MMBtu | FALSE | L | Annual | Standard NOX | lb/MMBtu | 0.25 | 0.25 | 0.25 | 0.25 | 0.25 | 0.25 | 0.25 | 0.25
IL Fac. Spec. - NOX Rate Summer v3.1, Unit 2861 and retrofits | 581 | 1797 | Rate Constraint in lbs/MMBtu | FALSE | L | Annual | Emissions at Affected Plants NOX | Thousand Tons | 0.015293 | 0.015293 | 0.013975 | 0.013975 | 0.015293 | 0.0085872 | 0.0037795 | 0.0085872
IL Fac. Spec. - NOX Rate Summer v3.1, Unit 2861 and retrofits | 581 | 1797 | Rate Constraint in lbs/MMBtu | FALSE | L | Annual | Allowances Purchased NOX | Thousand Tons | 0 | 0 | 0 | 0 | 0 | 0 | 0 | 0
IL Fac. Spec. - NOX Rate Summer v3.1, Unit 2861 and retrofits | 581 | 1797 | Rate Constraint in lbs/MMBtu | FALSE | L | Annual | Allowances Sold NOX | Thousand Tons | 0 | 0 | 0 | 0 | 0 | 0 | 0 | 0
IL Fac. Spec. - NOX Rate Summer v3.1, Unit 2861 and retrofits | 581 | 1797 | Rate Constraint in lbs/MMBtu | FALSE | L | Annual | Allowances Banked | Thousand Tons | 0 | 0 | 0 | 0 | 0 | 0 | 0 | 0
IL Fac. Spec. - NOX Rate Summer v3.1, Unit 2861 and retrofits | 581 | 1797 | Rate Constraint in lbs/MMBtu | FALSE | L | Annual | Allowances Withdrawn (1:1) | Thousand Tons | 0 | 0 | 0 | 0 | 0 | 0 | 0 | 0
IL Fac. Spec. - NOX Rate Summer v3.1, Unit 2861 and retrofits | 581 | 1797 | Rate Constraint in lbs/MMBtu | FALSE | L | Annual | Allowances Withdrawn (n:1) | Thousand Tons | 0 | 0 | 0 | 0 | 0 | 0 | 0 | 0
IL Fac. Spec. - NOX Rate Summer v3.1, Unit 2861 and retrofits | 581 | 1797 | Rate Constraint in lbs/MMBtu | FALSE | L | Annual | Net Emissions Allowance Position | Thousand Tons | 0.015293 | 0.015293 | 0.013975 | 0.013975 | 0.015293 | 0.0085872 | 0.0037795 | 0.0085872
IL Fac. Spec. - NOX Rate Summer v3.1, Unit 2861 and retrofits | 581 | 1797 | Rate Constraint in lbs/MMBtu | FALSE | L | Annual | Fuel Consumed | TBtu | 2.9213 | 2.9213 | 2.6695 | 2.6695 | 2.9213 | 1.6403 | 0.72196 | 1.6403
IL Fac. Spec. - NOX Rate Summer v3.1, Unit 2861 and retrofits | 581 | 1797 | Rate Constraint in lbs/MMBtu | FALSE | L | Annual | Rate | lb/MMBtu | 0.01047 | 0.01047 | 0.01047 | 0.01047 | 0.01047 | 0.01047 | 0.01047 | 0.01047
IL Fac. Spec. - NOX Rate Summer v3.1, Unit 2861 and retrofits | 581 | 1797 | Rate Constraint in lbs/MMBtu | FALSE | L | Annual | Generation | TWh | 0.39985 | 0.39985 | 0.36538 | 0.36538 | 0.39985 | 0.22452 | 0.098817 | 0.22452
IL Fac. Spec. - NOX Rate Summer v3.1, Unit 2861 and retrofits | 581 | 1797 | Rate Constraint in lbs/MMBtu | FALSE | L | Annual | Qualifying Generation | TWh | 0.39985 | 0.39985 | 0.36538 | 0.36538 | 0.39985 | 0.22452 | 0.098817 | 0.22452
IL Fac. Spec. - NOX Rate Summer v3.1, Unit 2861 and retrofits | 581 | 1797 | Rate Constraint in lbs/MMBtu | FALSE | L | Annual | Rate | lb/MWh | 0.076494 | 0.076494 | 0.076494 | 0.076494 | 0.076494 | 0.076494 | 0.076494 | 0.076494
IL Fac. Spec. - NOX Rate Summer v3.1, Unit 2861 and retrofits | 581 | 1797 | Rate Constraint in lbs/MMBtu | FALSE | L | Annual | Constraint Shadow Price | US2016$/Ton | 0 | 0 | 0 | 0 | 0 | 0 | 0 | 0
IL Fac. Spec. - NOX Rate Summer v3.1, Unit 2862 and retrofits | 582 | 1797 | Rate Constraint in lbs/MMBtu | FALSE | L | Annual | Seasons Included | Seasons | Summer | Summer | Summer | Summer | Summer | Summer | Summer | Summer
IL Fac. Spec. - NOX Rate Summer v3.1, Unit 2862 and retrofits | 582 | 1797 | Rate Constraint in lbs/MMBtu | FALSE | L | Annual | Standard NOX | lb/MMBtu | 0.25 | 0.25 | 0.25 | 0.25 | 0.25 | 0.25 | 0.25 | 0.25
IL Fac. Spec. - NOX Rate Summer v3.1, Unit 2862 and retrofits | 582 | 1797 | Rate Constraint in lbs/MMBtu | FALSE | L | Annual | Emissions at Affected Plants NOX | Thousand Tons | 0.016797 | 0.016797 | 0.016797 | 0.015349 | 0.016797 | 0.009432 | 0.0041513 | 0.009432
IL Fac. Spec. - NOX Rate Summer v3.1, Unit 2862 and retrofits | 582 | 1797 | Rate Constraint in lbs/MMBtu | FALSE | L | Annual | Allowances Purchased NOX | Thousand Tons | 0 | 0 | 0 | 0 | 0 | 0 | 0 | 0
IL Fac. Spec. - NOX Rate Summer v3.1, Unit 2862 and retrofits | 582 | 1797 | Rate Constraint in lbs/MMBtu | FALSE | L | Annual | Allowances Sold NOX | Thousand Tons | 0 | 0 | 0 | 0 | 0 | 0 | 0 | 0
IL Fac. Spec. - NOX Rate Summer v3.1, Unit 2862 and retrofits | 582 | 1797 | Rate Constraint in lbs/MMBtu | FALSE | L | Annual | Allowances Banked | Thousand Tons | 0 | 0 | 0 | 0 | 0 | 0 | 0 | 0
IL Fac. Spec. - NOX Rate Summer v3.1, Unit 2862 and retrofits | 582 | 1797 | Rate Constraint in lbs/MMBtu | FALSE | L | Annual | Allowances Withdrawn (1:1) | Thousand Tons | 0 | 0 | 0 | 0 | 0 | 0 | 0 | 0
IL Fac. Spec. - NOX Rate Summer v3.1, Unit 2862 and retrofits | 582 | 1797 | Rate Constraint in lbs/MMBtu | FALSE | L | Annual | Allowances Withdrawn (n:1) | Thousand Tons | 0 | 0 | 0 | 0 | 0 | 0 | 0 | 0
IL Fac. Spec. - NOX Rate Summer v3.1, Unit 2862 and retrofits | 582 | 1797 | Rate Constraint in lbs/MMBtu | FALSE | L | Annual | Net Emissions Allowance Position | Thousand Tons | 0.016797 | 0.016797 | 0.016797 | 0.015349 | 0.016797 | 0.009432 | 0.0041513 | 0.009432
IL Fac. Spec. - NOX Rate Summer v3.1, Unit 2862 and retrofits | 582 | 1797 | Rate Constraint in lbs/MMBtu | FALSE | L | Annual | Fuel Consumed | TBtu | 2.9213 | 2.9213 | 2.9213 | 2.6695 | 2.9213 | 1.6403 | 0.72196 | 1.6403
IL Fac. Spec. - NOX Rate Summer v3.1, Unit 2862 and retrofits | 582 | 1797 | Rate Constraint in lbs/MMBtu | FALSE | L | Annual | Rate | lb/MMBtu | 0.0115 | 0.0115 | 0.0115 | 0.0115 | 0.0115 | 0.0115 | 0.0115 | 0.0115
IL Fac. Spec. - NOX Rate Summer v3.1, Unit 2862 and retrofits | 582 | 1797 | Rate Constraint in lbs/MMBtu | FALSE | L | Annual | Generation | TWh | 0.39985 | 0.39985 | 0.39985 | 0.36538 | 0.39985 | 0.22452 | 0.098817 | 0.22452
IL Fac. Spec. - NOX Rate Summer v3.1, Unit 2862 and retrofits | 582 | 1797 | Rate Constraint in lbs/MMBtu | FALSE | L | Annual | Qualifying Generation | TWh | 0.39985 | 0.39985 | 0.39985 | 0.36538 | 0.39985 | 0.22452 | 0.098817 | 0.22452
IL Fac. Spec. - NOX Rate Summer v3.1, Unit 2862 and retrofits | 582 | 1797 | Rate Constraint in lbs/MMBtu | FALSE | L | Annual | Rate | lb/MWh | 0.084019 | 0.084019 | 0.084019 | 0.084019 | 0.084019 | 0.084019 | 0.084019 | 0.084019
IL Fac. Spec. - NOX Rate Summer v3.1, Unit 2862 and retrofits | 582 | 1797 | Rate Constraint in lbs/MMBtu | FALSE | L | Annual | Constraint Shadow Price | US2016$/Ton | 0 | 0 | 0 | 0 | 0 | 0 | 0 | 0
IL Fac. Spec. - NOX Rate Summer v3.1, Unit 2863 and retrofits | 583 | 1797 | Rate Constraint in lbs/MMBtu | FALSE | L | Annual | Seasons Included | Seasons | Summer | Summer | Summer | Summer | Summer | Summer | Summer | Summer
IL Fac. Spec. - NOX Rate Summer v3.1, Unit 2863 and retrofits | 583 | 1797 | Rate Constraint in lbs/MMBtu | FALSE | L | Annual | Standard NOX | lb/MMBtu | 0.25 | 0.25 | 0.25 | 0.25 | 0.25 | 0.25 | 0.25 | 0.25
IL Fac. Spec. - NOX Rate Summer v3.1, Unit 2863 and retrofits | 583 | 1797 | Rate Constraint in lbs/MMBtu | FALSE | L | Annual | Emissions at Affected Plants NOX | Thousand Tons | 0.015483 | 0.015483 | 0.015483 | 0.014148 | 0.015483 | 0.0086938 | 0.0038264 | 0.0086938
IL Fac. Spec. - NOX Rate Summer v3.1, Unit 2863 and retrofits | 583 | 1797 | Rate Constraint in lbs/MMBtu | FALSE | L | Annual | Allowances Purchased NOX | Thousand Tons | 0 | 0 | 0 | 0 | 0 | 0 | 0 | 0
IL Fac. Spec. - NOX Rate Summer v3.1, Unit 2863 and retrofits | 583 | 1797 | Rate Constraint in lbs/MMBtu | FALSE | L | Annual | Allowances Sold NOX | Thousand Tons | 0 | 0 | 0 | 0 | 0 | 0 | 0 | 0
IL Fac. Spec. - NOX Rate Summer v3.1, Unit 2863 and retrofits | 583 | 1797 | Rate Constraint in lbs/MMBtu | FALSE | L | Annual | Allowances Banked | Thousand Tons | 0 | 0 | 0 | 0 | 0 | 0 | 0 | 0
IL Fac. Spec. - NOX Rate Summer v3.1, Unit 2863 and retrofits | 583 | 1797 | Rate Constraint in lbs/MMBtu | FALSE | L | Annual | Allowances Withdrawn (1:1) | Thousand Tons | 0 | 0 | 0 | 0 | 0 | 0 | 0 | 0
IL Fac. Spec. - NOX Rate Summer v3.1, Unit 2863 and retrofits | 583 | 1797 | Rate Constraint in lbs/MMBtu | FALSE | L | Annual | Allowances Withdrawn (n:1) | Thousand Tons | 0 | 0 | 0 | 0 | 0 | 0 | 0 | 0
IL Fac. Spec. - NOX Rate Summer v3.1, Unit 2863 and retrofits | 583 | 1797 | Rate Constraint in lbs/MMBtu | FALSE | L | Annual | Net Emissions Allowance Position | Thousand Tons | 0.015483 | 0.015483 | 0.015483 | 0.014148 | 0.015483 | 0.0086938 | 0.0038264 | 0.0086938
IL Fac. Spec. - NOX Rate Summer v3.1, Unit 2863 and retrofits | 583 | 1797 | Rate Constraint in lbs/MMBtu | FALSE | L | Annual | Fuel Consumed | TBtu | 2.9213 | 2.9213 | 2.9213 | 2.6695 | 2.9213 | 1.6403 | 0.72196 | 1.6403
IL Fac. Spec. - NOX Rate Summer v3.1, Unit 2863 and retrofits | 583 | 1797 | Rate Constraint in lbs/MMBtu | FALSE | L | Annual | Rate | lb/MMBtu | 0.0106 | 0.0106 | 0.0106 | 0.0106 | 0.0106 | 0.0106 | 0.0106 | 0.0106
IL Fac. Spec. - NOX Rate Summer v3.1, Unit 2863 and retrofits | 583 | 1797 | Rate Constraint in lbs/MMBtu | FALSE | L | Annual | Generation | TWh | 0.39985 | 0.39985 | 0.39985 | 0.36538 | 0.39985 | 0.22452 | 0.098817 | 0.22452
IL Fac. Spec. - NOX Rate Summer v3.1, Unit 2863 and retrofits | 583 | 1797 | Rate Constraint in lbs/MMBtu | FALSE | L | Annual | Qualifying Generation | TWh | 0.39985 | 0.39985 | 0.39985 | 0.36538 | 0.39985 | 0.22452 | 0.098817 | 0.22452
IL Fac. Spec. - NOX Rate Summer v3.1, Unit 2863 and retrofits | 583 | 1797 | Rate Constraint in lbs/MMBtu | FALSE | L | Annual | Rate | lb/MWh | 0.077444 | 0.077444 | 0.077444 | 0.077444 | 0.077444 | 0.077444 | 0.077444 | 0.077444
IL Fac. Spec. - NOX Rate Summer v3.1, Unit 2863 and retrofits | 583 | 1797 | Rate Constraint in lbs/MMBtu | FALSE | L | Annual | Constraint Shadow Price | US2016$/Ton | 0 | 0 | 0 | 0 | 0 | 0 | 0 | 0
IL Fac. Spec. - NOX Rate Summer v3.1, Unit 2864 and retrofits | 584 | 1797 | Rate Constraint in lbs/MMBtu | FALSE | L | Annual | Seasons Included | Seasons | Summer | Summer | Summer | Summer | Summer | Summer | Summer | Summer
IL Fac. Spec. - NOX Rate Summer v3.1, Unit 2864 and retrofits | 584 | 1797 | Rate Constraint in lbs/MMBtu | FALSE | L | Annual | Standard NOX | lb/MMBtu | 0.25 | 0.25 | 0.25 | 0.25 | 0.25 | 0.25 | 0.25 | 0.25
IL Fac. Spec. - NOX Rate Summer v3.1, Unit 2864 and retrofits | 584 | 1797 | Rate Constraint in lbs/MMBtu | FALSE | L | Annual | Emissions at Affected Plants NOX | Thousand Tons | 0.01035 | 0.01035 | 0.0094579 | 0.0094579 | 0.01035 | 0.0058117 | 0.0025579 | 0.0058117
IL Fac. Spec. - NOX Rate Summer v3.1, Unit 2864 and retrofits | 584 | 1797 | Rate Constraint in lbs/MMBtu | FALSE | L | Annual | Allowances Purchased NOX | Thousand Tons | 0 | 0 | 0 | 0 | 0 | 0 | 0 | 0
IL Fac. Spec. - NOX Rate Summer v3.1, Unit 2864 and retrofits | 584 | 1797 | Rate Constraint in lbs/MMBtu | FALSE | L | Annual | Allowances Sold NOX | Thousand Tons | 0 | 0 | 0 | 0 | 0 | 0 | 0 | 0
IL Fac. Spec. - NOX Rate Summer v3.1, Unit 2864 and retrofits | 584 | 1797 | Rate Constraint in lbs/MMBtu | FALSE | L | Annual | Allowances Banked | Thousand Tons | 0 | 0 | 0 | 0 | 0 | 0 | 0 | 0
IL Fac. Spec. - NOX Rate Summer v3.1, Unit 2864 and retrofits | 584 | 1797 | Rate Constraint in lbs/MMBtu | FALSE | L | Annual | Allowances Withdrawn (1:1) | Thousand Tons | 0 | 0 | 0 | 0 | 0 | 0 | 0 | 0
IL Fac. Spec. - NOX Rate Summer v3.1, Unit 2864 and retrofits | 584 | 1797 | Rate Constraint in lbs/MMBtu | FALSE | L | Annual | Allowances Withdrawn (n:1) | Thousand Tons | 0 | 0 | 0 | 0 | 0 | 0 | 0 | 0
IL Fac. Spec. - NOX Rate Summer v3.1, Unit 2864 and retrofits | 584 | 1797 | Rate Constraint in lbs/MMBtu | FALSE | L | Annual | Net Emissions Allowance Position | Thousand Tons | 0.01035 | 0.01035 | 0.0094579 | 0.0094579 | 0.01035 | 0.0058117 | 0.0025579 | 0.0058117
IL Fac. Spec. - NOX Rate Summer v3.1, Unit 2864 and retrofits | 584 | 1797 | Rate Constraint in lbs/MMBtu | FALSE | L | Annual | Fuel Consumed | TBtu | 2.2822 | 2.2822 | 2.0855 | 2.0855 | 2.2822 | 1.2815 | 0.56403 | 1.2815
IL Fac. Spec. - NOX Rate Summer v3.1, Unit 2864 and retrofits | 584 | 1797 | Rate Constraint in lbs/MMBtu | FALSE | L | Annual | Rate | lb/MMBtu | 0.00907 | 0.00907 | 0.00907 | 0.00907 | 0.00907 | 0.00907 | 0.00907 | 0.00907
IL Fac. Spec. - NOX Rate Summer v3.1, Unit 2864 and retrofits | 584 | 1797 | Rate Constraint in lbs/MMBtu | FALSE | L | Annual | Generation | TWh | 0.31238 | 0.31238 | 0.28545 | 0.28545 | 0.31238 | 0.17541 | 0.077201 | 0.17541
IL Fac. Spec. - NOX Rate Summer v3.1, Unit 2864 and retrofits | 584 | 1797 | Rate Constraint in lbs/MMBtu | FALSE | L | Annual | Qualifying Generation | TWh | 0.31238 | 0.31238 | 0.28545 | 0.28545 | 0.31238 | 0.17541 | 0.077201 | 0.17541
IL Fac. Spec. - NOX Rate Summer v3.1, Unit 2864 and retrofits | 584 | 1797 | Rate Constraint in lbs/MMBtu | FALSE | L | Annual | Rate | lb/MWh | 0.066265 | 0.066265 | 0.066265 | 0.066265 | 0.066265 | 0.066265 | 0.066265 | 0.066265
IL Fac. Spec. - NOX Rate Summer v3.1, Unit 2864 and retrofits | 584 | 1797 | Rate Constraint in lbs/MMBtu | FALSE | L | Annual | Constraint Shadow Price | US2016$/Ton | 0 | 0 | 0 | 0 | 0 | 0 | 0 | 0
IL Fac. Spec. - NOX Rate Summer v3.1, Unit 2865 and retrofits | 585 | 1797 | Rate Constraint in lbs/MMBtu | FALSE | L | Annual | Seasons Included | Seasons | Summer | Summer | Summer | Summer | Summer | Summer | Summer | Summer
IL Fac. Spec. - NOX Rate Summer v3.1, Unit 2865 and retrofits | 585 | 1797 | Rate Constraint in lbs/MMBtu | FALSE | L | Annual | Standard NOX | lb/MMBtu | 0.25 | 0.25 | 0.25 | 0.25 | 0.25 | 0.25 | 0.25 | 0.25
IL Fac. Spec. - NOX Rate Summer v3.1, Unit 2865 and retrofits | 585 | 1797 | Rate Constraint in lbs/MMBtu | FALSE | L | Annual | Emissions at Affected Plants NOX | Thousand Tons | 0.011948 | 0.011948 | 0.010918 | 0.010918 | 0.011948 | 0.0067087 | 0.0029527 | 0.0029527
IL Fac. Spec. - NOX Rate Summer v3.1, Unit 2865 and retrofits | 585 | 1797 | Rate Constraint in lbs/MMBtu | FALSE | L | Annual | Allowances Purchased NOX | Thousand Tons | 0 | 0 | 0 | 0 | 0 | 0 | 0 | 0
IL Fac. Spec. - NOX Rate Summer v3.1, Unit 2865 and retrofits | 585 | 1797 | Rate Constraint in lbs/MMBtu | FALSE | L | Annual | Allowances Sold NOX | Thousand Tons | 0 | 0 | 0 | 0 | 0 | 0 | 0 | 0
IL Fac. Spec. - NOX Rate Summer v3.1, Unit 2865 and retrofits | 585 | 1797 | Rate Constraint in lbs/MMBtu | FALSE | L | Annual | Allowances Banked | Thousand Tons | 0 | 0 | 0 | 0 | 0 | 0 | 0 | 0
IL Fac. Spec. - NOX Rate Summer v3.1, Unit 2865 and retrofits | 585 | 1797 | Rate Constraint in lbs/MMBtu | FALSE | L | Annual | Allowances Withdrawn (1:1) | Thousand Tons | 0 | 0 | 0 | 0 | 0 | 0 | 0 | 0
IL Fac. Spec. - NOX Rate Summer v3.1, Unit 2865 and retrofits | 585 | 1797 | Rate Constraint in lbs/MMBtu | FALSE | L | Annual | Allowances Withdrawn (n:1) | Thousand Tons | 0 | 0 | 0 | 0 | 0 | 0 | 0 | 0
IL Fac. Spec. - NOX Rate Summer v3.1, Unit 2865 and retrofits | 585 | 1797 | Rate Constraint in lbs/MMBtu | FALSE | L | Annual | Net Emissions Allowance Position | Thousand Tons | 0.011948 | 0.011948 | 0.010918 | 0.010918 | 0.011948 | 0.0067087 | 0.0029527 | 0.0029527
IL Fac. Spec. - NOX Rate Summer v3.1, Unit 2865 and retrofits | 585 | 1797 | Rate Constraint in lbs/MMBtu | FALSE | L | Annual | Fuel Consumed | TBtu | 2.2822 | 2.2822 | 2.0855 | 2.0855 | 2.2822 | 1.2815 | 0.56403 | 0.56403
IL Fac. Spec. - NOX Rate Summer v3.1, Unit 2865 and retrofits | 585 | 1797 | Rate Constraint in lbs/MMBtu | FALSE | L | Annual | Rate | lb/MMBtu | 0.01047 | 0.01047 | 0.01047 | 0.01047 | 0.01047 | 0.01047 | 0.01047 | 0.01047
IL Fac. Spec. - NOX Rate Summer v3.1, Unit 2865 and retrofits | 585 | 1797 | Rate Constraint in lbs/MMBtu | FALSE | L | Annual | Generation | TWh | 0.31238 | 0.31238 | 0.28545 | 0.28545 | 0.31238 | 0.17541 | 0.077201 | 0.077201
IL Fac. Spec. - NOX Rate Summer v3.1, Unit 2865 and retrofits | 585 | 1797 | Rate Constraint in lbs/MMBtu | FALSE | L | Annual | Qualifying Generation | TWh | 0.31238 | 0.31238 | 0.28545 | 0.28545 | 0.31238 | 0.17541 | 0.077201 | 0.077201
IL Fac. Spec. - NOX Rate Summer v3.1, Unit 2865 and retrofits | 585 | 1797 | Rate Constraint in lbs/MMBtu | FALSE | L | Annual | Rate | lb/MWh | 0.076494 | 0.076494 | 0.076494 | 0.076494 | 0.076494 | 0.076494 | 0.076494 | 0.076494
IL Fac. Spec. - NOX Rate Summer v3.1, Unit 2865 and retrofits | 585 | 1797 | Rate Constraint in lbs/MMBtu | FALSE | L | Annual | Constraint Shadow Price | US2016$/Ton | 0 | 0 | 0 | 0 | 0 | 0 | 0 | 0
IL Fac. Spec. - NOX Rate Summer v3.1, Unit 2866 and retrofits | 586 | 1797 | Rate Constraint in lbs/MMBtu | FALSE | L | Annual | Seasons Included | Seasons | Summer | Summer | Summer | Summer | Summer | Summer | Summer | Summer
IL Fac. Spec. - NOX Rate Summer v3.1, Unit 2866 and retrofits | 586 | 1797 | Rate Constraint in lbs/MMBtu | FALSE | L | Annual | Standard NOX | lb/MMBtu | 0.25 | 0.25 | 0.25 | 0.25 | 0.25 | 0.25 | 0.25 | 0.25
IL Fac. Spec. - NOX Rate Summer v3.1, Unit 2866 and retrofits | 586 | 1797 | Rate Constraint in lbs/MMBtu | FALSE | L | Annual | Emissions at Affected Plants NOX | Thousand Tons | 0.013123 | 0.013123 | 0.012613 | 0.011992 | 0.013123 | 0.0073687 | 0.0032432 | 0.0066042
IL Fac. Spec. - NOX Rate Summer v3.1, Unit 2866 and retrofits | 586 | 1797 | Rate Constraint in lbs/MMBtu | FALSE | L | Annual | Allowances Purchased NOX | Thousand Tons | 0 | 0 | 0 | 0 | 0 | 0 | 0 | 0
IL Fac. Spec. - NOX Rate Summer v3.1, Unit 2866 and retrofits | 586 | 1797 | Rate Constraint in lbs/MMBtu | FALSE | L | Annual | Allowances Sold NOX | Thousand Tons | 0 | 0 | 0 | 0 | 0 | 0 | 0 | 0
IL Fac. Spec. - NOX Rate Summer v3.1, Unit 2866 and retrofits | 586 | 1797 | Rate Constraint in lbs/MMBtu | FALSE | L | Annual | Allowances Banked | Thousand Tons | 0 | 0 | 0 | 0 | 0 | 0 | 0 | 0
IL Fac. Spec. - NOX Rate Summer v3.1, Unit 2866 and retrofits | 586 | 1797 | Rate Constraint in lbs/MMBtu | FALSE | L | Annual | Allowances Withdrawn (1:1) | Thousand Tons | 0 | 0 | 0 | 0 | 0 | 0 | 0 | 0
IL Fac. Spec. - NOX Rate Summer v3.1, Unit 2866 and retrofits | 586 | 1797 | Rate Constraint in lbs/MMBtu | FALSE | L | Annual | Allowances Withdrawn (n:1) | Thousand Tons | 0 | 0 | 0 | 0 | 0 | 0 | 0 | 0
IL Fac. Spec. - NOX Rate Summer v3.1, Unit 2866 and retrofits | 586 | 1797 | Rate Constraint in lbs/MMBtu | FALSE | L | Annual | Net Emissions Allowance Position | Thousand Tons | 0.013123 | 0.013123 | 0.012613 | 0.011992 | 0.013123 | 0.0073687 | 0.0032432 | 0.0066042
IL Fac. Spec. - NOX Rate Summer v3.1, Unit 2866 and retrofits | 586 | 1797 | Rate Constraint in lbs/MMBtu | FALSE | L | Annual | Fuel Consumed | TBtu | 2.2822 | 2.2822 | 2.1936 | 2.0855 | 2.2822 | 1.2815 | 0.56403 | 1.1486
IL Fac. Spec. - NOX Rate Summer v3.1, Unit 2866 and retrofits | 586 | 1797 | Rate Constraint in lbs/MMBtu | FALSE | L | Annual | Rate | lb/MMBtu | 0.0115 | 0.0115 | 0.0115 | 0.0115 | 0.0115 | 0.0115 | 0.0115 | 0.0115
IL Fac. Spec. - NOX Rate Summer v3.1, Unit 2866 and retrofits | 586 | 1797 | Rate Constraint in lbs/MMBtu | FALSE | L | Annual | Generation | TWh | 0.31238 | 0.31238 | 0.30024 | 0.28545 | 0.31238 | 0.17541 | 0.077201 | 0.15721
IL Fac. Spec. - NOX Rate Summer v3.1, Unit 2866 and retrofits | 586 | 1797 | Rate Constraint in lbs/MMBtu | FALSE | L | Annual | Qualifying Generation | TWh | 0.31238 | 0.31238 | 0.30024 | 0.28545 | 0.31238 | 0.17541 | 0.077201 | 0.15721
IL Fac. Spec. - NOX Rate Summer v3.1, Unit 2866 and retrofits | 586 | 1797 | Rate Constraint in lbs/MMBtu | FALSE | L | Annual | Rate | lb/MWh | 0.084019 | 0.084019 | 0.084019 | 0.084019 | 0.084019 | 0.084019 | 0.084019 | 0.084019
IL Fac. Spec. - NOX Rate Summer v3.1, Unit 2866 and retrofits | 586 | 1797 | Rate Constraint in lbs/MMBtu | FALSE | L | Annual | Constraint Shadow Price | US2016$/Ton | 0 | 0 | 0 | 0 | 0 | 0 | 0 | 0
IL Fac. Spec. - NOX Rate Summer v3.1, Unit 2867 and retrofits | 587 | 1797 | Rate Constraint in lbs/MMBtu | FALSE | L | Annual | Seasons Included | Seasons | Summer | Summer | Summer | Summer | Summer | Summer | Summer | Summer
IL Fac. Spec. - NOX Rate Summer v3.1, Unit 2867 and retrofits | 587 | 1797 | Rate Constraint in lbs/MMBtu | FALSE | L | Annual | Standard NOX | lb/MMBtu | 0.25 | 0.25 | 0.25 | 0.25 | 0.25 | 0.25 | 0.25 | 0.25
IL Fac. Spec. - NOX Rate Summer v3.1, Unit 2867 and retrofits | 587 | 1797 | Rate Constraint in lbs/MMBtu | FALSE | L | Annual | Emissions at Affected Plants NOX | Thousand Tons | 0.012096 | 0.012096 | 0.012096 | 0.011053 | 0.012096 | 0.006792 | 0.0029894 | 0.006792
IL Fac. Spec. - NOX Rate Summer v3.1, Unit 2867 and retrofits | 587 | 1797 | Rate Constraint in lbs/MMBtu | FALSE | L | Annual | Allowances Purchased NOX | Thousand Tons | 0 | 0 | 0 | 0 | 0 | 0 | 0 | 0
IL Fac. Spec. - NOX Rate Summer v3.1, Unit 2867 and retrofits | 587 | 1797 | Rate Constraint in lbs/MMBtu | FALSE | L | Annual | Allowances Sold NOX | Thousand Tons | 0 | 0 | 0 | 0 | 0 | 0 | 0 | 0
IL Fac. Spec. - NOX Rate Summer v3.1, Unit 2867 and retrofits | 587 | 1797 | Rate Constraint in lbs/MMBtu | FALSE | L | Annual | Allowances Banked | Thousand Tons | 0 | 0 | 0 | 0 | 0 | 0 | 0 | 0
IL Fac. Spec. - NOX Rate Summer v3.1, Unit 2867 and retrofits | 587 | 1797 | Rate Constraint in lbs/MMBtu | FALSE | L | Annual | Allowances Withdrawn (1:1) | Thousand Tons | 0 | 0 | 0 | 0 | 0 | 0 | 0 | 0
IL Fac. Spec. - NOX Rate Summer v3.1, Unit 2867 and retrofits | 587 | 1797 | Rate Constraint in lbs/MMBtu | FALSE | L | Annual | Allowances Withdrawn (n:1) | Thousand Tons | 0 | 0 | 0 | 0 | 0 | 0 | 0 | 0
IL Fac. Spec. - NOX Rate Summer v3.1, Unit 2867 and retrofits | 587 | 1797 | Rate Constraint in lbs/MMBtu | FALSE | L | Annual | Net Emissions Allowance Position | Thousand Tons | 0.012096 | 0.012096 | 0.012096 | 0.011053 | 0.012096 | 0.006792 | 0.0029894 | 0.006792
IL Fac. Spec. - NOX Rate Summer v3.1, Unit 2867 and retrofits | 587 | 1797 | Rate Constraint in lbs/MMBtu | FALSE | L | Annual | Fuel Consumed | TBtu | 2.2822 | 2.2822 | 2.2822 | 2.0855 | 2.2822 | 1.2815 | 0.56403 | 1.2815
IL Fac. Spec. - NOX Rate Summer v3.1, Unit 2867 and retrofits | 587 | 1797 | Rate Constraint in lbs/MMBtu | FALSE | L | Annual | Rate | lb/MMBtu | 0.0106 | 0.0106 | 0.0106 | 0.0106 | 0.0106 | 0.0106 | 0.0106 | 0.0106
IL Fac. Spec. - NOX Rate Summer v3.1, Unit 2867 and retrofits | 587 | 1797 | Rate Constraint in lbs/MMBtu | FALSE | L | Annual | Generation | TWh | 0.31238 | 0.31238 | 0.31238 | 0.28545 | 0.31238 | 0.17541 | 0.077201 | 0.17541
IL Fac. Spec. - NOX Rate Summer v3.1, Unit 2867 and retrofits | 587 | 1797 | Rate Constraint in lbs/MMBtu | FALSE | L | Annual | Qualifying Generation | TWh | 0.31238 | 0.31238 | 0.31238 | 0.28545 | 0.31238 | 0.17541 | 0.077201 | 0.17541
IL Fac. Spec. - NOX Rate Summer v3.1, Unit 2867 and retrofits | 587 | 1797 | Rate Constraint in lbs/MMBtu | FALSE | L | Annual | Rate | lb/MWh | 0.077444 | 0.077444 | 0.077444 | 0.077444 | 0.077444 | 0.077444 | 0.077444 | 0.077444
IL Fac. Spec. - NOX Rate Summer v3.1, Unit 2867 and retrofits | 587 | 1797 | Rate Constraint in lbs/MMBtu | FALSE | L | Annual | Constraint Shadow Price | US2016$/Ton | 0 | 0 | 0 | 0 | 0 | 0 | 0 | 0
IL Fac. Spec. - NOX Rate Summer v3.1, Unit 2869 and retrofits | 588 | 1797 | Rate Constraint in lbs/MMBtu | FALSE | L | Annual | Seasons Included | Seasons | Summer | Summer | Summer | Summer | Summer | Summer | Summer | Summer
IL Fac. Spec. - NOX Rate Summer v3.1, Unit 2869 and retrofits | 588 | 1797 | Rate Constraint in lbs/MMBtu | FALSE | L | Annual | Standard NOX | lb/MMBtu | 0.25 | 0.25 | 0.25 | 0.25 | 0.25 | 0.25 | 0.25 | 0.25
IL Fac. Spec. - NOX Rate Summer v3.1, Unit 2869 and retrofits | 588 | 1797 | Rate Constraint in lbs/MMBtu | FALSE | L | Annual | Emissions at Affected Plants NOX | Thousand Tons | 0.054086 | 0.054086 | 0.054086 | 0.054086 | 0.054086 | 0.054086 | 0.054086 | 0.054086
IL Fac. Spec. - NOX Rate Summer v3.1, Unit 2869 and retrofits | 588 | 1797 | Rate Constraint in lbs/MMBtu | FALSE | L | Annual | Allowances Purchased NOX | Thousand Tons | 0 | 0 | 0 | 0 | 0 | 0 | 0 | 0
IL Fac. Spec. - NOX Rate Summer v3.1, Unit 2869 and retrofits | 588 | 1797 | Rate Constraint in lbs/MMBtu | FALSE | L | Annual | Allowances Sold NOX | Thousand Tons | 0 | 0 | 0 | 0 | 0 | 0 | 0 | 0
IL Fac. Spec. - NOX Rate Summer v3.1, Unit 2869 and retrofits | 588 | 1797 | Rate Constraint in lbs/MMBtu | FALSE | L | Annual | Allowances Banked | Thousand Tons | 0 | 0 | 0 | 0 | 0 | 0 | 0 | 0
IL Fac. Spec. - NOX Rate Summer v3.1, Unit 2869 and retrofits | 588 | 1797 | Rate Constraint in lbs/MMBtu | FALSE | L | Annual | Allowances Withdrawn (1:1) | Thousand Tons | 0 | 0 | 0 | 0 | 0 | 0 | 0 | 0
IL Fac. Spec. - NOX Rate Summer v3.1, Unit 2869 and retrofits | 588 | 1797 | Rate Constraint in lbs/MMBtu | FALSE | L | Annual | Allowances Withdrawn (n:1) | Thousand Tons | 0 | 0 | 0 | 0 | 0 | 0 | 0 | 0
IL Fac. Spec. - NOX Rate Summer v3.1, Unit 2869 and retrofits | 588 | 1797 | Rate Constraint in lbs/MMBtu | FALSE | L | Annual | Net Emissions Allowance Position | Thousand Tons | 0.054086 | 0.054086 | 0.054086 | 0.054086 | 0.054086 | 0.054086 | 0.054086 | 0.054086
IL Fac. Spec. - NOX Rate Summer v3.1, Unit 2869 and retrofits | 588 | 1797 | Rate Constraint in lbs/MMBtu | FALSE | L | Annual | Fuel Consumed | TBtu | 0.91193 | 0.91193 | 0.91193 | 0.91193 | 0.91193 | 0.91193 | 0.91193 | 0.91193
IL Fac. Spec. - NOX Rate Summer v3.1, Unit 2869 and retrofits | 588 | 1797 | Rate Constraint in lbs/MMBtu | FALSE | L | Annual | Rate | lb/MMBtu | 0.11862 | 0.11862 | 0.11862 | 0.11862 | 0.11862 | 0.11862 | 0.11862 | 0.11862
IL Fac. Spec. - NOX Rate Summer v3.1, Unit 2869 and retrofits | 588 | 1797 | Rate Constraint in lbs/MMBtu | FALSE | L | Annual | Generation | TWh | 0.15557 | 0.15557 | 0.15557 | 0.15557 | 0.15557 | 0.15557 | 0.15557 | 0.15557
IL Fac. Spec. - NOX Rate Summer v3.1, Unit 2869 and retrofits | 588 | 1797 | Rate Constraint in lbs/MMBtu | FALSE | L | Annual | Qualifying Generation | TWh | 0.15557 | 0.15557 | 0.15557 | 0.15557 | 0.15557 | 0.15557 | 0.15557 | 0.15557
IL Fac. Spec. - NOX Rate Summer v3.1, Unit 2869 and retrofits | 588 | 1797 | Rate Constraint in lbs/MMBtu | FALSE | L | Annual | Rate | lb/MWh | 0.69534 | 0.69534 | 0.69534 | 0.69534 | 0.69534 | 0.69534 | 0.69534 | 0.69534
IL Fac. Spec. - NOX Rate Summer v3.1, Unit 2869 and retrofits | 588 | 1797 | Rate Constraint in lbs/MMBtu | FALSE | L | Annual | Constraint Shadow Price | US2016$/Ton | 0 | 0 | 0 | 0 | 0 | 0 | 0 | 0
IL Fac. Spec. - NOX Rate Summer v3.1, Unit 2870 and retrofits | 589 | 1797 | Rate Constraint in lbs/MMBtu | FALSE | L | Annual | Seasons Included | Seasons | Summer | Summer | Summer | Summer | Summer | Summer | Summer | Summer
IL Fac. Spec. - NOX Rate Summer v3.1, Unit 2870 and retrofits | 589 | 1797 | Rate Constraint in lbs/MMBtu | FALSE | L | Annual | Standard NOX | lb/MMBtu | 0.25 | 0.25 | 0.25 | 0.25 | 0.25 | 0.25 | 0.25 | 0.25
IL Fac. Spec. - NOX Rate Summer v3.1, Unit 2870 and retrofits | 589 | 1797 | Rate Constraint in lbs/MMBtu | FALSE | L | Annual | Emissions at Affected Plants NOX | Thousand Tons | 0.054086 | 0.054086 | 0.054086 | 0.054086 | 0.054086 | 0.054086 | 0.054086 | 0.054086
IL Fac. Spec. - NOX Rate Summer v3.1, Unit 2870 and retrofits | 589 | 1797 | Rate Constraint in lbs/MMBtu | FALSE | L | Annual | Allowances Purchased NOX | Thousand Tons | 0 | 0 | 0 | 0 | 0 | 0 | 0 | 0
IL Fac. Spec. - NOX Rate Summer v3.1, Unit 2870 and retrofits | 589 | 1797 | Rate Constraint in lbs/MMBtu | FALSE | L | Annual | Allowances Sold NOX | Thousand Tons | 0 | 0 | 0 | 0 | 0 | 0 | 0 | 0
IL Fac. Spec. - NOX Rate Summer v3.1, Unit 2870 and retrofits | 589 | 1797 | Rate Constraint in lbs/MMBtu | FALSE | L | Annual | Allowances Banked | Thousand Tons | 0 | 0 | 0 | 0 | 0 | 0 | 0 | 0
IL Fac. Spec. - NOX Rate Summer v3.1, Unit 2870 and retrofits | 589 | 1797 | Rate Constraint in lbs/MMBtu | FALSE | L | Annual | Allowances Withdrawn (1:1) | Thousand Tons | 0 | 0 | 0 | 0 | 0 | 0 | 0 | 0
IL Fac. Spec. - NOX Rate Summer v3.1, Unit 2870 and retrofits | 589 | 1797 | Rate Constraint in lbs/MMBtu | FALSE | L | Annual | Allowances Withdrawn (n:1) | Thousand Tons | 0 | 0 | 0 | 0 | 0 | 0 | 0 | 0
IL Fac. Spec. - NOX Rate Summer v3.1, Unit 2870 and retrofits | 589 | 1797 | Rate Constraint in lbs/MMBtu | FALSE | L | Annual | Net Emissions Allowance Position | Thousand Tons | 0.054086 | 0.054086 | 0.054086 | 0.054086 | 0.054086 | 0.054086 | 0.054086 | 0.054086
IL Fac. Spec. - NOX Rate Summer v3.1, Unit 2870 and retrofits | 589 | 1797 | Rate Constraint in lbs/MMBtu | FALSE | L | Annual | Fuel Consumed | TBtu | 0.91193 | 0.91193 | 0.91193 | 0.91193 | 0.91193 | 0.91193 | 0.91193 | 0.91193
IL Fac. Spec. - NOX Rate Summer v3.1, Unit 2870 and retrofits | 589 | 1797 | Rate Constraint in lbs/MMBtu | FALSE | L | Annual | Rate | lb/MMBtu | 0.11862 | 0.11862 | 0.11862 | 0.11862 | 0.11862 | 0.11862 | 0.11862 | 0.11862
IL Fac. Spec. - NOX Rate Summer v3.1, Unit 2870 and retrofits | 589 | 1797 | Rate Constraint in lbs/MMBtu | FALSE | L | Annual | Generation | TWh | 0.15557 | 0.15557 | 0.15557 | 0.15557 | 0.15557 | 0.15557 | 0.15557 | 0.15557
IL Fac. Spec. - NOX Rate Summer v3.1, Unit 2870 and retrofits | 589 | 1797 | Rate Constraint in lbs/MMBtu | FALSE | L | Annual | Qualifying Generation | TWh | 0.15557 | 0.15557 | 0.15557 | 0.15557 | 0.15557 | 0.15557 | 0.15557 | 0.15557
IL Fac. Spec. - NOX Rate Summer v3.1, Unit 2870 and retrofits | 589 | 1797 | Rate Constraint in lbs/MMBtu | FALSE | L | Annual | Rate | lb/MWh | 0.69534 | 0.69534 | 0.69534 | 0.69534 | 0.69534 | 0.69534 | 0.69534 | 0.69534
IL Fac. Spec. - NOX Rate Summer v3.1, Unit 2870 and retrofits | 589 | 1797 | Rate Constraint in lbs/MMBtu | FALSE | L | Annual | Constraint Shadow Price | US2016$/Ton | 0 | 0 | 0 | 0 | 0 | 0 | 0 | 0
IL Fac. Spec. - NOX Rate Summer v3.1, Unit 2871 and retrofits | 590 | 1797 | Rate Constraint in lbs/MMBtu | FALSE | L | Annual | Seasons Included | Seasons | Summer | Summer | Summer | Summer | Summer | Summer | Summer | Summer
IL Fac. Spec. - NOX Rate Summer v3.1, Unit 2871 and retrofits | 590 | 1797 | Rate Constraint in lbs/MMBtu | FALSE | L | Annual | Standard NOX | lb/MMBtu | 0.25 | 0.25 | 0.25 | 0.25 | 0.25 | 0.25 | 0.25 | 0.25
IL Fac. Spec. - NOX Rate Summer v3.1, Unit 2871 and retrofits | 590 | 1797 | Rate Constraint in lbs/MMBtu | FALSE | L | Annual | Emissions at Affected Plants NOX | Thousand Tons | 0.050206 | 0.050206 | 0.050206 | 0.050206 | 0.050206 | 0.050206 | 0.050206 | 0.050206
IL Fac. Spec. - NOX Rate Summer v3.1, Unit 2871 and retrofits | 590 | 1797 | Rate Constraint in lbs/MMBtu | FALSE | L | Annual | Allowances Purchased NOX | Thousand Tons | 0 | 0 | 0 | 0 | 0 | 0 | 0 | 0
IL Fac. Spec. - NOX Rate Summer v3.1, Unit 2871 and retrofits | 590 | 1797 | Rate Constraint in lbs/MMBtu | FALSE | L | Annual | Allowances Sold NOX | Thousand Tons | 0 | 0 | 0 | 0 | 0 | 0 | 0 | 0
IL Fac. Spec. - NOX Rate Summer v3.1, Unit 2871 and retrofits | 590 | 1797 | Rate Constraint in lbs/MMBtu | FALSE | L | Annual | Allowances Banked | Thousand Tons | 0 | 0 | 0 | 0 | 0 | 0 | 0 | 0
IL Fac. Spec. - NOX Rate Summer v3.1, Unit 2871 and retrofits | 590 | 1797 | Rate Constraint in lbs/MMBtu | FALSE | L | Annual | Allowances Withdrawn (1:1) | Thousand Tons | 0 | 0 | 0 | 0 | 0 | 0 | 0 | 0
IL Fac. Spec. - NOX Rate Summer v3.1, Unit 2871 and retrofits | 590 | 1797 | Rate Constraint in lbs/MMBtu | FALSE | L | Annual | Allowances Withdrawn (n:1) | Thousand Tons | 0 | 0 | 0 | 0 | 0 | 0 | 0 | 0
IL Fac. Spec. - NOX Rate Summer v3.1, Unit 2871 and retrofits | 590 | 1797 | Rate Constraint in lbs/MMBtu | FALSE | L | Annual | Net Emissions Allowance Position | Thousand Tons | 0.050206 | 0.050206 | 0.050206 | 0.050206 | 0.050206 | 0.050206 | 0.050206 | 0.050206
IL Fac. Spec. - NOX Rate Summer v3.1, Unit 2871 and retrofits | 590 | 1797 | Rate Constraint in lbs/MMBtu | FALSE | L | Annual | Fuel Consumed | TBtu | 0.84652 | 0.84652 | 0.84652 | 0.84652 | 0.84652 | 0.84652 | 0.84652 | 0.84652
IL Fac. Spec. - NOX Rate Summer v3.1, Unit 2871 and retrofits | 590 | 1797 | Rate Constraint in lbs/MMBtu | FALSE | L | Annual | Rate | lb/MMBtu | 0.11862 | 0.11862 | 0.11862 | 0.11862 | 0.11862 | 0.11862 | 0.11862 | 0.11862
IL Fac. Spec. - NOX Rate Summer v3.1, Unit 2871 and retrofits | 590 | 1797 | Rate Constraint in lbs/MMBtu | FALSE | L | Annual | Generation | TWh | 0.14441 | 0.14441 | 0.14441 | 0.14441 | 0.14441 | 0.14441 | 0.14441 | 0.14441
IL Fac. Spec. - NOX Rate Summer v3.1, Unit 2871 and retrofits | 590 | 1797 | Rate Constraint in lbs/MMBtu | FALSE | L | Annual | Qualifying Generation | TWh | 0.14441 | 0.14441 | 0.14441 | 0.14441 | 0.14441 | 0.14441 | 0.14441 | 0.14441
IL Fac. Spec. - NOX Rate Summer v3.1, Unit 2871 and retrofits | 590 | 1797 | Rate Constraint in lbs/MMBtu | FALSE | L | Annual | Rate | lb/MWh | 0.69534 | 0.69534 | 0.69534 | 0.69534 | 0.69534 | 0.69534 | 0.69534 | 0.69534
IL Fac. Spec. - NOX Rate Summer v3.1, Unit 2871 and retrofits | 590 | 1797 | Rate Constraint in lbs/MMBtu | FALSE | L | Annual | Constraint Shadow Price | US2016$/Ton | 0 | 0 | 0 | 0 | 0 | 0 | 0 | 0
IL Fac. Spec. - NOX Rate Summer v3.1, Unit 2872 and retrofits | 591 | 1797 | Rate Constraint in lbs/MMBtu | FALSE | L | Annual | Seasons Included | Seasons | Summer | Summer | Summer | Summer | Summer | Summer | Summer | Summer
IL Fac. Spec. - NOX Rate Summer v3.1, Unit 2872 and retrofits | 591 | 1797 | Rate Constraint in lbs/MMBtu | FALSE | L | Annual | Standard NOX | lb/MMBtu | 0.25 | 0.25 | 0.25 | 0.25 | 0.25 | 0.25 | 0.25 | 0.25
IL Fac. Spec. - NOX Rate Summer v3.1, Unit 2872 and retrofits | 591 | 1797 | Rate Constraint in lbs/MMBtu | FALSE | L | Annual | Emissions at Affected Plants NOX | Thousand Tons | 0.070745 | 0.070745 | 0.070745 | 0.070745 | 0.070745 | 0.070745 | 0.070745 | 0.070745
IL Fac. Spec. - NOX Rate Summer v3.1, Unit 2872 and retrofits | 591 | 1797 | Rate Constraint in lbs/MMBtu | FALSE | L | Annual | Allowances Purchased NOX | Thousand Tons | 0 | 0 | 0 | 0 | 0 | 0 | 0 | 0
IL Fac. Spec. - NOX Rate Summer v3.1, Unit 2872 and retrofits | 591 | 1797 | Rate Constraint in lbs/MMBtu | FALSE | L | Annual | Allowances Sold NOX | Thousand Tons | 0 | 0 | 0 | 0 | 0 | 0 | 0 | 0
IL Fac. Spec. - NOX Rate Summer v3.1, Unit 2872 and retrofits | 591 | 1797 | Rate Constraint in lbs/MMBtu | FALSE | L | Annual | Allowances Banked | Thousand Tons | 0 | 0 | 0 | 0 | 0 | 0 | 0 | 0
IL Fac. Spec. - NOX Rate Summer v3.1, Unit 2872 and retrofits | 591 | 1797 | Rate Constraint in lbs/MMBtu | FALSE | L | Annual | Allowances Withdrawn (1:1) | Thousand Tons | 0 | 0 | 0 | 0 | 0 | 0 | 0 | 0
IL Fac. Spec. - NOX Rate Summer v3.1, Unit 2872 and retrofits | 591 | 1797 | Rate Constraint in lbs/MMBtu | FALSE | L | Annual | Allowances Withdrawn (n:1) | Thousand Tons | 0 | 0 | 0 | 0 | 0 | 0 | 0 | 0
IL Fac. Spec. - NOX Rate Summer v3.1, Unit 2872 and retrofits | 591 | 1797 | Rate Constraint in lbs/MMBtu | FALSE | L | Annual | Net Emissions Allowance Position | Thousand Tons | 0.070745 | 0.070745 | 0.070745 | 0.070745 | 0.070745 | 0.070745 | 0.070745 | 0.070745
IL Fac. Spec. - NOX Rate Summer v3.1, Unit 2872 and retrofits | 591 | 1797 | Rate Constraint in lbs/MMBtu | FALSE | L | Annual | Fuel Consumed | TBtu | 1.1928 | 1.1928 | 1.1928 | 1.1928 | 1.1928 | 1.1928 | 1.1928 | 1.1928
IL Fac. Spec. - NOX Rate Summer v3.1, Unit 2872 and retrofits | 591 | 1797 | Rate Constraint in lbs/MMBtu | FALSE | L | Annual | Rate | lb/MMBtu | 0.11862 | 0.11862 | 0.11862 | 0.11862 | 0.11862 | 0.11862 | 0.11862 | 0.11862
IL Fac. Spec. - NOX Rate Summer v3.1, Unit 2872 and retrofits | 591 | 1797 | Rate Constraint in lbs/MMBtu | FALSE | L | Annual | Generation | TWh | 0.20348 | 0.20348 | 0.20348 | 0.20348 | 0.20348 | 0.20348 | 0.20348 | 0.20348
IL Fac. Spec. - NOX Rate Summer v3.1, Unit 2872 and retrofits | 591 | 1797 | Rate Constraint in lbs/MMBtu | FALSE | L | Annual | Qualifying Generation | TWh | 0.20348 | 0.20348 | 0.20348 | 0.20348 | 0.20348 | 0.20348 | 0.20348 | 0.20348
IL Fac. Spec. - NOX Rate Summer v3.1, Unit 2872 and retrofits | 591 | 1797 | Rate Constraint in lbs/MMBtu | FALSE | L | Annual | Rate | lb/MWh | 0.69534 | 0.69534 | 0.69534 | 0.69534 | 0.69534 | 0.69534 | 0.69534 | 0.69534
IL Fac. Spec. - NOX Rate Summer v3.1, Unit 2872 and retrofits | 591 | 1797 | Rate Constraint in lbs/MMBtu | FALSE | L | Annual | Constraint Shadow Price | US2016$/Ton | 0 | 0 | 0 | 0 | 0 | 0 | 0 | 0
IL Fac. Spec. - NOX Rate Summer v3.1, Unit 3012 and retrofits | 592 | 1797 | Rate Constraint in lbs/MMBtu | FALSE | L | Annual | Seasons Included | Seasons | Summer | Summer | Summer | Summer | Summer | Summer | Summer | Summer
IL Fac. Spec. - NOX Rate Summer v3.1, Unit 3012 and retrofits | 592 | 1797 | Rate Constraint in lbs/MMBtu | FALSE | L | Annual | Standard NOX | lb/MMBtu | 0.25 | 0.25 | 0.25 | 0.25 | 0.25 | 0.25 | 0.25 | 0.25
IL Fac. Spec. - NOX Rate Summer v3.1, Unit 3012 and retrofits | 592 | 1797 | Rate Constraint in lbs/MMBtu | FALSE | L | Annual | Emissions at Affected Plants NOX | Thousand Tons | 0.0098821 | 0.0098821 | 0.014098 | 0.014098 | 0.024057 | 0.014098 | 0.013389 | 0.013389
IL Fac. Spec. - NOX Rate Summer v3.1, Unit 3012 and retrofits | 592 | 1797 | Rate Constraint in lbs/MMBtu | FALSE | L | Annual | Allowances Purchased NOX | Thousand Tons | 0 | 0 | 0 | 0 | 0 | 0 | 0 | 0
IL Fac. Spec. - NOX Rate Summer v3.1, Unit 3012 and retrofits | 592 | 1797 | Rate Constraint in lbs/MMBtu | FALSE | L | Annual | Allowances Sold NOX | Thousand Tons | 0 | 0 | 0 | 0 | 0 | 0 | 0 | 0
IL Fac. Spec. - NOX Rate Summer v3.1, Unit 3012 and retrofits | 592 | 1797 | Rate Constraint in lbs/MMBtu | FALSE | L | Annual | Allowances Banked | Thousand Tons | 0 | 0 | 0 | 0 | 0 | 0 | 0 | 0
IL Fac. Spec. - NOX Rate Summer v3.1, Unit 3012 and retrofits | 592 | 1797 | Rate Constraint in lbs/MMBtu | FALSE | L | Annual | Allowances Withdrawn (1:1) | Thousand Tons | 0 | 0 | 0 | 0 | 0 | 0 | 0 | 0
IL Fac. Spec. - NOX Rate Summer v3.1, Unit 3012 and retrofits | 592 | 1797 | Rate Constraint in lbs/MMBtu | FALSE | L | Annual | Allowances Withdrawn (n:1) | Thousand Tons | 0 | 0 | 0 | 0 | 0 | 0 | 0 | 0
IL Fac. Spec. - NOX Rate Summer v3.1, Unit 3012 and retrofits | 592 | 1797 | Rate Constraint in lbs/MMBtu | FALSE | L | Annual | Net Emissions Allowance Position | Thousand Tons | 0.0098821 | 0.0098821 | 0.014098 | 0.014098 | 0.024057 | 0.014098 | 0.013389 | 0.013389
IL Fac. Spec. - NOX Rate Summer v3.1, Unit 3012 and retrofits | 592 | 1797 | Rate Constraint in lbs/MMBtu | FALSE | L | Annual | Fuel Consumed | TBtu | 1.1835 | 1.1835 | 1.6884 | 1.6884 | 2.881 | 1.6884 | 1.6035 | 1.6035
IL Fac. Spec. - NOX Rate Summer v3.1, Unit 3012 and retrofits | 592 | 1797 | Rate Constraint in lbs/MMBtu | FALSE | L | Annual | Rate | lb/MMBtu | 0.0167 | 0.0167 | 0.0167 | 0.0167 | 0.0167 | 0.0167 | 0.0167 | 0.0167
IL Fac. Spec. - NOX Rate Summer v3.1, Unit 3012 and retrofits | 592 | 1797 | Rate Constraint in lbs/MMBtu | FALSE | L | Annual | Generation | TWh | 0.1508 | 0.1508 | 0.21513 | 0.21513 | 0.3671 | 0.21513 | 0.20432 | 0.20432
IL Fac. Spec. - NOX Rate Summer v3.1, Unit 3012 and retrofits | 592 | 1797 | Rate Constraint in lbs/MMBtu | FALSE | L | Annual | Qualifying Generation | TWh | 0.1508 | 0.1508 | 0.21513 | 0.21513 | 0.3671 | 0.21513 | 0.20432 | 0.20432
IL Fac. Spec. - NOX Rate Summer v3.1, Unit 3012 and retrofits | 592 | 1797 | Rate Constraint in lbs/MMBtu | FALSE | L | Annual | Rate | lb/MWh | 0.13106 | 0.13106 | 0.13106 | 0.13106 | 0.13106 | 0.13106 | 0.13106 | 0.13106
IL Fac. Spec. - NOX Rate Summer v3.1, Unit 3012 and retrofits | 592 | 1797 | Rate Constraint in lbs/MMBtu | FALSE | L | Annual | Constraint Shadow Price | US2016$/Ton | 0 | 0 | 0 | 0 | 0 | 0 | 0 | 0
IL Fac. Spec. - NOX Rate Summer v3.1, Unit 3013 and retrofits | 593 | 1797 | Rate Constraint in lbs/MMBtu | FALSE | L | Annual | Seasons Included | Seasons | Summer | Summer | Summer | Summer | Summer | Summer | Summer | Summer
IL Fac. Spec. - NOX Rate Summer v3.1, Unit 3013 and retrofits | 593 | 1797 | Rate Constraint in lbs/MMBtu | FALSE | L | Annual | Standard NOX | lb/MMBtu | 0.25 | 0.25 | 0.25 | 0.25 | 0.25 | 0.25 | 0.25 | 0.25
IL Fac. Spec. - NOX Rate Summer v3.1, Unit 3013 and retrofits | 593 | 1797 | Rate Constraint in lbs/MMBtu | FALSE | L | Annual | Emissions at Affected Plants NOX | Thousand Tons | 0.010248 | 0.010248 | 0.01431 | 0.01462 | 0.024948 | 0.01462 | 0.013886 | 0.013886
IL Fac. Spec. - NOX Rate Summer v3.1, Unit 3013 and retrofits | 593 | 1797 | Rate Constraint in lbs/MMBtu | FALSE | L | Annual | Allowances Purchased NOX | Thousand Tons | 0 | 0 | 0 | 0 | 0 | 0 | 0 | 0
IL Fac. Spec. - NOX Rate Summer v3.1, Unit 3013 and retrofits | 593 | 1797 | Rate Constraint in lbs/MMBtu | FALSE | L | Annual | Allowances Sold NOX | Thousand Tons | 0 | 0 | 0 | 0 | 0 | 0 | 0 | 0
IL Fac. Spec. - NOX Rate Summer v3.1, Unit 3013 and retrofits | 593 | 1797 | Rate Constraint in lbs/MMBtu | FALSE | L | Annual | Allowances Banked | Thousand Tons | 0 | 0 | 0 | 0 | 0 | 0 | 0 | 0
IL Fac. Spec. - NOX Rate Summer v3.1, Unit 3013 and retrofits | 593 | 1797 | Rate Constraint in lbs/MMBtu | FALSE | L | Annual | Allowances Withdrawn (1:1) | Thousand Tons | 0 | 0 | 0 | 0 | 0 | 0 | 0 | 0
IL Fac. Spec. - NOX Rate Summer v3.1, Unit 3013 and retrofits | 593 | 1797 | Rate Constraint in lbs/MMBtu | FALSE | L | Annual | Allowances Withdrawn (n:1) | Thousand Tons | 0 | 0 | 0 | 0 | 0 | 0 | 0 | 0
IL Fac. Spec. - NOX Rate Summer v3.1, Unit 3013 and retrofits | 593 | 1797 | Rate Constraint in lbs/MMBtu | FALSE | L | Annual | Net Emissions Allowance Position | Thousand Tons | 0.010248 | 0.010248 | 0.01431 | 0.01462 | 0.024948 | 0.01462 | 0.013886 | 0.013886
IL Fac. Spec. - NOX Rate Summer v3.1, Unit 3013 and retrofits | 593 | 1797 | Rate Constraint in lbs/MMBtu | FALSE | L | Annual | Fuel Consumed | TBtu | 1.2273 | 1.2273 | 1.7138 | 1.7509 | 2.9878 | 1.7509 | 1.663 | 1.663
IL Fac. Spec. - NOX Rate Summer v3.1, Unit 3013 and retrofits | 593 | 1797 | Rate Constraint in lbs/MMBtu | FALSE | L | Annual | Rate | lb/MMBtu | 0.0167 | 0.0167 | 0.0167 | 0.0167 | 0.0167 | 0.0167 | 0.0167 | 0.0167
IL Fac. Spec. - NOX Rate Summer v3.1, Unit 3013 and retrofits | 593 | 1797 | Rate Constraint in lbs/MMBtu | FALSE | L | Annual | Generation | TWh | 0.15639 | 0.15639 | 0.21837 | 0.22311 | 0.38071 | 0.22311 | 0.2119 | 0.2119
IL Fac. Spec. - NOX Rate Summer v3.1, Unit 3013 and retrofits | 593 | 1797 | Rate Constraint in lbs/MMBtu | FALSE | L | Annual | Qualifying Generation | TWh | 0.15639 | 0.15639 | 0.21837 | 0.22311 | 0.38071 | 0.22311 | 0.2119 | 0.2119
IL Fac. Spec. - NOX Rate Summer v3.1, Unit 3013 and retrofits | 593 | 1797 | Rate Constraint in lbs/MMBtu | FALSE | L | Annual | Rate | lb/MWh | 0.13106 | 0.13106 | 0.13106 | 0.13106 | 0.13106 | 0.13106 | 0.13106 | 0.13106
IL Fac. Spec. - NOX Rate Summer v3.1, Unit 3013 and retrofits | 593 | 1797 | Rate Constraint in lbs/MMBtu | FALSE | L | Annual | Constraint Shadow Price | US2016$/Ton | 0 | 0 | 0 | 0 | 0 | 0 | 0 | 0
IL Fac. Spec. - NOX Rate Summer v3.1, Unit 3014 and retrofits | 594 | 1797 | Rate Constraint in lbs/MMBtu | FALSE | L | Annual | Seasons Included | Seasons | Summer | Summer | Summer | Summer | Summer | Summer | Summer | Summer
IL Fac. Spec. - NOX Rate Summer v3.1, Unit 3014 and retrofits | 594 | 1797 | Rate Constraint in lbs/MMBtu | FALSE | L | Annual | Standard NOX | lb/MMBtu | 0.25 | 0.25 | 0.25 | 0.25 | 0.25 | 0.25 | 0.25 | 0.25
IL Fac. Spec. - NOX Rate Summer v3.1, Unit 3014 and retrofits | 594 | 1797 | Rate Constraint in lbs/MMBtu | FALSE | L | Annual | Emissions at Affected Plants NOX | Thousand Tons | 0.026886 | 0.02699 | 0.030344 | 0.030344 | 0.051779 | 0.030344 | 0.028819 | 0.029271
IL Fac. Spec. - NOX Rate Summer v3.1, Unit 3014 and retrofits | 594 | 1797 | Rate Constraint in lbs/MMBtu | FALSE | L | Annual | Allowances Purchased NOX | Thousand Tons | 0 | 0 | 0 | 0 | 0 | 0 | 0 | 0
IL Fac. Spec. - NOX Rate Summer v3.1, Unit 3014 and retrofits | 594 | 1797 | Rate Constraint in lbs/MMBtu | FALSE | L | Annual | Allowances Sold NOX | Thousand Tons | 0 | 0 | 0 | 0 | 0 | 0 | 0 | 0
IL Fac. Spec. - NOX Rate Summer v3.1, Unit 3014 and retrofits | 594 | 1797 | Rate Constraint in lbs/MMBtu | FALSE | L | Annual | Allowances Banked | Thousand Tons | 0 | 0 | 0 | 0 | 0 | 0 | 0 | 0
IL Fac. Spec. - NOX Rate Summer v3.1, Unit 3014 and retrofits | 594 | 1797 | Rate Constraint in lbs/MMBtu | FALSE | L | Annual | Allowances Withdrawn (1:1) | Thousand Tons | 0 | 0 | 0 | 0 | 0 | 0 | 0 | 0
IL Fac. Spec. - NOX Rate Summer v3.1, Unit 3014 and retrofits | 594 | 1797 | Rate Constraint in lbs/MMBtu | FALSE | L | Annual | Allowances Withdrawn (n:1) | Thousand Tons | 0 | 0 | 0 | 0 | 0 | 0 | 0 | 0
IL Fac. Spec. - NOX Rate Summer v3.1, Unit 3014 and retrofits | 594 | 1797 | Rate Constraint in lbs/MMBtu | FALSE | L | Annual | Net Emissions Allowance Position | Thousand Tons | 0.026886 | 0.02699 | 0.030344 | 0.030344 | 0.051779 | 0.030344 | 0.028819 | 0.029271
IL Fac. Spec. - NOX Rate Summer v3.1, Unit 3014 and retrofits | 594 | 1797 | Rate Constraint in lbs/MMBtu | FALSE | L | Annual | Fuel Consumed | TBtu | 3.2199 | 3.2323 | 3.634 | 3.634 | 6.201 | 3.634 | 3.4514 | 3.5055
IL Fac. Spec. - NOX Rate Summer v3.1, Unit 3014 and retrofits | 594 | 1797 | Rate Constraint in lbs/MMBtu | FALSE | L | Annual | Rate | lb/MMBtu | 0.0167 | 0.0167 | 0.0167 | 0.0167 | 0.0167 | 0.0167 | 0.0167 | 0.0167
IL Fac. Spec. - NOX Rate Summer v3.1, Unit 3014 and retrofits | 594 | 1797 | Rate Constraint in lbs/MMBtu | FALSE | L | Annual | Generation | TWh | 0.41028 | 0.41186 | 0.46304 | 0.46304 | 0.79014 | 0.46304 | 0.43978 | 0.44667
IL Fac. Spec. - NOX Rate Summer v3.1, Unit 3014 and retrofits | 594 | 1797 | Rate Constraint in lbs/MMBtu | FALSE | L | Annual | Qualifying Generation | TWh | 0.41028 | 0.41186 | 0.46304 | 0.46304 | 0.79014 | 0.46304 | 0.43978 | 0.44667
IL Fac. Spec. - NOX Rate Summer v3.1, Unit 3014 and retrofits | 594 | 1797 | Rate Constraint in lbs/MMBtu | FALSE | L | Annual | Rate | lb/MWh | 0.13106 | 0.13106 | 0.13106 | 0.13106 | 0.13106 | 0.13106 | 0.13106 | 0.13106
IL Fac. Spec. - NOX Rate Summer v3.1, Unit 3014 and retrofits | 594 | 1797 | Rate Constraint in lbs/MMBtu | FALSE | L | Annual | Constraint Shadow Price | US2016$/Ton | 0 | 0 | 0 | 0 | 0 | 0 | 0 | 0
IL Fac. Spec. - NOX Rate Summer v3.1, Unit 3015 and retrofits | 595 | 1797 | Rate Constraint in lbs/MMBtu | FALSE | L | Annual | Seasons Included | Seasons | Summer | Summer | Summer | Summer | Summer | Summer | Summer | Summer
IL Fac. Spec. - NOX Rate Summer v3.1, Unit 3015 and retrofits | 595 | 1797 | Rate Constraint in lbs/MMBtu | FALSE | L | Annual | Standard NOX | lb/MMBtu | 0.25 | 0.25 | 0.25 | 0.25 | 0.25 | 0.25 | 0.25 | 0.25
IL Fac. Spec. - NOX Rate Summer v3.1, Unit 3015 and retrofits | 595 | 1797 | Rate Constraint in lbs/MMBtu | FALSE | L | Annual | Emissions at Affected Plants NOX | Thousand Tons | 0.034401 | 0.034401 | 0.034401 | 0.034401 | 0.058702 | 0.034401 | 0.034401 | 0.034401
IL Fac. Spec. - NOX Rate Summer v3.1, Unit 3015 and retrofits | 595 | 1797 | Rate Constraint in lbs/MMBtu | FALSE | L | Annual | Allowances Purchased NOX | Thousand Tons | 0 | 0 | 0 | 0 | 0 | 0 | 0 | 0
IL Fac. Spec. - NOX Rate Summer v3.1, Unit 3015 and retrofits | 595 | 1797 | Rate Constraint in lbs/MMBtu | FALSE | L | Annual | Allowances Sold NOX | Thousand Tons | 0 | 0 | 0 | 0 | 0 | 0 | 0 | 0
IL Fac. Spec. - NOX Rate Summer v3.1, Unit 3015 and retrofits | 595 | 1797 | Rate Constraint in lbs/MMBtu | FALSE | L | Annual | Allowances Banked | Thousand Tons | 0 | 0 | 0 | 0 | 0 | 0 | 0 | 0
IL Fac. Spec. - NOX Rate Summer v3.1, Unit 3015 and retrofits | 595 | 1797 | Rate Constraint in lbs/MMBtu | FALSE | L | Annual | Allowances Withdrawn (1:1) | Thousand Tons | 0 | 0 | 0 | 0 | 0 | 0 | 0 | 0
IL Fac. Spec. - NOX Rate Summer v3.1, Unit 3015 and retrofits | 595 | 1797 | Rate Constraint in lbs/MMBtu | FALSE | L | Annual | Allowances Withdrawn (n:1) | Thousand Tons | 0 | 0 | 0 | 0 | 0 | 0 | 0 | 0
IL Fac. Spec. - NOX Rate Summer v3.1, Unit 3015 and retrofits | 595 | 1797 | Rate Constraint in lbs/MMBtu | FALSE | L | Annual | Net Emissions Allowance Position | Thousand Tons | 0.034401 | 0.034401 | 0.034401 | 0.034401 | 0.058702 | 0.034401 | 0.034401 | 0.034401
IL Fac. Spec. - NOX Rate Summer v3.1, Unit 3015 and retrofits | 595 | 1797 | Rate Constraint in lbs/MMBtu | FALSE | L | Annual | Fuel Consumed | TBtu | 0.98754 | 0.98754 | 0.98754 | 0.98754 | 1.6852 | 0.98754 | 0.98754 | 0.98754
IL Fac. Spec. - NOX Rate Summer v3.1, Unit 3015 and retrofits | 595 | 1797 | Rate Constraint in lbs/MMBtu | FALSE | L | Annual | Rate | lb/MMBtu | 0.06967 | 0.06967 | 0.06967 | 0.06967 | 0.06967 | 0.06967 | 0.06967 | 0.06967
IL Fac. Spec. - NOX Rate Summer v3.1, Unit 3015 and retrofits | 595 | 1797 | Rate Constraint in lbs/MMBtu | FALSE | L | Annual | Generation | TWh | 0.12698 | 0.12698 | 0.12698 | 0.12698 | 0.21668 | 0.12698 | 0.12698 | 0.12698
IL Fac. Spec. - NOX Rate Summer v3.1, Unit 3015 and retrofits | 595 | 1797 | Rate Constraint in lbs/MMBtu | FALSE | L | Annual | Qualifying Generation | TWh | 0.12698 | 0.12698 | 0.12698 | 0.12698 | 0.21668 | 0.12698 | 0.12698 | 0.12698
IL Fac. Spec. - NOX Rate Summer v3.1, Unit 3015 and retrofits | 595 | 1797 | Rate Constraint in lbs/MMBtu | FALSE | L | Annual | Rate | lb/MWh | 0.54182 | 0.54182 | 0.54182 | 0.54182 | 0.54182 | 0.54182 | 0.54182 | 0.54182
IL Fac. Spec. - NOX Rate Summer v3.1, Unit 3015 and retrofits | 595 | 1797 | Rate Constraint in lbs/MMBtu | FALSE | L | Annual | Constraint Shadow Price | US2016$/Ton | 0 | 0 | 0 | 0 | 0 | 0 | 0 | 0
IL Fac. Spec. - NOX Rate Summer v3.1, Unit 3016 and retrofits | 596 | 1797 | Rate Constraint in lbs/MMBtu | FALSE | L | Annual | Seasons Included | Seasons | Summer | Summer | Summer | Summer | Summer | Summer | Summer | Summer
IL Fac. Spec. - NOX Rate Summer v3.1, Unit 3016 and retrofits | 596 | 1797 | Rate Constraint in lbs/MMBtu | FALSE | L | Annual | Standard NOX | lb/MMBtu | 0.25 | 0.25 | 0.25 | 0.25 | 0.25 | 0.25 | 0.25 | 0.25
IL Fac. Spec. - NOX Rate Summer v3.1, Unit 3016 and retrofits | 596 | 1797 | Rate Constraint in lbs/MMBtu | FALSE | L | Annual | Emissions at Affected Plants NOX | Thousand Tons | 0.071672 | 0.067639 | 0.046596 | 0.048245 | 0.071672 | 0.042001 | 0.042001 | 0.042001
IL Fac. Spec. - NOX Rate Summer v3.1, Unit 3016 and retrofits | 596 | 1797 | Rate Constraint in lbs/MMBtu | FALSE | L | Annual | Allowances Purchased NOX | Thousand Tons | 0 | 0 | 0 | 0 | 0 | 0 | 0 | 0
IL Fac. Spec. - NOX Rate Summer v3.1, Unit 3016 and retrofits | 596 | 1797 | Rate Constraint in lbs/MMBtu | FALSE | L | Annual | Allowances Sold NOX | Thousand Tons | 0 | 0 | 0 | 0 | 0 | 0 | 0 | 0
IL Fac. Spec. - NOX Rate Summer v3.1, Unit 3016 and retrofits | 596 | 1797 | Rate Constraint in lbs/MMBtu | FALSE | L | Annual | Allowances Banked | Thousand Tons | 0 | 0 | 0 | 0 | 0 | 0 | 0 | 0
IL Fac. Spec. - NOX Rate Summer v3.1, Unit 3016 and retrofits | 596 | 1797 | Rate Constraint in lbs/MMBtu | FALSE | L | Annual | Allowances Withdrawn (1:1) | Thousand Tons | 0 | 0 | 0 | 0 | 0 | 0 | 0 | 0
IL Fac. Spec. - NOX Rate Summer v3.1, Unit 3016 and retrofits | 596 | 1797 | Rate Constraint in lbs/MMBtu | FALSE | L | Annual | Allowances Withdrawn (n:1) | Thousand Tons | 0 | 0 | 0 | 0 | 0 | 0 | 0 | 0
IL Fac. Spec. - NOX Rate Summer v3.1, Unit 3016 and retrofits | 596 | 1797 | Rate Constraint in lbs/MMBtu | FALSE | L | Annual | Net Emissions Allowance Position | Thousand Tons | 0.071672 | 0.067639 | 0.046596 | 0.048245 | 0.071672 | 0.042001 | 0.042001 | 0.042001
IL Fac. Spec. - NOX Rate Summer v3.1, Unit 3016 and retrofits | 596 | 1797 | Rate Constraint in lbs/MMBtu | FALSE | L | Annual | Fuel Consumed | TBtu | 2.0575 | 1.9417 | 1.3376 | 1.385 | 2.0575 | 1.2057 | 1.2057 | 1.2057
IL Fac. Spec. - NOX Rate Summer v3.1, Unit 3016 and retrofits | 596 | 1797 | Rate Constraint in lbs/MMBtu | FALSE | L | Annual | Rate | lb/MMBtu | 0.06967 | 0.06967 | 0.06967 | 0.06967 | 0.06967 | 0.06967 | 0.06967 | 0.06967
IL Fac. Spec. - NOX Rate Summer v3.1, Unit 3016 and retrofits | 596 | 1797 | Rate Constraint in lbs/MMBtu | FALSE | L | Annual | Generation | TWh | 0.26456 | 0.24967 | 0.172 | 0.17808 | 0.26456 | 0.15504 | 0.15504 | 0.15504
IL Fac. Spec. - NOX Rate Summer v3.1, Unit 3016 and retrofits | 596 | 1797 | Rate Constraint in lbs/MMBtu | FALSE | L | Annual | Qualifying Generation | TWh | 0.26456 | 0.24967 | 0.172 | 0.17808 | 0.26456 | 0.15504 | 0.15504 | 0.15504
IL Fac. Spec. - NOX Rate Summer v3.1, Unit 3016 and retrofits | 596 | 1797 | Rate Constraint in lbs/MMBtu | FALSE | L | Annual | Rate | lb/MWh | 0.54182 | 0.54182 | 0.54182 | 0.54182 | 0.54182 | 0.54182 | 0.54182 | 0.54182
IL Fac. Spec. - NOX Rate Summer v3.1, Unit 3016 and retrofits | 596 | 1797 | Rate Constraint in lbs/MMBtu | FALSE | L | Annual | Constraint Shadow Price | US2016$/Ton | 0 | 0 | 0 | 0 | 0 | 0 | 0 | 0
IL Fac. Spec. - NOX Rate Summer v3.1, Unit 3017 and retrofits | 597 | 1797 | Rate Constraint in lbs/MMBtu | FALSE | L | Annual | Seasons Included | Seasons | Summer | Summer | Summer | Summer | Summer | Summer | Summer | Summer
IL Fac. Spec. - NOX Rate Summer v3.1, Unit 3017 and retrofits | 597 | 1797 | Rate Constraint in lbs/MMBtu | FALSE | L | Annual | Standard NOX | lb/MMBtu | 0.25 | 0.25 | 0.25 | 0.25 | 0.25 | 0.25 | 0.25 | 0.25
IL Fac. Spec. - NOX Rate Summer v3.1, Unit 3017 and retrofits | 597 | 1797 | Rate Constraint in lbs/MMBtu | FALSE | L | Annual | Emissions at Affected Plants NOX | Thousand Tons | 0.066167 | 0.064402 | 0.064402 | 0.064402 | 0.1099 | 0.064402 | 0.061166 | 0.064402
IL Fac. Spec. - NOX Rate Summer v3.1, Unit 3017 and retrofits | 597 | 1797 | Rate Constraint in lbs/MMBtu | FALSE | L | Annual | Allowances Purchased NOX | Thousand Tons | 0 | 0 | 0 | 0 | 0 | 0 | 0 | 0
IL Fac. Spec. - NOX Rate Summer v3.1, Unit 3017 and retrofits | 597 | 1797 | Rate Constraint in lbs/MMBtu | FALSE | L | Annual | Allowances Sold NOX | Thousand Tons | 0 | 0 | 0 | 0 | 0 | 0 | 0 | 0
IL Fac. Spec. - NOX Rate Summer v3.1, Unit 3017 and retrofits | 597 | 1797 | Rate Constraint in lbs/MMBtu | FALSE | L | Annual | Allowances Banked | Thousand Tons | 0 | 0 | 0 | 0 | 0 | 0 | 0 | 0
IL Fac. Spec. - NOX Rate Summer v3.1, Unit 3017 and retrofits | 597 | 1797 | Rate Constraint in lbs/MMBtu | FALSE | L | Annual | Allowances Withdrawn (1:1) | Thousand Tons | 0 | 0 | 0 | 0 | 0 | 0 | 0 | 0
IL Fac. Spec. - NOX Rate Summer v3.1, Unit 3017 and retrofits | 597 | 1797 | Rate Constraint in lbs/MMBtu | FALSE | L | Annual | Allowances Withdrawn (n:1) | Thousand Tons | 0 | 0 | 0 | 0 | 0 | 0 | 0 | 0
IL Fac. Spec. - NOX Rate Summer v3.1, Unit 3017 and retrofits | 597 | 1797 | Rate Constraint in lbs/MMBtu | FALSE | L | Annual | Net Emissions Allowance Position | Thousand Tons | 0.066167 | 0.064402 | 0.064402 | 0.064402 | 0.1099 | 0.064402 | 0.061166 | 0.064402
IL Fac. Spec. - NOX Rate Summer v3.1, Unit 3017 and retrofits | 597 | 1797 | Rate Constraint in lbs/MMBtu | FALSE | L | Annual | Fuel Consumed | TBtu | 1.8995 | 1.8488 | 1.8488 | 1.8488 | 3.1548 | 1.8488 | 1.7559 | 1.8488
IL Fac. Spec. - NOX Rate Summer v3.1, Unit 3017 and retrofits | 597 | 1797 | Rate Constraint in lbs/MMBtu | FALSE | L | Annual | Rate | lb/MMBtu | 0.06967 | 0.06967 | 0.06967 | 0.06967 | 0.06967 | 0.06967 | 0.06967 | 0.06967
IL Fac. Spec. - NOX Rate Summer v3.1, Unit 3017 and retrofits | 597 | 1797 | Rate Constraint in lbs/MMBtu | FALSE | L | Annual | Generation | TWh | 0.24424 | 0.23772 | 0.23772 | 0.23772 | 0.40565 | 0.23772 | 0.22578 | 0.23772
IL Fac. Spec. - NOX Rate Summer v3.1, Unit 3017 and retrofits | 597 | 1797 | Rate Constraint in lbs/MMBtu | FALSE | L | Annual | Qualifying Generation | TWh | 0.24424 | 0.23772 | 0.23772 | 0.23772 | 0.40565 | 0.23772 | 0.22578 | 0.23772
IL Fac. Spec. - NOX Rate Summer v3.1, Unit 3017 and retrofits | 597 | 1797 | Rate Constraint in lbs/MMBtu | FALSE | L | Annual | Rate | lb/MWh | 0.54182 | 0.54182 | 0.54182 | 0.54182 | 0.54182 | 0.54182 | 0.54182 | 0.54182
IL Fac. Spec. - NOX Rate Summer v3.1, Unit 3017 and retrofits | 597 | 1797 | Rate Constraint in lbs/MMBtu | FALSE | L | Annual | Constraint Shadow Price | US2016$/Ton | 0 | 0 | 0 | 0 | 0 | 0 | 0 | 0
IL Fac. Spec. - NOX Rate Summer v3.1, Unit 3018 and retrofits | 598 | 1797 | Rate Constraint in lbs/MMBtu | FALSE | L | Annual | Seasons Included | Seasons | Summer | Summer | Summer | Summer | Summer | Summer | Summer | Summer
IL Fac. Spec. - NOX Rate Summer v3.1, Unit 3018 and retrofits | 598 | 1797 | Rate Constraint in lbs/MMBtu | FALSE | L | Annual | Standard NOX | lb/MMBtu | 0.25 | 0.25 | 0.25 | 0.25 | 0.25 | 0.25 | 0.25 | 0.25
IL Fac. Spec. - NOX Rate Summer v3.1, Unit 3018 and retrofits | 598 | 1797 | Rate Constraint in lbs/MMBtu | FALSE | L | Annual | Emissions at Affected Plants NOX | Thousand Tons | 0.10853 | 0.063602 | 0.063602 | 0.063602 | 0.10853 | 0.063602 | 0.062715 | 0.063602
IL Fac. Spec. - NOX Rate Summer v3.1, Unit 3018 and retrofits | 598 | 1797 | Rate Constraint in lbs/MMBtu | FALSE | L | Annual | Allowances Purchased NOX | Thousand Tons | 0 | 0 | 0 | 0 | 0 | 0 | 0 | 0
IL Fac. Spec. - NOX Rate Summer v3.1, Unit 3018 and retrofits | 598 | 1797 | Rate Constraint in lbs/MMBtu | FALSE | L | Annual | Allowances Sold NOX | Thousand Tons | 0 | 0 | 0 | 0 | 0 | 0 | 0 | 0
IL Fac. Spec. - NOX Rate Summer v3.1, Unit 3018 and retrofits | 598 | 1797 | Rate Constraint in lbs/MMBtu | FALSE | L | Annual | Allowances Banked | Thousand Tons | 0 | 0 | 0 | 0 | 0 | 0 | 0 | 0
IL Fac. Spec. - NOX Rate Summer v3.1, Unit 3018 and retrofits | 598 | 1797 | Rate Constraint in lbs/MMBtu | FALSE | L | Annual | Allowances Withdrawn (1:1) | Thousand Tons | 0 | 0 | 0 | 0 | 0 | 0 | 0 | 0
IL Fac. Spec. - NOX Rate Summer v3.1, Unit 3018 and retrofits | 598 | 1797 | Rate Constraint in lbs/MMBtu | FALSE | L | Annual | Allowances Withdrawn (n:1) | Thousand Tons | 0 | 0 | 0 | 0 | 0 | 0 | 0 | 0
IL Fac. Spec. - NOX Rate Summer v3.1, Unit 3018 and retrofits | 598 | 1797 | Rate Constraint in lbs/MMBtu | FALSE | L | Annual | Net Emissions Allowance Position | Thousand Tons | 0.10853 | 0.063602 | 0.063602 | 0.063602 | 0.10853 | 0.063602 | 0.062715 | 0.063602
IL Fac. Spec. - NOX Rate Summer v3.1, Unit 3018 and retrofits | 598 | 1797 | Rate Constraint in lbs/MMBtu | FALSE | L | Annual | Fuel Consumed | TBtu | 3.1156 | 1.8258 | 1.8258 | 1.8258 | 3.1156 | 1.8258 | 1.8003 | 1.8258
IL Fac. Spec. - NOX Rate Summer v3.1, Unit 3018 and retrofits | 598 | 1797 | Rate Constraint in lbs/MMBtu | FALSE | L | Annual | Rate | lb/MMBtu | 0.06967 | 0.06967 | 0.06967 | 0.06967 | 0.06967 | 0.06967 | 0.06967 | 0.06967
IL Fac. Spec. - NOX Rate Summer v3.1, Unit 3018 and retrofits | 598 | 1797 | Rate Constraint in lbs/MMBtu | FALSE | L | Annual | Generation | TWh | 0.40061 | 0.23477 | 0.23477 | 0.23477 | 0.40061 | 0.23477 | 0.2315 | 0.23477
IL Fac. Spec. - NOX Rate Summer v3.1, Unit 3018 and retrofits | 598 | 1797 | Rate Constraint in lbs/MMBtu | FALSE | L | Annual | Qualifying Generation | TWh | 0.40061 | 0.23477 | 0.23477 | 0.23477 | 0.40061 | 0.23477 | 0.2315 | 0.23477
IL Fac. Spec. - NOX Rate Summer v3.1, Unit 3018 and retrofits | 598 | 1797 | Rate Constraint in lbs/MMBtu | FALSE | L | Annual | Rate | lb/MWh | 0.54182 | 0.54182 | 0.54182 | 0.54182 | 0.54182 | 0.54182 | 0.54182 | 0.54182
IL Fac. Spec. - NOX Rate Summer v3.1, Unit 3018 and retrofits | 598 | 1797 | Rate Constraint in lbs/MMBtu | FALSE | L | Annual | Constraint Shadow Price | US2016$/Ton | 0 | 0 | 0 | 0 | 0 | 0 | 0 | 0
IL Fac. Spec. - NOX Rate Summer v3.1, Unit 3658 and retrofits | 599 | 1797 | Rate Constraint in lbs/MMBtu | FALSE | L | Annual | Seasons Included | Seasons | Summer | Summer | Summer | Summer | Summer | Summer | Summer | Summer
IL Fac. Spec. - NOX Rate Summer v3.1, Unit 3658 and retrofits | 599 | 1797 | Rate Constraint in lbs/MMBtu | FALSE | L | Annual | Standard NOX | lb/MMBtu | 0.25 | 0.25 | 0.25 | 0.25 | 0.25 | 0.25 | 0.25 | 0.25
IL Fac. Spec. - NOX Rate Summer v3.1, Unit 3658 and retrofits | 599 | 1797 | Rate Constraint in lbs/MMBtu | FALSE | L | Annual | Emissions at Affected Plants NOX | Thousand Tons | 0.050223 | 0.050404 | 0.063907 | 0.033109 | 0.033109 | 0.033109 | 0.033109 | 0
IL Fac. Spec. - NOX Rate Summer v3.1, Unit 3658 and retrofits | 599 | 1797 | Rate Constraint in lbs/MMBtu | FALSE | L | Annual | Allowances Purchased NOX | Thousand Tons | 0 | 0 | 0 | 0 | 0 | 0 | 0 | 0
IL Fac. Spec. - NOX Rate Summer v3.1, Unit 3658 and retrofits | 599 | 1797 | Rate Constraint in lbs/MMBtu | FALSE | L | Annual | Allowances Sold NOX | Thousand Tons | 0 | 0 | 0 | 0 | 0 | 0 | 0 | 0
IL Fac. Spec. - NOX Rate Summer v3.1, Unit 3658 and retrofits | 599 | 1797 | Rate Constraint in lbs/MMBtu | FALSE | L | Annual | Allowances Banked | Thousand Tons | 0 | 0 | 0 | 0 | 0 | 0 | 0 | 0
IL Fac. Spec. - NOX Rate Summer v3.1, Unit 3658 and retrofits | 599 | 1797 | Rate Constraint in lbs/MMBtu | FALSE | L | Annual | Allowances Withdrawn (1:1) | Thousand Tons | 0 | 0 | 0 | 0 | 0 | 0 | 0 | 0
IL Fac. Spec. - NOX Rate Summer v3.1, Unit 3658 and retrofits | 599 | 1797 | Rate Constraint in lbs/MMBtu | FALSE | L | Annual | Allowances Withdrawn (n:1) | Thousand Tons | 0 | 0 | 0 | 0 | 0 | 0 | 0 | 0
IL Fac. Spec. - NOX Rate Summer v3.1, Unit 3658 and retrofits | 599 | 1797 | Rate Constraint in lbs/MMBtu | FALSE | L | Annual | Net Emissions Allowance Position | Thousand Tons | 0.050223 | 0.050404 | 0.063907 | 0.033109 | 0.033109 | 0.033109 | 0.033109 | 0
IL Fac. Spec. - NOX Rate Summer v3.1, Unit 3658 and retrofits | 599 | 1797 | Rate Constraint in lbs/MMBtu | FALSE | L | Annual | Fuel Consumed | TBtu | 1.2947 | 1.2994 | 1.6475 | 0.85355 | 0.85355 | 0.85355 | 0.85355 | 0
IL Fac. Spec. - NOX Rate Summer v3.1, Unit 3658 and retrofits | 599 | 1797 | Rate Constraint in lbs/MMBtu | FALSE | L | Annual | Rate | lb/MMBtu | 0.07758 | 0.07758 | 0.07758 | 0.07758 | 0.07758 | 0.07758 | 0.07758 | 0
IL Fac. Spec. - NOX Rate Summer v3.1, Unit 3658 and retrofits | 599 | 1797 | Rate Constraint in lbs/MMBtu | FALSE | L | Annual | Generation | TWh | 0.11988 | 0.12032 | 0.15255 | 0.079033 | 0.079033 | 0.079033 | 0.079033 | 0
IL Fac. Spec. - NOX Rate Summer v3.1, Unit 3658 and retrofits | 599 | 1797 | Rate Constraint in lbs/MMBtu | FALSE | L | Annual | Qualifying Generation | TWh | 0.11988 | 0.12032 | 0.15255 | 0.079033 | 0.079033 | 0.079033 | 0.079033 | 0
IL Fac. Spec. - NOX Rate Summer v3.1, Unit 3658 and retrofits | 599 | 1797 | Rate Constraint in lbs/MMBtu | FALSE | L | Annual | Rate | lb/MWh | 0.83786 | 0.83786 | 0.83786 | 0.83786 | 0.83786 | 0.83786 | 0.83786 | 0
IL Fac. Spec. - NOX Rate Summer v3.1, Unit 3658 and retrofits | 599 | 1797 | Rate Constraint in lbs/MMBtu | FALSE | L | Annual | Constraint Shadow Price | US2016$/Ton | 0 | 0 | 0 | 0 | 0 | 0 | 0 | 0
IL Fac. Spec. - NOX Rate Summer v3.1, Unit 3659 and retrofits | 600 | 1797 | Rate Constraint in lbs/MMBtu | FALSE | L | Annual | Seasons Included | Seasons | Summer | Summer | Summer | Summer | Summer | Summer | Summer | Summer
IL Fac. Spec. - NOX Rate Summer v3.1, Unit 3659 and retrofits | 600 | 1797 | Rate Constraint in lbs/MMBtu | FALSE | L | Annual | Standard NOX | lb/MMBtu | 0.25 | 0.25 | 0.25 | 0.25 | 0.25 | 0.25 | 0.25 | 0.25
IL Fac. Spec. - NOX Rate Summer v3.1, Unit 3659 and retrofits | 600 | 1797 | Rate Constraint in lbs/MMBtu | FALSE | L | Annual | Emissions at Affected Plants NOX | Thousand Tons | 0.04282 | 0.042975 | 0.054487 | 0.028229 | 0.028229 | 0.028229 | 0.028229 | 0
IL Fac. Spec. - NOX Rate Summer v3.1, Unit 3659 and retrofits | 600 | 1797 | Rate Constraint in lbs/MMBtu | FALSE | L | Annual | Allowances Purchased NOX | Thousand Tons | 0 | 0 | 0 | 0 | 0 | 0 | 0 | 0
IL Fac. Spec. - NOX Rate Summer v3.1, Unit 3659 and retrofits | 600 | 1797 | Rate Constraint in lbs/MMBtu | FALSE | L | Annual | Allowances Sold NOX | Thousand Tons | 0 | 0 | 0 | 0 | 0 | 0 | 0 | 0
IL Fac. Spec. - NOX Rate Summer v3.1, Unit 3659 and retrofits | 600 | 1797 | Rate Constraint in lbs/MMBtu | FALSE | L | Annual | Allowances Banked | Thousand Tons | 0 | 0 | 0 | 0 | 0 | 0 | 0 | 0
IL Fac. Spec. - NOX Rate Summer v3.1, Unit 3659 and retrofits | 600 | 1797 | Rate Constraint in lbs/MMBtu | FALSE | L | Annual | Allowances Withdrawn (1:1) | Thousand Tons | 0 | 0 | 0 | 0 | 0 | 0 | 0 | 0
IL Fac. Spec. - NOX Rate Summer v3.1, Unit 3659 and retrofits | 600 | 1797 | Rate Constraint in lbs/MMBtu | FALSE | L | Annual | Allowances Withdrawn (n:1) | Thousand Tons | 0 | 0 | 0 | 0 | 0 | 0 | 0 | 0
IL Fac. Spec. - NOX Rate Summer v3.1, Unit 3659 and retrofits | 600 | 1797 | Rate Constraint in lbs/MMBtu | FALSE | L | Annual | Net Emissions Allowance Position | Thousand Tons | 0.04282 | 0.042975 | 0.054487 | 0.028229 | 0.028229 | 0.028229 | 0.028229 | 0
IL Fac. Spec. - NOX Rate Summer v3.1, Unit 3659 and retrofits | 600 | 1797 | Rate Constraint in lbs/MMBtu | FALSE | L | Annual | Fuel Consumed | TBtu | 1.2958 | 1.3005 | 1.6489 | 0.85427 | 0.85427 | 0.85427 | 0.85427 | 0
IL Fac. Spec. - NOX Rate Summer v3.1, Unit 3659 and retrofits | 600 | 1797 | Rate Constraint in lbs/MMBtu | FALSE | L | Annual | Rate | lb/MMBtu | 0.06609 | 0.06609 | 0.06609 | 0.06609 | 0.06609 | 0.06609 | 0.06609 | 0
IL Fac. Spec. - NOX Rate Summer v3.1, Unit 3659 and retrofits | 600 | 1797 | Rate Constraint in lbs/MMBtu | FALSE | L | Annual | Generation | TWh | 0.11988 | 0.12032 | 0.15255 | 0.079033 | 0.079033 | 0.079033 | 0.079033 | 0
IL Fac. Spec. - NOX Rate Summer v3.1, Unit 3659 and retrofits | 600 | 1797 | Rate Constraint in lbs/MMBtu | FALSE | L | Annual | Qualifying Generation | TWh | 0.11988 | 0.12032 | 0.15255 | 0.079033 | 0.079033 | 0.079033 | 0.079033 | 0
IL Fac. Spec. - NOX Rate Summer v3.1, Unit 3659 and retrofits | 600 | 1797 | Rate Constraint in lbs/MMBtu | FALSE | L | Annual | Rate | lb/MWh | 0.71437 | 0.71437 | 0.71437 | 0.71437 | 0.71437 | 0.71437 | 0.71437 | 0
IL Fac. Spec. - NOX Rate Summer v3.1, Unit 3659 and retrofits | 600 | 1797 | Rate Constraint in lbs/MMBtu | FALSE | L | Annual | Constraint Shadow Price | US2016$/Ton | 0 | 0 | 0 | 0 | 0 | 0 | 0 | 0
IL Fac. Spec. - NOX Rate Summer v3.1, Unit 3660 and retrofits | 601 | 1797 | Rate Constraint in lbs/MMBtu | FALSE | L | Annual | Seasons Included | Seasons | Summer | Summer | Summer | Summer | Summer | Summer | Summer | Summer
IL Fac. Spec. - NOX Rate Summer v3.1, Unit 3660 and retrofits | 601 | 1797 | Rate Constraint in lbs/MMBtu | FALSE | L | Annual | Standard NOX | lb/MMBtu | 0.25 | 0.25 | 0.25 | 0.25 | 0.25 | 0.25 | 0.25 | 0.25
IL Fac. Spec. - NOX Rate Summer v3.1, Unit 3660 and retrofits | 601 | 1797 | Rate Constraint in lbs/MMBtu | FALSE | L | Annual | Emissions at Affected Plants NOX | Thousand Tons | 0.042529 | 0.042682 | 0.054116 | 0.028037 | 0.028037 | 0.028037 | 0.028037 | 0
IL Fac. Spec. - NOX Rate Summer v3.1, Unit 3660 and retrofits | 601 | 1797 | Rate Constraint in lbs/MMBtu | FALSE | L | Annual | Allowances Purchased NOX | Thousand Tons | 0 | 0 | 0 | 0 | 0 | 0 | 0 | 0
IL Fac. Spec. - NOX Rate Summer v3.1, Unit 3660 and retrofits | 601 | 1797 | Rate Constraint in lbs/MMBtu | FALSE | L | Annual | Allowances Sold NOX | Thousand Tons | 0 | 0 | 0 | 0 | 0 | 0 | 0 | 0
IL Fac. Spec. - NOX Rate Summer v3.1, Unit 3660 and retrofits | 601 | 1797 | Rate Constraint in lbs/MMBtu | FALSE | L | Annual | Allowances Banked | Thousand Tons | 0 | 0 | 0 | 0 | 0 | 0 | 0 | 0
IL Fac. Spec. - NOX Rate Summer v3.1, Unit 3660 and retrofits | 601 | 1797 | Rate Constraint in lbs/MMBtu | FALSE | L | Annual | Allowances Withdrawn (1:1) | Thousand Tons | 0 | 0 | 0 | 0 | 0 | 0 | 0 | 0
IL Fac. Spec. - NOX Rate Summer v3.1, Unit 3660 and retrofits | 601 | 1797 | Rate Constraint in lbs/MMBtu | FALSE | L | Annual | Allowances Withdrawn (n:1) | Thousand Tons | 0 | 0 | 0 | 0 | 0 | 0 | 0 | 0
IL Fac. Spec. - NOX Rate Summer v3.1, Unit 3660 and retrofits | 601 | 1797 | Rate Constraint in lbs/MMBtu | FALSE | L | Annual | Net Emissions Allowance Position | Thousand Tons | 0.042529 | 0.042682 | 0.054116 | 0.028037 | 0.028037 | 0.028037 | 0.028037 | 0
IL Fac. Spec. - NOX Rate Summer v3.1, Unit 3660 and retrofits | 601 | 1797 | Rate Constraint in lbs/MMBtu | FALSE | L | Annual | Fuel Consumed | TBtu | 1.2958 | 1.3005 | 1.6489 | 0.85427 | 0.85427 | 0.85427 | 0.85427 | 0
IL Fac. Spec. - NOX Rate Summer v3.1, Unit 3660 and retrofits | 601 | 1797 | Rate Constraint in lbs/MMBtu | FALSE | L | Annual | Rate | lb/MMBtu | 0.06564 | 0.06564 | 0.06564 | 0.06564 | 0.06564 | 0.06564 | 0.06564 | 0
IL Fac. Spec. - NOX Rate Summer v3.1, Unit 3660 and retrofits | 601 | 1797 | Rate Constraint in lbs/MMBtu | FALSE | L | Annual | Generation | TWh | 0.11988 | 0.12032 | 0.15255 | 0.079033 | 0.079033 | 0.079033 | 0.079033 | 0
IL Fac. Spec. - NOX Rate Summer v3.1, Unit 3660 and retrofits | 601 | 1797 | Rate Constraint in lbs/MMBtu | FALSE | L | Annual | Qualifying Generation | TWh | 0.11988 | 0.12032 | 0.15255 | 0.079033 | 0.079033 | 0.079033 | 0.079033 | 0
IL Fac. Spec. - NOX Rate Summer v3.1, Unit 3660 and retrofits | 601 | 1797 | Rate Constraint in lbs/MMBtu | FALSE | L | Annual | Rate | lb/MWh | 0.7095 | 0.7095 | 0.7095 | 0.7095 | 0.7095 | 0.7095 | 0.7095 | 0
IL Fac. Spec. - NOX Rate Summer v3.1, Unit 3660 and retrofits | 601 | 1797 | Rate Constraint in lbs/MMBtu | FALSE | L | Annual | Constraint Shadow Price | US2016$/Ton | 0 | 0 | 0 | 0 | 0 | 0 | 0 | 0
IL Fac. Spec. - NOX Rate Summer v3.1, Unit 3661 and retrofits | 602 | 1797 | Rate Constraint in lbs/MMBtu | FALSE | L | Annual | Seasons Included | Seasons | Summer | Summer | Summer | Summer | Summer | Summer | Summer | Summer
IL Fac. Spec. - NOX Rate Summer v3.1, Unit 3661 and retrofits | 602 | 1797 | Rate Constraint in lbs/MMBtu | FALSE | L | Annual | Standard NOX | lb/MMBtu | 0.25 | 0.25 | 0.25 | 0.25 | 0.25 | 0.25 | 0.25 | 0.25
IL Fac. Spec. - NOX Rate Summer v3.1, Unit 3661 and retrofits | 602 | 1797 | Rate Constraint in lbs/MMBtu | FALSE | L | Annual | Emissions at Affected Plants NOX | Thousand Tons | 0.048261 | 0.048435 | 0.061411 | 0.031816 | 0.031816 | 0.031816 | 0.031816 | 0
IL Fac. Spec. - NOX Rate Summer v3.1, Unit 3661 and retrofits | 602 | 1797 | Rate Constraint in lbs/MMBtu | FALSE | L | Annual | Allowances Purchased NOX | Thousand Tons | 0 | 0 | 0 | 0 | 0 | 0 | 0 | 0
IL Fac. Spec. - NOX Rate Summer v3.1, Unit 3661 and retrofits | 602 | 1797 | Rate Constraint in lbs/MMBtu | FALSE | L | Annual | Allowances Sold NOX | Thousand Tons | 0 | 0 | 0 | 0 | 0 | 0 | 0 | 0
IL Fac. Spec. - NOX Rate Summer v3.1, Unit 3661 and retrofits | 602 | 1797 | Rate Constraint in lbs/MMBtu | FALSE | L | Annual | Allowances Banked | Thousand Tons | 0 | 0 | 0 | 0 | 0 | 0 | 0 | 0
IL Fac. Spec. - NOX Rate Summer v3.1, Unit 3661 and retrofits | 602 | 1797 | Rate Constraint in lbs/MMBtu | FALSE | L | Annual | Allowances Withdrawn (1:1) | Thousand Tons | 0 | 0 | 0 | 0 | 0 | 0 | 0 | 0
IL Fac. Spec. - NOX Rate Summer v3.1, Unit 3661 and retrofits | 602 | 1797 | Rate Constraint in lbs/MMBtu | FALSE | L | Annual | Allowances Withdrawn (n:1) | Thousand Tons | 0 | 0 | 0 | 0 | 0 | 0 | 0 | 0
IL Fac. Spec. - NOX Rate Summer v3.1, Unit 3661 and retrofits | 602 | 1797 | Rate Constraint in lbs/MMBtu | FALSE | L | Annual | Net Emissions Allowance Position | Thousand Tons | 0.048261 | 0.048435 | 0.061411 | 0.031816 | 0.031816 | 0.031816 | 0.031816 | 0
IL Fac. Spec. - NOX Rate Summer v3.1, Unit 3661 and retrofits | 602 | 1797 | Rate Constraint in lbs/MMBtu | FALSE | L | Annual | Fuel Consumed | TBtu | 1.2947 | 1.2994 | 1.6475 | 0.85355 | 0.85355 | 0.85355 | 0.85355 | 0
IL Fac. Spec. - NOX Rate Summer v3.1, Unit 3661 and retrofits | 602 | 1797 | Rate Constraint in lbs/MMBtu | FALSE | L | Annual | Rate | lb/MMBtu | 0.07455 | 0.07455 | 0.07455 | 0.07455 | 0.07455 | 0.07455 | 0.07455 | 0
IL Fac. Spec. - NOX Rate Summer v3.1, Unit 3661 and retrofits | 602 | 1797 | Rate Constraint in lbs/MMBtu | FALSE | L | Annual | Generation | TWh | 0.11988 | 0.12032 | 0.15255 | 0.079033 | 0.079033 | 0.079033 | 0.079033 | 0
IL Fac. Spec. - NOX Rate Summer v3.1, Unit 3661 and retrofits | 602 | 1797 | Rate Constraint in lbs/MMBtu | FALSE | L | Annual | Qualifying Generation | TWh | 0.11988 | 0.12032 | 0.15255 | 0.079033 | 0.079033 | 0.079033 | 0.079033 | 0
IL Fac. Spec. - NOX Rate Summer v3.1, Unit 3661 and retrofits | 602 | 1797 | Rate Constraint in lbs/MMBtu | FALSE | L | Annual | Rate | lb/MWh | 0.80514 | 0.80514 | 0.80514 | 0.80514 | 0.80514 | 0.80514 | 0.80514 | 0
IL Fac. Spec. - NOX Rate Summer v3.1, Unit 3661 and retrofits | 602 | 1797 | Rate Constraint in lbs/MMBtu | FALSE | L | Annual | Constraint Shadow Price | US2016$/Ton | 0 | 0 | 0 | 0 | 0 | 0 | 0 | 0
IL Fac. Spec. - NOX Rate Summer v3.1, Unit 3662 and retrofits | 603 | 1797 | Rate Constraint in lbs/MMBtu | FALSE | L | Annual | Seasons Included | Seasons | Summer | Summer | Summer | Summer | Summer | Summer | Summer | Summer
IL Fac. Spec. - NOX Rate Summer v3.1, Unit 3662 and retrofits | 603 | 1797 | Rate Constraint in lbs/MMBtu | FALSE | L | Annual | Standard NOX | lb/MMBtu | 0.25 | 0.25 | 0.25 | 0.25 | 0.25 | 0.25 | 0.25 | 0.25
IL Fac. Spec. - NOX Rate Summer v3.1, Unit 3662 and retrofits | 603 | 1797 | Rate Constraint in lbs/MMBtu | FALSE | L | Annual | Emissions at Affected Plants NOX | Thousand Tons | 0.03717 | 0.049244 | 0.049285 | 0.049285 | 0.049285 | 0 | 0 | 0
IL Fac. Spec. - NOX Rate Summer v3.1, Unit 3662 and retrofits | 603 | 1797 | Rate Constraint in lbs/MMBtu | FALSE | L | Annual | Allowances Purchased NOX | Thousand Tons | 0 | 0 | 0 | 0 | 0 | 0 | 0 | 0
IL Fac. Spec. - NOX Rate Summer v3.1, Unit 3662 and retrofits | 603 | 1797 | Rate Constraint in lbs/MMBtu | FALSE | L | Annual | Allowances Sold NOX | Thousand Tons | 0 | 0 | 0 | 0 | 0 | 0 | 0 | 0
IL Fac. Spec. - NOX Rate Summer v3.1, Unit 3662 and retrofits | 603 | 1797 | Rate Constraint in lbs/MMBtu | FALSE | L | Annual | Allowances Banked | Thousand Tons | 0 | 0 | 0 | 0 | 0 | 0 | 0 | 0
IL Fac. Spec. - NOX Rate Summer v3.1, Unit 3662 and retrofits | 603 | 1797 | Rate Constraint in lbs/MMBtu | FALSE | L | Annual | Allowances Withdrawn (1:1) | Thousand Tons | 0 | 0 | 0 | 0 | 0 | 0 | 0 | 0
IL Fac. Spec. - NOX Rate Summer v3.1, Unit 3662 and retrofits | 603 | 1797 | Rate Constraint in lbs/MMBtu | FALSE | L | Annual | Allowances Withdrawn (n:1) | Thousand Tons | 0 | 0 | 0 | 0 | 0 | 0 | 0 | 0
IL Fac. Spec. - NOX Rate Summer v3.1, Unit 3662 and retrofits | 603 | 1797 | Rate Constraint in lbs/MMBtu | FALSE | L | Annual | Net Emissions Allowance Position | Thousand Tons | 0.03717 | 0.049244 | 0.049285 | 0.049285 | 0.049285 | 0 | 0 | 0
IL Fac. Spec. - NOX Rate Summer v3.1, Unit 3662 and retrofits | 603 | 1797 | Rate Constraint in lbs/MMBtu | FALSE | L | Annual | Fuel Consumed | TBtu | 0.85341 | 1.1306 | 1.1316 | 1.1316 | 1.1316 | 0 | 0 | 0
IL Fac. Spec. - NOX Rate Summer v3.1, Unit 3662 and retrofits | 603 | 1797 | Rate Constraint in lbs/MMBtu | FALSE | L | Annual | Rate | lb/MMBtu | 0.08711 | 0.08711 | 0.08711 | 0.08711 | 0.08711 | 0 | 0 | 0
IL Fac. Spec. - NOX Rate Summer v3.1, Unit 3662 and retrofits | 603 | 1797 | Rate Constraint in lbs/MMBtu | FALSE | L | Annual | Generation | TWh | 0.073506 | 0.097383 | 0.097464 | 0.097464 | 0.097464 | 0 | 0 | 0
IL Fac. Spec. - NOX Rate Summer v3.1, Unit 3662 and retrofits | 603 | 1797 | Rate Constraint in lbs/MMBtu | FALSE | L | Annual | Qualifying Generation | TWh | 0.073506 | 0.097383 | 0.097464 | 0.097464 | 0.097464 | 0 | 0 | 0
IL Fac. Spec. - NOX Rate Summer v3.1, Unit 3662 and retrofits | 603 | 1797 | Rate Constraint in lbs/MMBtu | FALSE | L | Annual | Rate | lb/MWh | 1.0113 | 1.0113 | 1.0113 | 1.0113 | 1.0113 | 0 | 0 | 0
IL Fac. Spec. - NOX Rate Summer v3.1, Unit 3662 and retrofits | 603 | 1797 | Rate Constraint in lbs/MMBtu | FALSE | L | Annual | Constraint Shadow Price | US2016$/Ton | 0 | 0 | 0 | 0 | 0 | 0 | 0 | 0
IL Fac. Spec. - NOX Rate Summer v3.1, Unit 3676 and retrofits | 604 | 1797 | Rate Constraint in lbs/MMBtu | FALSE | L | Annual | Seasons Included | Seasons | Summer | Summer | Summer | Summer | Summer | Summer | Summer | Summer
IL Fac. Spec. - NOX Rate Summer v3.1, Unit 3676 and retrofits | 604 | 1797 | Rate Constraint in lbs/MMBtu | FALSE | L | Annual | Standard NOX | lb/MMBtu | 0.25 | 0.25 | 0.25 | 0.25 | 0.25 | 0.25 | 0.25 | 0.25
IL Fac. Spec. - NOX Rate Summer v3.1, Unit 3676 and retrofits | 604 | 1797 | Rate Constraint in lbs/MMBtu | FALSE | L | Annual | Emissions at Affected Plants NOX | Thousand Tons | 0.028319 | 0.028319 | 0.028319 | 0.01869 | 0.01869 | 0.01869 | 0.01869 | 0.01869
IL Fac. Spec. - NOX Rate Summer v3.1, Unit 3676 and retrofits | 604 | 1797 | Rate Constraint in lbs/MMBtu | FALSE | L | Annual | Allowances Purchased NOX | Thousand Tons | 0 | 0 | 0 | 0 | 0 | 0 | 0 | 0
IL Fac. Spec. - NOX Rate Summer v3.1, Unit 3676 and retrofits | 604 | 1797 | Rate Constraint in lbs/MMBtu | FALSE | L | Annual | Allowances Sold NOX | Thousand Tons | 0 | 0 | 0 | 0 | 0 | 0 | 0 | 0
IL Fac. Spec. - NOX Rate Summer v3.1, Unit 3676 and retrofits | 604 | 1797 | Rate Constraint in lbs/MMBtu | FALSE | L | Annual | Allowances Banked | Thousand Tons | 0 | 0 | 0 | 0 | 0 | 0 | 0 | 0
IL Fac. Spec. - NOX Rate Summer v3.1, Unit 3676 and retrofits | 604 | 1797 | Rate Constraint in lbs/MMBtu | FALSE | L | Annual | Allowances Withdrawn (1:1) | Thousand Tons | 0 | 0 | 0 | 0 | 0 | 0 | 0 | 0
IL Fac. Spec. - NOX Rate Summer v3.1, Unit 3676 and retrofits | 604 | 1797 | Rate Constraint in lbs/MMBtu | FALSE | L | Annual | Allowances Withdrawn (n:1) | Thousand Tons | 0 | 0 | 0 | 0 | 0 | 0 | 0 | 0
IL Fac. Spec. - NOX Rate Summer v3.1, Unit 3676 and retrofits | 604 | 1797 | Rate Constraint in lbs/MMBtu | FALSE | L | Annual | Net Emissions Allowance Position | Thousand Tons | 0.028319 | 0.028319 | 0.028319 | 0.01869 | 0.01869 | 0.01869 | 0.01869 | 0.01869
IL Fac. Spec. - NOX Rate Summer v3.1, Unit 3676 and retrofits | 604 | 1797 | Rate Constraint in lbs/MMBtu | FALSE | L | Annual | Fuel Consumed | TBtu | 0.67514 | 0.67514 | 0.67514 | 0.44559 | 0.44559 | 0.44559 | 0.44559 | 0.44559
IL Fac. Spec. - NOX Rate Summer v3.1, Unit 3676 and retrofits | 604 | 1797 | Rate Constraint in lbs/MMBtu | FALSE | L | Annual | Rate | lb/MMBtu | 0.08389 | 0.08389 | 0.08389 | 0.08389 | 0.08389 | 0.08389 | 0.08389 | 0.08389
IL Fac. Spec. - NOX Rate Summer v3.1, Unit 3676 and retrofits | 604 | 1797 | Rate Constraint in lbs/MMBtu | FALSE | L | Annual | Generation | TWh | 0.057542 | 0.057542 | 0.057542 | 0.037978 | 0.037978 | 0.037978 | 0.037978 | 0.037978
IL Fac. Spec. - NOX Rate Summer v3.1, Unit 3676 and retrofits | 604 | 1797 | Rate Constraint in lbs/MMBtu | FALSE | L | Annual | Qualifying Generation | TWh | 0.057542 | 0.057542 | 0.057542 | 0.037978 | 0.037978 | 0.037978 | 0.037978 | 0.037978
IL Fac. Spec. - NOX Rate Summer v3.1, Unit 3676 and retrofits | 604 | 1797 | Rate Constraint in lbs/MMBtu | FALSE | L | Annual | Rate | lb/MWh | 0.98428 | 0.98428 | 0.98428 | 0.98428 | 0.98428 | 0.98428 | 0.98428 | 0.98428
IL Fac. Spec. - NOX Rate Summer v3.1, Unit 3676 and retrofits | 604 | 1797 | Rate Constraint in lbs/MMBtu | FALSE | L | Annual | Constraint Shadow Price | US2016$/Ton | 0 | 0 | 0 | 0 | 0 | 0 | 0 | 0
IL Fac. Spec. - NOX Rate Summer v3.1, Unit 4071 and retrofits | 605 | 1797 | Rate Constraint in lbs/MMBtu | FALSE | L | Annual | Seasons Included | Seasons | Summer | Summer | Summer | Summer | Summer | Summer | Summer | Summer
IL Fac. Spec. - NOX Rate Summer v3.1, Unit 4071 and retrofits | 605 | 1797 | Rate Constraint in lbs/MMBtu | FALSE | L | Annual | Standard NOX | lb/MMBtu | 0.25 | 0.25 | 0.25 | 0.25 | 0.25 | 0.25 | 0.25 | 0.25
IL Fac. Spec. - NOX Rate Summer v3.1, Unit 4071 and retrofits | 605 | 1797 | Rate Constraint in lbs/MMBtu | FALSE | L | Annual | Emissions at Affected Plants NOX | Thousand Tons | 0.24224 | 0.24201 | 0.23521 | 0.23521 | 0.23521 | 0.23521 | 0.23521 | 0.23521
IL Fac. Spec. - NOX Rate Summer v3.1, Unit 4071 and retrofits | 605 | 1797 | Rate Constraint in lbs/MMBtu | FALSE | L | Annual | Allowances Purchased NOX | Thousand Tons | 0 | 0 | 0 | 0 | 0 | 0 | 0 | 0
IL Fac. Spec. - NOX Rate Summer v3.1, Unit 4071 and retrofits | 605 | 1797 | Rate Constraint in lbs/MMBtu | FALSE | L | Annual | Allowances Sold NOX | Thousand Tons | 0 | 0 | 0 | 0 | 0 | 0 | 0 | 0
IL Fac. Spec. - NOX Rate Summer v3.1, Unit 4071 and retrofits | 605 | 1797 | Rate Constraint in lbs/MMBtu | FALSE | L | Annual | Allowances Banked | Thousand Tons | 0 | 0 | 0 | 0 | 0 | 0 | 0 | 0
IL Fac. Spec. - NOX Rate Summer v3.1, Unit 4071 and retrofits | 605 | 1797 | Rate Constraint in lbs/MMBtu | FALSE | L | Annual | Allowances Withdrawn (1:1) | Thousand Tons | 0 | 0 | 0 | 0 | 0 | 0 | 0 | 0
IL Fac. Spec. - NOX Rate Summer v3.1, Unit 4071 and retrofits | 605 | 1797 | Rate Constraint in lbs/MMBtu | FALSE | L | Annual | Allowances Withdrawn (n:1) | Thousand Tons | 0 | 0 | 0 | 0 | 0 | 0 | 0 | 0
IL Fac. Spec. - NOX Rate Summer v3.1, Unit 4071 and retrofits | 605 | 1797 | Rate Constraint in lbs/MMBtu | FALSE | L | Annual | Net Emissions Allowance Position | Thousand Tons | 0.24224 | 0.24201 | 0.23521 | 0.23521 | 0.23521 | 0.23521 | 0.23521 | 0.23521
IL Fac. Spec. - NOX Rate Summer v3.1, Unit 4071 and retrofits | 605 | 1797 | Rate Constraint in lbs/MMBtu | FALSE | L | Annual | Fuel Consumed | TBtu | 7.2158 | 7.2091 | 7.0066 | 7.0066 | 7.0066 | 7.0066 | 7.0066 | 7.0066
IL Fac. Spec. - NOX Rate Summer v3.1, Unit 4071 and retrofits | 605 | 1797 | Rate Constraint in lbs/MMBtu | FALSE | L | Annual | Rate | lb/MMBtu | 0.06714 | 0.06714 | 0.06714 | 0.06714 | 0.06714 | 0.06714 | 0.06714 | 0.06714
IL Fac. Spec. - NOX Rate Summer v3.1, Unit 4071 and retrofits | 605 | 1797 | Rate Constraint in lbs/MMBtu | FALSE | L | Annual | Generation | TWh | 0.6333 | 0.63271 | 0.6333 | 0.6333 | 0.6333 | 0.6333 | 0.6333 | 0.6333
IL Fac. Spec. - NOX Rate Summer v3.1, Unit 4071 and retrofits | 605 | 1797 | Rate Constraint in lbs/MMBtu | FALSE | L | Annual | Qualifying Generation | TWh | 0.6333 | 0.63271 | 0.6333 | 0.6333 | 0.6333 | 0.6333 | 0.6333 | 0.6333
IL Fac. Spec. - NOX Rate Summer v3.1, Unit 4071 and retrofits | 605 | 1797 | Rate Constraint in lbs/MMBtu | FALSE | L | Annual | Rate | lb/MWh | 0.76499 | 0.76499 | 0.74281 | 0.74281 | 0.74281 | 0.74281 | 0.74281 | 0.74281
IL Fac. Spec. - NOX Rate Summer v3.1, Unit 4071 and retrofits | 605 | 1797 | Rate Constraint in lbs/MMBtu | FALSE | L | Annual | Constraint Shadow Price | US2016$/Ton | 0 | 0 | 0 | 0 | 0 | 0 | 0 | 0
IL Fac. Spec. - NOX Rate Summer v3.1, Unit 4072 and retrofits | 606 | 1797 | Rate Constraint in lbs/MMBtu | FALSE | L | Annual | Seasons Included | Seasons | Summer | Summer | Summer | Summer | Summer | Summer | Summer | Summer
IL Fac. Spec. - NOX Rate Summer v3.1, Unit 4072 and retrofits | 606 | 1797 | Rate Constraint in lbs/MMBtu | FALSE | L | Annual | Standard NOX | lb/MMBtu | 0.25 | 0.25 | 0.25 | 0.25 | 0.25 | 0.25 | 0.25 | 0.25
IL Fac. Spec. - NOX Rate Summer v3.1, Unit 4072 and retrofits | 606 | 1797 | Rate Constraint in lbs/MMBtu | FALSE | L | Annual | Emissions at Affected Plants NOX | Thousand Tons | 0.78911 | 0.78911 | 0.78911 | 0.78911 | 0.78911 | 0.78911 | 0.78911 | 0.78911
IL Fac. Spec. - NOX Rate Summer v3.1, Unit 4072 and retrofits | 606 | 1797 | Rate Constraint in lbs/MMBtu | FALSE | L | Annual | Allowances Purchased NOX | Thousand Tons | 0 | 0 | 0 | 0 | 0 | 0 | 0 | 0
IL Fac. Spec. - NOX Rate Summer v3.1, Unit 4072 and retrofits | 606 | 1797 | Rate Constraint in lbs/MMBtu | FALSE | L | Annual | Allowances Sold NOX | Thousand Tons | 0 | 0 | 0 | 0 | 0 | 0 | 0 | 0
IL Fac. Spec. - NOX Rate Summer v3.1, Unit 4072 and retrofits | 606 | 1797 | Rate Constraint in lbs/MMBtu | FALSE | L | Annual | Allowances Banked | Thousand Tons | 0 | 0 | 0 | 0 | 0 | 0 | 0 | 0
IL Fac. Spec. - NOX Rate Summer v3.1, Unit 4072 and retrofits | 606 | 1797 | Rate Constraint in lbs/MMBtu | FALSE | L | Annual | Allowances Withdrawn (1:1) | Thousand Tons | 0 | 0 | 0 | 0 | 0 | 0 | 0 | 0
IL Fac. Spec. - NOX Rate Summer v3.1, Unit 4072 and retrofits | 606 | 1797 | Rate Constraint in lbs/MMBtu | FALSE | L | Annual | Allowances Withdrawn (n:1) | Thousand Tons | 0 | 0 | 0 | 0 | 0 | 0 | 0 | 0
IL Fac. Spec. - NOX Rate Summer v3.1, Unit 4072 and retrofits | 606 | 1797 | Rate Constraint in lbs/MMBtu | FALSE | L | Annual | Net Emissions Allowance Position | Thousand Tons | 0.78911 | 0.78911 | 0.78911 | 0.78911 | 0.78911 | 0.78911 | 0.78911 | 0.78911
IL Fac. Spec. - NOX Rate Summer v3.1, Unit 4072 and retrofits | 606 | 1797 | Rate Constraint in lbs/MMBtu | FALSE | L | Annual | Fuel Consumed | TBtu | 24.4079 | 24.4079 | 24.4079 | 24.4079 | 24.4079 | 24.4079 | 24.4079 | 24.4079
IL Fac. Spec. - NOX Rate Summer v3.1, Unit 4072 and retrofits | 606 | 1797 | Rate Constraint in lbs/MMBtu | FALSE | L | Annual | Rate | lb/MMBtu | 0.06466 | 0.06466 | 0.06466 | 0.06466 | 0.06466 | 0.06466 | 0.06466 | 0.06466
IL Fac. Spec. - NOX Rate Summer v3.1, Unit 4072 and retrofits | 606 | 1797 | Rate Constraint in lbs/MMBtu | FALSE | L | Annual | Generation | TWh | 2.5652 | 2.5652 | 2.5652 | 2.5652 | 2.5652 | 2.5652 | 2.5652 | 2.5652
IL Fac. Spec. - NOX Rate Summer v3.1, Unit 4072 and retrofits | 606 | 1797 | Rate Constraint in lbs/MMBtu | FALSE | L | Annual | Qualifying Generation | TWh | 2.5652 | 2.5652 | 2.5652 | 2.5652 | 2.5652 | 2.5652 | 2.5652 | 2.5652
IL Fac. Spec. - NOX Rate Summer v3.1, Unit 4072 and retrofits | 606 | 1797 | Rate Constraint in lbs/MMBtu | FALSE | L | Annual | Rate | lb/MWh | 0.61524 | 0.61524 | 0.61524 | 0.61524 | 0.61524 | 0.61524 | 0.61524 | 0.61524
IL Fac. Spec. - NOX Rate Summer v3.1, Unit 4072 and retrofits | 606 | 1797 | Rate Constraint in lbs/MMBtu | FALSE | L | Annual | Constraint Shadow Price | US2016$/Ton | 0 | 0 | 0 | 0 | 0 | 0 | 0 | 0
IL Fac. Spec. - NOX Rate Summer v3.1, Unit 4073 and retrofits | 607 | 1797 | Rate Constraint in lbs/MMBtu | FALSE | L | Annual | Seasons Included | Seasons | Summer | Summer | Summer | Summer | Summer | Summer | Summer | Summer
IL Fac. Spec. - NOX Rate Summer v3.1, Unit 4073 and retrofits | 607 | 1797 | Rate Constraint in lbs/MMBtu | FALSE | L | Annual | Standard NOX | lb/MMBtu | 0.25 | 0.25 | 0.25 | 0.25 | 0.25 | 0.25 | 0.25 | 0.25
IL Fac. Spec. - NOX Rate Summer v3.1, Unit 4073 and retrofits | 607 | 1797 | Rate Constraint in lbs/MMBtu | FALSE | L | Annual | Emissions at Affected Plants NOX | Thousand Tons | 0.79423 | 0.79423 | 0.79423 | 0.79423 | 0.79423 | 0.79423 | 0.79423 | 0.79423
IL Fac. Spec. - NOX Rate Summer v3.1, Unit 4073 and retrofits | 607 | 1797 | Rate Constraint in lbs/MMBtu | FALSE | L | Annual | Allowances Purchased NOX | Thousand Tons | 0 | 0 | 0 | 0 | 0 | 0 | 0 | 0
IL Fac. Spec. - NOX Rate Summer v3.1, Unit 4073 and retrofits | 607 | 1797 | Rate Constraint in lbs/MMBtu | FALSE | L | Annual | Allowances Sold NOX | Thousand Tons | 0 | 0 | 0 | 0 | 0 | 0 | 0 | 0
IL Fac. Spec. - NOX Rate Summer v3.1, Unit 4073 and retrofits | 607 | 1797 | Rate Constraint in lbs/MMBtu | FALSE | L | Annual | Allowances Banked | Thousand Tons | 0 | 0 | 0 | 0 | 0 | 0 | 0 | 0
IL Fac. Spec. - NOX Rate Summer v3.1, Unit 4073 and retrofits | 607 | 1797 | Rate Constraint in lbs/MMBtu | FALSE | L | Annual | Allowances Withdrawn (1:1) | Thousand Tons | 0 | 0 | 0 | 0 | 0 | 0 | 0 | 0
IL Fac. Spec. - NOX Rate Summer v3.1, Unit 4073 and retrofits | 607 | 1797 | Rate Constraint in lbs/MMBtu | FALSE | L | Annual | Allowances Withdrawn (n:1) | Thousand Tons | 0 | 0 | 0 | 0 | 0 | 0 | 0 | 0
IL Fac. Spec. - NOX Rate Summer v3.1, Unit 4073 and retrofits | 607 | 1797 | Rate Constraint in lbs/MMBtu | FALSE | L | Annual | Net Emissions Allowance Position | Thousand Tons | 0.79423 | 0.79423 | 0.79423 | 0.79423 | 0.79423 | 0.79423 | 0.79423 | 0.79423
IL Fac. Spec. - NOX Rate Summer v3.1, Unit 4073 and retrofits | 607 | 1797 | Rate Constraint in lbs/MMBtu | FALSE | L | Annual | Fuel Consumed | TBtu | 24.5436 | 24.5436 | 24.5436 | 24.5436 | 24.5436 | 24.5436 | 24.5436 | 24.5436
IL Fac. Spec. - NOX Rate Summer v3.1, Unit 4073 and retrofits | 607 | 1797 | Rate Constraint in lbs/MMBtu | FALSE | L | Annual | Rate | lb/MMBtu | 0.06472 | 0.06472 | 0.06472 | 0.06472 | 0.06472 | 0.06472 | 0.06472 | 0.06472
IL Fac. Spec. - NOX Rate Summer v3.1, Unit 4073 and retrofits | 607 | 1797 | Rate Constraint in lbs/MMBtu | FALSE | L | Annual | Generation | TWh | 2.5778 | 2.5778 | 2.5778 | 2.5778 | 2.5778 | 2.5778 | 2.5778 | 2.5778
IL Fac. Spec. - NOX Rate Summer v3.1, Unit 4073 and retrofits | 607 | 1797 | Rate Constraint in lbs/MMBtu | FALSE | L | Annual | Qualifying Generation | TWh | 2.5778 | 2.5778 | 2.5778 | 2.5778 | 2.5778 | 2.5778 | 2.5778 | 2.5778
IL Fac. Spec. - NOX Rate Summer v3.1, Unit 4073 and retrofits | 607 | 1797 | Rate Constraint in lbs/MMBtu | FALSE | L | Annual | Rate | lb/MWh | 0.6162 | 0.6162 | 0.6162 | 0.6162 | 0.6162 | 0.6162 | 0.6162 | 0.6162
IL Fac. Spec. - NOX Rate Summer v3.1, Unit 4073 and retrofits | 607 | 1797 | Rate Constraint in lbs/MMBtu | FALSE | L | Annual | Constraint Shadow Price | US2016$/Ton | 0 | 0 | 0 | 0 | 0 | 0 | 0 | 0
IL Fac. Spec. - NOX Rate Summer v3.1, Unit 4133 and retrofits | 608 | 1797 | Rate Constraint in lbs/MMBtu | FALSE | L | Annual | Seasons Included | Seasons | Summer | Summer | Summer | Summer | Summer | Summer | Summer | Summer
IL Fac. Spec. - NOX Rate Summer v3.1, Unit 4133 and retrofits | 608 | 1797 | Rate Constraint in lbs/MMBtu | FALSE | L | Annual | Standard NOX | lb/MMBtu | 0.25 | 0.25 | 0.25 | 0.25 | 0.25 | 0.25 | 0.25 | 0.25
IL Fac. Spec. - NOX Rate Summer v3.1, Unit 4133 and retrofits | 608 | 1797 | Rate Constraint in lbs/MMBtu | FALSE | L | Annual | Emissions at Affected Plants NOX | Thousand Tons | 0.42201 | 0.51704 | 0.51291 | 0.64191 | 0.51291 | 0.64191 | 0.64191 | 0.51291
IL Fac. Spec. - NOX Rate Summer v3.1, Unit 4133 and retrofits | 608 | 1797 | Rate Constraint in lbs/MMBtu | FALSE | L | Annual | Allowances Purchased NOX | Thousand Tons | 0 | 0 | 0 | 0 | 0 | 0 | 0 | 0
IL Fac. Spec. - NOX Rate Summer v3.1, Unit 4133 and retrofits | 608 | 1797 | Rate Constraint in lbs/MMBtu | FALSE | L | Annual | Allowances Sold NOX | Thousand Tons | 0 | 0 | 0 | 0 | 0 | 0 | 0 | 0
IL Fac. Spec. - NOX Rate Summer v3.1, Unit 4133 and retrofits | 608 | 1797 | Rate Constraint in lbs/MMBtu | FALSE | L | Annual | Allowances Banked | Thousand Tons | 0 | 0 | 0 | 0 | 0 | 0 | 0 | 0
IL Fac. Spec. - NOX Rate Summer v3.1, Unit 4133 and retrofits | 608 | 1797 | Rate Constraint in lbs/MMBtu | FALSE | L | Annual | Allowances Withdrawn (1:1) | Thousand Tons | 0 | 0 | 0 | 0 | 0 | 0 | 0 | 0
IL Fac. Spec. - NOX Rate Summer v3.1, Unit 4133 and retrofits | 608 | 1797 | Rate Constraint in lbs/MMBtu | FALSE | L | Annual | Allowances Withdrawn (n:1) | Thousand Tons | 0 | 0 | 0 | 0 | 0 | 0 | 0 | 0
IL Fac. Spec. - NOX Rate Summer v3.1, Unit 4133 and retrofits | 608 | 1797 | Rate Constraint in lbs/MMBtu | FALSE | L | Annual | Net Emissions Allowance Position | Thousand Tons | 0.42201 | 0.51704 | 0.51291 | 0.64191 | 0.51291 | 0.64191 | 0.64191 | 0.51291
IL Fac. Spec. - NOX Rate Summer v3.1, Unit 4133 and retrofits | 608 | 1797 | Rate Constraint in lbs/MMBtu | FALSE | L | Annual | Fuel Consumed | TBtu | 9.1354 | 11.1926 | 11.1031 | 13.8957 | 11.1031 | 13.8957 | 13.8957 | 11.1031
IL Fac. Spec. - NOX Rate Summer v3.1, Unit 4133 and retrofits | 608 | 1797 | Rate Constraint in lbs/MMBtu | FALSE | L | Annual | Rate | lb/MMBtu | 0.09239 | 0.09239 | 0.09239 | 0.09239 | 0.09239 | 0.09239 | 0.09239 | 0.09239
IL Fac. Spec. - NOX Rate Summer v3.1, Unit 4133 and retrofits | 608 | 1797 | Rate Constraint in lbs/MMBtu | FALSE | L | Annual | Generation | TWh | 0.87874 | 1.0766 | 1.0766 | 1.3474 | 1.0766 | 1.3474 | 1.3474 | 1.0766
IL Fac. Spec. - NOX Rate Summer v3.1, Unit 4133 and retrofits | 608 | 1797 | Rate Constraint in lbs/MMBtu | FALSE | L | Annual | Qualifying Generation | TWh | 0.87874 | 1.0766 | 1.0766 | 1.3474 | 1.0766 | 1.3474 | 1.3474 | 1.0766
IL Fac. Spec. - NOX Rate Summer v3.1, Unit 4133 and retrofits | 608 | 1797 | Rate Constraint in lbs/MMBtu | FALSE | L | Annual | Rate | lb/MWh | 0.96049 | 0.96049 | 0.9528 | 0.9528 | 0.9528 | 0.9528 | 0.9528 | 0.9528
IL Fac. Spec. - NOX Rate Summer v3.1, Unit 4133 and retrofits | 608 | 1797 | Rate Constraint in lbs/MMBtu | FALSE | L | Annual | Constraint Shadow Price | US2016$/Ton | 0 | 0 | 0 | 0 | 0 | 0 | 0 | 0
IL Fac. Spec. - NOX Rate Summer v3.1, Unit 4168 and retrofits | 609 | 1797 | Rate Constraint in lbs/MMBtu | FALSE | L | Annual | Seasons Included | Seasons | Summer | Summer | Summer | Summer | Summer | Summer | Summer | Summer
IL Fac. Spec. - NOX Rate Summer v3.1, Unit 4168 and retrofits | 609 | 1797 | Rate Constraint in lbs/MMBtu | FALSE | L | Annual | Standard NOX | lb/MMBtu | 0.25 | 0.25 | 0.25 | 0.25 | 0.25 | 0.25 | 0.25 | 0.25
IL Fac. Spec. - NOX Rate Summer v3.1, Unit 4168 and retrofits | 609 | 1797 | Rate Constraint in lbs/MMBtu | FALSE | L | Annual | Emissions at Affected Plants NOX | Thousand Tons | 0.34328 | 0.34328 | 0.33333 | 0.42101 | 0.33333 | 0.42101 | 0.43534 | 0.39747
IL Fac. Spec. - NOX Rate Summer v3.1, Unit 4168 and retrofits | 609 | 1797 | Rate Constraint in lbs/MMBtu | FALSE | L | Annual | Allowances Purchased NOX | Thousand Tons | 0 | 0 | 0 | 0 | 0 | 0 | 0 | 0
IL Fac. Spec. - NOX Rate Summer v3.1, Unit 4168 and retrofits | 609 | 1797 | Rate Constraint in lbs/MMBtu | FALSE | L | Annual | Allowances Sold NOX | Thousand Tons | 0 | 0 | 0 | 0 | 0 | 0 | 0 | 0
IL Fac. Spec. - NOX Rate Summer v3.1, Unit 4168 and retrofits | 609 | 1797 | Rate Constraint in lbs/MMBtu | FALSE | L | Annual | Allowances Banked | Thousand Tons | 0 | 0 | 0 | 0 | 0 | 0 | 0 | 0
IL Fac. Spec. - NOX Rate Summer v3.1, Unit 4168 and retrofits | 609 | 1797 | Rate Constraint in lbs/MMBtu | FALSE | L | Annual | Allowances Withdrawn (1:1) | Thousand Tons | 0 | 0 | 0 | 0 | 0 | 0 | 0 | 0
IL Fac. Spec. - NOX Rate Summer v3.1, Unit 4168 and retrofits | 609 | 1797 | Rate Constraint in lbs/MMBtu | FALSE | L | Annual | Allowances Withdrawn (n:1) | Thousand Tons | 0 | 0 | 0 | 0 | 0 | 0 | 0 | 0
IL Fac. Spec. - NOX Rate Summer v3.1, Unit 4168 and retrofits | 609 | 1797 | Rate Constraint in lbs/MMBtu | FALSE | L | Annual | Net Emissions Allowance Position | Thousand Tons | 0.34328 | 0.34328 | 0.33333 | 0.42101 | 0.33333 | 0.42101 | 0.43534 | 0.39747
IL Fac. Spec. - NOX Rate Summer v3.1, Unit 4168 and retrofits | 609 | 1797 | Rate Constraint in lbs/MMBtu | FALSE | L | Annual | Fuel Consumed | TBtu | 8.4605 | 8.4605 | 8.2151 | 10.376 | 8.2151 | 10.376 | 10.7291 | 9.796
IL Fac. Spec. - NOX Rate Summer v3.1, Unit 4168 and retrofits | 609 | 1797 | Rate Constraint in lbs/MMBtu | FALSE | L | Annual | Rate | lb/MMBtu | 0.08115 | 0.08115 | 0.08115 | 0.08115 | 0.08115 | 0.08115 | 0.08115 | 0.08115
IL Fac. Spec. - NOX Rate Summer v3.1, Unit 4168 and retrofits | 609 | 1797 | Rate Constraint in lbs/MMBtu | FALSE | L | Annual | Generation | TWh | 0.72935 | 0.72935 | 0.72935 | 0.9212 | 0.72935 | 0.9212 | 0.95255 | 0.8697
IL Fac. Spec. - NOX Rate Summer v3.1, Unit 4168 and retrofits | 609 | 1797 | Rate Constraint in lbs/MMBtu | FALSE | L | Annual | Qualifying Generation | TWh | 0.72935 | 0.72935 | 0.72935 | 0.9212 | 0.72935 | 0.9212 | 0.95255 | 0.8697
IL Fac. Spec. - NOX Rate Summer v3.1, Unit 4168 and retrofits | 609 | 1797 | Rate Constraint in lbs/MMBtu | FALSE | L | Annual | Rate | lb/MWh | 0.94134 | 0.94134 | 0.91404 | 0.91404 | 0.91404 | 0.91404 | 0.91404 | 0.91404
IL Fac. Spec. - NOX Rate Summer v3.1, Unit 4168 and retrofits | 609 | 1797 | Rate Constraint in lbs/MMBtu | FALSE | L | Annual | Constraint Shadow Price | US2016$/Ton | 0 | 0 | 0 | 0 | 0 | 0 | 0 | 0
IL Fac. Spec. - NOX Rate Summer v3.1, Unit 4169 and retrofits | 610 | 1797 | Rate Constraint in lbs/MMBtu | FALSE | L | Annual | Seasons Included | Seasons | Summer | Summer | Summer | Summer | Summer | Summer | Summer | Summer
IL Fac. Spec. - NOX Rate Summer v3.1, Unit 4169 and retrofits | 610 | 1797 | Rate Constraint in lbs/MMBtu | FALSE | L | Annual | Standard NOX | lb/MMBtu | 0.25 | 0.25 | 0.25 | 0.25 | 0.25 | 0.25 | 0.25 | 0.25
IL Fac. Spec. - NOX Rate Summer v3.1, Unit 4169 and retrofits | 610 | 1797 | Rate Constraint in lbs/MMBtu | FALSE | L | Annual | Emissions at Affected Plants NOX | Thousand Tons | 0.65865 | 0.66018 | 0.65338 | 0.75109 | 0.66696 | 0.75109 | 0.75109 | 0.65338
IL Fac. Spec. - NOX Rate Summer v3.1, Unit 4169 and retrofits | 610 | 1797 | Rate Constraint in lbs/MMBtu | FALSE | L | Annual | Allowances Purchased NOX | Thousand Tons | 0 | 0 | 0 | 0 | 0 | 0 | 0 | 0
IL Fac. Spec. - NOX Rate Summer v3.1, Unit 4169 and retrofits | 610 | 1797 | Rate Constraint in lbs/MMBtu | FALSE | L | Annual | Allowances Sold NOX | Thousand Tons | 0 | 0 | 0 | 0 | 0 | 0 | 0 | 0
IL Fac. Spec. - NOX Rate Summer v3.1, Unit 4169 and retrofits | 610 | 1797 | Rate Constraint in lbs/MMBtu | FALSE | L | Annual | Allowances Banked | Thousand Tons | 0 | 0 | 0 | 0 | 0 | 0 | 0 | 0
IL Fac. Spec. - NOX Rate Summer v3.1, Unit 4169 and retrofits | 610 | 1797 | Rate Constraint in lbs/MMBtu | FALSE | L | Annual | Allowances Withdrawn (1:1) | Thousand Tons | 0 | 0 | 0 | 0 | 0 | 0 | 0 | 0
IL Fac. Spec. - NOX Rate Summer v3.1, Unit 4169 and retrofits | 610 | 1797 | Rate Constraint in lbs/MMBtu | FALSE | L | Annual | Allowances Withdrawn (n:1) | Thousand Tons | 0 | 0 | 0 | 0 | 0 | 0 | 0 | 0
IL Fac. Spec. - NOX Rate Summer v3.1, Unit 4169 and retrofits | 610 | 1797 | Rate Constraint in lbs/MMBtu | FALSE | L | Annual | Net Emissions Allowance Position | Thousand Tons | 0.65865 | 0.66018 | 0.65338 | 0.75109 | 0.66696 | 0.75109 | 0.75109 | 0.65338
IL Fac. Spec. - NOX Rate Summer v3.1, Unit 4169 and retrofits | 610 | 1797 | Rate Constraint in lbs/MMBtu | FALSE | L | Annual | Fuel Consumed | TBtu | 16.235 | 16.2725 | 16.1051 | 18.5135 | 16.4396 | 18.5135 | 18.5135 | 16.1051
IL Fac. Spec. - NOX Rate Summer v3.1, Unit 4169 and retrofits | 610 | 1797 | Rate Constraint in lbs/MMBtu | FALSE | L | Annual | Rate | lb/MMBtu | 0.08114 | 0.08114 | 0.08114 | 0.08114 | 0.08114 | 0.08114 | 0.08114 | 0.08114
IL Fac. Spec. - NOX Rate Summer v3.1, Unit 4169 and retrofits | 610 | 1797 | Rate Constraint in lbs/MMBtu | FALSE | L | Annual | Generation | TWh | 1.6019 | 1.6056 | 1.6019 | 1.8414 | 1.6351 | 1.8414 | 1.8414 | 1.6019
IL Fac. Spec. - NOX Rate Summer v3.1, Unit 4169 and retrofits | 610 | 1797 | Rate Constraint in lbs/MMBtu | FALSE | L | Annual | Qualifying Generation | TWh | 1.6019 | 1.6056 | 1.6019 | 1.8414 | 1.6351 | 1.8414 | 1.8414 | 1.6019
IL Fac. Spec. - NOX Rate Summer v3.1, Unit 4169 and retrofits | 610 | 1797 | Rate Constraint in lbs/MMBtu | FALSE | L | Annual | Rate | lb/MWh | 0.82235 | 0.82235 | 0.81578 | 0.81578 | 0.81578 | 0.81578 | 0.81578 | 0.81578
IL Fac. Spec. - NOX Rate Summer v3.1, Unit 4169 and retrofits | 610 | 1797 | Rate Constraint in lbs/MMBtu | FALSE | L | Annual | Constraint Shadow Price | US2016$/Ton | 0 | 0 | 0 | 0 | 0 | 0 | 0 | 0
IL Fac. Spec. - NOX Rate Summer v3.1, Unit 4234 and retrofits | 611 | 1797 | Rate Constraint in lbs/MMBtu | FALSE | L | Annual | Seasons Included | Seasons | Summer | Summer | Summer | Summer | Summer | Summer | Summer | Summer
IL Fac. Spec. - NOX Rate Summer v3.1, Unit 4234 and retrofits | 611 | 1797 | Rate Constraint in lbs/MMBtu | FALSE | L | Annual | Standard NOX | lb/MMBtu | 0.25 | 0.25 | 0.25 | 0.25 | 0.25 | 0.25 | 0.25 | 0.25
IL Fac. Spec. - NOX Rate Summer v3.1, Unit 4234 and retrofits | 611 | 1797 | Rate Constraint in lbs/MMBtu | FALSE | L | Annual | Emissions at Affected Plants NOX | Thousand Tons | 0.34967 | 0.42215 | 0.41413 | 0.41413 | 0.4661 | 0.4661 | 0.4661 | 0.4661
IL Fac. Spec. - NOX Rate Summer v3.1, Unit 4234 and retrofits | 611 | 1797 | Rate Constraint in lbs/MMBtu | FALSE | L | Annual | Allowances Purchased NOX | Thousand Tons | 0 | 0 | 0 | 0 | 0 | 0 | 0 | 0
IL Fac. Spec. - NOX Rate Summer v3.1, Unit 4234 and retrofits | 611 | 1797 | Rate Constraint in lbs/MMBtu | FALSE | L | Annual | Allowances Sold NOX | Thousand Tons | 0 | 0 | 0 | 0 | 0 | 0 | 0 | 0
IL Fac. Spec. - NOX Rate Summer v3.1, Unit 4234 and retrofits | 611 | 1797 | Rate Constraint in lbs/MMBtu | FALSE | L | Annual | Allowances Banked | Thousand Tons | 0 | 0 | 0 | 0 | 0 | 0 | 0 | 0
IL Fac. Spec. - NOX Rate Summer v3.1, Unit 4234 and retrofits | 611 | 1797 | Rate Constraint in lbs/MMBtu | FALSE | L | Annual | Allowances Withdrawn (1:1) | Thousand Tons | 0 | 0 | 0 | 0 | 0 | 0 | 0 | 0
IL Fac. Spec. - NOX Rate Summer v3.1, Unit 4234 and retrofits | 611 | 1797 | Rate Constraint in lbs/MMBtu | FALSE | L | Annual | Allowances Withdrawn (n:1) | Thousand Tons | 0 | 0 | 0 | 0 | 0 | 0 | 0 | 0
IL Fac. Spec. - NOX Rate Summer v3.1, Unit 4234 and retrofits | 611 | 1797 | Rate Constraint in lbs/MMBtu | FALSE | L | Annual | Net Emissions Allowance Position | Thousand Tons | 0.34967 | 0.42215 | 0.41413 | 0.41413 | 0.4661 | 0.4661 | 0.4661 | 0.4661
IL Fac. Spec. - NOX Rate Summer v3.1, Unit 4234 and retrofits | 611 | 1797 | Rate Constraint in lbs/MMBtu | FALSE | L | Annual | Fuel Consumed | TBtu | 8.2525 | 9.9631 | 9.7738 | 9.7738 | 11.0004 | 11.0004 | 11.0004 | 11.0004
IL Fac. Spec. - NOX Rate Summer v3.1, Unit 4234 and retrofits | 611 | 1797 | Rate Constraint in lbs/MMBtu | FALSE | L | Annual | Rate | lb/MMBtu | 0.084743 | 0.084743 | 0.084743 | 0.084743 | 0.084743 | 0.084743 | 0.084743 | 0.084743
IL Fac. Spec. - NOX Rate Summer v3.1, Unit 4234 and retrofits | 611 | 1797 | Rate Constraint in lbs/MMBtu | FALSE | L | Annual | Generation | TWh | 0.732 | 0.88374 | 0.88374 | 0.88374 | 0.99464 | 0.99464 | 0.99464 | 0.99464
IL Fac. Spec. - NOX Rate Summer v3.1, Unit 4234 and retrofits | 611 | 1797 | Rate Constraint in lbs/MMBtu | FALSE | L | Annual | Qualifying Generation | TWh | 0.732 | 0.88374 | 0.88374 | 0.88374 | 0.99464 | 0.99464 | 0.99464 | 0.99464
IL Fac. Spec. - NOX Rate Summer v3.1, Unit 4234 and retrofits | 611 | 1797 | Rate Constraint in lbs/MMBtu | FALSE | L | Annual | Rate | lb/MWh | 0.95538 | 0.95538 | 0.93723 | 0.93723 | 0.93723 | 0.93723 | 0.93723 | 0.93723
IL Fac. Spec. - NOX Rate Summer v3.1, Unit 4234 and retrofits | 611 | 1797 | Rate Constraint in lbs/MMBtu | FALSE | L | Annual | Constraint Shadow Price | US2016$/Ton | 0 | 0 | 0 | 0 | 0 | 0 | 0 | 0
IL Fac. Spec. - NOX Rate Summer v3.1, Unit 4243 and retrofits | 612 | 1797 | Rate Constraint in lbs/MMBtu | FALSE | L | Annual | Seasons Included | Seasons | Summer | Summer | Summer | Summer | Summer | Summer | Summer | Summer
IL Fac. Spec. - NOX Rate Summer v3.1, Unit 4243 and retrofits | 612 | 1797 | Rate Constraint in lbs/MMBtu | FALSE | L | Annual | Standard NOX | lb/MMBtu | 0.25 | 0.25 | 0.25 | 0.25 | 0.25 | 0.25 | 0.25 | 0.25
IL Fac. Spec. - NOX Rate Summer v3.1, Unit 4243 and retrofits | 612 | 1797 | Rate Constraint in lbs/MMBtu | FALSE | L | Annual | Emissions at Affected Plants NOX | Thousand Tons | 0.59859 | 0.69185 | 0.6787 | 0.7599 | 0.7599 | 0.7599 | 0.7599 | 0.7599
IL Fac. Spec. - NOX Rate Summer v3.1, Unit 4243 and retrofits | 612 | 1797 | Rate Constraint in lbs/MMBtu | FALSE | L | Annual | Allowances Purchased NOX | Thousand Tons | 0 | 0 | 0 | 0 | 0 | 0 | 0 | 0
IL Fac. Spec. - NOX Rate Summer v3.1, Unit 4243 and retrofits | 612 | 1797 | Rate Constraint in lbs/MMBtu | FALSE | L | Annual | Allowances Sold NOX | Thousand Tons | 0 | 0 | 0 | 0 | 0 | 0 | 0 | 0
IL Fac. Spec. - NOX Rate Summer v3.1, Unit 4243 and retrofits | 612 | 1797 | Rate Constraint in lbs/MMBtu | FALSE | L | Annual | Allowances Banked | Thousand Tons | 0 | 0 | 0 | 0 | 0 | 0 | 0 | 0
IL Fac. Spec. - NOX Rate Summer v3.1, Unit 4243 and retrofits | 612 | 1797 | Rate Constraint in lbs/MMBtu | FALSE | L | Annual | Allowances Withdrawn (1:1) | Thousand Tons | 0 | 0 | 0 | 0 | 0 | 0 | 0 | 0
IL Fac. Spec. - NOX Rate Summer v3.1, Unit 4243 and retrofits | 612 | 1797 | Rate Constraint in lbs/MMBtu | FALSE | L | Annual | Allowances Withdrawn (n:1) | Thousand Tons | 0 | 0 | 0 | 0 | 0 | 0 | 0 | 0
IL Fac. Spec. - NOX Rate Summer v3.1, Unit 4243 and retrofits | 612 | 1797 | Rate Constraint in lbs/MMBtu | FALSE | L | Annual | Net Emissions Allowance Position | Thousand Tons | 0.59859 | 0.69185 | 0.6787 | 0.7599 | 0.7599 | 0.7599 | 0.7599 | 0.7599
IL Fac. Spec. - NOX Rate Summer v3.1, Unit 4243 and retrofits | 612 | 1797 | Rate Constraint in lbs/MMBtu | FALSE | L | Annual | Fuel Consumed | TBtu | 6.2991 | 7.2804 | 7.1421 | 7.9966 | 7.9966 | 7.9966 | 7.9966 | 7.9966
IL Fac. Spec. - NOX Rate Summer v3.1, Unit 4243 and retrofits | 612 | 1797 | Rate Constraint in lbs/MMBtu | FALSE | L | Annual | Rate | lb/MMBtu | 0.19006 | 0.19006 | 0.19006 | 0.19006 | 0.19006 | 0.19006 | 0.19006 | 0.19006
IL Fac. Spec. - NOX Rate Summer v3.1, Unit 4243 and retrofits | 612 | 1797 | Rate Constraint in lbs/MMBtu | FALSE | L | Annual | Generation | TWh | 0.56468 | 0.65265 | 0.65265 | 0.73073 | 0.73073 | 0.73073 | 0.73073 | 0.73073
IL Fac. Spec. - NOX Rate Summer v3.1, Unit 4243 and retrofits | 612 | 1797 | Rate Constraint in lbs/MMBtu | FALSE | L | Annual | Qualifying Generation | TWh | 0.56468 | 0.65265 | 0.65265 | 0.73073 | 0.73073 | 0.73073 | 0.73073 | 0.73073
IL Fac. Spec. - NOX Rate Summer v3.1, Unit 4243 and retrofits | 612 | 1797 | Rate Constraint in lbs/MMBtu | FALSE | L | Annual | Rate | lb/MWh | 2.1201 | 2.1201 | 2.0798 | 2.0798 | 2.0798 | 2.0798 | 2.0798 | 2.0798
IL Fac. Spec. - NOX Rate Summer v3.1, Unit 4243 and retrofits | 612 | 1797 | Rate Constraint in lbs/MMBtu | FALSE | L | Annual | Constraint Shadow Price | US2016$/Ton | 0 | 0 | 0 | 0 | 0 | 0 | 0 | 0
IL Fac. Spec. - NOX Rate Summer v3.1, Unit 4244 and retrofits | 613 | 1797 | Rate Constraint in lbs/MMBtu | FALSE | L | Annual | Seasons Included | Seasons | Summer | Summer | Summer | Summer | Summer | Summer | Summer | Summer
IL Fac. Spec. - NOX Rate Summer v3.1, Unit 4244 and retrofits | 613 | 1797 | Rate Constraint in lbs/MMBtu | FALSE | L | Annual | Standard NOX | lb/MMBtu | 0.25 | 0.25 | 0.25 | 0.25 | 0.25 | 0.25 | 0.25 | 0.25
IL Fac. Spec. - NOX Rate Summer v3.1, Unit 4244 and retrofits | 613 | 1797 | Rate Constraint in lbs/MMBtu | FALSE | L | Annual | Emissions at Affected Plants NOX | Thousand Tons | 0 | 0 | 0 | 0 | 0 | 0 | 0 | 0
IL Fac. Spec. - NOX Rate Summer v3.1, Unit 4244 and retrofits | 613 | 1797 | Rate Constraint in lbs/MMBtu | FALSE | L | Annual | Allowances Purchased NOX | Thousand Tons | 0 | 0 | 0 | 0 | 0 | 0 | 0 | 0
IL Fac. Spec. - NOX Rate Summer v3.1, Unit 4244 and retrofits | 613 | 1797 | Rate Constraint in lbs/MMBtu | FALSE | L | Annual | Allowances Sold NOX | Thousand Tons | 0 | 0 | 0 | 0 | 0 | 0 | 0 | 0
IL Fac. Spec. - NOX Rate Summer v3.1, Unit 4244 and retrofits | 613 | 1797 | Rate Constraint in lbs/MMBtu | FALSE | L | Annual | Allowances Banked | Thousand Tons | 0 | 0 | 0 | 0 | 0 | 0 | 0 | 0
IL Fac. Spec. - NOX Rate Summer v3.1, Unit 4244 and retrofits | 613 | 1797 | Rate Constraint in lbs/MMBtu | FALSE | L | Annual | Allowances Withdrawn (1:1) | Thousand Tons | 0 | 0 | 0 | 0 | 0 | 0 | 0 | 0
IL Fac. Spec. - NOX Rate Summer v3.1, Unit 4244 and retrofits | 613 | 1797 | Rate Constraint in lbs/MMBtu | FALSE | L | Annual | Allowances Withdrawn (n:1) | Thousand Tons | 0 | 0 | 0 | 0 | 0 | 0 | 0 | 0
IL Fac. Spec. - NOX Rate Summer v3.1, Unit 4244 and retrofits | 613 | 1797 | Rate Constraint in lbs/MMBtu | FALSE | L | Annual | Net Emissions Allowance Position | Thousand Tons | 0 | 0 | 0 | 0 | 0 | 0 | 0 | 0
IL Fac. Spec. - NOX Rate Summer v3.1, Unit 4244 and retrofits | 613 | 1797 | Rate Constraint in lbs/MMBtu | FALSE | L | Annual | Fuel Consumed | TBtu | 0 | 0 | 0 | 0 | 0 | 0 | 0 | 0
IL Fac. Spec. - NOX Rate Summer v3.1, Unit 4244 and retrofits | 613 | 1797 | Rate Constraint in lbs/MMBtu | FALSE | L | Annual | Rate | lb/MMBtu | 0 | 0 | 0 | 0 | 0 | 0 | 0 | 0
IL Fac. Spec. - NOX Rate Summer v3.1, Unit 4244 and retrofits | 613 | 1797 | Rate Constraint in lbs/MMBtu | FALSE | L | Annual | Generation | TWh | 0 | 0 | 0 | 0 | 0 | 0 | 0 | 0
IL Fac. Spec. - NOX Rate Summer v3.1, Unit 4244 and retrofits | 613 | 1797 | Rate Constraint in lbs/MMBtu | FALSE | L | Annual | Qualifying Generation | TWh | 0 | 0 | 0 | 0 | 0 | 0 | 0 | 0
IL Fac. Spec. - NOX Rate Summer v3.1, Unit 4244 and retrofits | 613 | 1797 | Rate Constraint in lbs/MMBtu | FALSE | L | Annual | Rate | lb/MWh | 0 | 0 | 0 | 0 | 0 | 0 | 0 | 0
IL Fac. Spec. - NOX Rate Summer v3.1, Unit 4244 and retrofits | 613 | 1797 | Rate Constraint in lbs/MMBtu | FALSE | L | Annual | Constraint Shadow Price | US2016$/Ton | 0 | 0 | 0 | 0 | 0 | 0 | 0 | 0
IL Fac. Spec. - NOX Rate Summer v3.1, Unit 4245 and retrofits | 614 | 1797 | Rate Constraint in lbs/MMBtu | FALSE | L | Annual | Seasons Included | Seasons | Summer | Summer | Summer | Summer | Summer | Summer | Summer | Summer
IL Fac. Spec. - NOX Rate Summer v3.1, Unit 4245 and retrofits | 614 | 1797 | Rate Constraint in lbs/MMBtu | FALSE | L | Annual | Standard NOX | lb/MMBtu | 0.25 | 0.25 | 0.25 | 0.25 | 0.25 | 0.25 | 0.25 | 0.25
IL Fac. Spec. - NOX Rate Summer v3.1, Unit 4245 and retrofits | 614 | 1797 | Rate Constraint in lbs/MMBtu | FALSE | L | Annual | Emissions at Affected Plants NOX | Thousand Tons | 0.4404 | 0.43999 | 0.43203 | 0.45084 | 0.38939 | 0.50609 | 0.50609 | 0.43203
IL Fac. Spec. - NOX Rate Summer v3.1, Unit 4245 and retrofits | 614 | 1797 | Rate Constraint in lbs/MMBtu | FALSE | L | Annual | Allowances Purchased NOX | Thousand Tons | 0 | 0 | 0 | 0 | 0 | 0 | 0 | 0
IL Fac. Spec. - NOX Rate Summer v3.1, Unit 4245 and retrofits | 614 | 1797 | Rate Constraint in lbs/MMBtu | FALSE | L | Annual | Allowances Sold NOX | Thousand Tons | 0 | 0 | 0 | 0 | 0 | 0 | 0 | 0
IL Fac. Spec. - NOX Rate Summer v3.1, Unit 4245 and retrofits | 614 | 1797 | Rate Constraint in lbs/MMBtu | FALSE | L | Annual | Allowances Banked | Thousand Tons | 0 | 0 | 0 | 0 | 0 | 0 | 0 | 0
IL Fac. Spec. - NOX Rate Summer v3.1, Unit 4245 and retrofits | 614 | 1797 | Rate Constraint in lbs/MMBtu | FALSE | L | Annual | Allowances Withdrawn (1:1) | Thousand Tons | 0 | 0 | 0 | 0 | 0 | 0 | 0 | 0
IL Fac. Spec. - NOX Rate Summer v3.1, Unit 4245 and retrofits | 614 | 1797 | Rate Constraint in lbs/MMBtu | FALSE | L | Annual | Allowances Withdrawn (n:1) | Thousand Tons | 0 | 0 | 0 | 0 | 0 | 0 | 0 | 0
IL Fac. Spec. - NOX Rate Summer v3.1, Unit 4245 and retrofits | 614 | 1797 | Rate Constraint in lbs/MMBtu | FALSE | L | Annual | Net Emissions Allowance Position | Thousand Tons | 0.4404 | 0.43999 | 0.43203 | 0.45084 | 0.38939 | 0.50609 | 0.50609 | 0.43203
IL Fac. Spec. - NOX Rate Summer v3.1, Unit 4245 and retrofits | 614 | 1797 | Rate Constraint in lbs/MMBtu | FALSE | L | Annual | Fuel Consumed | TBtu | 6.0707 | 6.065 | 5.9553 | 6.2147 | 5.3676 | 6.9763 | 6.9763 | 5.9553
IL Fac. Spec. - NOX Rate Summer v3.1, Unit 4245 and retrofits | 614 | 1797 | Rate Constraint in lbs/MMBtu | FALSE | L | Annual | Rate | lb/MMBtu | 0.14509 | 0.14509 | 0.14509 | 0.14509 | 0.14509 | 0.14509 | 0.14509 | 0.14509
IL Fac. Spec. - NOX Rate Summer v3.1, Unit 4245 and retrofits | 614 | 1797 | Rate Constraint in lbs/MMBtu | FALSE | L | Annual | Generation | TWh | 0.56661 | 0.56608 | 0.56661 | 0.59128 | 0.5107 | 0.66375 | 0.66375 | 0.56661
IL Fac. Spec. - NOX Rate Summer v3.1, Unit 4245 and retrofits | 614 | 1797 | Rate Constraint in lbs/MMBtu | FALSE | L | Annual | Qualifying Generation | TWh | 0.56661 | 0.56608 | 0.56661 | 0.59128 | 0.5107 | 0.66375 | 0.66375 | 0.56661
IL Fac. Spec. - NOX Rate Summer v3.1, Unit 4245 and retrofits | 614 | 1797 | Rate Constraint in lbs/MMBtu | FALSE | L | Annual | Rate | lb/MWh | 1.5545 | 1.5545 | 1.525 | 1.525 | 1.525 | 1.525 | 1.525 | 1.525
IL Fac. Spec. - NOX Rate Summer v3.1, Unit 4245 and retrofits | 614 | 1797 | Rate Constraint in lbs/MMBtu | FALSE | L | Annual | Constraint Shadow Price | US2016$/Ton | 0 | 0 | 0 | 0 | 0 | 0 | 0 | 0
IL Fac. Spec. - NOX Rate Summer v3.1, Unit 4252 and retrofits | 615 | 1797 | Rate Constraint in lbs/MMBtu | FALSE | L | Annual | Seasons Included | Seasons | Summer | Summer | Summer | Summer | Summer | Summer | Summer | Summer
IL Fac. Spec. - NOX Rate Summer v3.1, Unit 4252 and retrofits | 615 | 1797 | Rate Constraint in lbs/MMBtu | FALSE | L | Annual | Standard NOX | lb/MMBtu | 0.25 | 0.25 | 0.25 | 0.25 | 0.25 | 0.25 | 0.25 | 0.25
IL Fac. Spec. - NOX Rate Summer v3.1, Unit 4252 and retrofits | 615 | 1797 | Rate Constraint in lbs/MMBtu | FALSE | L | Annual | Emissions at Affected Plants NOX | Thousand Tons | 0.25829 | 0.25829 | 0.27455 | 0.28069 | 0.30651 | 0.30651 | 0.30651 | 0.30651
IL Fac. Spec. - NOX Rate Summer v3.1, Unit 4252 and retrofits | 615 | 1797 | Rate Constraint in lbs/MMBtu | FALSE | L | Annual | Allowances Purchased NOX | Thousand Tons | 0 | 0 | 0 | 0 | 0 | 0 | 0 | 0
IL Fac. Spec. - NOX Rate Summer v3.1, Unit 4252 and retrofits | 615 | 1797 | Rate Constraint in lbs/MMBtu | FALSE | L | Annual | Allowances Sold NOX | Thousand Tons | 0 | 0 | 0 | 0 | 0 | 0 | 0 | 0
IL Fac. Spec. - NOX Rate Summer v3.1, Unit 4252 and retrofits | 615 | 1797 | Rate Constraint in lbs/MMBtu | FALSE | L | Annual | Allowances Banked | Thousand Tons | 0 | 0 | 0 | 0 | 0 | 0 | 0 | 0
IL Fac. Spec. - NOX Rate Summer v3.1, Unit 4252 and retrofits | 615 | 1797 | Rate Constraint in lbs/MMBtu | FALSE | L | Annual | Allowances Withdrawn (1:1) | Thousand Tons | 0 | 0 | 0 | 0 | 0 | 0 | 0 | 0
IL Fac. Spec. - NOX Rate Summer v3.1, Unit 4252 and retrofits | 615 | 1797 | Rate Constraint in lbs/MMBtu | FALSE | L | Annual | Allowances Withdrawn (n:1) | Thousand Tons | 0 | 0 | 0 | 0 | 0 | 0 | 0 | 0
IL Fac. Spec. - NOX Rate Summer v3.1, Unit 4252 and retrofits | 615 | 1797 | Rate Constraint in lbs/MMBtu | FALSE | L | Annual | Net Emissions Allowance Position | Thousand Tons | 0.25829 | 0.25829 | 0.27455 | 0.28069 | 0.30651 | 0.30651 | 0.30651 | 0.30651
IL Fac. Spec. - NOX Rate Summer v3.1, Unit 4252 and retrofits | 615 | 1797 | Rate Constraint in lbs/MMBtu | FALSE | L | Annual | Fuel Consumed | TBtu | 4.4487 | 4.4487 | 4.7288 | 4.8345 | 5.2791 | 5.2791 | 5.2791 | 5.2791
IL Fac. Spec. - NOX Rate Summer v3.1, Unit 4252 and retrofits | 615 | 1797 | Rate Constraint in lbs/MMBtu | FALSE | L | Annual | Rate | lb/MMBtu | 0.11612 | 0.11612 | 0.11612 | 0.11612 | 0.11612 | 0.11612 | 0.11612 | 0.11612
IL Fac. Spec. - NOX Rate Summer v3.1, Unit 4252 and retrofits | 615 | 1797 | Rate Constraint in lbs/MMBtu | FALSE | L | Annual | Generation | TWh | 0.42369 | 0.42369 | 0.46002 | 0.4703 | 0.51356 | 0.51356 | 0.51356 | 0.51356
IL Fac. Spec. - NOX Rate Summer v3.1, Unit 4252 and retrofits | 615 | 1797 | Rate Constraint in lbs/MMBtu | FALSE | L | Annual | Qualifying Generation | TWh | 0.42369 | 0.42369 | 0.46002 | 0.4703 | 0.51356 | 0.51356 | 0.51356 | 0.51356
IL Fac. Spec. - NOX Rate Summer v3.1, Unit 4252 and retrofits | 615 | 1797 | Rate Constraint in lbs/MMBtu | FALSE | L | Annual | Rate | lb/MWh | 1.2193 | 1.2193 | 1.1937 | 1.1937 | 1.1937 | 1.1937 | 1.1937 | 1.1937
IL Fac. Spec. - NOX Rate Summer v3.1, Unit 4252 and retrofits | 615 | 1797 | Rate Constraint in lbs/MMBtu | FALSE | L | Annual | Constraint Shadow Price | US2016$/Ton | 0 | 0 | 0 | 0 | 0 | 0 | 0 | 0
IL Fac. Spec. - NOX Rate Summer v3.1, Unit 4253 and retrofits | 616 | 1797 | Rate Constraint in lbs/MMBtu | FALSE | L | Annual | Seasons Included | Seasons | Summer | Summer | Summer | Summer | Summer | Summer | Summer | Summer
IL Fac. Spec. - NOX Rate Summer v3.1, Unit 4253 and retrofits | 616 | 1797 | Rate Constraint in lbs/MMBtu | FALSE | L | Annual | Standard NOX | lb/MMBtu | 0.25 | 0.25 | 0.25 | 0.25 | 0.25 | 0.25 | 0.25 | 0.25
IL Fac. Spec. - NOX Rate Summer v3.1, Unit 4253 and retrofits | 616 | 1797 | Rate Constraint in lbs/MMBtu | FALSE | L | Annual | Emissions at Affected Plants NOX | Thousand Tons | 0.26563 | 0.26563 | 0.31522 | 0.31522 | 0.31522 | 0.31522 | 0.31522 | 0.31522
IL Fac. Spec. - NOX Rate Summer v3.1, Unit 4253 and retrofits | 616 | 1797 | Rate Constraint in lbs/MMBtu | FALSE | L | Annual | Allowances Purchased NOX | Thousand Tons | 0 | 0 | 0 | 0 | 0 | 0 | 0 | 0
IL Fac. Spec. - NOX Rate Summer v3.1, Unit 4253 and retrofits | 616 | 1797 | Rate Constraint in lbs/MMBtu | FALSE | L | Annual | Allowances Sold NOX | Thousand Tons | 0 | 0 | 0 | 0 | 0 | 0 | 0 | 0
IL Fac. Spec. - NOX Rate Summer v3.1, Unit 4253 and retrofits | 616 | 1797 | Rate Constraint in lbs/MMBtu | FALSE | L | Annual | Allowances Banked | Thousand Tons | 0 | 0 | 0 | 0 | 0 | 0 | 0 | 0
IL Fac. Spec. - NOX Rate Summer v3.1, Unit 4253 and retrofits | 616 | 1797 | Rate Constraint in lbs/MMBtu | FALSE | L | Annual | Allowances Withdrawn (1:1) | Thousand Tons | 0 | 0 | 0 | 0 | 0 | 0 | 0 | 0
IL Fac. Spec. - NOX Rate Summer v3.1, Unit 4253 and retrofits | 616 | 1797 | Rate Constraint in lbs/MMBtu | FALSE | L | Annual | Allowances Withdrawn (n:1) | Thousand Tons | 0 | 0 | 0 | 0 | 0 | 0 | 0 | 0
IL Fac. Spec. - NOX Rate Summer v3.1, Unit 4253 and retrofits | 616 | 1797 | Rate Constraint in lbs/MMBtu | FALSE | L | Annual | Net Emissions Allowance Position | Thousand Tons | 0.26563 | 0.26563 | 0.31522 | 0.31522 | 0.31522 | 0.31522 | 0.31522 | 0.31522
IL Fac. Spec. - NOX Rate Summer v3.1, Unit 4253 and retrofits | 616 | 1797 | Rate Constraint in lbs/MMBtu | FALSE | L | Annual | Fuel Consumed | TBtu | 4.4369 | 4.4369 | 5.2651 | 5.2651 | 5.2651 | 5.2651 | 5.2651 | 5.2651
IL Fac. Spec. - NOX Rate Summer v3.1, Unit 4253 and retrofits | 616 | 1797 | Rate Constraint in lbs/MMBtu | FALSE | L | Annual | Rate | lb/MMBtu | 0.11974 | 0.11974 | 0.11974 | 0.11974 | 0.11974 | 0.11974 | 0.11974 | 0.11974
IL Fac. Spec. - NOX Rate Summer v3.1, Unit 4253 and retrofits | 616 | 1797 | Rate Constraint in lbs/MMBtu | FALSE | L | Annual | Generation | TWh | 0.42369 | 0.42369 | 0.51356 | 0.51356 | 0.51356 | 0.51356 | 0.51356 | 0.51356
IL Fac. Spec. - NOX Rate Summer v3.1, Unit 4253 and retrofits | 616 | 1797 | Rate Constraint in lbs/MMBtu | FALSE | L | Annual | Qualifying Generation | TWh | 0.42369 | 0.42369 | 0.51356 | 0.51356 | 0.51356 | 0.51356 | 0.51356 | 0.51356
IL Fac. Spec. - NOX Rate Summer v3.1, Unit 4253 and retrofits | 616 | 1797 | Rate Constraint in lbs/MMBtu | FALSE | L | Annual | Rate | lb/MWh | 1.2539 | 1.2539 | 1.2276 | 1.2276 | 1.2276 | 1.2276 | 1.2276 | 1.2276
IL Fac. Spec. - NOX Rate Summer v3.1, Unit 4253 and retrofits | 616 | 1797 | Rate Constraint in lbs/MMBtu | FALSE | L | Annual | Constraint Shadow Price | US2016$/Ton | 0 | 0 | 0 | 0 | 0 | 0 | 0 | 0
IL Fac. Spec. - NOX Rate Summer v3.1, Unit 4254 and retrofits | 617 | 1797 | Rate Constraint in lbs/MMBtu | FALSE | L | Annual | Seasons Included | Seasons | Summer | Summer | Summer | Summer | Summer | Summer | Summer | Summer
IL Fac. Spec. - NOX Rate Summer v3.1, Unit 4254 and retrofits | 617 | 1797 | Rate Constraint in lbs/MMBtu | FALSE | L | Annual | Standard NOX | lb/MMBtu | 0.25 | 0.25 | 0.25 | 0.25 | 0.25 | 0.25 | 0.25 | 0.25
IL Fac. Spec. - NOX Rate Summer v3.1, Unit 4254 and retrofits | 617 | 1797 | Rate Constraint in lbs/MMBtu | FALSE | L | Annual | Emissions at Affected Plants NOX | Thousand Tons | 0.25065 | 0.25065 | 0.24686 | 0.24539 | 0.29744 | 0.29744 | 0.29744 | 0.29744
IL Fac. Spec. - NOX Rate Summer v3.1, Unit 4254 and retrofits | 617 | 1797 | Rate Constraint in lbs/MMBtu | FALSE | L | Annual | Allowances Purchased NOX | Thousand Tons | 0 | 0 | 0 | 0 | 0 | 0 | 0 | 0
IL Fac. Spec. - NOX Rate Summer v3.1, Unit 4254 and retrofits | 617 | 1797 | Rate Constraint in lbs/MMBtu | FALSE | L | Annual | Allowances Sold NOX | Thousand Tons | 0 | 0 | 0 | 0 | 0 | 0 | 0 | 0
IL Fac. Spec. - NOX Rate Summer v3.1, Unit 4254 and retrofits | 617 | 1797 | Rate Constraint in lbs/MMBtu | FALSE | L | Annual | Allowances Banked | Thousand Tons | 0 | 0 | 0 | 0 | 0 | 0 | 0 | 0
IL Fac. Spec. - NOX Rate Summer v3.1, Unit 4254 and retrofits | 617 | 1797 | Rate Constraint in lbs/MMBtu | FALSE | L | Annual | Allowances Withdrawn (1:1) | Thousand Tons | 0 | 0 | 0 | 0 | 0 | 0 | 0 | 0
IL Fac. Spec. - NOX Rate Summer v3.1, Unit 4254 and retrofits | 617 | 1797 | Rate Constraint in lbs/MMBtu | FALSE | L | Annual | Allowances Withdrawn (n:1) | Thousand Tons | 0 | 0 | 0 | 0 | 0 | 0 | 0 | 0
IL Fac. Spec. - NOX Rate Summer v3.1, Unit 4254 and retrofits | 617 | 1797 | Rate Constraint in lbs/MMBtu | FALSE | L | Annual | Net Emissions Allowance Position | Thousand Tons | 0.25065 | 0.25065 | 0.24686 | 0.24539 | 0.29744 | 0.29744 | 0.29744 | 0.29744
IL Fac. Spec. - NOX Rate Summer v3.1, Unit 4254 and retrofits | 617 | 1797 | Rate Constraint in lbs/MMBtu | FALSE | L | Annual | Fuel Consumed | TBtu | 4.4082 | 4.4082 | 4.3416 | 4.3157 | 5.2311 | 5.2311 | 5.2311 | 5.2311
IL Fac. Spec. - NOX Rate Summer v3.1, Unit 4254 and retrofits | 617 | 1797 | Rate Constraint in lbs/MMBtu | FALSE | L | Annual | Rate | lb/MMBtu | 0.11372 | 0.11372 | 0.11372 | 0.11372 | 0.11372 | 0.11372 | 0.11372 | 0.11372
IL Fac. Spec. - NOX Rate Summer v3.1, Unit 4254 and retrofits | 617 | 1797 | Rate Constraint in lbs/MMBtu | FALSE | L | Annual | Generation | TWh | 0.41836 | 0.41836 | 0.42087 | 0.41836 | 0.5071 | 0.5071 | 0.5071 | 0.5071
IL Fac. Spec. - NOX Rate Summer v3.1, Unit 4254 and retrofits | 617 | 1797 | Rate Constraint in lbs/MMBtu | FALSE | L | Annual | Qualifying Generation | TWh | 0.41836 | 0.41836 | 0.42087 | 0.41836 | 0.5071 | 0.5071 | 0.5071 | 0.5071
IL Fac. Spec. - NOX Rate Summer v3.1, Unit 4254 and retrofits | 617 | 1797 | Rate Constraint in lbs/MMBtu | FALSE | L | Annual | Rate | lb/MWh | 1.1983 | 1.1983 | 1.1731 | 1.1731 | 1.1731 | 1.1731 | 1.1731 | 1.1731
IL Fac. Spec. - NOX Rate Summer v3.1, Unit 4254 and retrofits | 617 | 1797 | Rate Constraint in lbs/MMBtu | FALSE | L | Annual | Constraint Shadow Price | US2016$/Ton | 0 | 0 | 0 | 0 | 0 | 0 | 0 | 0
IL Fac. Spec. - NOX Rate Summer v3.1, Unit 4255 and retrofits | 618 | 1797 | Rate Constraint in lbs/MMBtu | FALSE | L | Annual | Seasons Included | Seasons | Summer | Summer | Summer | Summer | Summer | Summer | Summer | Summer
IL Fac. Spec. - NOX Rate Summer v3.1, Unit 4255 and retrofits | 618 | 1797 | Rate Constraint in lbs/MMBtu | FALSE | L | Annual | Standard NOX | lb/MMBtu | 0.25 | 0.25 | 0.25 | 0.25 | 0.25 | 0.25 | 0.25 | 0.25
IL Fac. Spec. - NOX Rate Summer v3.1, Unit 4255 and retrofits | 618 | 1797 | Rate Constraint in lbs/MMBtu | FALSE | L | Annual | Emissions at Affected Plants NOX | Thousand Tons | 0.25978 | 0.25978 | 0.25585 | 0.25432 | 0.30827 | 0.30827 | 0.30827 | 0.30827
IL Fac. Spec. - NOX Rate Summer v3.1, Unit 4255 and retrofits | 618 | 1797 | Rate Constraint in lbs/MMBtu | FALSE | L | Annual | Allowances Purchased NOX | Thousand Tons | 0 | 0 | 0 | 0 | 0 | 0 | 0 | 0
IL Fac. Spec. - NOX Rate Summer v3.1, Unit 4255 and retrofits | 618 | 1797 | Rate Constraint in lbs/MMBtu | FALSE | L | Annual | Allowances Sold NOX | Thousand Tons | 0 | 0 | 0 | 0 | 0 | 0 | 0 | 0
IL Fac. Spec. - NOX Rate Summer v3.1, Unit 4255 and retrofits | 618 | 1797 | Rate Constraint in lbs/MMBtu | FALSE | L | Annual | Allowances Banked | Thousand Tons | 0 | 0 | 0 | 0 | 0 | 0 | 0 | 0
IL Fac. Spec. - NOX Rate Summer v3.1, Unit 4255 and retrofits | 618 | 1797 | Rate Constraint in lbs/MMBtu | FALSE | L | Annual | Allowances Withdrawn (1:1) | Thousand Tons | 0 | 0 | 0 | 0 | 0 | 0 | 0 | 0
IL Fac. Spec. - NOX Rate Summer v3.1, Unit 4255 and retrofits | 618 | 1797 | Rate Constraint in lbs/MMBtu | FALSE | L | Annual | Allowances Withdrawn (n:1) | Thousand Tons | 0 | 0 | 0 | 0 | 0 | 0 | 0 | 0
IL Fac. Spec. - NOX Rate Summer v3.1, Unit 4255 and retrofits | 618 | 1797 | Rate Constraint in lbs/MMBtu | FALSE | L | Annual | Net Emissions Allowance Position | Thousand Tons | 0.25978 | 0.25978 | 0.25585 | 0.25432 | 0.30827 | 0.30827 | 0.30827 | 0.30827
IL Fac. Spec. - NOX Rate Summer v3.1, Unit 4255 and retrofits | 618 | 1797 | Rate Constraint in lbs/MMBtu | FALSE | L | Annual | Fuel Consumed | TBtu | 4.4797 | 4.4797 | 4.412 | 4.3856 | 5.3159 | 5.3159 | 5.3159 | 5.3159
IL Fac. Spec. - NOX Rate Summer v3.1, Unit 4255 and retrofits | 618 | 1797 | Rate Constraint in lbs/MMBtu | FALSE | L | Annual | Rate | lb/MMBtu | 0.11598 | 0.11598 | 0.11598 | 0.11598 | 0.11598 | 0.11598 | 0.11598 | 0.11598
IL Fac. Spec. - NOX Rate Summer v3.1, Unit 4255 and retrofits | 618 | 1797 | Rate Constraint in lbs/MMBtu | FALSE | L | Annual | Generation | TWh | 0.42635 | 0.42635 | 0.42891 | 0.42635 | 0.51679 | 0.51679 | 0.51679 | 0.51679
IL Fac. Spec. - NOX Rate Summer v3.1, Unit 4255 and retrofits | 618 | 1797 | Rate Constraint in lbs/MMBtu | FALSE | L | Annual | Qualifying Generation | TWh | 0.42635 | 0.42635 | 0.42891 | 0.42635 | 0.51679 | 0.51679 | 0.51679 | 0.51679
IL Fac. Spec. - NOX Rate Summer v3.1, Unit 4255 and retrofits | 618 | 1797 | Rate Constraint in lbs/MMBtu | FALSE | L | Annual | Rate | lb/MWh | 1.2186 | 1.2186 | 1.193 | 1.193 | 1.193 | 1.193 | 1.193 | 1.193
IL Fac. Spec. - NOX Rate Summer v3.1, Unit 4255 and retrofits | 618 | 1797 | Rate Constraint in lbs/MMBtu | FALSE | L | Annual | Constraint Shadow Price | US2016$/Ton | 0 | 0 | 0 | 0 | 0 | 0 | 0 | 0
IL Fac. Spec. - NOX Rate Summer v3.1, Unit 4256 and retrofits | 619 | 1797 | Rate Constraint in lbs/MMBtu | FALSE | L | Annual | Seasons Included | Seasons | Summer | Summer | Summer | Summer | Summer | Summer | Summer | Summer
IL Fac. Spec. - NOX Rate Summer v3.1, Unit 4256 and retrofits | 619 | 1797 | Rate Constraint in lbs/MMBtu | FALSE | L | Annual | Standard NOX | lb/MMBtu | 0.25 | 0.25 | 0.25 | 0.25 | 0.25 | 0.25 | 0.25 | 0.25
IL Fac. Spec. - NOX Rate Summer v3.1, Unit 4256 and retrofits | 619 | 1797 | Rate Constraint in lbs/MMBtu | FALSE | L | Annual | Emissions at Affected Plants NOX | Thousand Tons | 0.24367 | 0.24367 | 0.23999 | 0.23856 | 0.28916 | 0.28916 | 0.28916 | 0.28916
IL Fac. Spec. - NOX Rate Summer v3.1, Unit 4256 and retrofits | 619 | 1797 | Rate Constraint in lbs/MMBtu | FALSE | L | Annual | Allowances Purchased NOX | Thousand Tons | 0 | 0 | 0 | 0 | 0 | 0 | 0 | 0
IL Fac. Spec. - NOX Rate Summer v3.1, Unit 4256 and retrofits | 619 | 1797 | Rate Constraint in lbs/MMBtu | FALSE | L | Annual | Allowances Sold NOX | Thousand Tons | 0 | 0 | 0 | 0 | 0 | 0 | 0 | 0
IL Fac. Spec. - NOX Rate Summer v3.1, Unit 4256 and retrofits | 619 | 1797 | Rate Constraint in lbs/MMBtu | FALSE | L | Annual | Allowances Banked | Thousand Tons | 0 | 0 | 0 | 0 | 0 | 0 | 0 | 0
IL Fac. Spec. - NOX Rate Summer v3.1, Unit 4256 and retrofits | 619 | 1797 | Rate Constraint in lbs/MMBtu | FALSE | L | Annual | Allowances Withdrawn (1:1) | Thousand Tons | 0 | 0 | 0 | 0 | 0 | 0 | 0 | 0
IL Fac. Spec. - NOX Rate Summer v3.1, Unit 4256 and retrofits | 619 | 1797 | Rate Constraint in lbs/MMBtu | FALSE | L | Annual | Allowances Withdrawn (n:1) | Thousand Tons | 0 | 0 | 0 | 0 | 0 | 0 | 0 | 0
IL Fac. Spec. - NOX Rate Summer v3.1, Unit 4256 and retrofits | 619 | 1797 | Rate Constraint in lbs/MMBtu | FALSE | L | Annual | Net Emissions Allowance Position | Thousand Tons | 0.24367 | 0.24367 | 0.23999 | 0.23856 | 0.28916 | 0.28916 | 0.28916 | 0.28916
IL Fac. Spec. - NOX Rate Summer v3.1, Unit 4256 and retrofits | 619 | 1797 | Rate Constraint in lbs/MMBtu | FALSE | L | Annual | Fuel Consumed | TBtu | 4.3893 | 4.3893 | 4.3229 | 4.2971 | 5.2086 | 5.2086 | 5.2086 | 5.2086
IL Fac. Spec. - NOX Rate Summer v3.1, Unit 4256 and retrofits | 619 | 1797 | Rate Constraint in lbs/MMBtu | FALSE | L | Annual | Rate | lb/MMBtu | 0.11103 | 0.11103 | 0.11103 | 0.11103 | 0.11103 | 0.11103 | 0.11103 | 0.11103
IL Fac. Spec. - NOX Rate Summer v3.1, Unit 4256 and retrofits | 619 | 1797 | Rate Constraint in lbs/MMBtu | FALSE | L | Annual | Generation | TWh | 0.41569 | 0.41569 | 0.41819 | 0.41569 | 0.50387 | 0.50387 | 0.50387 | 0.50387
IL Fac. Spec. - NOX Rate Summer v3.1, Unit 4256 and retrofits | 619 | 1797 | Rate Constraint in lbs/MMBtu | FALSE | L | Annual | Qualifying Generation | TWh | 0.41569 | 0.41569 | 0.41819 | 0.41569 | 0.50387 | 0.50387 | 0.50387 | 0.50387
IL Fac. Spec. - NOX Rate Summer v3.1, Unit 4256 and retrofits | 619 | 1797 | Rate Constraint in lbs/MMBtu | FALSE | L | Annual | Rate | lb/MWh | 1.1724 | 1.1724 | 1.1477 | 1.1477 | 1.1477 | 1.1477 | 1.1477 | 1.1477
IL Fac. Spec. - NOX Rate Summer v3.1, Unit 4256 and retrofits | 619 | 1797 | Rate Constraint in lbs/MMBtu | FALSE | L | Annual | Constraint Shadow Price | US2016$/Ton | 0 | 0 | 0 | 0 | 0 | 0 | 0 | 0
IL Fac. Spec. - NOX Rate Summer v3.1, Unit 4257 and retrofits | 620 | 1797 | Rate Constraint in lbs/MMBtu | FALSE | L | Annual | Seasons Included | Seasons | Summer | Summer | Summer | Summer | Summer | Summer | Summer | Summer
IL Fac. Spec. - NOX Rate Summer v3.1, Unit 4257 and retrofits | 620 | 1797 | Rate Constraint in lbs/MMBtu | FALSE | L | Annual | Standard NOX | lb/MMBtu | 0.25 | 0.25 | 0.25 | 0.25 | 0.25 | 0.25 | 0.25 | 0.25
IL Fac. Spec. - NOX Rate Summer v3.1, Unit 4257 and retrofits | 620 | 1797 | Rate Constraint in lbs/MMBtu | FALSE | L | Annual | Emissions at Affected Plants NOX | Thousand Tons | 0.24272 | 0.24272 | 0.23905 | 0.23762 | 0.28803 | 0.28803 | 0.28803 | 0.28803
IL Fac. Spec. - NOX Rate Summer v3.1, Unit 4257 and retrofits | 620 | 1797 | Rate Constraint in lbs/MMBtu | FALSE | L | Annual | Allowances Purchased NOX | Thousand Tons | 0 | 0 | 0 | 0 | 0 | 0 | 0 | 0
IL Fac. Spec. - NOX Rate Summer v3.1, Unit 4257 and retrofits | 620 | 1797 | Rate Constraint in lbs/MMBtu | FALSE | L | Annual | Allowances Sold NOX | Thousand Tons | 0 | 0 | 0 | 0 | 0 | 0 | 0 | 0
IL Fac. Spec. - NOX Rate Summer v3.1, Unit 4257 and retrofits | 620 | 1797 | Rate Constraint in lbs/MMBtu | FALSE | L | Annual | Allowances Banked | Thousand Tons | 0 | 0 | 0 | 0 | 0 | 0 | 0 | 0
IL Fac. Spec. - NOX Rate Summer v3.1, Unit 4257 and retrofits | 620 | 1797 | Rate Constraint in lbs/MMBtu | FALSE | L | Annual | Allowances Withdrawn (1:1) | Thousand Tons | 0 | 0 | 0 | 0 | 0 | 0 | 0 | 0
IL Fac. Spec. - NOX Rate Summer v3.1, Unit 4257 and retrofits | 620 | 1797 | Rate Constraint in lbs/MMBtu | FALSE | L | Annual | Allowances Withdrawn (n:1) | Thousand Tons | 0 | 0 | 0 | 0 | 0 | 0 | 0 | 0
IL Fac. Spec. - NOX Rate Summer v3.1, Unit 4257 and retrofits | 620 | 1797 | Rate Constraint in lbs/MMBtu | FALSE | L | Annual | Net Emissions Allowance Position | Thousand Tons | 0.24272 | 0.24272 | 0.23905 | 0.23762 | 0.28803 | 0.28803 | 0.28803 | 0.28803
IL Fac. Spec. - NOX Rate Summer v3.1, Unit 4257 and retrofits | 620 | 1797 | Rate Constraint in lbs/MMBtu | FALSE | L | Annual | Fuel Consumed | TBtu | 4.4087 | 4.4087 | 4.342 | 4.3161 | 5.2316 | 5.2316 | 5.2316 | 5.2316
IL Fac. Spec. - NOX Rate Summer v3.1, Unit 4257 and retrofits | 620 | 1797 | Rate Constraint in lbs/MMBtu | FALSE | L | Annual | Rate | lb/MMBtu | 0.11011 | 0.11011 | 0.11011 | 0.11011 | 0.11011 | 0.11011 | 0.11011 | 0.11011
IL Fac. Spec. - NOX Rate Summer v3.1, Unit 4257 and retrofits | 620 | 1797 | Rate Constraint in lbs/MMBtu | FALSE | L | Annual | Generation | TWh | 0.41836 | 0.41836 | 0.42087 | 0.41836 | 0.5071 | 0.5071 | 0.5071 | 0.5071
IL Fac. Spec. - NOX Rate Summer v3.1, Unit 4257 and retrofits | 620 | 1797 | Rate Constraint in lbs/MMBtu | FALSE | L | Annual | Qualifying Generation | TWh | 0.41836 | 0.41836 | 0.42087 | 0.41836 | 0.5071 | 0.5071 | 0.5071 | 0.5071
IL Fac. Spec. - NOX Rate Summer v3.1, Unit 4257 and retrofits | 620 | 1797 | Rate Constraint in lbs/MMBtu | FALSE | L | Annual | Rate | lb/MWh | 1.1603 | 1.1603 | 1.136 | 1.136 | 1.136 | 1.136 | 1.136 | 1.136
IL Fac. Spec. - NOX Rate Summer v3.1, Unit 4257 and retrofits | 620 | 1797 | Rate Constraint in lbs/MMBtu | FALSE | L | Annual | Constraint Shadow Price | US2016$/Ton | 0 | 0 | 0 | 0 | 0 | 0 | 0 | 0
IL Fac. Spec. - NOX Rate Summer v3.1, Unit 4326 and retrofits | 621 | 1797 | Rate Constraint in lbs/MMBtu | FALSE | L | Annual | Seasons Included | Seasons | Summer | Summer | Summer | Summer | Summer | Summer | Summer | Summer
IL Fac. Spec. - NOX Rate Summer v3.1, Unit 4326 and retrofits | 621 | 1797 | Rate Constraint in lbs/MMBtu | FALSE | L | Annual | Standard NOX | lb/MMBtu | 0.25 | 0.25 | 0.25 | 0.25 | 0.25 | 0.25 | 0.25 | 0.25
IL Fac. Spec. - NOX Rate Summer v3.1, Unit 4326 and retrofits | 621 | 1797 | Rate Constraint in lbs/MMBtu | FALSE | L | Annual | Emissions at Affected Plants NOX | Thousand Tons | 0.016969 | 0.016969 | 0.016969 | 0.016969 | 0.016969 | 0.016969 | 0.016969 | 0.016969
IL Fac. Spec. - NOX Rate Summer v3.1, Unit 4326 and retrofits | 621 | 1797 | Rate Constraint in lbs/MMBtu | FALSE | L | Annual | Allowances Purchased NOX | Thousand Tons | 0 | 0 | 0 | 0 | 0 | 0 | 0 | 0
IL Fac. Spec. - NOX Rate Summer v3.1, Unit 4326 and retrofits | 621 | 1797 | Rate Constraint in lbs/MMBtu | FALSE | L | Annual | Allowances Sold NOX | Thousand Tons | 0 | 0 | 0 | 0 | 0 | 0 | 0 | 0
IL Fac. Spec. - NOX Rate Summer v3.1, Unit 4326 and retrofits | 621 | 1797 | Rate Constraint in lbs/MMBtu | FALSE | L | Annual | Allowances Banked | Thousand Tons | 0 | 0 | 0 | 0 | 0 | 0 | 0 | 0
IL Fac. Spec. - NOX Rate Summer v3.1, Unit 4326 and retrofits | 621 | 1797 | Rate Constraint in lbs/MMBtu | FALSE | L | Annual | Allowances Withdrawn (1:1) | Thousand Tons | 0 | 0 | 0 | 0 | 0 | 0 | 0 | 0
IL Fac. Spec. - NOX Rate Summer v3.1, Unit 4326 and retrofits | 621 | 1797 | Rate Constraint in lbs/MMBtu | FALSE | L | Annual | Allowances Withdrawn (n:1) | Thousand Tons | 0 | 0 | 0 | 0 | 0 | 0 | 0 | 0
IL Fac. Spec. - NOX Rate Summer v3.1, Unit 4326 and retrofits | 621 | 1797 | Rate Constraint in lbs/MMBtu | FALSE | L | Annual | Net Emissions Allowance Position | Thousand Tons | 0.016969 | 0.016969 | 0.016969 | 0.016969 | 0.016969 | 0.016969 | 0.016969 | 0.016969
IL Fac. Spec. - NOX Rate Summer v3.1, Unit 4326 and retrofits | 621 | 1797 | Rate Constraint in lbs/MMBtu | FALSE | L | Annual | Fuel Consumed | TBtu | 0.70777 | 0.70777 | 0.70777 | 0.70777 | 0.70777 | 0.70777 | 0.70777 | 0.70777
IL Fac. Spec. - NOX Rate Summer v3.1, Unit 4326 and retrofits | 621 | 1797 | Rate Constraint in lbs/MMBtu | FALSE | L | Annual | Rate | lb/MMBtu | 0.04795 | 0.04795 | 0.04795 | 0.04795 | 0.04795 | 0.04795 | 0.04795 | 0.04795
IL Fac. Spec. - NOX Rate Summer v3.1, Unit 4326 and retrofits | 621 | 1797 | Rate Constraint in lbs/MMBtu | FALSE | L | Annual | Generation | TWh | 0.066872 | 0.066872 | 0.066872 | 0.066872 | 0.066872 | 0.066872 | 0.066872 | 0.066872
IL Fac. Spec. - NOX Rate Summer v3.1, Unit 4326 and retrofits | 621 | 1797 | Rate Constraint in lbs/MMBtu | FALSE | L | Annual | Qualifying Generation | TWh | 0.066872 | 0.066872 | 0.066872 | 0.066872 | 0.066872 | 0.066872 | 0.066872 | 0.066872
IL Fac. Spec. - NOX Rate Summer v3.1, Unit 4326 and retrofits | 621 | 1797 | Rate Constraint in lbs/MMBtu | FALSE | L | Annual | Rate | lb/MWh | 0.5075 | 0.5075 | 0.5075 | 0.5075 | 0.5075 | 0.5075 | 0.5075 | 0.5075
IL Fac. Spec. - NOX Rate Summer v3.1, Unit 4326 and retrofits | 621 | 1797 | Rate Constraint in lbs/MMBtu | FALSE | L | Annual | Constraint Shadow Price | US2016$/Ton | 0 | 0 | 0 | 0 | 0 | 0 | 0 | 0
IL Fac. Spec. - NOX Rate Summer v3.1, Unit 5088 and retrofits | 622 | 1797 | Rate Constraint in lbs/MMBtu | FALSE | L | Annual | Seasons Included | Seasons | Summer | Summer | Summer | Summer | Summer | Summer | Summer | Summer
IL Fac. Spec. - NOX Rate Summer v3.1, Unit 5088 and retrofits | 622 | 1797 | Rate Constraint in lbs/MMBtu | FALSE | L | Annual | Standard NOX | lb/MMBtu | 0.25 | 0.25 | 0.25 | 0.25 | 0.25 | 0.25 | 0.25 | 0.25
IL Fac. Spec. - NOX Rate Summer v3.1, Unit 5088 and retrofits | 622 | 1797 | Rate Constraint in lbs/MMBtu | FALSE | L | Annual | Emissions at Affected Plants NOX | Thousand Tons | 0 | 0 | 0 | 0 | 0 | 0 | 0 | 0
IL Fac. Spec. - NOX Rate Summer v3.1, Unit 5088 and retrofits | 622 | 1797 | Rate Constraint in lbs/MMBtu | FALSE | L | Annual | Allowances Purchased NOX | Thousand Tons | 0 | 0 | 0 | 0 | 0 | 0 | 0 | 0
IL Fac. Spec. - NOX Rate Summer v3.1, Unit 5088 and retrofits | 622 | 1797 | Rate Constraint in lbs/MMBtu | FALSE | L | Annual | Allowances Sold NOX | Thousand Tons | 0 | 0 | 0 | 0 | 0 | 0 | 0 | 0
IL Fac. Spec. - NOX Rate Summer v3.1, Unit 5088 and retrofits | 622 | 1797 | Rate Constraint in lbs/MMBtu | FALSE | L | Annual | Allowances Banked | Thousand Tons | 0 | 0 | 0 | 0 | 0 | 0 | 0 | 0
IL Fac. Spec. - NOX Rate Summer v3.1, Unit 5088 and retrofits | 622 | 1797 | Rate Constraint in lbs/MMBtu | FALSE | L | Annual | Allowances Withdrawn (1:1) | Thousand Tons | 0 | 0 | 0 | 0 | 0 | 0 | 0 | 0
IL Fac. Spec. - NOX Rate Summer v3.1, Unit 5088 and retrofits | 622 | 1797 | Rate Constraint in lbs/MMBtu | FALSE | L | Annual | Allowances Withdrawn (n:1) | Thousand Tons | 0 | 0 | 0 | 0 | 0 | 0 | 0 | 0
IL Fac. Spec. - NOX Rate Summer v3.1, Unit 5088 and retrofits | 622 | 1797 | Rate Constraint in lbs/MMBtu | FALSE | L | Annual | Net Emissions Allowance Position | Thousand Tons | 0 | 0 | 0 | 0 | 0 | 0 | 0 | 0
IL Fac. Spec. - NOX Rate Summer v3.1, Unit 5088 and retrofits | 622 | 1797 | Rate Constraint in lbs/MMBtu | FALSE | L | Annual | Fuel Consumed | TBtu | 0 | 0 | 0 | 0 | 0 | 0 | 0 | 0
IL Fac. Spec. - NOX Rate Summer v3.1, Unit 5088 and retrofits | 622 | 1797 | Rate Constraint in lbs/MMBtu | FALSE | L | Annual | Rate | lb/MMBtu | 0 | 0 | 0 | 0 | 0 | 0 | 0 | 0
IL Fac. Spec. - NOX Rate Summer v3.1, Unit 5088 and retrofits | 622 | 1797 | Rate Constraint in lbs/MMBtu | FALSE | L | Annual | Generation | TWh | 0 | 0 | 0 | 0 | 0 | 0 | 0 | 0
IL Fac. Spec. - NOX Rate Summer v3.1, Unit 5088 and retrofits | 622 | 1797 | Rate Constraint in lbs/MMBtu | FALSE | L | Annual | Qualifying Generation | TWh | 0 | 0 | 0 | 0 | 0 | 0 | 0 | 0
IL Fac. Spec. - NOX Rate Summer v3.1, Unit 5088 and retrofits | 622 | 1797 | Rate Constraint in lbs/MMBtu | FALSE | L | Annual | Rate | lb/MWh | 0 | 0 | 0 | 0 | 0 | 0 | 0 | 0
IL Fac. Spec. - NOX Rate Summer v3.1, Unit 5088 and retrofits | 622 | 1797 | Rate Constraint in lbs/MMBtu | FALSE | L | Annual | Constraint Shadow Price | US2016$/Ton | 0 | 0 | 0 | 0 | 0 | 0 | 0 | 0
IL Fac. Spec. - NOX Rate Summer v3.1, Unit 5441 and retrofits | 623 | 1797 | Rate Constraint in lbs/MMBtu | FALSE | L | Annual | Seasons Included | Seasons | Summer | Summer | Summer | Summer | Summer | Summer | Summer | Summer
IL Fac. Spec. - NOX Rate Summer v3.1, Unit 5441 and retrofits | 623 | 1797 | Rate Constraint in lbs/MMBtu | FALSE | L | Annual | Standard NOX | lb/MMBtu | 0.25 | 0.25 | 0.25 | 0.25 | 0.25 | 0.25 | 0.25 | 0.25
IL Fac. Spec. - NOX Rate Summer v3.1, Unit 5441 and retrofits | 623 | 1797 | Rate Constraint in lbs/MMBtu | FALSE | L | Annual | Emissions at Affected Plants NOX | Thousand Tons | 0 | 0 | 0 | 0 | 0 | 0 | 0 | 0
IL Fac. Spec. - NOX Rate Summer v3.1, Unit 5441 and retrofits | 623 | 1797 | Rate Constraint in lbs/MMBtu | FALSE | L | Annual | Allowances Purchased NOX | Thousand Tons | 0 | 0 | 0 | 0 | 0 | 0 | 0 | 0
IL Fac. Spec. - NOX Rate Summer v3.1, Unit 5441 and retrofits | 623 | 1797 | Rate Constraint in lbs/MMBtu | FALSE | L | Annual | Allowances Sold NOX | Thousand Tons | 0 | 0 | 0 | 0 | 0 | 0 | 0 | 0
IL Fac. Spec. - NOX Rate Summer v3.1, Unit 5441 and retrofits | 623 | 1797 | Rate Constraint in lbs/MMBtu | FALSE | L | Annual | Allowances Banked | Thousand Tons | 0 | 0 | 0 | 0 | 0 | 0 | 0 | 0
IL Fac. Spec. - NOX Rate Summer v3.1, Unit 5441 and retrofits | 623 | 1797 | Rate Constraint in lbs/MMBtu | FALSE | L | Annual | Allowances Withdrawn (1:1) | Thousand Tons | 0 | 0 | 0 | 0 | 0 | 0 | 0 | 0
IL Fac. Spec. - NOX Rate Summer v3.1, Unit 5441 and retrofits | 623 | 1797 | Rate Constraint in lbs/MMBtu | FALSE | L | Annual | Allowances Withdrawn (n:1) | Thousand Tons | 0 | 0 | 0 | 0 | 0 | 0 | 0 | 0
IL Fac. Spec. - NOX Rate Summer v3.1, Unit 5441 and retrofits | 623 | 1797 | Rate Constraint in lbs/MMBtu | FALSE | L | Annual | Net Emissions Allowance Position | Thousand Tons | 0 | 0 | 0 | 0 | 0 | 0 | 0 | 0
IL Fac. Spec. - NOX Rate Summer v3.1, Unit 5441 and retrofits | 623 | 1797 | Rate Constraint in lbs/MMBtu | FALSE | L | Annual | Fuel Consumed | TBtu | 0 | 0 | 0 | 0 | 0 | 0 | 0 | 0
IL Fac. Spec. - NOX Rate Summer v3.1, Unit 5441 and retrofits | 623 | 1797 | Rate Constraint in lbs/MMBtu | FALSE | L | Annual | Rate | lb/MMBtu | 0 | 0 | 0 | 0 | 0 | 0 | 0 | 0
IL Fac. Spec. - NOX Rate Summer v3.1, Unit 5441 and retrofits | 623 | 1797 | Rate Constraint in lbs/MMBtu | FALSE | L | Annual | Generation | TWh | 0 | 0 | 0 | 0 | 0 | 0 | 0 | 0
IL Fac. Spec. - NOX Rate Summer v3.1, Unit 5441 and retrofits | 623 | 1797 | Rate Constraint in lbs/MMBtu | FALSE | L | Annual | Qualifying Generation | TWh | 0 | 0 | 0 | 0 | 0 | 0 | 0 | 0
IL Fac. Spec. - NOX Rate Summer v3.1, Unit 5441 and retrofits | 623 | 1797 | Rate Constraint in lbs/MMBtu | FALSE | L | Annual | Rate | lb/MWh | 0 | 0 | 0 | 0 | 0 | 0 | 0 | 0
IL Fac. Spec. - NOX Rate Summer v3.1, Unit 5441 and retrofits | 623 | 1797 | Rate Constraint in lbs/MMBtu | FALSE | L | Annual | Constraint Shadow Price | US2016$/Ton | 0 | 0 | 0 | 0 | 0 | 0 | 0 | 0
IL Fac. Spec. - NOX Rate Summer v3.1, Unit 5468 and retrofits | 624 | 1797 | Rate Constraint in lbs/MMBtu | FALSE | L | Annual | Seasons Included | Seasons | Summer | Summer | Summer | Summer | Summer | Summer | Summer | Summer
IL Fac. Spec. - NOX Rate Summer v3.1, Unit 5468 and retrofits | 624 | 1797 | Rate Constraint in lbs/MMBtu | FALSE | L | Annual | Standard NOX | lb/MMBtu | 0.25 | 0.25 | 0.25 | 0.25 | 0.25 | 0.25 | 0.25 | 0.25
IL Fac. Spec. - NOX Rate Summer v3.1, Unit 5468 and retrofits | 624 | 1797 | Rate Constraint in lbs/MMBtu | FALSE | L | Annual | Emissions at Affected Plants NOX | Thousand Tons | 0 | 0 | 0 | 0 | 0 | 0 | 0 | 0
IL Fac. Spec. - NOX Rate Summer v3.1, Unit 5468 and retrofits | 624 | 1797 | Rate Constraint in lbs/MMBtu | FALSE | L | Annual | Allowances Purchased NOX | Thousand Tons | 0 | 0 | 0 | 0 | 0 | 0 | 0 | 0
IL Fac. Spec. - NOX Rate Summer v3.1, Unit 5468 and retrofits | 624 | 1797 | Rate Constraint in lbs/MMBtu | FALSE | L | Annual | Allowances Sold NOX | Thousand Tons | 0 | 0 | 0 | 0 | 0 | 0 | 0 | 0
IL Fac. Spec. - NOX Rate Summer v3.1, Unit 5468 and retrofits | 624 | 1797 | Rate Constraint in lbs/MMBtu | FALSE | L | Annual | Allowances Banked | Thousand Tons | 0 | 0 | 0 | 0 | 0 | 0 | 0 | 0
IL Fac. Spec. - NOX Rate Summer v3.1, Unit 5468 and retrofits | 624 | 1797 | Rate Constraint in lbs/MMBtu | FALSE | L | Annual | Allowances Withdrawn (1:1) | Thousand Tons | 0 | 0 | 0 | 0 | 0 | 0 | 0 | 0
IL Fac. Spec. - NOX Rate Summer v3.1, Unit 5468 and retrofits | 624 | 1797 | Rate Constraint in lbs/MMBtu | FALSE | L | Annual | Allowances Withdrawn (n:1) | Thousand Tons | 0 | 0 | 0 | 0 | 0 | 0 | 0 | 0
IL Fac. Spec. - NOX Rate Summer v3.1, Unit 5468 and retrofits | 624 | 1797 | Rate Constraint in lbs/MMBtu | FALSE | L | Annual | Net Emissions Allowance Position | Thousand Tons | 0 | 0 | 0 | 0 | 0 | 0 | 0 | 0
IL Fac. Spec. - NOX Rate Summer v3.1, Unit 5468 and retrofits | 624 | 1797 | Rate Constraint in lbs/MMBtu | FALSE | L | Annual | Fuel Consumed | TBtu | 0 | 0 | 0 | 0 | 0 | 0 | 0 | 0
IL Fac. Spec. - NOX Rate Summer v3.1, Unit 5468 and retrofits | 624 | 1797 | Rate Constraint in lbs/MMBtu | FALSE | L | Annual | Rate | lb/MMBtu | 0 | 0 | 0 | 0 | 0 | 0 | 0 | 0
IL Fac. Spec. - NOX Rate Summer v3.1, Unit 5468 and retrofits | 624 | 1797 | Rate Constraint in lbs/MMBtu | FALSE | L | Annual | Generation | TWh | 0 | 0 | 0 | 0 | 0 | 0 | 0 | 0
IL Fac. Spec. - NOX Rate Summer v3.1, Unit 5468 and retrofits | 624 | 1797 | Rate Constraint in lbs/MMBtu | FALSE | L | Annual | Qualifying Generation | TWh | 0 | 0 | 0 | 0 | 0 | 0 | 0 | 0
IL Fac. Spec. - NOX Rate Summer v3.1, Unit 5468 and retrofits | 624 | 1797 | Rate Constraint in lbs/MMBtu | FALSE | L | Annual | Rate | lb/MWh | 0 | 0 | 0 | 0 | 0 | 0 | 0 | 0
IL Fac. Spec. - NOX Rate Summer v3.1, Unit 5468 and retrofits | 624 | 1797 | Rate Constraint in lbs/MMBtu | FALSE | L | Annual | Constraint Shadow Price | US2016$/Ton | 0 | 0 | 0 | 0 | 0 | 0 | 0 | 0
IL Fac. Spec. - NOX Rate Summer v3.1, Unit 5469 and retrofits | 625 | 1797 | Rate Constraint in lbs/MMBtu | FALSE | L | Annual | Seasons Included | Seasons | Summer | Summer | Summer | Summer | Summer | Summer | Summer | Summer
IL Fac. Spec. - NOX Rate Summer v3.1, Unit 5469 and retrofits | 625 | 1797 | Rate Constraint in lbs/MMBtu | FALSE | L | Annual | Standard NOX | lb/MMBtu | 0.25 | 0.25 | 0.25 | 0.25 | 0.25 | 0.25 | 0.25 | 0.25
IL Fac. Spec. - NOX Rate Summer v3.1, Unit 5469 and retrofits | 625 | 1797 | Rate Constraint in lbs/MMBtu | FALSE | L | Annual | Emissions at Affected Plants NOX | Thousand Tons | 0 | 0 | 0 | 0 | 0 | 0 | 0 | 0
IL Fac. Spec. - NOX Rate Summer v3.1, Unit 5469 and retrofits | 625 | 1797 | Rate Constraint in lbs/MMBtu | FALSE | L | Annual | Allowances Purchased NOX | Thousand Tons | 0 | 0 | 0 | 0 | 0 | 0 | 0 | 0
IL Fac. Spec. - NOX Rate Summer v3.1, Unit 5469 and retrofits | 625 | 1797 | Rate Constraint in lbs/MMBtu | FALSE | L | Annual | Allowances Sold NOX | Thousand Tons | 0 | 0 | 0 | 0 | 0 | 0 | 0 | 0
IL Fac. Spec. - NOX Rate Summer v3.1, Unit 5469 and retrofits | 625 | 1797 | Rate Constraint in lbs/MMBtu | FALSE | L | Annual | Allowances Banked | Thousand Tons | 0 | 0 | 0 | 0 | 0 | 0 | 0 | 0
IL Fac. Spec. - NOX Rate Summer v3.1, Unit 5469 and retrofits | 625 | 1797 | Rate Constraint in lbs/MMBtu | FALSE | L | Annual | Allowances Withdrawn (1:1) | Thousand Tons | 0 | 0 | 0 | 0 | 0 | 0 | 0 | 0
IL Fac. Spec. - NOX Rate Summer v3.1, Unit 5469 and retrofits | 625 | 1797 | Rate Constraint in lbs/MMBtu | FALSE | L | Annual | Allowances Withdrawn (n:1) | Thousand Tons | 0 | 0 | 0 | 0 | 0 | 0 | 0 | 0
IL Fac. Spec. - NOX Rate Summer v3.1, Unit 5469 and retrofits | 625 | 1797 | Rate Constraint in lbs/MMBtu | FALSE | L | Annual | Net Emissions Allowance Position | Thousand Tons | 0 | 0 | 0 | 0 | 0 | 0 | 0 | 0
IL Fac. Spec. - NOX Rate Summer v3.1, Unit 5469 and retrofits | 625 | 1797 | Rate Constraint in lbs/MMBtu | FALSE | L | Annual | Fuel Consumed | TBtu | 0 | 0 | 0 | 0 | 0 | 0 | 0 | 0
IL Fac. Spec. - NOX Rate Summer v3.1, Unit 5469 and retrofits | 625 | 1797 | Rate Constraint in lbs/MMBtu | FALSE | L | Annual | Rate | lb/MMBtu | 0 | 0 | 0 | 0 | 0 | 0 | 0 | 0
IL Fac. Spec. - NOX Rate Summer v3.1, Unit 5469 and retrofits | 625 | 1797 | Rate Constraint in lbs/MMBtu | FALSE | L | Annual | Generation | TWh | 0 | 0 | 0 | 0 | 0 | 0 | 0 | 0
IL Fac. Spec. - NOX Rate Summer v3.1, Unit 5469 and retrofits | 625 | 1797 | Rate Constraint in lbs/MMBtu | FALSE | L | Annual | Qualifying Generation | TWh | 0 | 0 | 0 | 0 | 0 | 0 | 0 | 0
IL Fac. Spec. - NOX Rate Summer v3.1, Unit 5469 and retrofits | 625 | 1797 | Rate Constraint in lbs/MMBtu | FALSE | L | Annual | Rate | lb/MWh | 0 | 0 | 0 | 0 | 0 | 0 | 0 | 0
IL Fac. Spec. - NOX Rate Summer v3.1, Unit 5469 and retrofits | 625 | 1797 | Rate Constraint in lbs/MMBtu | FALSE | L | Annual | Constraint Shadow Price | US2016$/Ton | 0 | 0 | 0 | 0 | 0 | 0 | 0 | 0
IL Fac. Spec. - NOX Rate Summer v3.1, Unit 5475 and retrofits | 626 | 1797 | Rate Constraint in lbs/MMBtu | FALSE | L | Annual | Seasons Included | Seasons | Summer | Summer | Summer | Summer | Summer | Summer | Summer | Summer
IL Fac. Spec. - NOX Rate Summer v3.1, Unit 5475 and retrofits | 626 | 1797 | Rate Constraint in lbs/MMBtu | FALSE | L | Annual | Standard NOX | lb/MMBtu | 0.25 | 0.25 | 0.25 | 0.25 | 0.25 | 0.25 | 0.25 | 0.25
IL Fac. Spec. - NOX Rate Summer v3.1, Unit 5475 and retrofits | 626 | 1797 | Rate Constraint in lbs/MMBtu | FALSE | L | Annual | Emissions at Affected Plants NOX | Thousand Tons | 0.52169 | 0.53438 | 0.51888 | 0.5095 | 0.40898 | 0.5095 | 0.5095 | 0.5095
IL Fac. Spec. - NOX Rate Summer v3.1, Unit 5475 and retrofits | 626 | 1797 | Rate Constraint in lbs/MMBtu | FALSE | L | Annual | Allowances Purchased NOX | Thousand Tons | 0 | 0 | 0 | 0 | 0 | 0 | 0 | 0
IL Fac. Spec. - NOX Rate Summer v3.1, Unit 5475 and retrofits | 626 | 1797 | Rate Constraint in lbs/MMBtu | FALSE | L | Annual | Allowances Sold NOX | Thousand Tons | 0 | 0 | 0 | 0 | 0 | 0 | 0 | 0
IL Fac. Spec. - NOX Rate Summer v3.1, Unit 5475 and retrofits | 626 | 1797 | Rate Constraint in lbs/MMBtu | FALSE | L | Annual | Allowances Banked | Thousand Tons | 0 | 0 | 0 | 0 | 0 | 0 | 0 | 0
IL Fac. Spec. - NOX Rate Summer v3.1, Unit 5475 and retrofits | 626 | 1797 | Rate Constraint in lbs/MMBtu | FALSE | L | Annual | Allowances Withdrawn (1:1) | Thousand Tons | 0 | 0 | 0 | 0 | 0 | 0 | 0 | 0
IL Fac. Spec. - NOX Rate Summer v3.1, Unit 5475 and retrofits | 626 | 1797 | Rate Constraint in lbs/MMBtu | FALSE | L | Annual | Allowances Withdrawn (n:1) | Thousand Tons | 0 | 0 | 0 | 0 | 0 | 0 | 0 | 0
IL Fac. Spec. - NOX Rate Summer v3.1, Unit 5475 and retrofits | 626 | 1797 | Rate Constraint in lbs/MMBtu | FALSE | L | Annual | Net Emissions Allowance Position | Thousand Tons | 0.52169 | 0.53438 | 0.51888 | 0.5095 | 0.40898 | 0.5095 | 0.5095 | 0.5095
IL Fac. Spec. - NOX Rate Summer v3.1, Unit 5475 and retrofits | 626 | 1797 | Rate Constraint in lbs/MMBtu | FALSE | L | Annual | Fuel Consumed | TBtu | 9.0983 | 9.3195 | 9.0492 | 8.8857 | 7.1325 | 8.8857 | 8.8857 | 8.8857
IL Fac. Spec. - NOX Rate Summer v3.1, Unit 5475 and retrofits | 626 | 1797 | Rate Constraint in lbs/MMBtu | FALSE | L | Annual | Rate | lb/MMBtu | 0.11468 | 0.11468 | 0.11468 | 0.11468 | 0.11468 | 0.11468 | 0.11468 | 0.11468
IL Fac. Spec. - NOX Rate Summer v3.1, Unit 5475 and retrofits | 626 | 1797 | Rate Constraint in lbs/MMBtu | FALSE | L | Annual | Generation | TWh | 0.81907 | 0.83899 | 0.83899 | 0.82382 | 0.66128 | 0.82382 | 0.82382 | 0.82382
IL Fac. Spec. - NOX Rate Summer v3.1, Unit 5475 and retrofits | 626 | 1797 | Rate Constraint in lbs/MMBtu | FALSE | L | Annual | Qualifying Generation | TWh | 0.81907 | 0.83899 | 0.83899 | 0.82382 | 0.66128 | 0.82382 | 0.82382 | 0.82382
IL Fac. Spec. - NOX Rate Summer v3.1, Unit 5475 and retrofits | 626 | 1797 | Rate Constraint in lbs/MMBtu | FALSE | L | Annual | Rate | lb/MWh | 1.2739 | 1.2739 | 1.2369 | 1.2369 | 1.2369 | 1.2369 | 1.2369 | 1.2369
IL Fac. Spec. - NOX Rate Summer v3.1, Unit 5475 and retrofits | 626 | 1797 | Rate Constraint in lbs/MMBtu | FALSE | L | Annual | Constraint Shadow Price | US2016$/Ton | 0 | 0 | 0 | 0 | 0 | 0 | 0 | 0
IL Fac. Spec. - NOX Rate Summer v3.1, Unit 5476 and retrofits | 627 | 1797 | Rate Constraint in lbs/MMBtu | FALSE | L | Annual | Seasons Included | Seasons | Summer | Summer | Summer | Summer | Summer | Summer | Summer | Summer
IL Fac. Spec. - NOX Rate Summer v3.1, Unit 5476 and retrofits | 627 | 1797 | Rate Constraint in lbs/MMBtu | FALSE | L | Annual | Standard NOX | lb/MMBtu | 0.25 | 0.25 | 0.25 | 0.25 | 0.25 | 0.25 | 0.25 | 0.25
IL Fac. Spec. - NOX Rate Summer v3.1, Unit 5476 and retrofits | 627 | 1797 | Rate Constraint in lbs/MMBtu | FALSE | L | Annual | Emissions at Affected Plants NOX | Thousand Tons | 0.44891 | 0.47354 | 0.44649 | 0.43883 | 0.35672 | 0.43883 | 0.43883 | 0.43883
IL Fac. Spec. - NOX Rate Summer v3.1, Unit 5476 and retrofits | 627 | 1797 | Rate Constraint in lbs/MMBtu | FALSE | L | Annual | Allowances Purchased NOX | Thousand Tons | 0 | 0 | 0 | 0 | 0 | 0 | 0 | 0
IL Fac. Spec. - NOX Rate Summer v3.1, Unit 5476 and retrofits | 627 | 1797 | Rate Constraint in lbs/MMBtu | FALSE | L | Annual | Allowances Sold NOX | Thousand Tons | 0 | 0 | 0 | 0 | 0 | 0 | 0 | 0
IL Fac. Spec. - NOX Rate Summer v3.1, Unit 5476 and retrofits | 627 | 1797 | Rate Constraint in lbs/MMBtu | FALSE | L | Annual | Allowances Banked | Thousand Tons | 0 | 0 | 0 | 0 | 0 | 0 | 0 | 0
IL Fac. Spec. - NOX Rate Summer v3.1, Unit 5476 and retrofits | 627 | 1797 | Rate Constraint in lbs/MMBtu | FALSE | L | Annual | Allowances Withdrawn (1:1) | Thousand Tons | 0 | 0 | 0 | 0 | 0 | 0 | 0 | 0
IL Fac. Spec. - NOX Rate Summer v3.1, Unit 5476 and retrofits | 627 | 1797 | Rate Constraint in lbs/MMBtu | FALSE | L | Annual | Allowances Withdrawn (n:1) | Thousand Tons | 0 | 0 | 0 | 0 | 0 | 0 | 0 | 0
IL Fac. Spec. - NOX Rate Summer v3.1, Unit 5476 and retrofits | 627 | 1797 | Rate Constraint in lbs/MMBtu | FALSE | L | Annual | Net Emissions Allowance Position | Thousand Tons | 0.44891 | 0.47354 | 0.44649 | 0.43883 | 0.35672 | 0.43883 | 0.43883 | 0.43883
IL Fac. Spec. - NOX Rate Summer v3.1, Unit 5476 and retrofits | 627 | 1797 | Rate Constraint in lbs/MMBtu | FALSE | L | Annual | Fuel Consumed | TBtu | 9.2396 | 9.7466 | 9.1898 | 9.0321 | 7.3422 | 9.0321 | 9.0321 | 9.0321
IL Fac. Spec. - NOX Rate Summer v3.1, Unit 5476 and retrofits | 627 | 1797 | Rate Constraint in lbs/MMBtu | FALSE | L | Annual | Rate | lb/MMBtu | 0.09717 | 0.09717 | 0.09717 | 0.09717 | 0.09717 | 0.09717 | 0.09717 | 0.09717
IL Fac. Spec. - NOX Rate Summer v3.1, Unit 5476 and retrofits | 627 | 1797 | Rate Constraint in lbs/MMBtu | FALSE | L | Annual | Generation | TWh | 0.8321 | 0.87776 | 0.85233 | 0.83771 | 0.68097 | 0.83771 | 0.83771 | 0.83771
IL Fac. Spec. - NOX Rate Summer v3.1, Unit 5476 and retrofits | 627 | 1797 | Rate Constraint in lbs/MMBtu | FALSE | L | Annual | Qualifying Generation | TWh | 0.8321 | 0.87776 | 0.85233 | 0.83771 | 0.68097 | 0.83771 | 0.83771 | 0.83771
IL Fac. Spec. - NOX Rate Summer v3.1, Unit 5476 and retrofits | 627 | 1797 | Rate Constraint in lbs/MMBtu | FALSE | L | Annual | Rate | lb/MWh | 1.079 | 1.079 | 1.0477 | 1.0477 | 1.0477 | 1.0477 | 1.0477 | 1.0477
IL Fac. Spec. - NOX Rate Summer v3.1, Unit 5476 and retrofits | 627 | 1797 | Rate Constraint in lbs/MMBtu | FALSE | L | Annual | Constraint Shadow Price | US2016$/Ton | 0 | 0 | 0 | 0 | 0 | 0 | 0 | 0
IL Fac. Spec. - NOX Rate Summer v3.1, Unit 5477 and retrofits | 628 | 1797 | Rate Constraint in lbs/MMBtu | FALSE | L | Annual | Seasons Included | Seasons | Summer | Summer | Summer | Summer | Summer | Summer | Summer | Summer
IL Fac. Spec. - NOX Rate Summer v3.1, Unit 5477 and retrofits | 628 | 1797 | Rate Constraint in lbs/MMBtu | FALSE | L | Annual | Standard NOX | lb/MMBtu | 0.25 | 0.25 | 0.25 | 0.25 | 0.25 | 0.25 | 0.25 | 0.25
IL Fac. Spec. - NOX Rate Summer v3.1, Unit 5477 and retrofits | 628 | 1797 | Rate Constraint in lbs/MMBtu | FALSE | L | Annual | Emissions at Affected Plants NOX | Thousand Tons | 0.52967 | 0.54254 | 0.52681 | 0.51777 | 0.4209 | 0.51777 | 0.51777 | 0.51777
IL Fac. Spec. - NOX Rate Summer v3.1, Unit 5477 and retrofits | 628 | 1797 | Rate Constraint in lbs/MMBtu | FALSE | L | Annual | Allowances Purchased NOX | Thousand Tons | 0 | 0 | 0 | 0 | 0 | 0 | 0 | 0
IL Fac. Spec. - NOX Rate Summer v3.1, Unit 5477 and retrofits | 628 | 1797 | Rate Constraint in lbs/MMBtu | FALSE | L | Annual | Allowances Sold NOX | Thousand Tons | 0 | 0 | 0 | 0 | 0 | 0 | 0 | 0
IL Fac. Spec. - NOX Rate Summer v3.1, Unit 5477 and retrofits | 628 | 1797 | Rate Constraint in lbs/MMBtu | FALSE | L | Annual | Allowances Banked | Thousand Tons | 0 | 0 | 0 | 0 | 0 | 0 | 0 | 0
IL Fac. Spec. - NOX Rate Summer v3.1, Unit 5477 and retrofits | 628 | 1797 | Rate Constraint in lbs/MMBtu | FALSE | L | Annual | Allowances Withdrawn (1:1) | Thousand Tons | 0 | 0 | 0 | 0 | 0 | 0 | 0 | 0
IL Fac. Spec. - NOX Rate Summer v3.1, Unit 5477 and retrofits | 628 | 1797 | Rate Constraint in lbs/MMBtu | FALSE | L | Annual | Allowances Withdrawn (n:1) | Thousand Tons | 0 | 0 | 0 | 0 | 0 | 0 | 0 | 0
IL Fac. Spec. - NOX Rate Summer v3.1, Unit 5477 and retrofits | 628 | 1797 | Rate Constraint in lbs/MMBtu | FALSE | L | Annual | Net Emissions Allowance Position | Thousand Tons | 0.52967 | 0.54254 | 0.52681 | 0.51777 | 0.4209 | 0.51777 | 0.51777 | 0.51777
IL Fac. Spec. - NOX Rate Summer v3.1, Unit 5477 and retrofits | 628 | 1797 | Rate Constraint in lbs/MMBtu | FALSE | L | Annual | Fuel Consumed | TBtu | 9.2429 | 9.4677 | 9.1931 | 9.0354 | 7.3449 | 9.0354 | 9.0354 | 9.0354
IL Fac. Spec. - NOX Rate Summer v3.1, Unit 5477 and retrofits | 628 | 1797 | Rate Constraint in lbs/MMBtu | FALSE | L | Annual | Rate | lb/MMBtu | 0.11461 | 0.11461 | 0.11461 | 0.11461 | 0.11461 | 0.11461 | 0.11461 | 0.11461
IL Fac. Spec. - NOX Rate Summer v3.1, Unit 5477 and retrofits | 628 | 1797 | Rate Constraint in lbs/MMBtu | FALSE | L | Annual | Generation | TWh | 0.8321 | 0.85233 | 0.85233 | 0.83771 | 0.68097 | 0.83771 | 0.83771 | 0.83771
IL Fac. Spec. - NOX Rate Summer v3.1, Unit 5477 and retrofits | 628 | 1797 | Rate Constraint in lbs/MMBtu | FALSE | L | Annual | Qualifying Generation | TWh | 0.8321 | 0.85233 | 0.85233 | 0.83771 | 0.68097 | 0.83771 | 0.83771 | 0.83771
IL Fac. Spec. - NOX Rate Summer v3.1, Unit 5477 and retrofits | 628 | 1797 | Rate Constraint in lbs/MMBtu | FALSE | L | Annual | Rate | lb/MWh | 1.2731 | 1.2731 | 1.2362 | 1.2362 | 1.2362 | 1.2362 | 1.2362 | 1.2362
IL Fac. Spec. - NOX Rate Summer v3.1, Unit 5477 and retrofits | 628 | 1797 | Rate Constraint in lbs/MMBtu | FALSE | L | Annual | Constraint Shadow Price | US2016$/Ton | 0 | 0 | 0 | 0 | 0 | 0 | 0 | 0
IL Fac. Spec. - NOX Rate Summer v3.1, Unit 5478 and retrofits | 629 | 1797 | Rate Constraint in lbs/MMBtu | FALSE | L | Annual | Seasons Included | Seasons | Summer | Summer | Summer | Summer | Summer | Summer | Summer | Summer
IL Fac. Spec. - NOX Rate Summer v3.1, Unit 5478 and retrofits | 629 | 1797 | Rate Constraint in lbs/MMBtu | FALSE | L | Annual | Standard NOX | lb/MMBtu | 0.25 | 0.25 | 0.25 | 0.25 | 0.25 | 0.25 | 0.25 | 0.25
IL Fac. Spec. - NOX Rate Summer v3.1, Unit 5478 and retrofits | 629 | 1797 | Rate Constraint in lbs/MMBtu | FALSE | L | Annual | Emissions at Affected Plants NOX | Thousand Tons | 0.45413 | 0.50935 | 0.45168 | 0.44393 | 0.36087 | 0.44393 | 0.44393 | 0.44393
IL Fac. Spec. - NOX Rate Summer v3.1, Unit 5478 and retrofits | 629 | 1797 | Rate Constraint in lbs/MMBtu | FALSE | L | Annual | Allowances Purchased NOX | Thousand Tons | 0 | 0 | 0 | 0 | 0 | 0 | 0 | 0
IL Fac. Spec. - NOX Rate Summer v3.1, Unit 5478 and retrofits | 629 | 1797 | Rate Constraint in lbs/MMBtu | FALSE | L | Annual | Allowances Sold NOX | Thousand Tons | 0 | 0 | 0 | 0 | 0 | 0 | 0 | 0
IL Fac. Spec. - NOX Rate Summer v3.1, Unit 5478 and retrofits | 629 | 1797 | Rate Constraint in lbs/MMBtu | FALSE | L | Annual | Allowances Banked | Thousand Tons | 0 | 0 | 0 | 0 | 0 | 0 | 0 | 0
IL Fac. Spec. - NOX Rate Summer v3.1, Unit 5478 and retrofits | 629 | 1797 | Rate Constraint in lbs/MMBtu | FALSE | L | Annual | Allowances Withdrawn (1:1) | Thousand Tons | 0 | 0 | 0 | 0 | 0 | 0 | 0 | 0
IL Fac. Spec. - NOX Rate Summer v3.1, Unit 5478 and retrofits | 629 | 1797 | Rate Constraint in lbs/MMBtu | FALSE | L | Annual | Allowances Withdrawn (n:1) | Thousand Tons | 0 | 0 | 0 | 0 | 0 | 0 | 0 | 0
IL Fac. Spec. - NOX Rate Summer v3.1, Unit 5478 and retrofits | 629 | 1797 | Rate Constraint in lbs/MMBtu | FALSE | L | Annual | Net Emissions Allowance Position | Thousand Tons | 0.45413 | 0.50935 | 0.45168 | 0.44393 | 0.36087 | 0.44393 | 0.44393 | 0.44393
IL Fac. Spec. - NOX Rate Summer v3.1, Unit 5478 and retrofits | 629 | 1797 | Rate Constraint in lbs/MMBtu | FALSE | L | Annual | Fuel Consumed | TBtu | 9.2396 | 10.3632 | 9.1898 | 9.0321 | 7.3422 | 9.0321 | 9.0321 | 9.0321
IL Fac. Spec. - NOX Rate Summer v3.1, Unit 5478 and retrofits | 629 | 1797 | Rate Constraint in lbs/MMBtu | FALSE | L | Annual | Rate | lb/MMBtu | 0.0983 | 0.0983 | 0.0983 | 0.0983 | 0.0983 | 0.0983 | 0.0983 | 0.0983
IL Fac. Spec. - NOX Rate Summer v3.1, Unit 5478 and retrofits | 629 | 1797 | Rate Constraint in lbs/MMBtu | FALSE | L | Annual | Generation | TWh | 0.8321 | 0.93328 | 0.85233 | 0.83771 | 0.68097 | 0.83771 | 0.83771 | 0.83771
IL Fac. Spec. - NOX Rate Summer v3.1, Unit 5478 and retrofits | 629 | 1797 | Rate Constraint in lbs/MMBtu | FALSE | L | Annual | Qualifying Generation | TWh | 0.8321 | 0.93328 | 0.85233 | 0.83771 | 0.68097 | 0.83771 | 0.83771 | 0.83771
IL Fac. Spec. - NOX Rate Summer v3.1, Unit 5478 and retrofits | 629 | 1797 | Rate Constraint in lbs/MMBtu | FALSE | L | Annual | Rate | lb/MWh | 1.0915 | 1.0915 | 1.0599 | 1.0599 | 1.0599 | 1.0599 | 1.0599 | 1.0599
IL Fac. Spec. - NOX Rate Summer v3.1, Unit 5478 and retrofits | 629 | 1797 | Rate Constraint in lbs/MMBtu | FALSE | L | Annual | Constraint Shadow Price | US2016$/Ton | 0 | 0 | 0 | 0 | 0 | 0 | 0 | 0
IL Fac. Spec. - NOX Rate Summer v3.1, Unit 5483 and retrofits | 630 | 1797 | Rate Constraint in lbs/MMBtu | FALSE | L | Annual | Seasons Included | Seasons | Summer | Summer | Summer | Summer | Summer | Summer | Summer | Summer
IL Fac. Spec. - NOX Rate Summer v3.1, Unit 5483 and retrofits | 630 | 1797 | Rate Constraint in lbs/MMBtu | FALSE | L | Annual | Standard NOX | lb/MMBtu | 0.25 | 0.25 | 0.25 | 0.25 | 0.25 | 0.25 | 0.25 | 0.25
IL Fac. Spec. - NOX Rate Summer v3.1, Unit 5483 and retrofits | 630 | 1797 | Rate Constraint in lbs/MMBtu | FALSE | L | Annual | Emissions at Affected Plants NOX | Thousand Tons | 0 | 0 | 0 | 0 | 0 | 0 | 0 | 0
IL Fac. Spec. - NOX Rate Summer v3.1, Unit 5483 and retrofits | 630 | 1797 | Rate Constraint in lbs/MMBtu | FALSE | L | Annual | Allowances Purchased NOX | Thousand Tons | 0 | 0 | 0 | 0 | 0 | 0 | 0 | 0
IL Fac. Spec. - NOX Rate Summer v3.1, Unit 5483 and retrofits | 630 | 1797 | Rate Constraint in lbs/MMBtu | FALSE | L | Annual | Allowances Sold NOX | Thousand Tons | 0 | 0 | 0 | 0 | 0 | 0 | 0 | 0
IL Fac. Spec. - NOX Rate Summer v3.1, Unit 5483 and retrofits | 630 | 1797 | Rate Constraint in lbs/MMBtu | FALSE | L | Annual | Allowances Banked | Thousand Tons | 0 | 0 | 0 | 0 | 0 | 0 | 0 | 0
IL Fac. Spec. - NOX Rate Summer v3.1, Unit 5483 and retrofits | 630 | 1797 | Rate Constraint in lbs/MMBtu | FALSE | L | Annual | Allowances Withdrawn (1:1) | Thousand Tons | 0 | 0 | 0 | 0 | 0 | 0 | 0 | 0
IL Fac. Spec. - NOX Rate Summer v3.1, Unit 5483 and retrofits | 630 | 1797 | Rate Constraint in lbs/MMBtu | FALSE | L | Annual | Allowances Withdrawn (n:1) | Thousand Tons | 0 | 0 | 0 | 0 | 0 | 0 | 0 | 0
IL Fac. Spec. - NOX Rate Summer v3.1, Unit 5483 and retrofits | 630 | 1797 | Rate Constraint in lbs/MMBtu | FALSE | L | Annual | Net Emissions Allowance Position | Thousand Tons | 0 | 0 | 0 | 0 | 0 | 0 | 0 | 0
IL Fac. Spec. - NOX Rate Summer v3.1, Unit 5483 and retrofits | 630 | 1797 | Rate Constraint in lbs/MMBtu | FALSE | L | Annual | Fuel Consumed | TBtu | 0 | 0 | 0 | 0 | 0 | 0 | 0 | 0
IL Fac. Spec. - NOX Rate Summer v3.1, Unit 5483 and retrofits | 630 | 1797 | Rate Constraint in lbs/MMBtu | FALSE | L | Annual | Rate | lb/MMBtu | 0 | 0 | 0 | 0 | 0 | 0 | 0 | 0
IL Fac. Spec. - NOX Rate Summer v3.1, Unit 5483 and retrofits | 630 | 1797 | Rate Constraint in lbs/MMBtu | FALSE | L | Annual | Generation | TWh | 0 | 0 | 0 | 0 | 0 | 0 | 0 | 0
IL Fac. Spec. - NOX Rate Summer v3.1, Unit 5483 and retrofits | 630 | 1797 | Rate Constraint in lbs/MMBtu | FALSE | L | Annual | Qualifying Generation | TWh | 0 | 0 | 0 | 0 | 0 | 0 | 0 | 0
IL Fac. Spec. - NOX Rate Summer v3.1, Unit 5483 and retrofits | 630 | 1797 | Rate Constraint in lbs/MMBtu | FALSE | L | Annual | Rate | lb/MWh | 0 | 0 | 0 | 0 | 0 | 0 | 0 | 0
IL Fac. Spec. - NOX Rate Summer v3.1, Unit 5483 and retrofits | 630 | 1797 | Rate Constraint in lbs/MMBtu | FALSE | L | Annual | Constraint Shadow Price | US2016$/Ton | 0 | 0 | 0 | 0 | 0 | 0 | 0 | 0
IL Fac. Spec. - NOX Rate Summer v3.1, Unit 5484 and retrofits | 631 | 1797 | Rate Constraint in lbs/MMBtu | FALSE | L | Annual | Seasons Included | Seasons | Summer | Summer | Summer | Summer | Summer | Summer | Summer | Summer
IL Fac. Spec. - NOX Rate Summer v3.1, Unit 5484 and retrofits | 631 | 1797 | Rate Constraint in lbs/MMBtu | FALSE | L | Annual | Standard NOX | lb/MMBtu | 0.25 | 0.25 | 0.25 | 0.25 | 0.25 | 0.25 | 0.25 | 0.25
IL Fac. Spec. - NOX Rate Summer v3.1, Unit 5484 and retrofits | 631 | 1797 | Rate Constraint in lbs/MMBtu | FALSE | L | Annual | Emissions at Affected Plants NOX | Thousand Tons | 0 | 0 | 0 | 0 | 0 | 0 | 0 | 0
IL Fac. Spec. - NOX Rate Summer v3.1, Unit 5484 and retrofits | 631 | 1797 | Rate Constraint in lbs/MMBtu | FALSE | L | Annual | Allowances Purchased NOX | Thousand Tons | 0 | 0 | 0 | 0 | 0 | 0 | 0 | 0
IL Fac. Spec. - NOX Rate Summer v3.1, Unit 5484 and retrofits | 631 | 1797 | Rate Constraint in lbs/MMBtu | FALSE | L | Annual | Allowances Sold NOX | Thousand Tons | 0 | 0 | 0 | 0 | 0 | 0 | 0 | 0
IL Fac. Spec. - NOX Rate Summer v3.1, Unit 5484 and retrofits | 631 | 1797 | Rate Constraint in lbs/MMBtu | FALSE | L | Annual | Allowances Banked | Thousand Tons | 0 | 0 | 0 | 0 | 0 | 0 | 0 | 0
IL Fac. Spec. - NOX Rate Summer v3.1, Unit 5484 and retrofits | 631 | 1797 | Rate Constraint in lbs/MMBtu | FALSE | L | Annual | Allowances Withdrawn (1:1) | Thousand Tons | 0 | 0 | 0 | 0 | 0 | 0 | 0 | 0
IL Fac. Spec. - NOX Rate Summer v3.1, Unit 5484 and retrofits | 631 | 1797 | Rate Constraint in lbs/MMBtu | FALSE | L | Annual | Allowances Withdrawn (n:1) | Thousand Tons | 0 | 0 | 0 | 0 | 0 | 0 | 0 | 0
IL Fac. Spec. - NOX Rate Summer v3.1, Unit 5484 and retrofits | 631 | 1797 | Rate Constraint in lbs/MMBtu | FALSE | L | Annual | Net Emissions Allowance Position | Thousand Tons | 0 | 0 | 0 | 0 | 0 | 0 | 0 | 0
IL Fac. Spec. - NOX Rate Summer v3.1, Unit 5484 and retrofits | 631 | 1797 | Rate Constraint in lbs/MMBtu | FALSE | L | Annual | Fuel Consumed | TBtu | 0 | 0 | 0 | 0 | 0 | 0 | 0 | 0
IL Fac. Spec. - NOX Rate Summer v3.1, Unit 5484 and retrofits | 631 | 1797 | Rate Constraint in lbs/MMBtu | FALSE | L | Annual | Rate | lb/MMBtu | 0 | 0 | 0 | 0 | 0 | 0 | 0 | 0
IL Fac. Spec. - NOX Rate Summer v3.1, Unit 5484 and retrofits | 631 | 1797 | Rate Constraint in lbs/MMBtu | FALSE | L | Annual | Generation | TWh | 0 | 0 | 0 | 0 | 0 | 0 | 0 | 0
IL Fac. Spec. - NOX Rate Summer v3.1, Unit 5484 and retrofits | 631 | 1797 | Rate Constraint in lbs/MMBtu | FALSE | L | Annual | Qualifying Generation | TWh | 0 | 0 | 0 | 0 | 0 | 0 | 0 | 0
IL Fac. Spec. - NOX Rate Summer v3.1, Unit 5484 and retrofits | 631 | 1797 | Rate Constraint in lbs/MMBtu | FALSE | L | Annual | Rate | lb/MWh | 0 | 0 | 0 | 0 | 0 | 0 | 0 | 0
IL Fac. Spec. - NOX Rate Summer v3.1, Unit 5484 and retrofits | 631 | 1797 | Rate Constraint in lbs/MMBtu | FALSE | L | Annual | Constraint Shadow Price | US2016$/Ton | 0 | 0 | 0 | 0 | 0 | 0 | 0 | 0
IL Fac. Spec. - NOX Rate Summer v3.1, Unit 5644 and retrofits | 632 | 1797 | Rate Constraint in lbs/MMBtu | FALSE | L | Annual | Seasons Included | Seasons | Summer | Summer | Summer | Summer | Summer | Summer | Summer | Summer
IL Fac. Spec. - NOX Rate Summer v3.1, Unit 5644 and retrofits | 632 | 1797 | Rate Constraint in lbs/MMBtu | FALSE | L | Annual | Standard NOX | lb/MMBtu | 0.25 | 0.25 | 0.25 | 0.25 | 0.25 | 0.25 | 0.25 | 0.25
IL Fac. Spec. - NOX Rate Summer v3.1, Unit 5644 and retrofits | 632 | 1797 | Rate Constraint in lbs/MMBtu | FALSE | L | Annual | Emissions at Affected Plants NOX | Thousand Tons | 0.88749 | 0.88749 | 0.87152 | 0.87152 | 0.87152 | 0.87152 | 0.87152 | 0.87124
IL Fac. Spec. - NOX Rate Summer v3.1, Unit 5644 and retrofits | 632 | 1797 | Rate Constraint in lbs/MMBtu | FALSE | L | Annual | Allowances Purchased NOX | Thousand Tons | 0 | 0 | 0 | 0 | 0 | 0 | 0 | 0
IL Fac. Spec. - NOX Rate Summer v3.1, Unit 5644 and retrofits | 632 | 1797 | Rate Constraint in lbs/MMBtu | FALSE | L | Annual | Allowances Sold NOX | Thousand Tons | 0 | 0 | 0 | 0 | 0 | 0 | 0 | 0
IL Fac. Spec. - NOX Rate Summer v3.1, Unit 5644 and retrofits | 632 | 1797 | Rate Constraint in lbs/MMBtu | FALSE | L | Annual | Allowances Banked | Thousand Tons | 0 | 0 | 0 | 0 | 0 | 0 | 0 | 0
IL Fac. Spec. - NOX Rate Summer v3.1, Unit 5644 and retrofits | 632 | 1797 | Rate Constraint in lbs/MMBtu | FALSE | L | Annual | Allowances Withdrawn (1:1) | Thousand Tons | 0 | 0 | 0 | 0 | 0 | 0 | 0 | 0
IL Fac. Spec. - NOX Rate Summer v3.1, Unit 5644 and retrofits | 632 | 1797 | Rate Constraint in lbs/MMBtu | FALSE | L | Annual | Allowances Withdrawn (n:1) | Thousand Tons | 0 | 0 | 0 | 0 | 0 | 0 | 0 | 0
IL Fac. Spec. - NOX Rate Summer v3.1, Unit 5644 and retrofits | 632 | 1797 | Rate Constraint in lbs/MMBtu | FALSE | L | Annual | Net Emissions Allowance Position | Thousand Tons | 0.88749 | 0.88749 | 0.87152 | 0.87152 | 0.87152 | 0.87152 | 0.87152 | 0.87124
IL Fac. Spec. - NOX Rate Summer v3.1, Unit 5644 and retrofits | 632 | 1797 | Rate Constraint in lbs/MMBtu | FALSE | L | Annual | Fuel Consumed | TBtu | 20.4401 | 20.4401 | 20.0722 | 20.0722 | 20.0722 | 20.0722 | 20.0722 | 20.0658
IL Fac. Spec. - NOX Rate Summer v3.1, Unit 5644 and retrofits | 632 | 1797 | Rate Constraint in lbs/MMBtu | FALSE | L | Annual | Rate | lb/MMBtu | 0.086838 | 0.086838 | 0.086838 | 0.086838 | 0.086838 | 0.086838 | 0.086838 | 0.086838
IL Fac. Spec. - NOX Rate Summer v3.1, Unit 5644 and retrofits | 632 | 1797 | Rate Constraint in lbs/MMBtu | FALSE | L | Annual | Generation | TWh | 1.7907 | 1.7907 | 1.7907 | 1.7907 | 1.7907 | 1.7907 | 1.7907 | 1.7901
IL Fac. Spec. - NOX Rate Summer v3.1, Unit 5644 and retrofits | 632 | 1797 | Rate Constraint in lbs/MMBtu | FALSE | L | Annual | Qualifying Generation | TWh | 1.7907 | 1.7907 | 1.7907 | 1.7907 | 1.7907 | 1.7907 | 1.7907 | 1.7901
IL Fac. Spec. - NOX Rate Summer v3.1, Unit 5644 and retrofits | 632 | 1797 | Rate Constraint in lbs/MMBtu | FALSE | L | Annual | Rate | lb/MWh | 0.99122 | 0.99122 | 0.97338 | 0.97338 | 0.97338 | 0.97338 | 0.97338 | 0.97338
IL Fac. Spec. - NOX Rate Summer v3.1, Unit 5644 and retrofits | 632 | 1797 | Rate Constraint in lbs/MMBtu | FALSE | L | Annual | Constraint Shadow Price | US2016$/Ton | 0 | 0 | 0 | 0 | 0 | 0 | 0 | 0
IL Fac. Spec. - NOX Rate Summer v3.1, Unit 5645 and retrofits | 633 | 1797 | Rate Constraint in lbs/MMBtu | FALSE | L | Annual | Seasons Included | Seasons | Summer | Summer | Summer | Summer | Summer | Summer | Summer | Summer
IL Fac. Spec. - NOX Rate Summer v3.1, Unit 5645 and retrofits | 633 | 1797 | Rate Constraint in lbs/MMBtu | FALSE | L | Annual | Standard NOX | lb/MMBtu | 0.25 | 0.25 | 0.25 | 0.25 | 0.25 | 0.25 | 0.25 | 0.25
IL Fac. Spec. - NOX Rate Summer v3.1, Unit 5645 and retrofits | 633 | 1797 | Rate Constraint in lbs/MMBtu | FALSE | L | Annual | Emissions at Affected Plants NOX | Thousand Tons | 0.41312 | 0.41312 | 0.40114 | 0.40114 | 0.34241 | 0.40114 | 0.40114 | 0.36386
IL Fac. Spec. - NOX Rate Summer v3.1, Unit 5645 and retrofits | 633 | 1797 | Rate Constraint in lbs/MMBtu | FALSE | L | Annual | Allowances Purchased NOX | Thousand Tons | 0 | 0 | 0 | 0 | 0 | 0 | 0 | 0
IL Fac. Spec. - NOX Rate Summer v3.1, Unit 5645 and retrofits | 633 | 1797 | Rate Constraint in lbs/MMBtu | FALSE | L | Annual | Allowances Sold NOX | Thousand Tons | 0 | 0 | 0 | 0 | 0 | 0 | 0 | 0
IL Fac. Spec. - NOX Rate Summer v3.1, Unit 5645 and retrofits | 633 | 1797 | Rate Constraint in lbs/MMBtu | FALSE | L | Annual | Allowances Banked | Thousand Tons | 0 | 0 | 0 | 0 | 0 | 0 | 0 | 0
IL Fac. Spec. - NOX Rate Summer v3.1, Unit 5645 and retrofits | 633 | 1797 | Rate Constraint in lbs/MMBtu | FALSE | L | Annual | Allowances Withdrawn (1:1) | Thousand Tons | 0 | 0 | 0 | 0 | 0 | 0 | 0 | 0
IL Fac. Spec. - NOX Rate Summer v3.1, Unit 5645 and retrofits | 633 | 1797 | Rate Constraint in lbs/MMBtu | FALSE | L | Annual | Allowances Withdrawn (n:1) | Thousand Tons | 0 | 0 | 0 | 0 | 0 | 0 | 0 | 0
IL Fac. Spec. - NOX Rate Summer v3.1, Unit 5645 and retrofits | 633 | 1797 | Rate Constraint in lbs/MMBtu | FALSE | L | Annual | Net Emissions Allowance Position | Thousand Tons | 0.41312 | 0.41312 | 0.40114 | 0.40114 | 0.34241 | 0.40114 | 0.40114 | 0.36386
IL Fac. Spec. - NOX Rate Summer v3.1, Unit 5645 and retrofits | 633 | 1797 | Rate Constraint in lbs/MMBtu | FALSE | L | Annual | Fuel Consumed | TBtu | 12.3776 | 12.3776 | 12.0187 | 12.0187 | 10.2591 | 12.0187 | 12.0187 | 10.9019
IL Fac. Spec. - NOX Rate Summer v3.1, Unit 5645 and retrofits | 633 | 1797 | Rate Constraint in lbs/MMBtu | FALSE | L | Annual | Rate | lb/MMBtu | 0.066752 | 0.066752 | 0.066752 | 0.066752 | 0.066752 | 0.066752 | 0.066752 | 0.066752
IL Fac. Spec. - NOX Rate Summer v3.1, Unit 5645 and retrofits | 633 | 1797 | Rate Constraint in lbs/MMBtu | FALSE | L | Annual | Generation | TWh | 1.042 | 1.042 | 1.042 | 1.042 | 0.88945 | 1.042 | 1.042 | 0.94518
IL Fac. Spec. - NOX Rate Summer v3.1, Unit 5645 and retrofits | 633 | 1797 | Rate Constraint in lbs/MMBtu | FALSE | L | Annual | Qualifying Generation | TWh | 1.042 | 1.042 | 1.042 | 1.042 | 0.88945 | 1.042 | 1.042 | 0.94518
IL Fac. Spec. - NOX Rate Summer v3.1, Unit 5645 and retrofits | 633 | 1797 | Rate Constraint in lbs/MMBtu | FALSE | L | Annual | Rate | lb/MWh | 0.79293 | 0.79293 | 0.76993 | 0.76993 | 0.76993 | 0.76993 | 0.76993 | 0.76993
IL Fac. Spec. - NOX Rate Summer v3.1, Unit 5645 and retrofits | 633 | 1797 | Rate Constraint in lbs/MMBtu | FALSE | L | Annual | Constraint Shadow Price | US2016$/Ton | 0 | 0 | 0 | 0 | 0 | 0 | 0 | 0
IL Fac. Spec. - NOX Rate Summer v3.1, Unit 5646 and retrofits | 634 | 1797 | Rate Constraint in lbs/MMBtu | FALSE | L | Annual | Seasons Included | Seasons | Summer | Summer | Summer | Summer | Summer | Summer | Summer | Summer
IL Fac. Spec. - NOX Rate Summer v3.1, Unit 5646 and retrofits | 634 | 1797 | Rate Constraint in lbs/MMBtu | FALSE | L | Annual | Standard NOX | lb/MMBtu | 0.25 | 0.25 | 0.25 | 0.25 | 0.25 | 0.25 | 0.25 | 0.25
IL Fac. Spec. - NOX Rate Summer v3.1, Unit 5646 and retrofits | 634 | 1797 | Rate Constraint in lbs/MMBtu | FALSE | L | Annual | Emissions at Affected Plants NOX | Thousand Tons | 0.99689 | 0.99689 | 0.98892 | 0.98892 | 0.98892 | 0.98892 | 0.98892 | 0.98892
IL Fac. Spec. - NOX Rate Summer v3.1, Unit 5646 and retrofits | 634 | 1797 | Rate Constraint in lbs/MMBtu | FALSE | L | Annual | Allowances Purchased NOX | Thousand Tons | 0 | 0 | 0 | 0 | 0 | 0 | 0 | 0
IL Fac. Spec. - NOX Rate Summer v3.1, Unit 5646 and retrofits | 634 | 1797 | Rate Constraint in lbs/MMBtu | FALSE | L | Annual | Allowances Sold NOX | Thousand Tons | 0 | 0 | 0 | 0 | 0 | 0 | 0 | 0
IL Fac. Spec. - NOX Rate Summer v3.1, Unit 5646 and retrofits | 634 | 1797 | Rate Constraint in lbs/MMBtu | FALSE | L | Annual | Allowances Banked | Thousand Tons | 0 | 0 | 0 | 0 | 0 | 0 | 0 | 0
IL Fac. Spec. - NOX Rate Summer v3.1, Unit 5646 and retrofits | 634 | 1797 | Rate Constraint in lbs/MMBtu | FALSE | L | Annual | Allowances Withdrawn (1:1) | Thousand Tons | 0 | 0 | 0 | 0 | 0 | 0 | 0 | 0
IL Fac. Spec. - NOX Rate Summer v3.1, Unit 5646 and retrofits | 634 | 1797 | Rate Constraint in lbs/MMBtu | FALSE | L | Annual | Allowances Withdrawn (n:1) | Thousand Tons | 0 | 0 | 0 | 0 | 0 | 0 | 0 | 0
IL Fac. Spec. - NOX Rate Summer v3.1, Unit 5646 and retrofits | 634 | 1797 | Rate Constraint in lbs/MMBtu | FALSE | L | Annual | Net Emissions Allowance Position | Thousand Tons | 0.99689 | 0.99689 | 0.98892 | 0.98892 | 0.98892 | 0.98892 | 0.98892 | 0.98892
IL Fac. Spec. - NOX Rate Summer v3.1, Unit 5646 and retrofits | 634 | 1797 | Rate Constraint in lbs/MMBtu | FALSE | L | Annual | Fuel Consumed | TBtu | 13.4779 | 13.4779 | 13.3701 | 13.3701 | 13.3701 | 13.3701 | 14.0386 | 14.0386
IL Fac. Spec. - NOX Rate Summer v3.1, Unit 5646 and retrofits | 634 | 1797 | Rate Constraint in lbs/MMBtu | FALSE | L | Annual | Rate | lb/MMBtu | 0.14793 | 0.14793 | 0.14793 | 0.14793 | 0.14793 | 0.14793 | 0.14089 | 0.14089
IL Fac. Spec. - NOX Rate Summer v3.1, Unit 5646 and retrofits | 634 | 1797 | Rate Constraint in lbs/MMBtu | FALSE | L | Annual | Generation | TWh | 1.2995 | 1.2995 | 1.2995 | 1.2995 | 1.2995 | 1.2995 | 1.2995 | 1.2995
IL Fac. Spec. - NOX Rate Summer v3.1, Unit 5646 and retrofits | 634 | 1797 | Rate Constraint in lbs/MMBtu | FALSE | L | Annual | Qualifying Generation | TWh | 1.2995 | 1.2995 | 1.2995 | 1.2995 | 1.2995 | 1.2995 | 1.2995 | 1.2995
IL Fac. Spec. - NOX Rate Summer v3.1, Unit 5646 and retrofits | 634 | 1797 | Rate Constraint in lbs/MMBtu | FALSE | L | Annual | Rate | lb/MWh | 1.5343 | 1.5343 | 1.5221 | 1.5221 | 1.5221 | 1.5221 | 1.5221 | 1.5221
IL Fac. Spec. - NOX Rate Summer v3.1, Unit 5646 and retrofits | 634 | 1797 | Rate Constraint in lbs/MMBtu | FALSE | L | Annual | Constraint Shadow Price | US2016$/Ton | 0 | 0 | 0 | 0 | 0 | 0 | 0 | 0
IL Fac. Spec. - NOX Rate Summer v3.1, Unit 5663 and retrofits | 635 | 1797 | Rate Constraint in lbs/MMBtu | FALSE | L | Annual | Seasons Included | Seasons | Summer | Summer | Summer | Summer | Summer | Summer | Summer | Summer
IL Fac. Spec. - NOX Rate Summer v3.1, Unit 5663 and retrofits | 635 | 1797 | Rate Constraint in lbs/MMBtu | FALSE | L | Annual | Standard NOX | lb/MMBtu | 0.25 | 0.25 | 0.25 | 0.25 | 0.25 | 0.25 | 0.25 | 0.25
IL Fac. Spec. - NOX Rate Summer v3.1, Unit 5663 and retrofits | 635 | 1797 | Rate Constraint in lbs/MMBtu | FALSE | L | Annual | Emissions at Affected Plants NOX | Thousand Tons | 0.12172 | 0.12172 | 0.11782 | 0.11782 | 0.11782 | 0.11782 | 0.11782 | 0.11782
IL Fac. Spec. - NOX Rate Summer v3.1, Unit 5663 and retrofits | 635 | 1797 | Rate Constraint in lbs/MMBtu | FALSE | L | Annual | Allowances Purchased NOX | Thousand Tons | 0 | 0 | 0 | 0 | 0 | 0 | 0 | 0
IL Fac. Spec. - NOX Rate Summer v3.1, Unit 5663 and retrofits | 635 | 1797 | Rate Constraint in lbs/MMBtu | FALSE | L | Annual | Allowances Sold NOX | Thousand Tons | 0 | 0 | 0 | 0 | 0 | 0 | 0 | 0
IL Fac. Spec. - NOX Rate Summer v3.1, Unit 5663 and retrofits | 635 | 1797 | Rate Constraint in lbs/MMBtu | FALSE | L | Annual | Allowances Banked | Thousand Tons | 0 | 0 | 0 | 0 | 0 | 0 | 0 | 0
IL Fac. Spec. - NOX Rate Summer v3.1, Unit 5663 and retrofits | 635 | 1797 | Rate Constraint in lbs/MMBtu | FALSE | L | Annual | Allowances Withdrawn (1:1) | Thousand Tons | 0 | 0 | 0 | 0 | 0 | 0 | 0 | 0
IL Fac. Spec. - NOX Rate Summer v3.1, Unit 5663 and retrofits | 635 | 1797 | Rate Constraint in lbs/MMBtu | FALSE | L | Annual | Allowances Withdrawn (n:1) | Thousand Tons | 0 | 0 | 0 | 0 | 0 | 0 | 0 | 0
IL Fac. Spec. - NOX Rate Summer v3.1, Unit 5663 and retrofits | 635 | 1797 | Rate Constraint in lbs/MMBtu | FALSE | L | Annual | Net Emissions Allowance Position | Thousand Tons | 0.12172 | 0.12172 | 0.11782 | 0.11782 | 0.11782 | 0.11782 | 0.11782 | 0.11782
IL Fac. Spec. - NOX Rate Summer v3.1, Unit 5663 and retrofits | 635 | 1797 | Rate Constraint in lbs/MMBtu | FALSE | L | Annual | Fuel Consumed | TBtu | 2.423 | 2.423 | 2.3454 | 2.3454 | 2.3454 | 2.3454 | 2.3454 | 2.3454
IL Fac. Spec. - NOX Rate Summer v3.1, Unit 5663 and retrofits | 635 | 1797 | Rate Constraint in lbs/MMBtu | FALSE | L | Annual | Rate | lb/MMBtu | 0.10047 | 0.10047 | 0.10047 | 0.10047 | 0.10047 | 0.10047 | 0.10047 | 0.10047
IL Fac. Spec. - NOX Rate Summer v3.1, Unit 5663 and retrofits | 635 | 1797 | Rate Constraint in lbs/MMBtu | FALSE | L | Annual | Generation | TWh | 0.20967 | 0.20967 | 0.20967 | 0.20967 | 0.20967 | 0.20967 | 0.20967 | 0.20967
IL Fac. Spec. - NOX Rate Summer v3.1, Unit 5663 and retrofits | 635 | 1797 | Rate Constraint in lbs/MMBtu | FALSE | L | Annual | Qualifying Generation | TWh | 0.20967 | 0.20967 | 0.20967 | 0.20967 | 0.20967 | 0.20967 | 0.20967 | 0.20967
IL Fac. Spec. - NOX Rate Summer v3.1, Unit 5663 and retrofits | 635 | 1797 | Rate Constraint in lbs/MMBtu | FALSE | L | Annual | Rate | lb/MWh | 1.161 | 1.161 | 1.1239 | 1.1239 | 1.1239 | 1.1239 | 1.1239 | 1.1239
IL Fac. Spec. - NOX Rate Summer v3.1, Unit 5663 and retrofits | 635 | 1797 | Rate Constraint in lbs/MMBtu | FALSE | L | Annual | Constraint Shadow Price | US2016$/Ton | 0 | 0 | 0 | 0 | 0 | 0 | 0 | 0
IL Fac. Spec. - NOX Rate Summer v3.1, Unit 5664 and retrofits | 636 | 1797 | Rate Constraint in lbs/MMBtu | FALSE | L | Annual | Seasons Included | Seasons | Summer | Summer | Summer | Summer | Summer | Summer | Summer | Summer
IL Fac. Spec. - NOX Rate Summer v3.1, Unit 5664 and retrofits | 636 | 1797 | Rate Constraint in lbs/MMBtu | FALSE | L | Annual | Standard NOX | lb/MMBtu | 0.25 | 0.25 | 0.25 | 0.25 | 0.25 | 0.25 | 0.25 | 0.25
IL Fac. Spec. - NOX Rate Summer v3.1, Unit 5664 and retrofits | 636 | 1797 | Rate Constraint in lbs/MMBtu | FALSE | L | Annual | Emissions at Affected Plants NOX | Thousand Tons | 0.13265 | 0.13265 | 0.1284 | 0.1284 | 0.1284 | 0.1284 | 0.1284 | 0.1284
IL Fac. Spec. - NOX Rate Summer v3.1, Unit 5664 and retrofits | 636 | 1797 | Rate Constraint in lbs/MMBtu | FALSE | L | Annual | Allowances Purchased NOX | Thousand Tons | 0 | 0 | 0 | 0 | 0 | 0 | 0 | 0
IL Fac. Spec. - NOX Rate Summer v3.1, Unit 5664 and retrofits | 636 | 1797 | Rate Constraint in lbs/MMBtu | FALSE | L | Annual | Allowances Sold NOX | Thousand Tons | 0 | 0 | 0 | 0 | 0 | 0 | 0 | 0
IL Fac. Spec. - NOX Rate Summer v3.1, Unit 5664 and retrofits | 636 | 1797 | Rate Constraint in lbs/MMBtu | FALSE | L | Annual | Allowances Banked | Thousand Tons | 0 | 0 | 0 | 0 | 0 | 0 | 0 | 0
IL Fac. Spec. - NOX Rate Summer v3.1, Unit 5664 and retrofits | 636 | 1797 | Rate Constraint in lbs/MMBtu | FALSE | L | Annual | Allowances Withdrawn (1:1) | Thousand Tons | 0 | 0 | 0 | 0 | 0 | 0 | 0 | 0
IL Fac. Spec. - NOX Rate Summer v3.1, Unit 5664 and retrofits | 636 | 1797 | Rate Constraint in lbs/MMBtu | FALSE | L | Annual | Allowances Withdrawn (n:1) | Thousand Tons | 0 | 0 | 0 | 0 | 0 | 0 | 0 | 0
IL Fac. Spec. - NOX Rate Summer v3.1, Unit 5664 and retrofits | 636 | 1797 | Rate Constraint in lbs/MMBtu | FALSE | L | Annual | Net Emissions Allowance Position | Thousand Tons | 0.13265 | 0.13265 | 0.1284 | 0.1284 | 0.1284 | 0.1284 | 0.1284 | 0.1284
IL Fac. Spec. - NOX Rate Summer v3.1, Unit 5664 and retrofits | 636 | 1797 | Rate Constraint in lbs/MMBtu | FALSE | L | Annual | Fuel Consumed | TBtu | 2.7035 | 2.7035 | 2.617 | 2.617 | 2.617 | 2.617 | 2.617 | 2.617
IL Fac. Spec. - NOX Rate Summer v3.1, Unit 5664 and retrofits | 636 | 1797 | Rate Constraint in lbs/MMBtu | FALSE | L | Annual | Rate | lb/MMBtu | 0.09813 | 0.09813 | 0.09813 | 0.09813 | 0.09813 | 0.09813 | 0.09813 | 0.09813
IL Fac. Spec. - NOX Rate Summer v3.1, Unit 5664 and retrofits | 636 | 1797 | Rate Constraint in lbs/MMBtu | FALSE | L | Annual | Generation | TWh | 0.23548 | 0.23548 | 0.23548 | 0.23548 | 0.23548 | 0.23548 | 0.23548 | 0.23548
IL Fac. Spec. - NOX Rate Summer v3.1, Unit 5664 and retrofits | 636 | 1797 | Rate Constraint in lbs/MMBtu | FALSE | L | Annual | Qualifying Generation | TWh | 0.23548 | 0.23548 | 0.23548 | 0.23548 | 0.23548 | 0.23548 | 0.23548 | 0.23548
IL Fac. Spec. - NOX Rate Summer v3.1, Unit 5664 and retrofits | 636 | 1797 | Rate Constraint in lbs/MMBtu | FALSE | L | Annual | Rate | lb/MWh | 1.1266 | 1.1266 | 1.0906 | 1.0906 | 1.0906 | 1.0906 | 1.0906 | 1.0906
IL Fac. Spec. - NOX Rate Summer v3.1, Unit 5664 and retrofits | 636 | 1797 | Rate Constraint in lbs/MMBtu | FALSE | L | Annual | Constraint Shadow Price | US2016$/Ton | 0 | 0 | 0 | 0 | 0 | 0 | 0 | 0
IL Fac. Spec. - NOX Rate Summer v3.1, Unit 5665 and retrofits | 637 | 1797 | Rate Constraint in lbs/MMBtu | FALSE | L | Annual | Seasons Included | Seasons | Summer | Summer | Summer | Summer | Summer | Summer | Summer | Summer
IL Fac. Spec. - NOX Rate Summer v3.1, Unit 5665 and retrofits | 637 | 1797 | Rate Constraint in lbs/MMBtu | FALSE | L | Annual | Standard NOX | lb/MMBtu | 0.25 | 0.25 | 0.25 | 0.25 | 0.25 | 0.25 | 0.25 | 0.25
IL Fac. Spec. - NOX Rate Summer v3.1, Unit 5665 and retrofits | 637 | 1797 | Rate Constraint in lbs/MMBtu | FALSE | L | Annual | Emissions at Affected Plants NOX | Thousand Tons | 0.21429 | 0.2141 | 0.20744 | 0.20744 | 0.20744 | 0.20744 | 0.20744 | 0.20744
IL Fac. Spec. - NOX Rate Summer v3.1, Unit 5665 and retrofits | 637 | 1797 | Rate Constraint in lbs/MMBtu | FALSE | L | Annual | Allowances Purchased NOX | Thousand Tons | 0 | 0 | 0 | 0 | 0 | 0 | 0 | 0
IL Fac. Spec. - NOX Rate Summer v3.1, Unit 5665 and retrofits | 637 | 1797 | Rate Constraint in lbs/MMBtu | FALSE | L | Annual | Allowances Sold NOX | Thousand Tons | 0 | 0 | 0 | 0 | 0 | 0 | 0 | 0
IL Fac. Spec. - NOX Rate Summer v3.1, Unit 5665 and retrofits | 637 | 1797 | Rate Constraint in lbs/MMBtu | FALSE | L | Annual | Allowances Banked | Thousand Tons | 0 | 0 | 0 | 0 | 0 | 0 | 0 | 0
IL Fac. Spec. - NOX Rate Summer v3.1, Unit 5665 and retrofits | 637 | 1797 | Rate Constraint in lbs/MMBtu | FALSE | L | Annual | Allowances Withdrawn (1:1) | Thousand Tons | 0 | 0 | 0 | 0 | 0 | 0 | 0 | 0
IL Fac. Spec. - NOX Rate Summer v3.1, Unit 5665 and retrofits | 637 | 1797 | Rate Constraint in lbs/MMBtu | FALSE | L | Annual | Allowances Withdrawn (n:1) | Thousand Tons | 0 | 0 | 0 | 0 | 0 | 0 | 0 | 0
IL Fac. Spec. - NOX Rate Summer v3.1, Unit 5665 and retrofits | 637 | 1797 | Rate Constraint in lbs/MMBtu | FALSE | L | Annual | Net Emissions Allowance Position | Thousand Tons | 0.21429 | 0.2141 | 0.20744 | 0.20744 | 0.20744 | 0.20744 | 0.20744 | 0.20744
IL Fac. Spec. - NOX Rate Summer v3.1, Unit 5665 and retrofits | 637 | 1797 | Rate Constraint in lbs/MMBtu | FALSE | L | Annual | Fuel Consumed | TBtu | 6.9273 | 6.9209 | 6.7056 | 6.7056 | 6.7056 | 6.7056 | 6.7056 | 6.7056
IL Fac. Spec. - NOX Rate Summer v3.1, Unit 5665 and retrofits | 637 | 1797 | Rate Constraint in lbs/MMBtu | FALSE | L | Annual | Rate | lb/MMBtu | 0.06187 | 0.06187 | 0.06187 | 0.06187 | 0.06187 | 0.06187 | 0.06187 | 0.06187
IL Fac. Spec. - NOX Rate Summer v3.1, Unit 5665 and retrofits | 637 | 1797 | Rate Constraint in lbs/MMBtu | FALSE | L | Annual | Generation | TWh | 0.60723 | 0.60667 | 0.60723 | 0.60723 | 0.60723 | 0.60723 | 0.60723 | 0.60723
IL Fac. Spec. - NOX Rate Summer v3.1, Unit 5665 and retrofits | 637 | 1797 | Rate Constraint in lbs/MMBtu | FALSE | L | Annual | Qualifying Generation | TWh | 0.60723 | 0.60667 | 0.60723 | 0.60723 | 0.60723 | 0.60723 | 0.60723 | 0.60723
IL Fac. Spec. - NOX Rate Summer v3.1, Unit 5665 and retrofits | 637 | 1797 | Rate Constraint in lbs/MMBtu | FALSE | L | Annual | Rate | lb/MWh | 0.70581 | 0.70581 | 0.68323 | 0.68323 | 0.68323 | 0.68323 | 0.68323 | 0.68323
IL Fac. Spec. - NOX Rate Summer v3.1, Unit 5665 and retrofits | 637 | 1797 | Rate Constraint in lbs/MMBtu | FALSE | L | Annual | Constraint Shadow Price | US2016$/Ton | 0 | 0 | 0 | 0 | 0 | 0 | 0 | 0
IL Facility Average - NOX Rate Summer v3.1 | 638 | 1796 | Rate Constraint in lbs/MMBtu | FALSE | L | Annual | Seasons Included | Seasons | Summer | Summer | Summer | Summer | Summer | Summer | Summer | Summer
IL Facility Average - NOX Rate Summer v3.1 | 638 | 1796 | Rate Constraint in lbs/MMBtu | FALSE | L | Annual | Standard NOX | lb/MMBtu | 0.25 | 0.25 | 0.25 | 0.25 | 0.25 | 0.25 | 0.25 | 0.25
IL Facility Average - NOX Rate Summer v3.1 | 638 | 1796 | Rate Constraint in lbs/MMBtu | FALSE | L | Annual | Emissions at Affected Plants NOX | Thousand Tons | 9.4182 | 9.8082 | 9.6759 | 9.9308 | 9.4961 | 10.2206 | 10.2297 | 9.7323
IL Facility Average - NOX Rate Summer v3.1 | 638 | 1796 | Rate Constraint in lbs/MMBtu | FALSE | L | Annual | Allowances Purchased NOX | Thousand Tons | 0 | 0 | 0 | 0 | 0 | 0 | 0 | 0
IL Facility Average - NOX Rate Summer v3.1 | 638 | 1796 | Rate Constraint in lbs/MMBtu | FALSE | L | Annual | Allowances Sold NOX | Thousand Tons | 0 | 0 | 0 | 0 | 0 | 0 | 0 | 0
IL Facility Average - NOX Rate Summer v3.1 | 638 | 1796 | Rate Constraint in lbs/MMBtu | FALSE | L | Annual | Allowances Banked | Thousand Tons | 0 | 0 | 0 | 0 | 0 | 0 | 0 | 0
IL Facility Average - NOX Rate Summer v3.1 | 638 | 1796 | Rate Constraint in lbs/MMBtu | FALSE | L | Annual | Allowances Withdrawn (1:1) | Thousand Tons | 0 | 0 | 0 | 0 | 0 | 0 | 0 | 0
IL Facility Average - NOX Rate Summer v3.1 | 638 | 1796 | Rate Constraint in lbs/MMBtu | FALSE | L | Annual | Allowances Withdrawn (n:1) | Thousand Tons | 0 | 0 | 0 | 0 | 0 | 0 | 0 | 0
IL Facility Average - NOX Rate Summer v3.1 | 638 | 1796 | Rate Constraint in lbs/MMBtu | FALSE | L | Annual | Net Emissions Allowance Position | Thousand Tons | 9.4182 | 9.8082 | 9.6759 | 9.9308 | 9.4961 | 10.2206 | 10.2297 | 9.7323
IL Facility Average - NOX Rate Summer v3.1 | 638 | 1796 | Rate Constraint in lbs/MMBtu | FALSE | L | Annual | Fuel Consumed | TBtu | 186.2804 | 193.8979 | 191.243 | 195.5814 | 186.3936 | 200.5193 | 201.3978 | 189.7039
IL Facility Average - NOX Rate Summer v3.1 | 638 | 1796 | Rate Constraint in lbs/MMBtu | FALSE | L | Annual | Rate | lb/MMBtu | 0.10112 | 0.10117 | 0.10119 | 0.10155 | 0.10189 | 0.10194 | 0.10159 | 0.10261
IL Facility Average - NOX Rate Summer v3.1 | 638 | 1796 | Rate Constraint in lbs/MMBtu | FALSE | L | Annual | Generation | TWh | 17.1309 | 17.8209 | 17.9101 | 18.3381 | 17.537 | 18.8109 | 18.8316 | 17.7278
IL Facility Average - NOX Rate Summer v3.1 | 638 | 1796 | Rate Constraint in lbs/MMBtu | FALSE | L | Annual | Qualifying Generation | TWh | 17.1309 | 17.8209 | 17.9101 | 18.3381 | 17.537 | 18.8109 | 18.8316 | 17.7278
IL Facility Average - NOX Rate Summer v3.1 | 638 | 1796 | Rate Constraint in lbs/MMBtu | FALSE | L | Annual | Rate | lb/MWh | 1.0996 | 1.1008 | 1.0805 | 1.0831 | 1.083 | 1.0867 | 1.0864 | 1.098
IL Facility Average - NOX Rate Summer v3.1 | 638 | 1796 | Rate Constraint in lbs/MMBtu | FALSE | L | Annual | Constraint Shadow Price | US2016$/Ton | 0 | 0 | 0 | 0 | 0 | 0 | 0 | 0
IL MPS- Ameren MER Rate Annual v5.12 | 639 | 5753 | MACT Fuel Choice Floor in lbs/MMBtu | FALSE | L | Annual | Seasons Included | Seasons | Winter, WintShld, Summer | Winter, WintShld, Summer | Winter, WintShld, Summer | Winter, WintShld, Summer | Winter, WintShld, Summer | Winter, WintShld, Summer | Winter, WintShld, Summer | Winter, WintShld, Summer
IL MPS- Ameren MER Rate Annual v5.12 | 639 | 5753 | MACT Fuel Choice Floor in lbs/MMBtu | FALSE | L | Annual | Emission Floor | lbs/MMBtu | 7.349e-07 | 7.349e-07 | 7.349e-07 | 7.349e-07 | 7.349e-07 | 7.349e-07 | 7.349e-07 | 7.349e-07
IL MPS- Ameren MER Rate Annual v5.12 | 639 | 5753 | MACT Fuel Choice Floor in lbs/MMBtu | FALSE | L | Annual | Emissions at Affected Plants MER | lbs | 122.1965 | 124.819 | 126.1383 | 127.7747 | 116.4152 | 118.3759 | 110.3206 | 109.4152
IL MPS- Ameren MER Rate Annual v5.12 | 639 | 5753 | MACT Fuel Choice Floor in lbs/MMBtu | FALSE | L | Annual | Allowances Purchased MER | lbs | 0 | 0 | 0 | 0 | 0 | 0 | 0 | 0
IL MPS- Ameren MER Rate Annual v5.12 | 639 | 5753 | MACT Fuel Choice Floor in lbs/MMBtu | FALSE | L | Annual | Allowances Sold MER | lbs | 0 | 0 | 0 | 0 | 0 | 0 | 0 | 0
IL MPS- Ameren MER Rate Annual v5.12 | 639 | 5753 | MACT Fuel Choice Floor in lbs/MMBtu | FALSE | L | Annual | Allowances Banked | lbs | 0 | 0 | 0 | 0 | 0 | 0 | 0 | 0
IL MPS- Ameren MER Rate Annual v5.12 | 639 | 5753 | MACT Fuel Choice Floor in lbs/MMBtu | FALSE | L | Annual | Allowances Withdrawn (1:1) | lbs | 0 | 0 | 0 | 0 | 0 | 0 | 0 | 0
IL MPS- Ameren MER Rate Annual v5.12 | 639 | 5753 | MACT Fuel Choice Floor in lbs/MMBtu | FALSE | L | Annual | Allowances Withdrawn (n:1) | lbs | 0 | 0 | 0 | 0 | 0 | 0 | 0 | 0
IL MPS- Ameren MER Rate Annual v5.12 | 639 | 5753 | MACT Fuel Choice Floor in lbs/MMBtu | FALSE | L | Annual | Net Emissions Allowance Position | lbs | 122.1965 | 124.819 | 126.1383 | 127.7747 | 116.4152 | 118.3759 | 110.3206 | 109.4152
IL MPS- Ameren MER Rate Annual v5.12 | 639 | 5753 | MACT Fuel Choice Floor in lbs/MMBtu | FALSE | L | Annual | Fuel Consumed | TBtu | 216.8897 | 221.7506 | 224.0534 | 226.9286 | 206.345 | 209.9387 | 202.7711 | 201.2166
IL MPS- Ameren MER Rate Annual v5.12 | 639 | 5753 | MACT Fuel Choice Floor in lbs/MMBtu | FALSE | L | Annual | Rate | lb/MMBtu | 5.634e-07 | 5.6288e-07 | 5.6298e-07 | 5.6306e-07 | 5.6418e-07 | 5.6386e-07 | 5.4406e-07 | 5.4377e-07
IL MPS- Ameren MER Rate Annual v5.12 | 639 | 5753 | MACT Fuel Choice Floor in lbs/MMBtu | FALSE | L | Annual | Generation | TWh | 19.8121 | 20.256 | 20.8667 | 21.1513 | 19.2213 | 19.5505 | 18.7804 | 18.6297
IL MPS- Ameren MER Rate Annual v5.12 | 639 | 5753 | MACT Fuel Choice Floor in lbs/MMBtu | FALSE | L | Annual | Qualifying Generation | TWh | 19.8121 | 20.256 | 20.8667 | 21.1513 | 19.2213 | 19.5505 | 18.7804 | 18.6297
IL MPS- Ameren MER Rate Annual v5.12 | 639 | 5753 | MACT Fuel Choice Floor in lbs/MMBtu | FALSE | L | Annual | Constraint Shadow Price | US2016$/Lb | 0 | 0 | 0 | 0 | 0 | 0 | 0 | 0
IL MPS- Ameren NOX rate Annual v5.12 | 640 | 5754 | Rate Constraint in lbs/MMBtu | FALSE | L | Annual | Seasons Included | Seasons | Winter, WintShld, Summer | Winter, WintShld, Summer | Winter, WintShld, Summer | Winter, WintShld, Summer | Winter, WintShld, Summer | Winter, WintShld, Summer | Winter, WintShld, Summer | Winter, WintShld, Summer
IL MPS- Ameren NOX rate Annual v5.12 | 640 | 5754 | Rate Constraint in lbs/MMBtu | FALSE | L | Annual | Standard NOX | lb/MMBtu | 0.11 | 0.11 | 0.11 | 0.11 | 0.11 | 0.11 | 0.11 | 0.11
IL MPS- Ameren NOX rate Annual v5.12 | 640 | 5754 | Rate Constraint in lbs/MMBtu | FALSE | L | Annual | Emissions at Affected Plants NOX | Thousand Tons | 11.733 | 12.0191 | 12.0718 | 12.2365 | 11.2638 | 11.4052 | 10.9972 | 11.0177
IL MPS- Ameren NOX rate Annual v5.12 | 640 | 5754 | Rate Constraint in lbs/MMBtu | FALSE | L | Annual | Allowances Purchased NOX | Thousand Tons | 0 | 0 | 0 | 0 | 0 | 0 | 0 | 0
IL MPS- Ameren NOX rate Annual v5.12 | 640 | 5754 | Rate Constraint in lbs/MMBtu | FALSE | L | Annual | Allowances Sold NOX | Thousand Tons | 0 | 0 | 0 | 0 | 0 | 0 | 0 | 0
IL MPS- Ameren NOX rate Annual v5.12 | 640 | 5754 | Rate Constraint in lbs/MMBtu | FALSE | L | Annual | Allowances Banked | Thousand Tons | 0 | 0 | 0 | 0 | 0 | 0 | 0 | 0
IL MPS- Ameren NOX rate Annual v5.12 | 640 | 5754 | Rate Constraint in lbs/MMBtu | FALSE | L | Annual | Allowances Withdrawn (1:1) | Thousand Tons | 0 | 0 | 0 | 0 | 0 | 0 | 0 | 0
IL MPS- Ameren NOX rate Annual v5.12 | 640 | 5754 | Rate Constraint in lbs/MMBtu | FALSE | L | Annual | Allowances Withdrawn (n:1) | Thousand Tons | 0 | 0 | 0 | 0 | 0 | 0 | 0 | 0
IL MPS- Ameren NOX rate Annual v5.12 | 640 | 5754 | Rate Constraint in lbs/MMBtu | FALSE | L | Annual | Net Emissions Allowance Position | Thousand Tons | 11.733 | 12.0191 | 12.0718 | 12.2365 | 11.2638 | 11.4052 | 10.9972 | 11.0177
IL MPS- Ameren NOX rate Annual v5.12 | 640 | 5754 | Rate Constraint in lbs/MMBtu | FALSE | L | Annual | Fuel Consumed | TBtu | 216.8897 | 221.7506 | 224.0534 | 226.9286 | 206.345 | 209.9387 | 202.7711 | 201.2166
IL MPS- Ameren NOX rate Annual v5.12 | 640 | 5754 | Rate Constraint in lbs/MMBtu | FALSE | L | Annual | Rate | lb/MMBtu | 0.10819 | 0.1084 | 0.10776 | 0.10784 | 0.10917 | 0.10865 | 0.10847 | 0.10951
IL MPS- Ameren NOX rate Annual v5.12 | 640 | 5754 | Rate Constraint in lbs/MMBtu | FALSE | L | Annual | Generation | TWh | 19.8121 | 20.256 | 20.8667 | 21.1513 | 19.2213 | 19.5505 | 18.7804 | 18.6297
IL MPS- Ameren NOX rate Annual v5.12 | 640 | 5754 | Rate Constraint in lbs/MMBtu | FALSE | L | Annual | Qualifying Generation | TWh | 19.8121 | 20.256 | 20.8667 | 21.1513 | 19.2213 | 19.5505 | 18.7804 | 18.6297
IL MPS- Ameren NOX rate Annual v5.12 | 640 | 5754 | Rate Constraint in lbs/MMBtu | FALSE | L | Annual | Rate | lb/MWh | 1.1844 | 1.1867 | 1.157 | 1.157 | 1.172 | 1.1667 | 1.1711 | 1.1828
IL MPS- Ameren NOX rate Annual v5.12 | 640 | 5754 | Rate Constraint in lbs/MMBtu | FALSE | L | Annual | Constraint Shadow Price | US2016$/Ton | 0 | 0 | 0 | 0 | 0 | 0 | 0 | 0
IL MPS- Ameren NOX rate Summer v5.12 | 641 | 5755 | Rate Constraint in lbs/MMBtu | FALSE | L | Annual | Seasons Included | Seasons | Summer | Summer | Summer | Summer | Summer | Summer | Summer | Summer
IL MPS- Ameren NOX rate Summer v5.12 | 641 | 5755 | Rate Constraint in lbs/MMBtu | FALSE | L | Annual | Standard NOX | lb/MMBtu | 0.11 | 0.11 | 0.11 | 0.11 | 0.11 | 0.11 | 0.11 | 0.11
IL MPS- Ameren NOX rate Summer v5.12 | 641 | 5755 | Rate Constraint in lbs/MMBtu | FALSE | L | Annual | Emissions at Affected Plants NOX | Thousand Tons | 5.1885 | 5.4493 | 5.4388 | 5.6493 | 5.7464 | 5.9341 | 5.9341 | 5.7676
IL MPS- Ameren NOX rate Summer v5.12 | 641 | 5755 | Rate Constraint in lbs/MMBtu | FALSE | L | Annual | Allowances Purchased NOX | Thousand Tons | 0 | 0 | 0 | 0 | 0 | 0 | 0 | 0
IL MPS- Ameren NOX rate Summer v5.12 | 641 | 5755 | Rate Constraint in lbs/MMBtu | FALSE | L | Annual | Allowances Sold NOX | Thousand Tons | 0 | 0 | 0 | 0 | 0 | 0 | 0 | 0
IL MPS- Ameren NOX rate Summer v5.12 | 641 | 5755 | Rate Constraint in lbs/MMBtu | FALSE | L | Annual | Allowances Banked | Thousand Tons | 0 | 0 | 0 | 0 | 0 | 0 | 0 | 0
IL MPS- Ameren NOX rate Summer v5.12 | 641 | 5755 | Rate Constraint in lbs/MMBtu | FALSE | L | Annual | Allowances Withdrawn (1:1) | Thousand Tons | 0 | 0 | 0 | 0 | 0 | 0 | 0 | 0
IL MPS- Ameren NOX rate Summer v5.12 | 641 | 5755 | Rate Constraint in lbs/MMBtu | FALSE | L | Annual | Allowances Withdrawn (n:1) | Thousand Tons | 0 | 0 | 0 | 0 | 0 | 0 | 0 | 0
IL MPS- Ameren NOX rate Summer v5.12 | 641 | 5755 | Rate Constraint in lbs/MMBtu | FALSE | L | Annual | Net Emissions Allowance Position | Thousand Tons | 5.1885 | 5.4493 | 5.4388 | 5.6493 | 5.7464 | 5.9341 | 5.9341 | 5.7676
IL MPS- Ameren NOX rate Summer v5.12 | 641 | 5755 | Rate Constraint in lbs/MMBtu | FALSE | L | Annual | Fuel Consumed | TBtu | 96.5541 | 101.3032 | 100.8923 | 104.541 | 105.3328 | 109.885 | 110.5535 | 106.6378
IL MPS- Ameren NOX rate Summer v5.12 | 641 | 5755 | Rate Constraint in lbs/MMBtu | FALSE | L | Annual | Rate | lb/MMBtu | 0.10747 | 0.10758 | 0.10781 | 0.10808 | 0.10911 | 0.10801 | 0.10735 | 0.10817
IL MPS- Ameren NOX rate Summer v5.12 | 641 | 5755 | Rate Constraint in lbs/MMBtu | FALSE | L | Annual | Generation | TWh | 8.8337 | 9.2713 | 9.4076 | 9.7567 | 9.8436 | 10.2669 | 10.2669 | 9.8988
IL MPS- Ameren NOX rate Summer v5.12 | 641 | 5755 | Rate Constraint in lbs/MMBtu | FALSE | L | Annual | Qualifying Generation | TWh | 8.8337 | 9.2713 | 9.4076 | 9.7567 | 9.8436 | 10.2669 | 10.2669 | 9.8988
IL MPS- Ameren NOX rate Summer v5.12 | 641 | 5755 | Rate Constraint in lbs/MMBtu | FALSE | L | Annual | Rate | lb/MWh | 1.1747 | 1.1755 | 1.1563 | 1.158 | 1.1675 | 1.156 | 1.156 | 1.1653
IL MPS- Ameren NOX rate Summer v5.12 | 641 | 5755 | Rate Constraint in lbs/MMBtu | FALSE | L | Annual | Constraint Shadow Price | US2016$/Ton | 0 | 0 | 0 | 0 | 0 | 0 | 0 | 0
IL MPS- Ameren SO2 Rate Annual v5.12 | 642 | 5756 | Rate Constraint in lbs/MMBtu | FALSE | L | Annual | Seasons Included | Seasons | Winter, WintShld, Summer | Winter, WintShld, Summer | Winter, WintShld, Summer | Winter, WintShld, Summer | Winter, WintShld, Summer | Winter, WintShld, Summer | Winter, WintShld, Summer | Winter, WintShld, Summer
IL MPS- Ameren SO2 Rate Annual v5.12 | 642 | 5756 | Rate Constraint in lbs/MMBtu | FALSE | L | Annual | Standard SO2 | lb/MMBtu | 0.23 | 0.23 | 0.23 | 0.23 | 0.23 | 0.23 | 0.23 | 0.23
IL MPS- Ameren SO2 Rate Annual v5.12 | 642 | 5756 | Rate Constraint in lbs/MMBtu | FALSE | L | Annual | Emissions at Affected Plants SO2 | Thousand Tons | 24.9423 | 25.5013 | 25.7661 | 26.0968 | 23.7297 | 24.1429 | 23.3187 | 23.1399
IL MPS- Ameren SO2 Rate Annual v5.12 | 642 | 5756 | Rate Constraint in lbs/MMBtu | FALSE | L | Annual | Allowances Purchased SO2 | Thousand Tons | 0 | 0 | 0 | 0 | 0 | 0 | 0 | 0
IL MPS- Ameren SO2 Rate Annual v5.12 | 642 | 5756 | Rate Constraint in lbs/MMBtu | FALSE | L | Annual | Allowances Sold SO2 | Thousand Tons | 0 | 0 | 0 | 0 | 0 | 0 | 0 | 0
IL MPS- Ameren SO2 Rate Annual v5.12 | 642 | 5756 | Rate Constraint in lbs/MMBtu | FALSE | L | Annual | Allowances Banked | Thousand Tons | 0 | 0 | 0 | 0 | 0 | 0 | 0 | 0
IL MPS- Ameren SO2 Rate Annual v5.12 | 642 | 5756 | Rate Constraint in lbs/MMBtu | FALSE | L | Annual | Allowances Withdrawn (1:1) | Thousand Tons | 0 | 0 | 0 | 0 | 0 | 0 | 0 | 0
IL MPS- Ameren SO2 Rate Annual v5.12 | 642 | 5756 | Rate Constraint in lbs/MMBtu | FALSE | L | Annual | Allowances Withdrawn (n:1) | Thousand Tons | 0 | 0 | 0 | 0 | 0 | 0 | 0 | 0
IL MPS- Ameren SO2 Rate Annual v5.12 | 642 | 5756 | Rate Constraint in lbs/MMBtu | FALSE | L | Annual | Net Emissions Allowance Position | Thousand Tons | 24.9423 | 25.5013 | 25.7661 | 26.0968 | 23.7297 | 24.1429 | 23.3187 | 23.1399
IL MPS- Ameren SO2 Rate Annual v5.12 | 642 | 5756 | Rate Constraint in lbs/MMBtu | FALSE | L | Annual | Fuel Consumed | TBtu | 216.8897 | 221.7506 | 224.0534 | 226.9286 | 206.345 | 209.9387 | 202.7711 | 201.2166
IL MPS- Ameren SO2 Rate Annual v5.12 | 642 | 5756 | Rate Constraint in lbs/MMBtu | FALSE | L | Annual | Rate | lb/MMBtu | 0.23 | 0.23 | 0.23 | 0.23 | 0.23 | 0.23 | 0.23 | 0.23
IL MPS- Ameren SO2 Rate Annual v5.12 | 642 | 5756 | Rate Constraint in lbs/MMBtu | FALSE | L | Annual | Generation | TWh | 19.8121 | 20.256 | 20.8667 | 21.1513 | 19.2213 | 19.5505 | 18.7804 | 18.6297
IL MPS- Ameren SO2 Rate Annual v5.12 | 642 | 5756 | Rate Constraint in lbs/MMBtu | FALSE | L | Annual | Qualifying Generation | TWh | 19.8121 | 20.256 | 20.8667 | 21.1513 | 19.2213 | 19.5505 | 18.7804 | 18.6297
IL MPS- Ameren SO2 Rate Annual v5.12 | 642 | 5756 | Rate Constraint in lbs/MMBtu | FALSE | L | Annual | Rate | lb/MWh | 2.5179 | 2.5179 | 2.4696 | 2.4676 | 2.4691 | 2.4698 | 2.4833 | 2.4842
IL MPS- Ameren SO2 Rate Annual v5.12 | 642 | 5756 | Rate Constraint in lbs/MMBtu | FALSE | L | Annual | Constraint Shadow Price | US2016$/Ton | 4233.23 | 3699.4693 | 3653.3452 | 4091.6614 | 1882.3213 | 1636.5851 | 1820.3251 | 1535.696
IL MPS- Dynegy MER Rate Annual v5.12 | 643 | 5757 | MACT Fuel Choice Floor in lbs/MMBtu | FALSE | L | Annual | Seasons Included | Seasons | Winter, WintShld, Summer | Winter, WintShld, Summer | Winter, WintShld, Summer | Winter, WintShld, Summer | Winter, WintShld, Summer | Winter, WintShld, Summer | Winter, WintShld, Summer | Winter, WintShld, Summer
IL MPS- Dynegy MER Rate Annual v5.12 | 643 | 5757 | MACT Fuel Choice Floor in lbs/MMBtu | FALSE | L | Annual | Emission Floor | lbs/MMBtu | 7.8e-07 | 7.8e-07 | 7.8e-07 | 7.8e-07 | 7.8e-07 | 7.8e-07 | 7.8e-07 | 7.8e-07
IL MPS- Dynegy MER Rate Annual v5.12 | 643 | 5757 | MACT Fuel Choice Floor in lbs/MMBtu | FALSE | L | Annual | Emissions at Affected Plants MER | lbs | 38.0645 | 40.9761 | 40.9524 | 42.7364 | 36.9064 | 40.6041 | 38.6616 | 36.9977
IL MPS- Dynegy MER Rate Annual v5.12 | 643 | 5757 | MACT Fuel Choice Floor in lbs/MMBtu | FALSE | L | Annual | Allowances Purchased MER | lbs | 0 | 0 | 0 | 0 | 0 | 0 | 0 | 0
IL MPS- Dynegy MER Rate Annual v5.12 | 643 | 5757 | MACT Fuel Choice Floor in lbs/MMBtu | FALSE | L | Annual | Allowances Sold MER | lbs | 0 | 0 | 0 | 0 | 0 | 0 | 0 | 0
IL MPS- Dynegy MER Rate Annual v5.12 | 643 | 5757 | MACT Fuel Choice Floor in lbs/MMBtu | FALSE | L | Annual | Allowances Banked | lbs | 0 | 0 | 0 | 0 | 0 | 0 | 0 | 0
IL MPS- Dynegy MER Rate Annual v5.12 | 643 | 5757 | MACT Fuel Choice Floor in lbs/MMBtu | FALSE | L | Annual | Allowances Withdrawn (1:1) | lbs | 0 | 0 | 0 | 0 | 0 | 0 | 0 | 0
IL MPS- Dynegy MER Rate Annual v5.12 | 643 | 5757 | MACT Fuel Choice Floor in lbs/MMBtu | FALSE | L | Annual | Allowances Withdrawn (n:1) | lbs | 0 | 0 | 0 | 0 | 0 | 0 | 0 | 0
IL MPS- Dynegy MER Rate Annual v5.12 | 643 | 5757 | MACT Fuel Choice Floor in lbs/MMBtu | FALSE | L | Annual | Net Emissions Allowance Position | lbs | 38.0645 | 40.9761 | 40.9524 | 42.7364 | 36.9064 | 40.6041 | 38.6616 | 36.9977
IL MPS- Dynegy MER Rate Annual v5.12 | 643 | 5757 | MACT Fuel Choice Floor in lbs/MMBtu | FALSE | L | Annual | Fuel Consumed | TBtu | 67.836 | 73.0249 | 72.9827 | 76.162 | 65.7722 | 72.362 | 68.9002 | 65.9348
IL MPS- Dynegy MER Rate Annual v5.12 | 643 | 5757 | MACT Fuel Choice Floor in lbs/MMBtu | FALSE | L | Annual | Rate | lb/MMBtu | 5.6112e-07 | 5.6112e-07 | 5.6112e-07 | 5.6112e-07 | 5.6112e-07 | 5.6112e-07 | 5.6112e-07 | 5.6112e-07
IL MPS- Dynegy MER Rate Annual v5.12 | 643 | 5757 | MACT Fuel Choice Floor in lbs/MMBtu | FALSE | L | Annual | Generation | TWh | 6.406 | 6.8928 | 6.9757 | 7.2715 | 6.285 | 6.9024 | 6.5951 | 6.2996
IL MPS- Dynegy MER Rate Annual v5.12 | 643 | 5757 | MACT Fuel Choice Floor in lbs/MMBtu | FALSE | L | Annual | Qualifying Generation | TWh | 6.406 | 6.8928 | 6.9757 | 7.2715 | 6.285 | 6.9024 | 6.5951 | 6.2996
IL MPS- Dynegy MER Rate Annual v5.12 | 643 | 5757 | MACT Fuel Choice Floor in lbs/MMBtu | FALSE | L | Annual | Constraint Shadow Price | US2016$/Lb | 0 | 0 | 0 | 0 | 0 | 0 | 0 | 0
IL MPS- Dynegy NOx rate Annual v5.12 | 644 | 5760 | Rate Constraint in lbs/MMBtu | FALSE | L | Annual | Seasons Included | Seasons | Winter, WintShld, Summer | Winter, WintShld, Summer | Winter, WintShld, Summer | Winter, WintShld, Summer | Winter, WintShld, Summer | Winter, WintShld, Summer | Winter, WintShld, Summer | Winter, WintShld, Summer
IL MPS- Dynegy NOx rate Annual v5.12 | 644 | 5760 | Rate Constraint in lbs/MMBtu | FALSE | L | Annual | Standard NOX | lb/MMBtu | 0.11 | 0.11 | 0.11 | 0.11 | 0.11 | 0.11 | 0.11 | 0.11
IL MPS- Dynegy NOx rate Annual v5.12 | 644 | 5760 | Rate Constraint in lbs/MMBtu | FALSE | L | Annual | Emissions at Affected Plants NOX | Thousand Tons | 3.2352 | 3.4032 | 3.4098 | 3.5258 | 3.0501 | 3.3689 | 3.2284 | 3.0755
IL MPS- Dynegy NOx rate Annual v5.12 | 644 | 5760 | Rate Constraint in lbs/MMBtu | FALSE | L | Annual | Allowances Purchased NOX | Thousand Tons | 0 | 0 | 0 | 0 | 0 | 0 | 0 | 0
IL MPS- Dynegy NOx rate Annual v5.12 | 644 | 5760 | Rate Constraint in lbs/MMBtu | FALSE | L | Annual | Allowances Sold NOX | Thousand Tons | 0 | 0 | 0 | 0 | 0 | 0 | 0 | 0
IL MPS- Dynegy NOx rate Annual v5.12 | 644 | 5760 | Rate Constraint in lbs/MMBtu | FALSE | L | Annual | Allowances Banked | Thousand Tons | 0 | 0 | 0 | 0 | 0 | 0 | 0 | 0
IL MPS- Dynegy NOx rate Annual v5.12 | 644 | 5760 | Rate Constraint in lbs/MMBtu | FALSE | L | Annual | Allowances Withdrawn (1:1) | Thousand Tons | 0 | 0 | 0 | 0 | 0 | 0 | 0 | 0
IL MPS- Dynegy NOx rate Annual v5.12 | 644 | 5760 | Rate Constraint in lbs/MMBtu | FALSE | L | Annual | Allowances Withdrawn (n:1) | Thousand Tons | 0 | 0 | 0 | 0 | 0 | 0 | 0 | 0
IL MPS- Dynegy NOx rate Annual v5.12 | 644 | 5760 | Rate Constraint in lbs/MMBtu | FALSE | L | Annual | Net Emissions Allowance Position | Thousand Tons | 3.2352 | 3.4032 | 3.4098 | 3.5258 | 3.0501 | 3.3689 | 3.2284 | 3.0755
IL MPS- Dynegy NOx rate Annual v5.12 | 644 | 5760 | Rate Constraint in lbs/MMBtu | FALSE | L | Annual | Fuel Consumed | TBtu | 67.836 | 73.0249 | 72.9827 | 76.162 | 65.7722 | 72.362 | 68.9002 | 65.9348
IL MPS- Dynegy NOx rate Annual v5.12 | 644 | 5760 | Rate Constraint in lbs/MMBtu | FALSE | L | Annual | Rate | lb/MMBtu | 0.095384 | 0.093206 | 0.093443 | 0.092587 | 0.092747 | 0.093112 | 0.093713 | 0.093288
IL MPS- Dynegy NOx rate Annual v5.12 | 644 | 5760 | Rate Constraint in lbs/MMBtu | FALSE | L | Annual | Generation | TWh | 6.406 | 6.8928 | 6.9757 | 7.2715 | 6.285 | 6.9024 | 6.5951 | 6.2996
IL MPS- Dynegy NOx rate Annual v5.12 | 644 | 5760 | Rate Constraint in lbs/MMBtu | FALSE | L | Annual | Qualifying Generation | TWh | 6.406 | 6.8928 | 6.9757 | 7.2715 | 6.285 | 6.9024 | 6.5951 | 6.2996
IL MPS- Dynegy NOx rate Annual v5.12 | 644 | 5760 | Rate Constraint in lbs/MMBtu | FALSE | L | Annual | Rate | lb/MWh | 1.0101 | 0.98746 | 0.97764 | 0.96976 | 0.97059 | 0.97614 | 0.97904 | 0.9764
IL MPS- Dynegy NOx rate Annual v5.12 | 644 | 5760 | Rate Constraint in lbs/MMBtu | FALSE | L | Annual | Constraint Shadow Price | US2016$/Ton | 0 | 0 | 0 | 0 | 0 | 0 | 0 | 0
IL MPS- Dynegy NOX rate Summer v5.12 | 645 | 5761 | Rate Constraint in lbs/MMBtu | FALSE | L | Annual | Seasons Included | Seasons | Summer | Summer | Summer | Summer | Summer | Summer | Summer | Summer
IL MPS- Dynegy NOX rate Summer v5.12 | 645 | 5761 | Rate Constraint in lbs/MMBtu | FALSE | L | Annual | Standard NOX | lb/MMBtu | 0.11 | 0.11 | 0.11 | 0.11 | 0.11 | 0.11 | 0.11 | 0.11
IL MPS- Dynegy NOX rate Summer v5.12 | 645 | 5761 | Rate Constraint in lbs/MMBtu | FALSE | L | Annual | Emissions at Affected Plants NOX | Thousand Tons | 1.4423 | 1.4434 | 1.4187 | 1.6229 | 1.3897 | 1.6782 | 1.6925 | 1.4829
IL MPS- Dynegy NOX rate Summer v5.12 | 645 | 5761 | Rate Constraint in lbs/MMBtu | FALSE | L | Annual | Allowances Purchased NOX | Thousand Tons | 0 | 0 | 0 | 0 | 0 | 0 | 0 | 0
IL MPS- Dynegy NOX rate Summer v5.12 | 645 | 5761 | Rate Constraint in lbs/MMBtu | FALSE | L | Annual | Allowances Sold NOX | Thousand Tons | 0 | 0 | 0 | 0 | 0 | 0 | 0 | 0
IL MPS- Dynegy NOX rate Summer v5.12 | 645 | 5761 | Rate Constraint in lbs/MMBtu | FALSE | L | Annual | Allowances Banked | Thousand Tons | 0 | 0 | 0 | 0 | 0 | 0 | 0 | 0
IL MPS- Dynegy NOX rate Summer v5.12 | 645 | 5761 | Rate Constraint in lbs/MMBtu | FALSE | L | Annual | Allowances Withdrawn (1:1) | Thousand Tons | 0 | 0 | 0 | 0 | 0 | 0 | 0 | 0
IL MPS- Dynegy NOX rate Summer v5.12 | 645 | 5761 | Rate Constraint in lbs/MMBtu | FALSE | L | Annual | Allowances Withdrawn (n:1) | Thousand Tons | 0 | 0 | 0 | 0 | 0 | 0 | 0 | 0
IL MPS- Dynegy NOX rate Summer v5.12 | 645 | 5761 | Rate Constraint in lbs/MMBtu | FALSE | L | Annual | Net Emissions Allowance Position | Thousand Tons | 1.4423 | 1.4434 | 1.4187 | 1.6229 | 1.3897 | 1.6782 | 1.6925 | 1.4829
IL MPS- Dynegy NOX rate Summer v5.12 | 645 | 5761 | Rate Constraint in lbs/MMBtu | FALSE | L | Annual | Fuel Consumed | TBtu | 30.7661 | 30.798 | 30.2756 | 35.1041 | 30.0224 | 35.8658 | 36.2189 | 31.8564
IL MPS- Dynegy NOX rate Summer v5.12 | 645 | 5761 | Rate Constraint in lbs/MMBtu | FALSE | L | Annual | Rate | lb/MMBtu | 0.093761 | 0.093736 | 0.093722 | 0.092464 | 0.092576 | 0.093582 | 0.093461 | 0.093098
IL MPS- Dynegy NOX rate Summer v5.12 | 645 | 5761 | Rate Constraint in lbs/MMBtu | FALSE | L | Annual | Generation | TWh | 2.8978 | 2.901 | 2.8978 | 3.3539 | 2.8752 | 3.4264 | 3.4577 | 3.0382
IL MPS- Dynegy NOX rate Summer v5.12 | 645 | 5761 | Rate Constraint in lbs/MMBtu | FALSE | L | Annual | Qualifying Generation | TWh | 2.8978 | 2.901 | 2.8978 | 3.3539 | 2.8752 | 3.4264 | 3.4577 | 3.0382
IL MPS- Dynegy NOX rate Summer v5.12 | 645 | 5761 | Rate Constraint in lbs/MMBtu | FALSE | L | Annual | Rate | lb/MWh | 0.99546 | 0.99513 | 0.97917 | 0.96779 | 0.96667 | 0.97958 | 0.97898 | 0.97616
IL MPS- Dynegy NOX rate Summer v5.12 | 645 | 5761 | Rate Constraint in lbs/MMBtu | FALSE | L | Annual | Constraint Shadow Price | US2016$/Ton | 0 | 0 | 0 | 0 | 0 | 0 | 0 | 0
IL MPS- Dynegy SO2 Rate Annual v5.12 | 646 | 5762 | Rate Constraint in lbs/MMBtu | FALSE | L | Annual | Seasons Included | Seasons | Winter, WintShld, Summer | Winter, WintShld, Summer | Winter, WintShld, Summer | Winter, WintShld, Summer | Winter, WintShld, Summer | Winter, WintShld, Summer | Winter, WintShld, Summer | Winter, WintShld, Summer
IL MPS- Dynegy SO2 Rate Annual v5.12 | 646 | 5762 | Rate Constraint in lbs/MMBtu | FALSE | L | Annual | Standard SO2 | lb/MMBtu | 0.25 | 0.25 | 0.25 | 0.25 | 0.25 | 0.25 | 0.25 | 0.25
IL MPS- Dynegy SO2 Rate Annual v5.12 | 646 | 5762 | Rate Constraint in lbs/MMBtu | FALSE | L | Annual | Emissions at Affected Plants SO2 | Thousand Tons | 5.7981 | 5.6755 | 5.7199 | 5.7326 | 4.9915 | 5.5766 | 5.4728 | 5.1298
IL MPS- Dynegy SO2 Rate Annual v5.12 | 646 | 5762 | Rate Constraint in lbs/MMBtu | FALSE | L | Annual | Allowances Purchased SO2 | Thousand Tons | 0 | 0 | 0 | 0 | 0 | 0 | 0 | 0
IL MPS- Dynegy SO2 Rate Annual v5.12 | 646 | 5762 | Rate Constraint in lbs/MMBtu | FALSE | L | Annual | Allowances Sold SO2 | Thousand Tons | 0 | 0 | 0 | 0 | 0 | 0 | 0 | 0
IL MPS- Dynegy SO2 Rate Annual v5.12 | 646 | 5762 | Rate Constraint in lbs/MMBtu | FALSE | L | Annual | Allowances Banked | Thousand Tons | 0 | 0 | 0 | 0 | 0 | 0 | 0 | 0
IL MPS- Dynegy SO2 Rate Annual v5.12 | 646 | 5762 | Rate Constraint in lbs/MMBtu | FALSE | L | Annual | Allowances Withdrawn (1:1) | Thousand Tons | 0 | 0 | 0 | 0 | 0 | 0 | 0 | 0
IL MPS- Dynegy SO2 Rate Annual v5.12 | 646 | 5762 | Rate Constraint in lbs/MMBtu | FALSE | L | Annual | Allowances Withdrawn (n:1) | Thousand Tons | 0 | 0 | 0 | 0 | 0 | 0 | 0 | 0
IL MPS- Dynegy SO2 Rate Annual v5.12 | 646 | 5762 | Rate Constraint in lbs/MMBtu | FALSE | L | Annual | Net Emissions Allowance Position | Thousand Tons | 5.7981 | 5.6755 | 5.7199 | 5.7326 | 4.9915 | 5.5766 | 5.4728 | 5.1298
IL MPS- Dynegy SO2 Rate Annual v5.12 | 646 | 5762 | Rate Constraint in lbs/MMBtu | FALSE | L | Annual | Fuel Consumed | TBtu | 67.836 | 73.0249 | 72.9827 | 76.162 | 65.7722 | 72.362 | 68.9002 | 65.9348
IL MPS- Dynegy SO2 Rate Annual v5.12 | 646 | 5762 | Rate Constraint in lbs/MMBtu | FALSE | L | Annual | Rate | lb/MMBtu | 0.17095 | 0.15544 | 0.15675 | 0.15054 | 0.15178 | 0.15413 | 0.15886 | 0.1556
IL MPS- Dynegy SO2 Rate Annual v5.12 | 646 | 5762 | Rate Constraint in lbs/MMBtu | FALSE | L | Annual | Generation | TWh | 6.406 | 6.8928 | 6.9757 | 7.2715 | 6.285 | 6.9024 | 6.5951 | 6.2996
IL MPS- Dynegy SO2 Rate Annual v5.12 | 646 | 5762 | Rate Constraint in lbs/MMBtu | FALSE | L | Annual | Qualifying Generation | TWh | 6.406 | 6.8928 | 6.9757 | 7.2715 | 6.285 | 6.9024 | 6.5951 | 6.2996
IL MPS- Dynegy SO2 Rate Annual v5.12 | 646 | 5762 | Rate Constraint in lbs/MMBtu | FALSE | L | Annual | Rate | lb/MWh | 1.8102 | 1.6468 | 1.64 | 1.5767 | 1.5884 | 1.6158 | 1.6597 | 1.6286
IL MPS- Dynegy SO2 Rate Annual v5.12 | 646 | 5762 | Rate Constraint in lbs/MMBtu | FALSE | L | Annual | Constraint Shadow Price | US2016$/Ton | 0 | 0 | 0 | 0 | 0 | 0 | 0 | 0
Kansas Nearman Unit 1NOx Rate Annual v4.10 | 647 | 2260 | Rate Constraint in lbs/MMBtu | FALSE | L | Annual | Seasons Included | Seasons | Winter, WintShld, Summer | Winter, WintShld, Summer | Winter, WintShld, Summer | Winter, WintShld, Summer | Winter, WintShld, Summer | Winter, WintShld, Summer | Winter, WintShld, Summer | Winter, WintShld, Summer
Kansas Nearman Unit 1NOx Rate Annual v4.10 | 647 | 2260 | Rate Constraint in lbs/MMBtu | FALSE | L | Annual | Standard NOX | lb/MMBtu | 0.26 | 0.26 | 0.26 | 0.26 | 0.26 | 0.26 | 0.26 | 0.26
Kansas Nearman Unit 1NOx Rate Annual v4.10 | 647 | 2260 | Rate Constraint in lbs/MMBtu | FALSE | L | Annual | Emissions at Affected Plants NOX | Thousand Tons | 0.88517 | 0.98477 | 1.4142 | 0.97384 | 0.98141 | 1.1275 | 1.1275 | 0.98141
Kansas Nearman Unit 1NOx Rate Annual v4.10 | 647 | 2260 | Rate Constraint in lbs/MMBtu | FALSE | L | Annual | Allowances Purchased NOX | Thousand Tons | 0 | 0 | 0 | 0 | 0 | 0 | 0 | 0
Kansas Nearman Unit 1NOx Rate Annual v4.10 | 647 | 2260 | Rate Constraint in lbs/MMBtu | FALSE | L | Annual | Allowances Sold NOX | Thousand Tons | 0 | 0 | 0 | 0 | 0 | 0 | 0 | 0
Kansas Nearman Unit 1NOx Rate Annual v4.10 | 647 | 2260 | Rate Constraint in lbs/MMBtu | FALSE | L | Annual | Allowances Banked | Thousand Tons | 0 | 0 | 0 | 0 | 0 | 0 | 0 | 0
Kansas Nearman Unit 1NOx Rate Annual v4.10 | 647 | 2260 | Rate Constraint in lbs/MMBtu | FALSE | L | Annual | Allowances Withdrawn (1:1) | Thousand Tons | 0 | 0 | 0 | 0 | 0 | 0 | 0 | 0
Kansas Nearman Unit 1NOx Rate Annual v4.10 | 647 | 2260 | Rate Constraint in lbs/MMBtu | FALSE | L | Annual | Allowances Withdrawn (n:1) | Thousand Tons | 0 | 0 | 0 | 0 | 0 | 0 | 0 | 0
Kansas Nearman Unit 1NOx Rate Annual v4.10 | 647 | 2260 | Rate Constraint in lbs/MMBtu | FALSE | L | Annual | Net Emissions Allowance Position | Thousand Tons | 0.88517 | 0.98477 | 1.4142 | 0.97384 | 0.98141 | 1.1275 | 1.1275 | 0.98141
Kansas Nearman Unit 1NOx Rate Annual v4.10 | 647 | 2260 | Rate Constraint in lbs/MMBtu | FALSE | L | Annual | Fuel Consumed | TBtu | 10.111 | 11.2487 | 16.1544 | 11.1239 | 11.2103 | 12.8787 | 12.8787 | 11.2103
Kansas Nearman Unit 1NOx Rate Annual v4.10 | 647 | 2260 | Rate Constraint in lbs/MMBtu | FALSE | L | Annual | Rate | lb/MMBtu | 0.17509 | 0.17509 | 0.17509 | 0.17509 | 0.17509 | 0.17509 | 0.17509 | 0.17509
Kansas Nearman Unit 1NOx Rate Annual v4.10 | 647 | 2260 | Rate Constraint in lbs/MMBtu | FALSE | L | Annual | Generation | TWh | 0.89684 | 0.99775 | 1.4757 | 1.0162 | 1.024 | 1.1765 | 1.1765 | 1.024
Kansas Nearman Unit 1NOx Rate Annual v4.10 | 647 | 2260 | Rate Constraint in lbs/MMBtu | FALSE | L | Annual | Qualifying Generation | TWh | 0.89684 | 0.99775 | 1.4757 | 1.0162 | 1.024 | 1.1765 | 1.1765 | 1.024
Kansas Nearman Unit 1NOx Rate Annual v4.10 | 647 | 2260 | Rate Constraint in lbs/MMBtu | FALSE | L | Annual | Rate | lb/MWh | 1.974 | 1.974 | 1.9167 | 1.9167 | 1.9167 | 1.9167 | 1.9167 | 1.9167
Kansas Nearman Unit 1NOx Rate Annual v4.10 | 647 | 2260 | Rate Constraint in lbs/MMBtu | FALSE | L | Annual | Constraint Shadow Price | US2016$/Ton | 0 | 0 | 0 | 0 | 0 | 0 | 0 | 0
Kansas Quindaro Unit 2 Nox Rate Annual v4.10 | 648 | 2259 | Rate Constraint in lbs/MMBtu | FALSE | L | Annual | Seasons Included | Seasons | Winter, WintShld, Summer | Winter, WintShld, Summer | Winter, WintShld, Summer | Winter, WintShld, Summer | Winter, WintShld, Summer | Winter, WintShld, Summer | Winter, WintShld, Summer | Winter, WintShld, Summer
Kansas Quindaro Unit 2 Nox Rate Annual v4.10 | 648 | 2259 | Rate Constraint in lbs/MMBtu | FALSE | L | Annual | Standard NOX | lb/MMBtu | 0.2 | 0.2 | 0.2 | 0.2 | 0.2 | 0.2 | 0.2 | 0.2
Kansas Quindaro Unit 2 Nox Rate Annual v4.10 | 648 | 2259 | Rate Constraint in lbs/MMBtu | FALSE | L | Annual | Emissions at Affected Plants NOX | Thousand Tons | 0.033829 | 0.034581 | 0.033905 | 0.04837 | 0.043592 | 0.03501 | 0.031736 | 0.010685
Kansas Quindaro Unit 2 Nox Rate Annual v4.10 | 648 | 2259 | Rate Constraint in lbs/MMBtu | FALSE | L | Annual | Allowances Purchased NOX | Thousand Tons | 0 | 0 | 0 | 0 | 0 | 0 | 0 | 0
Kansas Quindaro Unit 2 Nox Rate Annual v4.10 | 648 | 2259 | Rate Constraint in lbs/MMBtu | FALSE | L | Annual | Allowances Sold NOX | Thousand Tons | 0 | 0 | 0 | 0 | 0 | 0 | 0 | 0
Kansas Quindaro Unit 2 Nox Rate Annual v4.10 | 648 | 2259 | Rate Constraint in lbs/MMBtu | FALSE | L | Annual | Allowances Banked | Thousand Tons | 0 | 0 | 0 | 0 | 0 | 0 | 0 | 0
Kansas Quindaro Unit 2 Nox Rate Annual v4.10 | 648 | 2259 | Rate Constraint in lbs/MMBtu | FALSE | L | Annual | Allowances Withdrawn (1:1) | Thousand Tons | 0 | 0 | 0 | 0 | 0 | 0 | 0 | 0
Kansas Quindaro Unit 2 Nox Rate Annual v4.10 | 648 | 2259 | Rate Constraint in lbs/MMBtu | FALSE | L | Annual | Allowances Withdrawn (n:1) | Thousand Tons | 0 | 0 | 0 | 0 | 0 | 0 | 0 | 0
Kansas Quindaro Unit 2 Nox Rate Annual v4.10 | 648 | 2259 | Rate Constraint in lbs/MMBtu | FALSE | L | Annual | Net Emissions Allowance Position | Thousand Tons | 0.033829 | 0.034581 | 0.033905 | 0.04837 | 0.043592 | 0.03501 | 0.031736 | 0.010685
Kansas Quindaro Unit 2 Nox Rate Annual v4.10 | 648 | 2259 | Rate Constraint in lbs/MMBtu | FALSE | L | Annual | Fuel Consumed | TBtu | 0.51401 | 0.52542 | 0.51516 | 0.73494 | 0.66235 | 0.53195 | 0.4822 | 0.16235
Kansas Quindaro Unit 2 Nox Rate Annual v4.10 | 648 | 2259 | Rate Constraint in lbs/MMBtu | FALSE | L | Annual | Rate | lb/MMBtu | 0.13163 | 0.13163 | 0.13163 | 0.13163 | 0.13163 | 0.13163 | 0.13163 | 0.13163
Kansas Quindaro Unit 2 Nox Rate Annual v4.10 | 648 | 2259 | Rate Constraint in lbs/MMBtu | FALSE | L | Annual | Generation | TWh | 0.043512 | 0.044478 | 0.04361 | 0.062214 | 0.056069 | 0.045031 | 0.040819 | 0.013743
Kansas Quindaro Unit 2 Nox Rate Annual v4.10 | 648 | 2259 | Rate Constraint in lbs/MMBtu | FALSE | L | Annual | Qualifying Generation | TWh | 0.043512 | 0.044478 | 0.04361 | 0.062214 | 0.056069 | 0.045031 | 0.040819 | 0.013743
Kansas Quindaro Unit 2 Nox Rate Annual v4.10 | 648 | 2259 | Rate Constraint in lbs/MMBtu | FALSE | L | Annual | Rate | lb/MWh | 1.5549 | 1.5549 | 1.5549 | 1.5549 | 1.5549 | 1.5549 | 1.5549 | 1.5549
Kansas Quindaro Unit 2 Nox Rate Annual v4.10 | 648 | 2259 | Rate Constraint in lbs/MMBtu | FALSE | L | Annual | Constraint Shadow Price | US2016$/Ton | 0 | 0 | 0 | 0 | 0 | 0 | 0 | 0
KS La Cygne NOX Rate Annual v5.14 | 649 | 6150 | Rate Constraint in lbs/MMBtu | FALSE | L | Annual | Seasons Included | Seasons | Winter, WintShld, Summer | Winter, WintShld, Summer | Winter, WintShld, Summer | Winter, WintShld, Summer | Winter, WintShld, Summer | Winter, WintShld, Summer | Winter, WintShld, Summer | Winter, WintShld, Summer
KS La Cygne NOX Rate Annual v5.14 | 649 | 6150 | Rate Constraint in lbs/MMBtu | FALSE | L | Annual | Standard NOX | lb/MMBtu | 0.13 | 0.13 | 0.13 | 0.13 | 0.13 | 0.13 | 0.13 | 0.13
KS La Cygne NOX Rate Annual v5.14 | 649 | 6150 | Rate Constraint in lbs/MMBtu | FALSE | L | Annual | Emissions at Affected Plants NOX | Thousand Tons | 2.469 | 2.9686 | 3.4978 | 2.8115 | 2.8434 | 3.0477 | 3.1774 | 2.7987
KS La Cygne NOX Rate Annual v5.14 | 649 | 6150 | Rate Constraint in lbs/MMBtu | FALSE | L | Annual | Allowances Purchased NOX | Thousand Tons | 0 | 0 | 0 | 0 | 0 | 0 | 0 | 0
KS La Cygne NOX Rate Annual v5.14 | 649 | 6150 | Rate Constraint in lbs/MMBtu | FALSE | L | Annual | Allowances Sold NOX | Thousand Tons | 0 | 0 | 0 | 0 | 0 | 0 | 0 | 0
KS La Cygne NOX Rate Annual v5.14 | 649 | 6150 | Rate Constraint in lbs/MMBtu | FALSE | L | Annual | Allowances Banked | Thousand Tons | 0 | 0 | 0 | 0 | 0 | 0 | 0 | 0
KS La Cygne NOX Rate Annual v5.14 | 649 | 6150 | Rate Constraint in lbs/MMBtu | FALSE | L | Annual | Allowances Withdrawn (1:1) | Thousand Tons | 0 | 0 | 0 | 0 | 0 | 0 | 0 | 0
KS La Cygne NOX Rate Annual v5.14 | 649 | 6150 | Rate Constraint in lbs/MMBtu | FALSE | L | Annual | Allowances Withdrawn (n:1) | Thousand Tons | 0 | 0 | 0 | 0 | 0 | 0 | 0 | 0
KS La Cygne NOX Rate Annual v5.14 | 649 | 6150 | Rate Constraint in lbs/MMBtu | FALSE | L | Annual | Net Emissions Allowance Position | Thousand Tons | 2.469 | 2.9686 | 3.4978 | 2.8115 | 2.8434 | 3.0477 | 3.1774 | 2.7987
KS La Cygne NOX Rate Annual v5.14 | 649 | 6150 | Rate Constraint in lbs/MMBtu | FALSE | L | Annual | Fuel Consumed | TBtu | 57.7971 | 69.2574 | 81.0167 | 65.7004 | 66.4901 | 71.1199 | 74.3309 | 65.5162
KS La Cygne NOX Rate Annual v5.14 | 649 | 6150 | Rate Constraint in lbs/MMBtu | FALSE | L | Annual | Rate | lb/MMBtu | 0.085438 | 0.085728 | 0.086347 | 0.085587 | 0.085529 | 0.085707 | 0.085493 | 0.085435
KS La Cygne NOX Rate Annual v5.14 | 649 | 6150 | Rate Constraint in lbs/MMBtu | FALSE | L | Annual | Generation | TWh | 5.2314 | 6.2768 | 7.4555 | 6.0301 | 6.1014 | 6.5303 | 6.82 | 6.0101
KS La Cygne NOX Rate Annual v5.14 | 649 | 6150 | Rate Constraint in lbs/MMBtu | FALSE | L | Annual | Qualifying Generation | TWh | 5.2314 | 6.2768 | 7.4555 | 6.0301 | 6.1014 | 6.5303 | 6.82 | 6.0101
KS La Cygne NOX Rate Annual v5.14 | 649 | 6150 | Rate Constraint in lbs/MMBtu | FALSE | L | Annual | Rate | lb/MWh | 0.94393 | 0.94591 | 0.9383 | 0.9325 | 0.93206 | 0.93342 | 0.93178 | 0.93134
KS La Cygne NOX Rate Annual v5.14 | 649 | 6150 | Rate Constraint in lbs/MMBtu | FALSE | L | Annual | Constraint Shadow Price | US2016$/Ton | 0 | 0 | 0 | 0 | 0 | 0 | 0 | 0
KS La Cygne SO2 Rate Annual v5.14 | 650 | 6151 | Rate Constraint in lbs/MMBtu | FALSE | L | Annual | Seasons Included | Seasons | Winter, WintShld, Summer | Winter, WintShld, Summer | Winter, WintShld, Summer | Winter, WintShld, Summer | Winter, WintShld, Summer | Winter, WintShld, Summer | Winter, WintShld, Summer | Winter, WintShld, Summer
KS La Cygne SO2 Rate Annual v5.14 | 650 | 6151 | Rate Constraint in lbs/MMBtu | FALSE | L | Annual | Standard SO2 | lb/MMBtu | 0.1 | 0.1 | 0.1 | 0.1 | 0.1 | 0.1 | 0.1 | 0.1
KS La Cygne SO2 Rate Annual v5.14 | 650 | 6151 | Rate Constraint in lbs/MMBtu | FALSE | L | Annual | Emissions at Affected Plants SO2 | Thousand Tons | 2.8608 | 3.3518 | 3.7302 | 3.2149 | 3.268 | 3.4476 | 3.6636 | 3.2437
KS La Cygne SO2 Rate Annual v5.14 | 650 | 6151 | Rate Constraint in lbs/MMBtu | FALSE | L | Annual | Allowances Purchased SO2 | Thousand Tons | 0 | 0 | 0 | 0 | 0 | 0 | 0 | 0
KS La Cygne SO2 Rate Annual v5.14 | 650 | 6151 | Rate Constraint in lbs/MMBtu | FALSE | L | Annual | Allowances Sold SO2 | Thousand Tons | 0 | 0 | 0 | 0 | 0 | 0 | 0 | 0
KS La Cygne SO2 Rate Annual v5.14 | 650 | 6151 | Rate Constraint in lbs/MMBtu | FALSE | L | Annual | Allowances Banked | Thousand Tons | 0 | 0 | 0 | 0 | 0 | 0 | 0 | 0
KS La Cygne SO2 Rate Annual v5.14 | 650 | 6151 | Rate Constraint in lbs/MMBtu | FALSE | L | Annual | Allowances Withdrawn (1:1) | Thousand Tons | 0 | 0 | 0 | 0 | 0 | 0 | 0 | 0
KS La Cygne SO2 Rate Annual v5.14 | 650 | 6151 | Rate Constraint in lbs/MMBtu | FALSE | L | Annual | Allowances Withdrawn (n:1) | Thousand Tons | 0 | 0 | 0 | 0 | 0 | 0 | 0 | 0
KS La Cygne SO2 Rate Annual v5.14 | 650 | 6151 | Rate Constraint in lbs/MMBtu | FALSE | L | Annual | Net Emissions Allowance Position | Thousand Tons | 2.8608 | 3.3518 | 3.7302 | 3.2149 | 3.268 | 3.4476 | 3.6636 | 3.2437
KS La Cygne SO2 Rate Annual v5.14 | 650 | 6151 | Rate Constraint in lbs/MMBtu | FALSE | L | Annual | Fuel Consumed | TBtu | 57.7971 | 69.2574 | 81.0167 | 65.7004 | 66.4901 | 71.1199 | 74.3309 | 65.5162
KS La Cygne SO2 Rate Annual v5.14 | 650 | 6151 | Rate Constraint in lbs/MMBtu | FALSE | L | Annual | Rate | lb/MMBtu | 0.098996 | 0.096792 | 0.092085 | 0.097865 | 0.098301 | 0.096952 | 0.098576 | 0.09902
KS La Cygne SO2 Rate Annual v5.14 | 650 | 6151 | Rate Constraint in lbs/MMBtu | FALSE | L | Annual | Generation | TWh | 5.2314 | 6.2768 | 7.4555 | 6.0301 | 6.1014 | 6.5303 | 6.82 | 6.0101
KS La Cygne SO2 Rate Annual v5.14 | 650 | 6151 | Rate Constraint in lbs/MMBtu | FALSE | L | Annual | Qualifying Generation | TWh | 5.2314 | 6.2768 | 7.4555 | 6.0301 | 6.1014 | 6.5303 | 6.82 | 6.0101
KS La Cygne SO2 Rate Annual v5.14 | 650 | 6151 | Rate Constraint in lbs/MMBtu | FALSE | L | Annual | Rate | lb/MWh | 1.0937 | 1.068 | 1.0007 | 1.0663 | 1.0712 | 1.0559 | 1.0744 | 1.0794
KS La Cygne SO2 Rate Annual v5.14 | 650 | 6151 | Rate Constraint in lbs/MMBtu | FALSE | L | Annual | Constraint Shadow Price | US2016$/Ton | 0 | 0 | 0 | 0 | 0 | 0 | 0 | 0
LA Big Cajun 1 CT- NOx Summer v4.10 | 651 | 2425 | Rate Constraint in lbs/MMBtu | FALSE | L | Annual | Seasons Included | Seasons | Summer | Summer | Summer | Summer | Summer | Summer | Summer | Summer
LA Big Cajun 1 CT- NOx Summer v4.10 | 651 | 2425 | Rate Constraint in lbs/MMBtu | FALSE | L | Annual | Standard NOX | lb/MMBtu | 0.2 | 0.2 | 0.2 | 0.2 | 0.2 | 0.2 | 0.2 | 0.2
LA Big Cajun 1 CT- NOx Summer v4.10 | 651 | 2425 | Rate Constraint in lbs/MMBtu | FALSE | L | Annual | Emissions at Affected Plants NOX | Thousand Tons | 0.00015711 | 0 | 0.00015711 | 0.00015711 | 0 | 0.00015711 | 0.00015711 | 0.00015711
LA Big Cajun 1 CT- NOx Summer v4.10 | 651 | 2425 | Rate Constraint in lbs/MMBtu | FALSE | L | Annual | Allowances Purchased NOX | Thousand Tons | 0 | 0 | 0 | 0 | 0 | 0 | 0 | 0
LA Big Cajun 1 CT- NOx Summer v4.10 | 651 | 2425 | Rate Constraint in lbs/MMBtu | FALSE | L | Annual | Allowances Sold NOX | Thousand Tons | 0 | 0 | 0 | 0 | 0 | 0 | 0 | 0
LA Big Cajun 1 CT- NOx Summer v4.10 | 651 | 2425 | Rate Constraint in lbs/MMBtu | FALSE | L | Annual | Allowances Banked | Thousand Tons | 0 | 0 | 0 | 0 | 0 | 0 | 0 | 0
LA Big Cajun 1 CT- NOx Summer v4.10 | 651 | 2425 | Rate Constraint in lbs/MMBtu | FALSE | L | Annual | Allowances Withdrawn (1:1) | Thousand Tons | 0 | 0 | 0 | 0 | 0 | 0 | 0 | 0
LA Big Cajun 1 CT- NOx Summer v4.10 | 651 | 2425 | Rate Constraint in lbs/MMBtu | FALSE | L | Annual | Allowances Withdrawn (n:1) | Thousand Tons | 0 | 0 | 0 | 0 | 0 | 0 | 0 | 0
LA Big Cajun 1 CT- NOx Summer v4.10 | 651 | 2425 | Rate Constraint in lbs/MMBtu | FALSE | L | Annual | Net Emissions Allowance Position | Thousand Tons | 0.00015711 | 0 | 0.00015711 | 0.00015711 | 0 | 0.00015711 | 0.00015711 | 0.00015711
LA Big Cajun 1 CT- NOx Summer v4.10 | 651 | 2425 | Rate Constraint in lbs/MMBtu | FALSE | L | Annual | Fuel Consumed | TBtu | 0.0047222 | 0 | 0.0047222 | 0.0047222 | 0 | 0.0047222 | 0.0047222 | 0.0047222
LA Big Cajun 1 CT- NOx Summer v4.10 | 651 | 2425 | Rate Constraint in lbs/MMBtu | FALSE | L | Annual | Rate | lb/MMBtu | 0.06654 | 0 | 0.06654 | 0.06654 | 0 | 0.06654 | 0.06654 | 0.06654
LA Big Cajun 1 CT- NOx Summer v4.10 | 651 | 2425 | Rate Constraint in lbs/MMBtu | FALSE | L | Annual | Generation | TWh | 0.00038453 | 0 | 0.00038453 | 0.00038453 | 0 | 0.00038453 | 0.00038453 | 0.00038453
LA Big Cajun 1 CT- NOx Summer v4.10 | 651 | 2425 | Rate Constraint in lbs/MMBtu | FALSE | L | Annual | Qualifying Generation | TWh | 0.00038453 | 0 | 0.00038453 | 0.00038453 | 0 | 0.00038453 | 0.00038453 | 0.00038453
LA Big Cajun 1 CT- NOx Summer v4.10 | 651 | 2425 | Rate Constraint in lbs/MMBtu | FALSE | L | Annual | Rate | lb/MWh | 0.81714 | 0 | 0.81714 | 0.81714 | 0 | 0.81714 | 0.81714 | 0.81714
LA Big Cajun 1 CT- NOx Summer v4.10 | 651 | 2425 | Rate Constraint in lbs/MMBtu | FALSE | L | Annual | Constraint Shadow Price | US2016$/Ton | 0 | 0 | 0 | 0 | 0 | 0 | 0 | 0
LA Big Cajun 1 OGS- NOx Summer v4.10 | 652 | 2426 | Rate Constraint in lbs/MMBtu | FALSE | L | Annual | Seasons Included | Seasons | Summer | Summer | Summer | Summer | Summer | Summer | Summer | Summer
LA Big Cajun 1 OGS- NOx Summer v4.10 | 652 | 2426 | Rate Constraint in lbs/MMBtu | FALSE | L | Annual | Standard NOX | lb/MMBtu | 0.1 | 0.1 | 0.1 | 0.1 | 0.1 | 0.1 | 0.1 | 0.1
LA Big Cajun 1 OGS- NOx Summer v4.10 | 652 | 2426 | Rate Constraint in lbs/MMBtu | FALSE | L | Annual | Emissions at Affected Plants NOX | Thousand Tons | 0.025091 | 0.071568 | 0.11805 | 0.071568 | 0.032538 | 0.032538 | 0.032538 | 0.023302
LA Big Cajun 1 OGS- NOx Summer v4.10 | 652 | 2426 | Rate Constraint in lbs/MMBtu | FALSE | L | Annual | Allowances Purchased NOX | Thousand Tons | 0 | 0 | 0 | 0 | 0 | 0 | 0 | 0
LA Big Cajun 1 OGS- NOx Summer v4.10 | 652 | 2426 | Rate Constraint in lbs/MMBtu | FALSE | L | Annual | Allowances Sold NOX | Thousand Tons | 0 | 0 | 0 | 0 | 0 | 0 | 0 | 0
LA Big Cajun 1 OGS- NOx Summer v4.10 | 652 | 2426 | Rate Constraint in lbs/MMBtu | FALSE | L | Annual | Allowances Banked | Thousand Tons | 0 | 0 | 0 | 0 | 0 | 0 | 0 | 0
LA Big Cajun 1 OGS- NOx Summer v4.10 | 652 | 2426 | Rate Constraint in lbs/MMBtu | FALSE | L | Annual | Allowances Withdrawn (1:1) | Thousand Tons | 0 | 0 | 0 | 0 | 0 | 0 | 0 | 0
LA Big Cajun 1 OGS- NOx Summer v4.10 | 652 | 2426 | Rate Constraint in lbs/MMBtu | FALSE | L | Annual | Allowances Withdrawn (n:1) | Thousand Tons | 0 | 0 | 0 | 0 | 0 | 0 | 0 | 0
LA Big Cajun 1 OGS- NOx Summer v4.10 | 652 | 2426 | Rate Constraint in lbs/MMBtu | FALSE | L | Annual | Net Emissions Allowance Position | Thousand Tons | 0.025091 | 0.071568 | 0.11805 | 0.071568 | 0.032538 | 0.032538 | 0.032538 | 0.023302
LA Big Cajun 1 OGS- NOx Summer v4.10 | 652 | 2426 | Rate Constraint in lbs/MMBtu | FALSE | L | Annual | Fuel Consumed | TBtu | 0.55762 | 1.5842 | 2.6107 | 1.5842 | 0.71887 | 0.71887 | 0.71887 | 0.51486
LA Big Cajun 1 OGS- NOx Summer v4.10 | 652 | 2426 | Rate Constraint in lbs/MMBtu | FALSE | L | Annual | Rate | lb/MMBtu | 0.089993 | 0.090354 | 0.090431 | 0.090354 | 0.090526 | 0.090526 | 0.090526 | 0.090516
LA Big Cajun 1 OGS- NOx Summer v4.10 | 652 | 2426 | Rate Constraint in lbs/MMBtu | FALSE | L | Annual | Generation | TWh | 0.056213 | 0.16192 | 0.26763 | 0.16192 | 0.073959 | 0.073959 | 0.073959 | 0.052951
LA Big Cajun 1 OGS- NOx Summer v4.10 | 652 | 2426 | Rate Constraint in lbs/MMBtu | FALSE | L | Annual | Qualifying Generation | TWh | 0.056213 | 0.16192 | 0.26763 | 0.16192 | 0.073959 | 0.073959 | 0.073959 | 0.052951
LA Big Cajun 1 OGS- NOx Summer v4.10 | 652 | 2426 | Rate Constraint in lbs/MMBtu | FALSE | L | Annual | Rate | lb/MWh | 0.89271 | 0.88398 | 0.88214 | 0.88398 | 0.8799 | 0.8799 | 0.8799 | 0.88012
LA Big Cajun 1 OGS- NOx Summer v4.10 | 652 | 2426 | Rate Constraint in lbs/MMBtu | FALSE | L | Annual | Constraint Shadow Price | US2016$/Ton | 0 | 0 | 0 | 0 | 0 | 0 | 0 | 0
LA Big Cajun 2- NOx Summer v4.10 | 653 | 2427 | Rate Constraint in lbs/MMBtu | FALSE | L | Annual | Seasons Included | Seasons | Summer | Summer | Summer | Summer | Summer | Summer | Summer | Summer
LA Big Cajun 2- NOx Summer v4.10 | 653 | 2427 | Rate Constraint in lbs/MMBtu | FALSE | L | Annual | Standard NOX | lb/MMBtu | 0.21 | 0.21 | 0.21 | 0.21 | 0.21 | 0.21 | 0.21 | 0.21
LA Big Cajun 2- NOx Summer v4.10 | 653 | 2427 | Rate Constraint in lbs/MMBtu | FALSE | L | Annual | Emissions at Affected Plants NOX | Thousand Tons | 0.89199 | 1.1512 | 1.2262 | 1.1806 | 1.3818 | 1.3304 | 1.3304 | 1.1262
LA Big Cajun 2- NOx Summer v4.10 | 653 | 2427 | Rate Constraint in lbs/MMBtu | FALSE | L | Annual | Allowances Purchased NOX | Thousand Tons | 0 | 0 | 0 | 0 | 0 | 0 | 0 | 0
LA Big Cajun 2- NOx Summer v4.10 | 653 | 2427 | Rate Constraint in lbs/MMBtu | FALSE | L | Annual | Allowances Sold NOX | Thousand Tons | 0 | 0 | 0 | 0 | 0 | 0 | 0 | 0
LA Big Cajun 2- NOx Summer v4.10 | 653 | 2427 | Rate Constraint in lbs/MMBtu | FALSE | L | Annual | Allowances Banked | Thousand Tons | 0 | 0 | 0 | 0 | 0 | 0 | 0 | 0
LA Big Cajun 2- NOx Summer v4.10 | 653 | 2427 | Rate Constraint in lbs/MMBtu | FALSE | L | Annual | Allowances Withdrawn (1:1) | Thousand Tons | 0 | 0 | 0 | 0 | 0 | 0 | 0 | 0
LA Big Cajun 2- NOx Summer v4.10 | 653 | 2427 | Rate Constraint in lbs/MMBtu | FALSE | L | Annual | Allowances Withdrawn (n:1) | Thousand Tons | 0 | 0 | 0 | 0 | 0 | 0 | 0 | 0
LA Big Cajun 2- NOx Summer v4.10 | 653 | 2427 | Rate Constraint in lbs/MMBtu | FALSE | L | Annual | Net Emissions Allowance Position | Thousand Tons | 0.89199 | 1.1512 | 1.2262 | 1.1806 | 1.3818 | 1.3304 | 1.3304 | 1.1262
LA Big Cajun 2- NOx Summer v4.10 | 653 | 2427 | Rate Constraint in lbs/MMBtu | FALSE | L | Annual | Fuel Consumed | TBtu | 15.0466 | 19.2329 | 20.9885 | 19.9878 | 23.2252 | 22.1182 | 22.1182 | 18.8307
LA Big Cajun 2- NOx Summer v4.10 | 653 | 2427 | Rate Constraint in lbs/MMBtu | FALSE | L | Annual | Rate | lb/MMBtu | 0.11856 | 0.11971 | 0.11685 | 0.11813 | 0.11899 | 0.1203 | 0.1203 | 0.11961
LA Big Cajun 2- NOx Summer v4.10 | 653 | 2427 | Rate Constraint in lbs/MMBtu | FALSE | L | Annual | Generation | TWh | 1.4199 | 1.816 | 2.0068 | 1.9138 | 2.2258 | 2.1226 | 2.1226 | 1.8058
LA Big Cajun 2- NOx Summer v4.10 | 653 | 2427 | Rate Constraint in lbs/MMBtu | FALSE | L | Annual | Qualifying Generation | TWh | 1.4199 | 1.816 | 2.0068 | 1.9138 | 2.2258 | 2.1226 | 2.1226 | 1.8058
LA Big Cajun 2- NOx Summer v4.10 | 653 | 2427 | Rate Constraint in lbs/MMBtu | FALSE | L | Annual | Rate | lb/MWh | 1.2564 | 1.2678 | 1.222 | 1.2338 | 1.2416 | 1.2536 | 1.2536 | 1.2473
LA Big Cajun 2- NOx Summer v4.10 | 653 | 2427 | Rate Constraint in lbs/MMBtu | FALSE | L | Annual | Constraint Shadow Price | US2016$/Ton | 0 | 0 | 0 | 0 | 0 | 0 | 0 | 0
LA Carville Energy LLC -Nox Summer v5.12 | 654 | 2522 | Rate Constraint in lbs/MMBtu | FALSE | L | Annual | Seasons Included | Seasons | Summer | Summer | Summer | Summer | Summer | Summer | Summer | Summer
LA Carville Energy LLC -Nox Summer v5.12 | 654 | 2522 | Rate Constraint in lbs/MMBtu | FALSE | L | Annual | Standard NOX | lb/MMBtu | 0.2 | 0.2 | 0.2 | 0.2 | 0.2 | 0.2 | 0.2 | 0.2
LA Carville Energy LLC -Nox Summer v5.12 | 654 | 2522 | Rate Constraint in lbs/MMBtu | FALSE | L | Annual | Emissions at Affected Plants NOX | Thousand Tons | 0.23321 | 0.23321 | 0.23321 | 0.23321 | 0.23321 | 0.23321 | 0.23321 | 0.23321
LA Carville Energy LLC -Nox Summer v5.12 | 654 | 2522 | Rate Constraint in lbs/MMBtu | FALSE | L | Annual | Allowances Purchased NOX | Thousand Tons | 0 | 0 | 0 | 0 | 0 | 0 | 0 | 0
LA Carville Energy LLC -Nox Summer v5.12 | 654 | 2522 | Rate Constraint in lbs/MMBtu | FALSE | L | Annual | Allowances Sold NOX | Thousand Tons | 0 | 0 | 0 | 0 | 0 | 0 | 0 | 0
LA Carville Energy LLC -Nox Summer v5.12 | 654 | 2522 | Rate Constraint in lbs/MMBtu | FALSE | L | Annual | Allowances Banked | Thousand Tons | 0 | 0 | 0 | 0 | 0 | 0 | 0 | 0
LA Carville Energy LLC -Nox Summer v5.12 | 654 | 2522 | Rate Constraint in lbs/MMBtu | FALSE | L | Annual | Allowances Withdrawn (1:1) | Thousand Tons | 0 | 0 | 0 | 0 | 0 | 0 | 0 | 0
LA Carville Energy LLC -Nox Summer v5.12 | 654 | 2522 | Rate Constraint in lbs/MMBtu | FALSE | L | Annual | Allowances Withdrawn (n:1) | Thousand Tons | 0 | 0 | 0 | 0 | 0 | 0 | 0 | 0
LA Carville Energy LLC -Nox Summer v5.12 | 654 | 2522 | Rate Constraint in lbs/MMBtu | FALSE | L | Annual | Net Emissions Allowance Position | Thousand Tons | 0.23321 | 0.23321 | 0.23321 | 0.23321 | 0.23321 | 0.23321 | 0.23321 | 0.23321
LA Carville Energy LLC -Nox Summer v5.12 | 654 | 2522 | Rate Constraint in lbs/MMBtu | FALSE | L | Annual | Fuel Consumed | TBtu | 10.3038 | 10.3038 | 10.3038 | 10.3038 | 10.3038 | 10.3038 | 10.3038 | 10.3038
LA Carville Energy LLC -Nox Summer v5.12 | 654 | 2522 | Rate Constraint in lbs/MMBtu | FALSE | L | Annual | Rate | lb/MMBtu | 0.045267 | 0.045267 | 0.045267 | 0.045267 | 0.045267 | 0.045267 | 0.045267 | 0.045267
LA Carville Energy LLC -Nox Summer v5.12 | 654 | 2522 | Rate Constraint in lbs/MMBtu | FALSE | L | Annual | Generation | TWh | 1.723 | 1.723 | 1.723 | 1.723 | 1.723 | 1.723 | 1.723 | 1.723
LA Carville Energy LLC -Nox Summer v5.12 | 654 | 2522 | Rate Constraint in lbs/MMBtu | FALSE | L | Annual | Qualifying Generation | TWh | 1.723 | 1.723 | 1.723 | 1.723 | 1.723 | 1.723 | 1.723 | 1.723
LA Carville Energy LLC -Nox Summer v5.12 | 654 | 2522 | Rate Constraint in lbs/MMBtu | FALSE | L | Annual | Rate | lb/MWh | 0.2707 | 0.2707 | 0.2707 | 0.2707 | 0.2707 | 0.2707 | 0.2707 | 0.2707
LA Carville Energy LLC -Nox Summer v5.12 | 654 | 2522 | Rate Constraint in lbs/MMBtu | FALSE | L | Annual | Constraint Shadow Price | US2016$/Ton | 0 | 0 | 0 | 0 | 0 | 0 | 0 | 0
LA Formosa Plastics High - NOx Summer v4.10 | 655 | 2421 | Rate Constraint in lbs/MMBtu | FALSE | L | Annual | Seasons Included | Seasons | Summer | Summer | Summer | Summer | Summer | Summer | Summer | Summer
LA Formosa Plastics High - NOx Summer v4.10 | 655 | 2421 | Rate Constraint in lbs/MMBtu | FALSE | L | Annual | Standard NOX | lb/MMBtu | 0.2 | 0.2 | 0.2 | 0.2 | 0.2 | 0.2 | 0.2 | 0.2
LA Formosa Plastics High - NOx Summer v4.10 | 655 | 2421 | Rate Constraint in lbs/MMBtu | FALSE | L | Annual | Emissions at Affected Plants NOX | Thousand Tons | 0.0025128 | 0.0025128 | 0.0025128 | 0.002121 | 0.002121 | 0.002121 | 0.00013883 | 7.7128e-06
LA Formosa Plastics High - NOx Summer v4.10 | 655 | 2421 | Rate Constraint in lbs/MMBtu | FALSE | L | Annual | Allowances Purchased NOX | Thousand Tons | 0 | 0 | 0 | 0 | 0 | 0 | 0 | 0
LA Formosa Plastics High - NOx Summer v4.10 | 655 | 2421 | Rate Constraint in lbs/MMBtu | FALSE | L | Annual | Allowances Sold NOX | Thousand Tons | 0 | 0 | 0 | 0 | 0 | 0 | 0 | 0
LA Formosa Plastics High - NOx Summer v4.10 | 655 | 2421 | Rate Constraint in lbs/MMBtu | FALSE | L | Annual | Allowances Banked | Thousand Tons | 0 | 0 | 0 | 0 | 0 | 0 | 0 | 0
LA Formosa Plastics High - NOx Summer v4.10 | 655 | 2421 | Rate Constraint in lbs/MMBtu | FALSE | L | Annual | Allowances Withdrawn (1:1) | Thousand Tons | 0 | 0 | 0 | 0 | 0 | 0 | 0 | 0
LA Formosa Plastics High - NOx Summer v4.10 | 655 | 2421 | Rate Constraint in lbs/MMBtu | FALSE | L | Annual | Allowances Withdrawn (n:1) | Thousand Tons | 0 | 0 | 0 | 0 | 0 | 0 | 0 | 0
LA Formosa Plastics High - NOx Summer v4.10 | 655 | 2421 | Rate Constraint in lbs/MMBtu | FALSE | L | Annual | Net Emissions Allowance Position | Thousand Tons | 0.0025128 | 0.0025128 | 0.0025128 | 0.002121 | 0.002121 | 0.002121 | 0.00013883 | 7.7128e-06
LA Formosa Plastics High - NOx Summer v4.10 | 655 | 2421 | Rate Constraint in lbs/MMBtu | FALSE | L | Annual | Fuel Consumed | TBtu | 0.10171 | 0.10171 | 0.10171 | 0.085854 | 0.085854 | 0.085854 | 0.0056195 | 0.0003122
LA Formosa Plastics High - NOx Summer v4.10 | 655 | 2421 | Rate Constraint in lbs/MMBtu | FALSE | L | Annual | Rate | lb/MMBtu | 0.04941 | 0.04941 | 0.04941 | 0.04941 | 0.04941 | 0.04941 | 0.04941 | 0.04941
LA Formosa Plastics High - NOx Summer v4.10 | 655 | 2421 | Rate Constraint in lbs/MMBtu | FALSE | L | Annual | Generation | TWh | 0.009026 | 0.009026 | 0.009026 | 0.0076186 | 0.0076186 | 0.0076186 | 0.00049867 | 2.7704e-05
LA Formosa Plastics High - NOx Summer v4.10 | 655 | 2421 | Rate Constraint in lbs/MMBtu | FALSE | L | Annual | Qualifying Generation | TWh | 0.009026 | 0.009026 | 0.009026 | 0.0076186 | 0.0076186 | 0.0076186 | 0.00049867 | 2.7704e-05
LA Formosa Plastics High - NOx Summer v4.10 | 655 | 2421 | Rate Constraint in lbs/MMBtu | FALSE | L | Annual | Rate | lb/MWh | 0.5568 | 0.5568 | 0.5568 | 0.5568 | 0.5568 | 0.5568 | 0.5568 | 0.5568
LA Formosa Plastics High - NOx Summer v4.10 | 655 | 2421 | Rate Constraint in lbs/MMBtu | FALSE | L | Annual | Constraint Shadow Price | US2016$/Ton | 0 | 0 | 0 | 0 | 0 | 0 | 0 | 0
LA Formosa Plastics Low - NOx Summer v4.10 | 656 | 2422 | Rate Constraint in lbs/MMBtu | FALSE | L | Annual | Seasons Included | Seasons | Summer | Summer | Summer | Summer | Summer | Summer | Summer | Summer
LA Formosa Plastics Low - NOx Summer v4.10 | 656 | 2422 | Rate Constraint in lbs/MMBtu | FALSE | L | Annual | Standard NOX | lb/MMBtu | 0.2 | 0.2 | 0.2 | 0.2 | 0.2 | 0.2 | 0.2 | 0.2
LA Formosa Plastics Low - NOx Summer v4.10 | 656 | 2422 | Rate Constraint in lbs/MMBtu | FALSE | L | Annual | Emissions at Affected Plants NOX | Thousand Tons | 6.9159e-05 | 0 | 6.9159e-05 | 6.9159e-05 | 0 | 6.9159e-05 | 6.9159e-05 | 6.9159e-05
LA Formosa Plastics Low - NOx Summer v4.10 | 656 | 2422 | Rate Constraint in lbs/MMBtu | FALSE | L | Annual | Allowances Purchased NOX | Thousand Tons | 0 | 0 | 0 | 0 | 0 | 0 | 0 | 0
LA Formosa Plastics Low - NOx Summer v4.10 | 656 | 2422 | Rate Constraint in lbs/MMBtu | FALSE | L | Annual | Allowances Sold NOX | Thousand Tons | 0 | 0 | 0 | 0 | 0 | 0 | 0 | 0
LA Formosa Plastics Low - NOx Summer v4.10 | 656 | 2422 | Rate Constraint in lbs/MMBtu | FALSE | L | Annual | Allowances Banked | Thousand Tons | 0 | 0 | 0 | 0 | 0 | 0 | 0 | 0
LA Formosa Plastics Low - NOx Summer v4.10 | 656 | 2422 | Rate Constraint in lbs/MMBtu | FALSE | L | Annual | Allowances Withdrawn (1:1) | Thousand Tons | 0 | 0 | 0 | 0 | 0 | 0 | 0 | 0
LA Formosa Plastics Low - NOx Summer v4.10 | 656 | 2422 | Rate Constraint in lbs/MMBtu | FALSE | L | Annual | Allowances Withdrawn (n:1) | Thousand Tons | 0 | 0 | 0 | 0 | 0 | 0 | 0 | 0
LA Formosa Plastics Low - NOx Summer v4.10 | 656 | 2422 | Rate Constraint in lbs/MMBtu | FALSE | L | Annual | Net Emissions Allowance Position | Thousand Tons | 6.9159e-05 | 0 | 6.9159e-05 | 6.9159e-05 | 0 | 6.9159e-05 | 6.9159e-05 | 6.9159e-05
LA Formosa Plastics Low - NOx Summer v4.10 | 656 | 2422 | Rate Constraint in lbs/MMBtu | FALSE | L | Annual | Fuel Consumed | TBtu | 0.0014545 | 0 | 0.0014545 | 0.0014545 | 0 | 0.0014545 | 0.0014545 | 0.0014545
LA Formosa Plastics Low - NOx Summer v4.10 | 656 | 2422 | Rate Constraint in lbs/MMBtu | FALSE | L | Annual | Rate | lb/MMBtu | 0.0951 | 0 | 0.0951 | 0.0951 | 0 | 0.0951 | 0.0951 | 0.0951
LA Formosa Plastics Low - NOx Summer v4.10 | 656 | 2422 | Rate Constraint in lbs/MMBtu | FALSE | L | Annual | Generation | TWh | 0.00011728 | 0 | 0.00011728 | 0.00011728 | 0 | 0.00011728 | 0.00011728 | 0.00011728
LA Formosa Plastics Low - NOx Summer v4.10 | 656 | 2422 | Rate Constraint in lbs/MMBtu | FALSE | L | Annual | Qualifying Generation | TWh | 0.00011728 | 0 | 0.00011728 | 0.00011728 | 0 | 0.00011728 | 0.00011728 | 0.00011728
LA Formosa Plastics Low - NOx Summer v4.10 | 656 | 2422 | Rate Constraint in lbs/MMBtu | FALSE | L | Annual | Rate | lb/MWh | 1.1793 | 0 | 1.1793 | 1.1793 | 0 | 1.1793 | 1.1793 | 1.1793
LA Formosa Plastics Low - NOx Summer v4.10 | 656 | 2422 | Rate Constraint in lbs/MMBtu | FALSE | L | Annual | Constraint Shadow Price | US2016$/Ton | 0 | 0 | 0 | 0 | 0 | 0 | 0 | 0
LA Geismar Cogen -Nox Summer v5.12 | 657 | 2524 | Rate Constraint in lbs/MMBtu | FALSE | L | Annual | Seasons Included | Seasons | Summer | Summer | Summer | Summer | Summer | Summer | Summer | Summer
LA Geismar Cogen -Nox Summer v5.12 | 657 | 2524 | Rate Constraint in lbs/MMBtu | FALSE | L | Annual | Standard NOX | lb/MMBtu | 0.2 | 0.2 | 0.2 | 0.2 | 0.2 | 0.2 | 0.2 | 0.2
LA Geismar Cogen -Nox Summer v5.12 | 657 | 2524 | Rate Constraint in lbs/MMBtu | FALSE | L | Annual | Emissions at Affected Plants NOX | Thousand Tons | 2.9049e-05 | 2.9049e-05 | 2.9049e-05 | 2.9049e-05 | 2.9049e-05 | 2.9049e-05 | 2.9049e-05 | 2.9049e-05
LA Geismar Cogen -Nox Summer v5.12 | 657 | 2524 | Rate Constraint in lbs/MMBtu | FALSE | L | Annual | Allowances Purchased NOX | Thousand Tons | 0 | 0 | 0 | 0 | 0 | 0 | 0 | 0
LA Geismar Cogen -Nox Summer v5.12 | 657 | 2524 | Rate Constraint in lbs/MMBtu | FALSE | L | Annual | Allowances Sold NOX | Thousand Tons | 0 | 0 | 0 | 0 | 0 | 0 | 0 | 0
LA Geismar Cogen -Nox Summer v5.12 | 657 | 2524 | Rate Constraint in lbs/MMBtu | FALSE | L | Annual | Allowances Banked | Thousand Tons | 0 | 0 | 0 | 0 | 0 | 0 | 0 | 0
LA Geismar Cogen -Nox Summer v5.12 | 657 | 2524 | Rate Constraint in lbs/MMBtu | FALSE | L | Annual | Allowances Withdrawn (1:1) | Thousand Tons | 0 | 0 | 0 | 0 | 0 | 0 | 0 | 0
LA Geismar Cogen -Nox Summer v5.12 | 657 | 2524 | Rate Constraint in lbs/MMBtu | FALSE | L | Annual | Allowances Withdrawn (n:1) | Thousand Tons | 0 | 0 | 0 | 0 | 0 | 0 | 0 | 0
LA Geismar Cogen -Nox Summer v5.12 | 657 | 2524 | Rate Constraint in lbs/MMBtu | FALSE | L | Annual | Net Emissions Allowance Position | Thousand Tons | 2.9049e-05 | 2.9049e-05 | 2.9049e-05 | 2.9049e-05 | 2.9049e-05 | 2.9049e-05 | 2.9049e-05 | 2.9049e-05
LA Geismar Cogen -Nox Summer v5.12 | 657 | 2524 | Rate Constraint in lbs/MMBtu | FALSE | L | Annual | Fuel Consumed | TBtu | 0.0015098 | 0.0015098 | 0.0015098 | 0.0015098 | 0.0015098 | 0.0015098 | 0.0015098 | 0.0015098
LA Geismar Cogen -Nox Summer v5.12 | 657 | 2524 | Rate Constraint in lbs/MMBtu | FALSE | L | Annual | Rate | lb/MMBtu | 0.03848 | 0.03848 | 0.03848 | 0.03848 | 0.03848 | 0.03848 | 0.03848 | 0.03848
LA Geismar Cogen -Nox Summer v5.12 | 657 | 2524 | Rate Constraint in lbs/MMBtu | FALSE | L | Annual | Generation | TWh | 0.00013275 | 0.00013275 | 0.00013275 | 0.00013275 | 0.00013275 | 0.00013275 | 0.00013275 | 0.00013275
LA Geismar Cogen -Nox Summer v5.12 | 657 | 2524 | Rate Constraint in lbs/MMBtu | FALSE | L | Annual | Qualifying Generation | TWh | 0.00013275 | 0.00013275 | 0.00013275 | 0.00013275 | 0.00013275 | 0.00013275 | 0.00013275 | 0.00013275
LA Geismar Cogen -Nox Summer v5.12 | 657 | 2524 | Rate Constraint in lbs/MMBtu | FALSE | L | Annual | Rate | lb/MWh | 0.43763 | 0.43763 | 0.43763 | 0.43763 | 0.43763 | 0.43763 | 0.43763 | 0.43763
LA Geismar Cogen -Nox Summer v5.12 | 657 | 2524 | Rate Constraint in lbs/MMBtu | FALSE | L | Annual | Constraint Shadow Price | US2016$/Ton | 0 | 0 | 0 | 0 | 0 | 0 | 0 | 0
LA Georgia Gulf Plaquemine -Nox Summer v5.12 | 658 | 2521 | Rate Constraint in lbs/MMBtu | FALSE | L | Annual | Seasons Included | Seasons | Summer | Summer | Summer | Summer | Summer | Summer | Summer | Summer
LA Georgia Gulf Plaquemine -Nox Summer v5.12 | 658 | 2521 | Rate Constraint in lbs/MMBtu | FALSE | L | Annual | Standard NOX | lb/MMBtu | 0.2 | 0.2 | 0.2 | 0.2 | 0.2 | 0.2 | 0.2 | 0.2
LA Georgia Gulf Plaquemine -Nox Summer v5.12 | 658 | 2521 | Rate Constraint in lbs/MMBtu | FALSE | L | Annual | Emissions at Affected Plants NOX | Thousand Tons | 0 | 0 | 0 | 0 | 0 | 0 | 0 | 0
LA Georgia Gulf Plaquemine -Nox Summer v5.12 | 658 | 2521 | Rate Constraint in lbs/MMBtu | FALSE | L | Annual | Allowances Purchased NOX | Thousand Tons | 0 | 0 | 0 | 0 | 0 | 0 | 0 | 0
LA Georgia Gulf Plaquemine -Nox Summer v5.12 | 658 | 2521 | Rate Constraint in lbs/MMBtu | FALSE | L | Annual | Allowances Sold NOX | Thousand Tons | 0 | 0 | 0 | 0 | 0 | 0 | 0 | 0
LA Georgia Gulf Plaquemine -Nox Summer v5.12 | 658 | 2521 | Rate Constraint in lbs/MMBtu | FALSE | L | Annual | Allowances Banked | Thousand Tons | 0 | 0 | 0 | 0 | 0 | 0 | 0 | 0
LA Georgia Gulf Plaquemine -Nox Summer v5.12 | 658 | 2521 | Rate Constraint in lbs/MMBtu | FALSE | L | Annual | Allowances Withdrawn (1:1) | Thousand Tons | 0 | 0 | 0 | 0 | 0 | 0 | 0 | 0
LA Georgia Gulf Plaquemine -Nox Summer v5.12 | 658 | 2521 | Rate Constraint in lbs/MMBtu | FALSE | L | Annual | Allowances Withdrawn (n:1) | Thousand Tons | 0 | 0 | 0 | 0 | 0 | 0 | 0 | 0
LA Georgia Gulf Plaquemine -Nox Summer v5.12 | 658 | 2521 | Rate Constraint in lbs/MMBtu | FALSE | L | Annual | Net Emissions Allowance Position | Thousand Tons | 0 | 0 | 0 | 0 | 0 | 0 | 0 | 0
LA Georgia Gulf Plaquemine -Nox Summer v5.12 | 658 | 2521 | Rate Constraint in lbs/MMBtu | FALSE | L | Annual | Fuel Consumed | TBtu | 0 | 0 | 0 | 0 | 0 | 0 | 0 | 0
LA Georgia Gulf Plaquemine -Nox Summer v5.12 | 658 | 2521 | Rate Constraint in lbs/MMBtu | FALSE | L | Annual | Rate | lb/MMBtu | 0 | 0 | 0 | 0 | 0 | 0 | 0 | 0
LA Georgia Gulf Plaquemine -Nox Summer v5.12 | 658 | 2521 | Rate Constraint in lbs/MMBtu | FALSE | L | Annual | Generation | TWh | 0 | 0 | 0 | 0 | 0 | 0 | 0 | 0
LA Georgia Gulf Plaquemine -Nox Summer v5.12 | 658 | 2521 | Rate Constraint in lbs/MMBtu | FALSE | L | Annual | Qualifying Generation | TWh | 0 | 0 | 0 | 0 | 0 | 0 | 0 | 0
LA Georgia Gulf Plaquemine -Nox Summer v5.12 | 658 | 2521 | Rate Constraint in lbs/MMBtu | FALSE | L | Annual | Rate | lb/MWh | 0 | 0 | 0 | 0 | 0 | 0 | 0 | 0
LA Georgia Gulf Plaquemine -Nox Summer v5.12 | 658 | 2521 | Rate Constraint in lbs/MMBtu | FALSE | L | Annual | Constraint Shadow Price | US2016$/Ton | 0 | 0 | 0 | 0 | 0 | 0 | 0 | 0
LA Louisiana 1 - NOx Summer v4.10 | 659 | 2419 | Rate Constraint in lbs/MMBtu | FALSE | L | Annual | Seasons Included | Seasons | Summer | Summer | Summer | Summer | Summer | Summer | Summer | Summer
LA Louisiana 1 - NOx Summer v4.10 | 659 | 2419 | Rate Constraint in lbs/MMBtu | FALSE | L | Annual | Standard NOX | lb/MMBtu | 0.1 | 0.1 | 0.1 | 0.1 | 0.1 | 0.1 | 0.1 | 0.1
LA Louisiana 1 - NOx Summer v4.10 | 659 | 2419 | Rate Constraint in lbs/MMBtu | FALSE | L | Annual | Emissions at Affected Plants NOX | Thousand Tons | 0.0095121 | 0.028588 | 0.028588 | 0.028588 | 0.028588 | 0.028588 | 0.0018712 | 0.00010396
LA Louisiana 1 - NOx Summer v4.10 | 659 | 2419 | Rate Constraint in lbs/MMBtu | FALSE | L | Annual | Allowances Purchased NOX | Thousand Tons | 0 | 0 | 0 | 0 | 0 | 0 | 0 | 0
LA Louisiana 1 - NOx Summer v4.10 | 659 | 2419 | Rate Constraint in lbs/MMBtu | FALSE | L | Annual | Allowances Sold NOX | Thousand Tons | 0 | 0 | 0 | 0 | 0 | 0 | 0 | 0
LA Louisiana 1 - NOx Summer v4.10 | 659 | 2419 | Rate Constraint in lbs/MMBtu | FALSE | L | Annual | Allowances Banked | Thousand Tons | 0 | 0 | 0 | 0 | 0 | 0 | 0 | 0
LA Louisiana 1 - NOx Summer v4.10 | 659 | 2419 | Rate Constraint in lbs/MMBtu | FALSE | L | Annual | Allowances Withdrawn (1:1) | Thousand Tons | 0 | 0 | 0 | 0 | 0 | 0 | 0 | 0
LA Louisiana 1 - NOx Summer v4.10 | 659 | 2419 | Rate Constraint in lbs/MMBtu | FALSE | L | Annual | Allowances Withdrawn (n:1) | Thousand Tons | 0 | 0 | 0 | 0 | 0 | 0 | 0 | 0
LA Louisiana 1 - NOx Summer v4.10 | 659 | 2419 | Rate Constraint in lbs/MMBtu | FALSE | L | Annual | Net Emissions Allowance Position | Thousand Tons | 0.0095121 | 0.028588 | 0.028588 | 0.028588 | 0.028588 | 0.028588 | 0.0018712 | 0.00010396
LA Louisiana 1 - NOx Summer v4.10 | 659 | 2419 | Rate Constraint in lbs/MMBtu | FALSE | L | Annual | Fuel Consumed | TBtu | 0.2214 | 0.66542 | 0.66542 | 0.66542 | 0.66542 | 0.66542 | 0.043555 | 0.0024197
LA Louisiana 1 - NOx Summer v4.10 | 659 | 2419 | Rate Constraint in lbs/MMBtu | FALSE | L | Annual | Rate | lb/MMBtu | 0.085925 | 0.085925 | 0.085925 | 0.085925 | 0.085925 | 0.085925 | 0.085925 | 0.085925
LA Louisiana 1 - NOx Summer v4.10 | 659 | 2419 | Rate Constraint in lbs/MMBtu | FALSE | L | Annual | Generation | TWh | 0.019551 | 0.058759 | 0.058759 | 0.058759 | 0.058759 | 0.058759 | 0.003846 | 0.00021367
LA Louisiana 1 - NOx Summer v4.10 | 659 | 2419 | Rate Constraint in lbs/MMBtu | FALSE | L | Annual | Qualifying Generation | TWh | 0.019551 | 0.058759 | 0.058759 | 0.058759 | 0.058759 | 0.058759 | 0.003846 | 0.00021367
LA Louisiana 1 - NOx Summer v4.10 | 659 | 2419 | Rate Constraint in lbs/MMBtu | FALSE | L | Annual | Rate | lb/MWh | 0.97307 | 0.97307 | 0.97307 | 0.97307 | 0.97307 | 0.97307 | 0.97307 | 0.97307
LA Louisiana 1 - NOx Summer v4.10 | 659 | 2419 | Rate Constraint in lbs/MMBtu | FALSE | L | Annual | Constraint Shadow Price | US2016$/Ton | 0 | 0 | 0 | 0 | 0 | 0 | 0 | 0
LA New Roads - NOx Summer v4.10 | 660 | 2424 | Rate Constraint in lbs/MMBtu | FALSE | L | Annual | Seasons Included | Seasons | Summer | Summer | Summer | Summer | Summer | Summer | Summer | Summer
LA New Roads - NOx Summer v4.10 | 660 | 2424 | Rate Constraint in lbs/MMBtu | FALSE | L | Annual | Standard NOX | lb/MMBtu | 0.2 | 0.2 | 0.2 | 0.2 | 0.2 | 0.2 | 0.2 | 0.2
LA New Roads - NOx Summer v4.10 | 660 | 2424 | Rate Constraint in lbs/MMBtu | FALSE | L | Annual | Emissions at Affected Plants NOX | Thousand Tons | 0 | 0 | 0 | 0 | 0 | 0 | 0 | 0
LA New Roads - NOx Summer v4.10 | 660 | 2424 | Rate Constraint in lbs/MMBtu | FALSE | L | Annual | Allowances Purchased NOX | Thousand Tons | 0 | 0 | 0 | 0 | 0 | 0 | 0 | 0
LA New Roads - NOx Summer v4.10 | 660 | 2424 | Rate Constraint in lbs/MMBtu | FALSE | L | Annual | Allowances Sold NOX | Thousand Tons | 0 | 0 | 0 | 0 | 0 | 0 | 0 | 0
LA New Roads - NOx Summer v4.10 | 660 | 2424 | Rate Constraint in lbs/MMBtu | FALSE | L | Annual | Allowances Banked | Thousand Tons | 0 | 0 | 0 | 0 | 0 | 0 | 0 | 0
LA New Roads - NOx Summer v4.10 | 660 | 2424 | Rate Constraint in lbs/MMBtu | FALSE | L | Annual | Allowances Withdrawn (1:1) | Thousand Tons | 0 | 0 | 0 | 0 | 0 | 0 | 0 | 0
LA New Roads - NOx Summer v4.10 | 660 | 2424 | Rate Constraint in lbs/MMBtu | FALSE | L | Annual | Allowances Withdrawn (n:1) | Thousand Tons | 0 | 0 | 0 | 0 | 0 | 0 | 0 | 0
LA New Roads - NOx Summer v4.10 | 660 | 2424 | Rate Constraint in lbs/MMBtu | FALSE | L | Annual | Net Emissions Allowance Position | Thousand Tons | 0 | 0 | 0 | 0 | 0 | 0 | 0 | 0
LA New Roads - NOx Summer v4.10 | 660 | 2424 | Rate Constraint in lbs/MMBtu | FALSE | L | Annual | Fuel Consumed | TBtu | 0 | 0 | 0 | 0 | 0 | 0 | 0 | 0
LA New Roads - NOx Summer v4.10 | 660 | 2424 | Rate Constraint in lbs/MMBtu | FALSE | L | Annual | Rate | lb/MMBtu | 0 | 0 | 0 | 0 | 0 | 0 | 0 | 0
LA New Roads - NOx Summer v4.10 | 660 | 2424 | Rate Constraint in lbs/MMBtu | FALSE | L | Annual | Generation | TWh | 0 | 0 | 0 | 0 | 0 | 0 | 0 | 0
LA New Roads - NOx Summer v4.10 | 660 | 2424 | Rate Constraint in lbs/MMBtu | FALSE | L | Annual | Qualifying Generation | TWh | 0 | 0 | 0 | 0 | 0 | 0 | 0 | 0
LA New Roads - NOx Summer v4.10 | 660 | 2424 | Rate Constraint in lbs/MMBtu | FALSE | L | Annual | Rate | lb/MWh | 0 | 0 | 0 | 0 | 0 | 0 | 0 | 0
LA New Roads - NOx Summer v4.10 | 660 | 2424 | Rate Constraint in lbs/MMBtu | FALSE | L | Annual | Constraint Shadow Price | US2016$/Ton | 0 | 0 | 284.1217 | 151.0371 | 0 | 1433.5545 | 0 | 3833.8108
LA Plaquemine Cogeneration Plant -Nox Summer v5.12 | 661 | 2523 | Rate Constraint in lbs/MMBtu | FALSE | L | Annual | Seasons Included | Seasons | Summer | Summer | Summer | Summer | Summer | Summer | Summer | Summer
LA Plaquemine Cogeneration Plant -Nox Summer v5.12 | 661 | 2523 | Rate Constraint in lbs/MMBtu | FALSE | L | Annual | Standard NOX | lb/MMBtu | 0.2 | 0.2 | 0.2 | 0.2 | 0.2 | 0.2 | 0.2 | 0.2
LA Plaquemine Cogeneration Plant -Nox Summer v5.12 | 661 | 2523 | Rate Constraint in lbs/MMBtu | FALSE | L | Annual | Emissions at Affected Plants NOX | Thousand Tons | 0.14153 | 0.14153 | 0.14153 | 0.14153 | 0.14153 | 0.14153 | 0.14153 | 0.14153
LA Plaquemine Cogeneration Plant -Nox Summer v5.12 | 661 | 2523 | Rate Constraint in lbs/MMBtu | FALSE | L | Annual | Allowances Purchased NOX | Thousand Tons | 0 | 0 | 0 | 0 | 0 | 0 | 0 | 0
LA Plaquemine Cogeneration Plant -Nox Summer v5.12 | 661 | 2523 | Rate Constraint in lbs/MMBtu | FALSE | L | Annual | Allowances Sold NOX | Thousand Tons | 0 | 0 | 0 | 0 | 0 | 0 | 0 | 0
LA Plaquemine Cogeneration Plant -Nox Summer v5.12 | 661 | 2523 | Rate Constraint in lbs/MMBtu | FALSE | L | Annual | Allowances Banked | Thousand Tons | 0 | 0 | 0 | 0 | 0 | 0 | 0 | 0
LA Plaquemine Cogeneration Plant -Nox Summer v5.12 | 661 | 2523 | Rate Constraint in lbs/MMBtu | FALSE | L | Annual | Allowances Withdrawn (1:1) | Thousand Tons | 0 | 0 | 0 | 0 | 0 | 0 | 0 | 0
LA Plaquemine Cogeneration Plant -Nox Summer v5.12 | 661 | 2523 | Rate Constraint in lbs/MMBtu | FALSE | L | Annual | Allowances Withdrawn (n:1) | Thousand Tons | 0 | 0 | 0 | 0 | 0 | 0 | 0 | 0
LA Plaquemine Cogeneration Plant -Nox Summer v5.12 | 661 | 2523 | Rate Constraint in lbs/MMBtu | FALSE | L | Annual | Net Emissions Allowance Position | Thousand Tons | 0.14153 | 0.14153 | 0.14153 | 0.14153 | 0.14153 | 0.14153 | 0.14153 | 0.14153
LA Plaquemine Cogeneration Plant -Nox Summer v5.12 | 661 | 2523 | Rate Constraint in lbs/MMBtu | FALSE | L | Annual | Fuel Consumed | TBtu | 16.6698 | 16.6698 | 16.6698 | 16.6698 | 16.6698 | 16.6698 | 16.6698 | 16.6698
LA Plaquemine Cogeneration Plant -Nox Summer v5.12 | 661 | 2523 | Rate Constraint in lbs/MMBtu | FALSE | L | Annual | Rate | lb/MMBtu | 0.01698 | 0.01698 | 0.01698 | 0.01698 | 0.01698 | 0.01698 | 0.01698 | 0.01698
LA Plaquemine Cogeneration Plant -Nox Summer v5.12 | 661 | 2523 | Rate Constraint in lbs/MMBtu | FALSE | L | Annual | Generation | TWh | 2.6026 | 2.6026 | 2.6026 | 2.6026 | 2.6026 | 2.6026 | 2.6026 | 2.6026
LA Plaquemine Cogeneration Plant -Nox Summer v5.12 | 661 | 2523 | Rate Constraint in lbs/MMBtu | FALSE | L | Annual | Qualifying Generation | TWh | 2.6026 | 2.6026 | 2.6026 | 2.6026 | 2.6026 | 2.6026 | 2.6026 | 2.6026
LA Plaquemine Cogeneration Plant -Nox Summer v5.12 | 661 | 2523 | Rate Constraint in lbs/MMBtu | FALSE | L | Annual | Rate | lb/MWh | 0.10876 | 0.10876 | 0.10876 | 0.10876 | 0.10876 | 0.10876 | 0.10876 | 0.10876
LA Plaquemine Cogeneration Plant -Nox Summer v5.12 | 661 | 2523 | Rate Constraint in lbs/MMBtu | FALSE | L | Annual | Constraint Shadow Price | US2016$/Ton | 0 | 0 | 0 | 0 | 0 | 0 | 0 | 0
LA Shell Chemical - NOx Summer v4.10 | 662 | 2423 | Rate Constraint in lbs/MMBtu | FALSE | L | Annual | Seasons Included | Seasons | Summer | Summer | Summer | Summer | Summer | Summer | Summer | Summer
LA Shell Chemical - NOx Summer v4.10 | 662 | 2423 | Rate Constraint in lbs/MMBtu | FALSE | L | Annual | Standard NOX | lb/MMBtu | 0.2 | 0.2 | 0.2 | 0.2 | 0.2 | 0.2 | 0.2 | 0.2
LA Shell Chemical - NOx Summer v4.10 | 662 | 2423 | Rate Constraint in lbs/MMBtu | FALSE | L | Annual | Emissions at Affected Plants NOX | Thousand Tons | 6.484e-05 | 6.484e-05 | 6.484e-05 | 6.484e-05 | 6.484e-05 | 6.484e-05 | 6.484e-05 | 6.484e-05
LA Shell Chemical - NOx Summer v4.10 | 662 | 2423 | Rate Constraint in lbs/MMBtu | FALSE | L | Annual | Allowances Purchased NOX | Thousand Tons | 0 | 0 | 0 | 0 | 0 | 0 | 0 | 0
LA Shell Chemical - NOx Summer v4.10 | 662 | 2423 | Rate Constraint in lbs/MMBtu | FALSE | L | Annual | Allowances Sold NOX | Thousand Tons | 0 | 0 | 0 | 0 | 0 | 0 | 0 | 0
LA Shell Chemical - NOx Summer v4.10 | 662 | 2423 | Rate Constraint in lbs/MMBtu | FALSE | L | Annual | Allowances Banked | Thousand Tons | 0 | 0 | 0 | 0 | 0 | 0 | 0 | 0
LA Shell Chemical - NOx Summer v4.10 | 662 | 2423 | Rate Constraint in lbs/MMBtu | FALSE | L | Annual | Allowances Withdrawn (1:1) | Thousand Tons | 0 | 0 | 0 | 0 | 0 | 0 | 0 | 0
LA Shell Chemical - NOx Summer v4.10 | 662 | 2423 | Rate Constraint in lbs/MMBtu | FALSE | L | Annual | Allowances Withdrawn (n:1) | Thousand Tons | 0 | 0 | 0 | 0 | 0 | 0 | 0 | 0
LA Shell Chemical - NOx Summer v4.10 | 662 | 2423 | Rate Constraint in lbs/MMBtu | FALSE | L | Annual | Net Emissions Allowance Position | Thousand Tons | 6.484e-05 | 6.484e-05 | 6.484e-05 | 6.484e-05 | 6.484e-05 | 6.484e-05 | 6.484e-05 | 6.484e-05
LA Shell Chemical - NOx Summer v4.10 | 662 | 2423 | Rate Constraint in lbs/MMBtu | FALSE | L | Annual | Fuel Consumed | TBtu | 0.0013636 | 0.0013636 | 0.0013636 | 0.0013636 | 0.0013636 | 0.0013636 | 0.0013636 | 0.0013636
LA Shell Chemical - NOx Summer v4.10 | 662 | 2423 | Rate Constraint in lbs/MMBtu | FALSE | L | Annual | Rate | lb/MMBtu | 0.0951 | 0.0951 | 0.0951 | 0.0951 | 0.0951 | 0.0951 | 0.0951 | 0.0951
LA Shell Chemical - NOx Summer v4.10 | 662 | 2423 | Rate Constraint in lbs/MMBtu | FALSE | L | Annual | Generation | TWh | 0.00012262 | 0.00012262 | 0.00012262 | 0.00012262 | 0.00012262 | 0.00012262 | 0.00012262 | 0.00012262
LA Shell Chemical - NOx Summer v4.10 | 662 | 2423 | Rate Constraint in lbs/MMBtu | FALSE | L | Annual | Qualifying Generation | TWh | 0.00012262 | 0.00012262 | 0.00012262 | 0.00012262 | 0.00012262 | 0.00012262 | 0.00012262 | 0.00012262
LA Shell Chemical - NOx Summer v4.10 | 662 | 2423 | Rate Constraint in lbs/MMBtu | FALSE | L | Annual | Rate | lb/MWh | 1.0576 | 1.0576 | 1.0576 | 1.0576 | 1.0576 | 1.0576 | 1.0576 | 1.0576
LA Shell Chemical - NOx Summer v4.10 | 662 | 2423 | Rate Constraint in lbs/MMBtu | FALSE | L | Annual | Constraint Shadow Price | US2016$/Ton | 0 | 0 | 0 | 0 | 0 | 0 | 0 | 0
LA Willow Glen 1-4 -NOx Summer Cap v5.13 | 663 | 6971 | Rate Constraint in MTons | FALSE | L | Annual | Seasons Included | Seasons | Summer | Summer | Summer | Summer | Summer | Summer | Summer | Summer
LA Willow Glen 1-4 -NOx Summer Cap v5.13 | 663 | 6971 | Rate Constraint in MTons | FALSE | L | Annual | Standard NOX | Thousand Tons | 5.1794 | 5.1794 | 5.1794 | 5.1794 | 5.1794 | 5.1794 | 5.1794 | 5.1794
LA Willow Glen 1-4 -NOx Summer Cap v5.13 | 663 | 6971 | Rate Constraint in MTons | FALSE | L | Annual | Emissions at Affected Plants NOX | Thousand Tons | 0 | 0 | 0 | 0 | 0 | 0 | 0 | 0
LA Willow Glen 1-4 -NOx Summer Cap v5.13 | 663 | 6971 | Rate Constraint in MTons | FALSE | L | Annual | Allowances Purchased NOX | Thousand Tons | 0 | 0 | 0 | 0 | 0 | 0 | 0 | 0
LA Willow Glen 1-4 -NOx Summer Cap v5.13 | 663 | 6971 | Rate Constraint in MTons | FALSE | L | Annual | Allowances Sold NOX | Thousand Tons | 0 | 0 | 0 | 0 | 0 | 0 | 0 | 0
LA Willow Glen 1-4 -NOx Summer Cap v5.13 | 663 | 6971 | Rate Constraint in MTons | FALSE | L | Annual | Allowances Banked | Thousand Tons | 0 | 0 | 0 | 0 | 0 | 0 | 0 | 0
LA Willow Glen 1-4 -NOx Summer Cap v5.13 | 663 | 6971 | Rate Constraint in MTons | FALSE | L | Annual | Allowances Withdrawn (1:1) | Thousand Tons | 0 | 0 | 0 | 0 | 0 | 0 | 0 | 0
LA Willow Glen 1-4 -NOx Summer Cap v5.13 | 663 | 6971 | Rate Constraint in MTons | FALSE | L | Annual | Allowances Withdrawn (n:1) | Thousand Tons | 0 | 0 | 0 | 0 | 0 | 0 | 0 | 0
LA Willow Glen 1-4 -NOx Summer Cap v5.13 | 663 | 6971 | Rate Constraint in MTons | FALSE | L | Annual | Net Emissions Allowance Position | Thousand Tons | 0 | 0 | 0 | 0 | 0 | 0 | 0 | 0
LA Willow Glen 1-4 -NOx Summer Cap v5.13 | 663 | 6971 | Rate Constraint in MTons | FALSE | L | Annual | Fuel Consumed | TBtu | 0 | 0 | 0 | 0 | 0 | 0 | 0 | 0
LA Willow Glen 1-4 -NOx Summer Cap v5.13 | 663 | 6971 | Rate Constraint in MTons | FALSE | L | Annual | Rate | lb/MMBtu | 0 | 0 | 0 | 0 | 0 | 0 | 0 | 0
LA Willow Glen 1-4 -NOx Summer Cap v5.13 | 663 | 6971 | Rate Constraint in MTons | FALSE | L | Annual | Generation | TWh | 0 | 0 | 0 | 0 | 0 | 0 | 0 | 0
LA Willow Glen 1-4 -NOx Summer Cap v5.13 | 663 | 6971 | Rate Constraint in MTons | FALSE | L | Annual | Qualifying Generation | TWh | 0 | 0 | 0 | 0 | 0 | 0 | 0 | 0
LA Willow Glen 1-4 -NOx Summer Cap v5.13 | 663 | 6971 | Rate Constraint in MTons | FALSE | L | Annual | Rate | lb/MWh | 0 | 0 | 0 | 0 | 0 | 0 | 0 | 0
LA Willow Glen 1-4 -NOx Summer Cap v5.13 | 663 | 6971 | Rate Constraint in MTons | FALSE | L | Annual | Constraint Shadow Price | US2016$/Ton | 0 | 0 | 0 | 0 | 0 | 0 | 0 | 0
Louisiana Coal Units - SO2 Rate Annual v3.1, Unit 4241 and retrofits | 664 | 2199 | Rate Constraint in lbs/MMBtu | FALSE | L | Annual | Seasons Included | Seasons | Winter, WintShld, Summer | Winter, WintShld, Summer | Winter, WintShld, Summer | Winter, WintShld, Summer | Winter, WintShld, Summer | Winter, WintShld, Summer | Winter, WintShld, Summer | Winter, WintShld, Summer
Louisiana Coal Units - SO2 Rate Annual v3.1, Unit 4241 and retrofits | 664 | 2199 | Rate Constraint in lbs/MMBtu | FALSE | L | Annual | Standard SO2 | lb/MMBtu | 1.2 | 1.2 | 1.2 | 1.2 | 1.2 | 1.2 | 1.2 | 1.2
Louisiana Coal Units - SO2 Rate Annual v3.1, Unit 4241 and retrofits | 664 | 2199 | Rate Constraint in lbs/MMBtu | FALSE | L | Annual | Emissions at Affected Plants SO2 | Thousand Tons | 3.7846 | 4.6864 | 4.6877 | 4.5717 | 5.2165 | 5.2165 | 5.2165 | 4.5617
Louisiana Coal Units - SO2 Rate Annual v3.1, Unit 4241 and retrofits | 664 | 2199 | Rate Constraint in lbs/MMBtu | FALSE | L | Annual | Allowances Purchased SO2 | Thousand Tons | 0 | 0 | 0 | 0 | 0 | 0 | 0 | 0
Louisiana Coal Units - SO2 Rate Annual v3.1, Unit 4241 and retrofits | 664 | 2199 | Rate Constraint in lbs/MMBtu | FALSE | L | Annual | Allowances Sold SO2 | Thousand Tons | 0 | 0 | 0 | 0 | 0 | 0 | 0 | 0
Louisiana Coal Units - SO2 Rate Annual v3.1, Unit 4241 and retrofits | 664 | 2199 | Rate Constraint in lbs/MMBtu | FALSE | L | Annual | Allowances Banked | Thousand Tons | 0 | 0 | 0 | 0 | 0 | 0 | 0 | 0
Louisiana Coal Units - SO2 Rate Annual v3.1, Unit 4241 and retrofits | 664 | 2199 | Rate Constraint in lbs/MMBtu | FALSE | L | Annual | Allowances Withdrawn (1:1) | Thousand Tons | 0 | 0 | 0 | 0 | 0 | 0 | 0 | 0
Louisiana Coal Units - SO2 Rate Annual v3.1, Unit 4241 and retrofits | 664 | 2199 | Rate Constraint in lbs/MMBtu | FALSE | L | Annual | Allowances Withdrawn (n:1) | Thousand Tons | 0 | 0 | 0 | 0 | 0 | 0 | 0 | 0
Louisiana Coal Units - SO2 Rate Annual v3.1, Unit 4241 and retrofits | 664 | 2199 | Rate Constraint in lbs/MMBtu | FALSE | L | Annual | Net Emissions Allowance Position | Thousand Tons | 3.7846 | 4.6864 | 4.6877 | 4.5717 | 5.2165 | 5.2165 | 5.2165 | 4.5617
Louisiana Coal Units - SO2 Rate Annual v3.1, Unit 4241 and retrofits | 664 | 2199 | Rate Constraint in lbs/MMBtu | FALSE | L | Annual | Fuel Consumed | TBtu | 19.0002 | 23.5276 | 23.5341 | 22.9514 | 26.1888 | 26.1888 | 26.1888 | 22.9013
Louisiana Coal Units - SO2 Rate Annual v3.1, Unit 4241 and retrofits | 664 | 2199 | Rate Constraint in lbs/MMBtu | FALSE | L | Annual | Rate | lb/MMBtu | 0.39838 | 0.39838 | 0.39838 | 0.39838 | 0.39838 | 0.39838 | 0.39838 | 0.39838
Louisiana Coal Units - SO2 Rate Annual v3.1, Unit 4241 and retrofits | 664 | 2199 | Rate Constraint in lbs/MMBtu | FALSE | L | Annual | Generation | TWh | 1.7981 | 2.2265 | 2.268 | 2.2118 | 2.5238 | 2.5238 | 2.5238 | 2.207
Louisiana Coal Units - SO2 Rate Annual v3.1, Unit 4241 and retrofits | 664 | 2199 | Rate Constraint in lbs/MMBtu | FALSE | L | Annual | Qualifying Generation | TWh | 1.7981 | 2.2265 | 2.268 | 2.2118 | 2.5238 | 2.5238 | 2.5238 | 2.207
Louisiana Coal Units - SO2 Rate Annual v3.1, Unit 4241 and retrofits | 664 | 2199 | Rate Constraint in lbs/MMBtu | FALSE | L | Annual | Rate | lb/MWh | 4.2097 | 4.2097 | 4.1339 | 4.1339 | 4.1339 | 4.1339 | 4.1339 | 4.1339
Louisiana Coal Units - SO2 Rate Annual v3.1, Unit 4241 and retrofits | 664 | 2199 | Rate Constraint in lbs/MMBtu | FALSE | L | Annual | Constraint Shadow Price | US2016$/Ton | 0 | 0 | 0 | 0 | 0 | 0 | 0 | 0
Louisiana Coal Units - SO2 Rate Annual v3.1, Unit 4275 and retrofits | 665 | 2199 | Rate Constraint in lbs/MMBtu | FALSE | L | Annual | Seasons Included | Seasons | Winter, WintShld, Summer | Winter, WintShld, Summer | Winter, WintShld, Summer | Winter, WintShld, Summer | Winter, WintShld, Summer | Winter, WintShld, Summer | Winter, WintShld, Summer | Winter, WintShld, Summer
Louisiana Coal Units - SO2 Rate Annual v3.1, Unit 4275 and retrofits | 665 | 2199 | Rate Constraint in lbs/MMBtu | FALSE | L | Annual | Standard SO2 | lb/MMBtu | 1.2 | 1.2 | 1.2 | 1.2 | 1.2 | 1.2 | 1.2 | 1.2
Louisiana Coal Units - SO2 Rate Annual v3.1, Unit 4275 and retrofits | 665 | 2199 | Rate Constraint in lbs/MMBtu | FALSE | L | Annual | Emissions at Affected Plants SO2 | Thousand Tons | 4.7157 | 7.0759 | 6.8248 | 7.0357 | 7.31 | 7.31 | 8.0388 | 8.0145
Louisiana Coal Units - SO2 Rate Annual v3.1, Unit 4275 and retrofits | 665 | 2199 | Rate Constraint in lbs/MMBtu | FALSE | L | Annual | Allowances Purchased SO2 | Thousand Tons | 0 | 0 | 0 | 0 | 0 | 0 | 0 | 0
Louisiana Coal Units - SO2 Rate Annual v3.1, Unit 4275 and retrofits | 665 | 2199 | Rate Constraint in lbs/MMBtu | FALSE | L | Annual | Allowances Sold SO2 | Thousand Tons | 0 | 0 | 0 | 0 | 0 | 0 | 0 | 0
Louisiana Coal Units - SO2 Rate Annual v3.1, Unit 4275 and retrofits | 665 | 2199 | Rate Constraint in lbs/MMBtu | FALSE | L | Annual | Allowances Banked | Thousand Tons | 0 | 0 | 0 | 0 | 0 | 0 | 0 | 0
Louisiana Coal Units - SO2 Rate Annual v3.1, Unit 4275 and retrofits | 665 | 2199 | Rate Constraint in lbs/MMBtu | FALSE | L | Annual | Allowances Withdrawn (1:1) | Thousand Tons | 0 | 0 | 0 | 0 | 0 | 0 | 0 | 0
Louisiana Coal Units - SO2 Rate Annual v3.1, Unit 4275 and retrofits | 665 | 2199 | Rate Constraint in lbs/MMBtu | FALSE | L | Annual | Allowances Withdrawn (n:1) | Thousand Tons | 0 | 0 | 0 | 0 | 0 | 0 | 0 | 0
Louisiana Coal Units - SO2 Rate Annual v3.1, Unit 4275 and retrofits | 665 | 2199 | Rate Constraint in lbs/MMBtu | FALSE | L | Annual | Net Emissions Allowance Position | Thousand Tons | 4.7157 | 7.0759 | 6.8248 | 7.0357 | 7.31 | 7.31 | 8.0388 | 8.0145
Louisiana Coal Units - SO2 Rate Annual v3.1, Unit 4275 and retrofits | 665 | 2199 | Rate Constraint in lbs/MMBtu | FALSE | L | Annual | Fuel Consumed | TBtu | 18.057 | 27.0942 | 26.1327 | 26.9401 | 27.9906 | 27.9906 | 30.7811 | 30.6884
Louisiana Coal Units - SO2 Rate Annual v3.1, Unit 4275 and retrofits | 665 | 2199 | Rate Constraint in lbs/MMBtu | FALSE | L | Annual | Rate | lb/MMBtu | 0.52232 | 0.52232 | 0.52232 | 0.52232 | 0.52232 | 0.52232 | 0.52232 | 0.52232
Louisiana Coal Units - SO2 Rate Annual v3.1, Unit 4275 and retrofits | 665 | 2199 | Rate Constraint in lbs/MMBtu | FALSE | L | Annual | Generation | TWh | 1.5321 | 2.2988 | 2.2811 | 2.3516 | 2.4433 | 2.4433 | 2.6869 | 2.6788
Louisiana Coal Units - SO2 Rate Annual v3.1, Unit 4275 and retrofits | 665 | 2199 | Rate Constraint in lbs/MMBtu | FALSE | L | Annual | Qualifying Generation | TWh | 1.5321 | 2.2988 | 2.2811 | 2.3516 | 2.4433 | 2.4433 | 2.6869 | 2.6788
Louisiana Coal Units - SO2 Rate Annual v3.1, Unit 4275 and retrofits | 665 | 2199 | Rate Constraint in lbs/MMBtu | FALSE | L | Annual | Rate | lb/MWh | 6.156 | 6.156 | 5.9837 | 5.9837 | 5.9837 | 5.9837 | 5.9837 | 5.9837
Louisiana Coal Units - SO2 Rate Annual v3.1, Unit 4275 and retrofits | 665 | 2199 | Rate Constraint in lbs/MMBtu | FALSE | L | Annual | Constraint Shadow Price | US2016$/Ton | 0 | 0 | 0 | 0 | 0 | 0 | 0 | 0
Louisiana Coal Units - SO2 Rate Annual v3.1, Unit 5075 and retrofits | 666 | 2199 | Rate Constraint in lbs/MMBtu | FALSE | L | Annual | Seasons Included | Seasons | Winter, WintShld, Summer | Winter, WintShld, Summer | Winter, WintShld, Summer | Winter, WintShld, Summer | Winter, WintShld, Summer | Winter, WintShld, Summer | Winter, WintShld, Summer | Winter, WintShld, Summer
Louisiana Coal Units - SO2 Rate Annual v3.1, Unit 5075 and retrofits | 666 | 2199 | Rate Constraint in lbs/MMBtu | FALSE | L | Annual | Standard SO2 | lb/MMBtu | 1.2 | 1.2 | 1.2 | 1.2 | 1.2 | 1.2 | 1.2 | 1.2
Louisiana Coal Units - SO2 Rate Annual v3.1, Unit 5075 and retrofits | 666 | 2199 | Rate Constraint in lbs/MMBtu | FALSE | L | Annual | Emissions at Affected Plants SO2 | Thousand Tons | 0 | 0 | 0 | 0.34207 | 0.34207 | 0.34207 | 0.34207 | 0
Louisiana Coal Units - SO2 Rate Annual v3.1, Unit 5075 and retrofits | 666 | 2199 | Rate Constraint in lbs/MMBtu | FALSE | L | Annual | Allowances Purchased SO2 | Thousand Tons | 0 | 0 | 0 | 0 | 0 | 0 | 0 | 0
Louisiana Coal Units - SO2 Rate Annual v3.1, Unit 5075 and retrofits | 666 | 2199 | Rate Constraint in lbs/MMBtu | FALSE | L | Annual | Allowances Sold SO2 | Thousand Tons | 0 | 0 | 0 | 0 | 0 | 0 | 0 | 0
Louisiana Coal Units - SO2 Rate Annual v3.1, Unit 5075 and retrofits | 666 | 2199 | Rate Constraint in lbs/MMBtu | FALSE | L | Annual | Allowances Banked | Thousand Tons | 0 | 0 | 0 | 0 | 0 | 0 | 0 | 0
Louisiana Coal Units - SO2 Rate Annual v3.1, Unit 5075 and retrofits | 666 | 2199 | Rate Constraint in lbs/MMBtu | FALSE | L | Annual | Allowances Withdrawn (1:1) | Thousand Tons | 0 | 0 | 0 | 0 | 0 | 0 | 0 | 0
Louisiana Coal Units - SO2 Rate Annual v3.1, Unit 5075 and retrofits | 666 | 2199 | Rate Constraint in lbs/MMBtu | FALSE | L | Annual | Allowances Withdrawn (n:1) | Thousand Tons | 0 | 0 | 0 | 0 | 0 | 0 | 0 | 0
Louisiana Coal Units - SO2 Rate Annual v3.1, Unit 5075 and retrofits | 666 | 2199 | Rate Constraint in lbs/MMBtu | FALSE | L | Annual | Net Emissions Allowance Position | Thousand Tons | 0 | 0 | 0 | 0.34207 | 0.34207 | 0.34207 | 0.34207 | 0
Louisiana Coal Units - SO2 Rate Annual v3.1, Unit 5075 and retrofits | 666 | 2199 | Rate Constraint in lbs/MMBtu | FALSE | L | Annual | Fuel Consumed | TBtu | 0 | 0 | 0 | 8.1425 | 8.1425 | 8.1425 | 8.1425 | 0
Louisiana Coal Units - SO2 Rate Annual v3.1, Unit 5075 and retrofits | 666 | 2199 | Rate Constraint in lbs/MMBtu | FALSE | L | Annual | Rate | lb/MMBtu | 0 | 0 | 0 | 0.084021 | 0.084021 | 0.084021 | 0.084021 | 0
Louisiana Coal Units - SO2 Rate Annual v3.1, Unit 5075 and retrofits | 666 | 2199 | Rate Constraint in lbs/MMBtu | FALSE | L | Annual | Generation | TWh | 0 | 0 | 0 | 0.79513 | 0.79513 | 0.79513 | 0.79513 | 0
Louisiana Coal Units - SO2 Rate Annual v3.1, Unit 5075 and retrofits | 666 | 2199 | Rate Constraint in lbs/MMBtu | FALSE | L | Annual | Qualifying Generation | TWh | 0 | 0 | 0 | 0.79513 | 0.79513 | 0.79513 | 0.79513 | 0
Louisiana Coal Units - SO2 Rate Annual v3.1, Unit 5075 and retrofits | 666 | 2199 | Rate Constraint in lbs/MMBtu | FALSE | L | Annual | Rate | lb/MWh | 0 | 0 | 0 | 0.86041 | 0.86041 | 0.86041 | 0.86041 | 0
Louisiana Coal Units - SO2 Rate Annual v3.1, Unit 5075 and retrofits | 666 | 2199 | Rate Constraint in lbs/MMBtu | FALSE | L | Annual | Constraint Shadow Price | US2016$/Ton | 0 | 0 | 0 | 0 | 0 | 0 | 0 | 0
Louisiana Coal Units - SO2 Rate Annual v3.1, Unit 5076 and retrofits | 667 | 2199 | Rate Constraint in lbs/MMBtu | FALSE | L | Annual | Seasons Included | Seasons | Winter, WintShld, Summer | Winter, WintShld, Summer | Winter, WintShld, Summer | Winter, WintShld, Summer | Winter, WintShld, Summer | Winter, WintShld, Summer | Winter, WintShld, Summer | Winter, WintShld, Summer
Louisiana Coal Units - SO2 Rate Annual v3.1, Unit 5076 and retrofits | 667 | 2199 | Rate Constraint in lbs/MMBtu | FALSE | L | Annual | Standard SO2 | lb/MMBtu | 1.2 | 1.2 | 1.2 | 1.2 | 1.2 | 1.2 | 1.2 | 1.2
Louisiana Coal Units - SO2 Rate Annual v3.1, Unit 5076 and retrofits | 667 | 2199 | Rate Constraint in lbs/MMBtu | FALSE | L | Annual | Emissions at Affected Plants SO2 | Thousand Tons | 0 | 0 | 0 | 0.34207 | 0.34207 | 0.34207 | 0.34207 | 0
Louisiana Coal Units - SO2 Rate Annual v3.1, Unit 5076 and retrofits | 667 | 2199 | Rate Constraint in lbs/MMBtu | FALSE | L | Annual | Allowances Purchased SO2 | Thousand Tons | 0 | 0 | 0 | 0 | 0 | 0 | 0 | 0
Louisiana Coal Units - SO2 Rate Annual v3.1, Unit 5076 and retrofits | 667 | 2199 | Rate Constraint in lbs/MMBtu | FALSE | L | Annual | Allowances Sold SO2 | Thousand Tons | 0 | 0 | 0 | 0 | 0 | 0 | 0 | 0
Louisiana Coal Units - SO2 Rate Annual v3.1, Unit 5076 and retrofits | 667 | 2199 | Rate Constraint in lbs/MMBtu | FALSE | L | Annual | Allowances Banked | Thousand Tons | 0 | 0 | 0 | 0 | 0 | 0 | 0 | 0
Louisiana Coal Units - SO2 Rate Annual v3.1, Unit 5076 and retrofits | 667 | 2199 | Rate Constraint in lbs/MMBtu | FALSE | L | Annual | Allowances Withdrawn (1:1) | Thousand Tons | 0 | 0 | 0 | 0 | 0 | 0 | 0 | 0
Louisiana Coal Units - SO2 Rate Annual v3.1, Unit 5076 and retrofits | 667 | 2199 | Rate Constraint in lbs/MMBtu | FALSE | L | Annual | Allowances Withdrawn (n:1) | Thousand Tons | 0 | 0 | 0 | 0 | 0 | 0 | 0 | 0
Louisiana Coal Units - SO2 Rate Annual v3.1, Unit 5076 and retrofits | 667 | 2199 | Rate Constraint in lbs/MMBtu | FALSE | L | Annual | Net Emissions Allowance Position | Thousand Tons | 0 | 0 | 0 | 0.34207 | 0.34207 | 0.34207 | 0.34207 | 0
Louisiana Coal Units - SO2 Rate Annual v3.1, Unit 5076 and retrofits | 667 | 2199 | Rate Constraint in lbs/MMBtu | FALSE | L | Annual | Fuel Consumed | TBtu | 0 | 0 | 0 | 8.1425 | 8.1425 | 8.1425 | 8.1425 | 0
Louisiana Coal Units - SO2 Rate Annual v3.1, Unit 5076 and retrofits | 667 | 2199 | Rate Constraint in lbs/MMBtu | FALSE | L | Annual | Rate | lb/MMBtu | 0 | 0 | 0 | 0.084021 | 0.084021 | 0.084021 | 0.084021 | 0
Louisiana Coal Units - SO2 Rate Annual v3.1, Unit 5076 and retrofits | 667 | 2199 | Rate Constraint in lbs/MMBtu | FALSE | L | Annual | Generation | TWh | 0 | 0 | 0 | 0.79513 | 0.79513 | 0.79513 | 0.79513 | 0
Louisiana Coal Units - SO2 Rate Annual v3.1, Unit 5076 and retrofits | 667 | 2199 | Rate Constraint in lbs/MMBtu | FALSE | L | Annual | Qualifying Generation | TWh | 0 | 0 | 0 | 0.79513 | 0.79513 | 0.79513 | 0.79513 | 0
Louisiana Coal Units - SO2 Rate Annual v3.1, Unit 5076 and retrofits | 667 | 2199 | Rate Constraint in lbs/MMBtu | FALSE | L | Annual | Rate | lb/MWh | 0 | 0 | 0 | 0.86041 | 0.86041 | 0.86041 | 0.86041 | 0
Louisiana Coal Units - SO2 Rate Annual v3.1, Unit 5076 and retrofits | 667 | 2199 | Rate Constraint in lbs/MMBtu | FALSE | L | Annual | Constraint Shadow Price | US2016$/Ton | 0 | 0 | 0 | 0 | 0 | 0 | 0 | 0
Louisiana Coal Units - SO2 Rate Annual v3.1, Unit 5081 and retrofits | 668 | 2199 | Rate Constraint in lbs/MMBtu | FALSE | L | Annual | Seasons Included | Seasons | Winter, WintShld, Summer | Winter, WintShld, Summer | Winter, WintShld, Summer | Winter, WintShld, Summer | Winter, WintShld, Summer | Winter, WintShld, Summer | Winter, WintShld, Summer | Winter, WintShld, Summer
Louisiana Coal Units - SO2 Rate Annual v3.1, Unit 5081 and retrofits | 668 | 2199 | Rate Constraint in lbs/MMBtu | FALSE | L | Annual | Standard SO2 | lb/MMBtu | 1.2 | 1.2 | 1.2 | 1.2 | 1.2 | 1.2 | 1.2 | 1.2
Louisiana Coal Units - SO2 Rate Annual v3.1, Unit 5081 and retrofits | 668 | 2199 | Rate Constraint in lbs/MMBtu | FALSE | L | Annual | Emissions at Affected Plants SO2 | Thousand Tons | 0 | 0 | 0 | 0 | 0 | 0 | 0 | 0
Louisiana Coal Units - SO2 Rate Annual v3.1, Unit 5081 and retrofits | 668 | 2199 | Rate Constraint in lbs/MMBtu | FALSE | L | Annual | Allowances Purchased SO2 | Thousand Tons | 0 | 0 | 0 | 0 | 0 | 0 | 0 | 0
Louisiana Coal Units - SO2 Rate Annual v3.1, Unit 5081 and retrofits | 668 | 2199 | Rate Constraint in lbs/MMBtu | FALSE | L | Annual | Allowances Sold SO2 | Thousand Tons | 0 | 0 | 0 | 0 | 0 | 0 | 0 | 0
Louisiana Coal Units - SO2 Rate Annual v3.1, Unit 5081 and retrofits | 668 | 2199 | Rate Constraint in lbs/MMBtu | FALSE | L | Annual | Allowances Banked | Thousand Tons | 0 | 0 | 0 | 0 | 0 | 0 | 0 | 0
Louisiana Coal Units - SO2 Rate Annual v3.1, Unit 5081 and retrofits | 668 | 2199 | Rate Constraint in lbs/MMBtu | FALSE | L | Annual | Allowances Withdrawn (1:1) | Thousand Tons | 0 | 0 | 0 | 0 | 0 | 0 | 0 | 0
Louisiana Coal Units - SO2 Rate Annual v3.1, Unit 5081 and retrofits | 668 | 2199 | Rate Constraint in lbs/MMBtu | FALSE | L | Annual | Allowances Withdrawn (n:1) | Thousand Tons | 0 | 0 | 0 | 0 | 0 | 0 | 0 | 0
Louisiana Coal Units - SO2 Rate Annual v3.1, Unit 5081 and retrofits | 668 | 2199 | Rate Constraint in lbs/MMBtu | FALSE | L | Annual | Net Emissions Allowance Position | Thousand Tons | 0 | 0 | 0 | 0 | 0 | 0 | 0 | 0
Louisiana Coal Units - SO2 Rate Annual v3.1, Unit 5081 and retrofits | 668 | 2199 | Rate Constraint in lbs/MMBtu | FALSE | L | Annual | Fuel Consumed | TBtu | 0 | 0 | 0 | 0 | 0 | 0 | 0 | 0
Louisiana Coal Units - SO2 Rate Annual v3.1, Unit 5081 and retrofits | 668 | 2199 | Rate Constraint in lbs/MMBtu | FALSE | L | Annual | Rate | lb/MMBtu | 0 | 0 | 0 | 0 | 0 | 0 | 0 | 0
Louisiana Coal Units - SO2 Rate Annual v3.1, Unit 5081 and retrofits | 668 | 2199 | Rate Constraint in lbs/MMBtu | FALSE | L | Annual | Generation | TWh | 0 | 0 | 0 | 0 | 0 | 0 | 0 | 0
Louisiana Coal Units - SO2 Rate Annual v3.1, Unit 5081 and retrofits | 668 | 2199 | Rate Constraint in lbs/MMBtu | FALSE | L | Annual | Qualifying Generation | TWh | 0 | 0 | 0 | 0 | 0 | 0 | 0 | 0
Louisiana Coal Units - SO2 Rate Annual v3.1, Unit 5081 and retrofits | 668 | 2199 | Rate Constraint in lbs/MMBtu | FALSE | L | Annual | Rate | lb/MWh | 0 | 0 | 0 | 0 | 0 | 0 | 0 | 0
Louisiana Coal Units - SO2 Rate Annual v3.1, Unit 5081 and retrofits | 668 | 2199 | Rate Constraint in lbs/MMBtu | FALSE | L | Annual | Constraint Shadow Price | US2016$/Ton | 0 | 0 | 0 | 0 | 0 | 0 | 0 | 0
Louisiana Coal Units - SO2 Rate Annual v3.1, Unit 5082 and retrofits | 669 | 2199 | Rate Constraint in lbs/MMBtu | FALSE | L | Annual | Seasons Included | Seasons | Winter, WintShld, Summer | Winter, WintShld, Summer | Winter, WintShld, Summer | Winter, WintShld, Summer | Winter, WintShld, Summer | Winter, WintShld, Summer | Winter, WintShld, Summer | Winter, WintShld, Summer
Louisiana Coal Units - SO2 Rate Annual v3.1, Unit 5082 and retrofits | 669 | 2199 | Rate Constraint in lbs/MMBtu | FALSE | L | Annual | Standard SO2 | lb/MMBtu | 1.2 | 1.2 | 1.2 | 1.2 | 1.2 | 1.2 | 1.2 | 1.2
Louisiana Coal Units - SO2 Rate Annual v3.1, Unit 5082 and retrofits | 669 | 2199 | Rate Constraint in lbs/MMBtu | FALSE | L | Annual | Emissions at Affected Plants SO2 | Thousand Tons | 0 | 0 | 0 | 0 | 0 | 0 | 0 | 0
Louisiana Coal Units - SO2 Rate Annual v3.1, Unit 5082 and retrofits | 669 | 2199 | Rate Constraint in lbs/MMBtu | FALSE | L | Annual | Allowances Purchased SO2 | Thousand Tons | 0 | 0 | 0 | 0 | 0 | 0 | 0 | 0
Louisiana Coal Units - SO2 Rate Annual v3.1, Unit 5082 and retrofits | 669 | 2199 | Rate Constraint in lbs/MMBtu | FALSE | L | Annual | Allowances Sold SO2 | Thousand Tons | 0 | 0 | 0 | 0 | 0 | 0 | 0 | 0
Louisiana Coal Units - SO2 Rate Annual v3.1, Unit 5082 and retrofits | 669 | 2199 | Rate Constraint in lbs/MMBtu | FALSE | L | Annual | Allowances Banked | Thousand Tons | 0 | 0 | 0 | 0 | 0 | 0 | 0 | 0
Louisiana Coal Units - SO2 Rate Annual v3.1, Unit 5082 and retrofits | 669 | 2199 | Rate Constraint in lbs/MMBtu | FALSE | L | Annual | Allowances Withdrawn (1:1) | Thousand Tons | 0 | 0 | 0 | 0 | 0 | 0 | 0 | 0
Louisiana Coal Units - SO2 Rate Annual v3.1, Unit 5082 and retrofits | 669 | 2199 | Rate Constraint in lbs/MMBtu | FALSE | L | Annual | Allowances Withdrawn (n:1) | Thousand Tons | 0 | 0 | 0 | 0 | 0 | 0 | 0 | 0
Louisiana Coal Units - SO2 Rate Annual v3.1, Unit 5082 and retrofits | 669 | 2199 | Rate Constraint in lbs/MMBtu | FALSE | L | Annual | Net Emissions Allowance Position | Thousand Tons | 0 | 0 | 0 | 0 | 0 | 0 | 0 | 0
Louisiana Coal Units - SO2 Rate Annual v3.1, Unit 5082 and retrofits | 669 | 2199 | Rate Constraint in lbs/MMBtu | FALSE | L | Annual | Fuel Consumed | TBtu | 0 | 0 | 0 | 0 | 0 | 0 | 0 | 0
Louisiana Coal Units - SO2 Rate Annual v3.1, Unit 5082 and retrofits | 669 | 2199 | Rate Constraint in lbs/MMBtu | FALSE | L | Annual | Rate | lb/MMBtu | 0 | 0 | 0 | 0 | 0 | 0 | 0 | 0
Louisiana Coal Units - SO2 Rate Annual v3.1, Unit 5082 and retrofits | 669 | 2199 | Rate Constraint in lbs/MMBtu | FALSE | L | Annual | Generation | TWh | 0 | 0 | 0 | 0 | 0 | 0 | 0 | 0
Louisiana Coal Units - SO2 Rate Annual v3.1, Unit 5082 and retrofits | 669 | 2199 | Rate Constraint in lbs/MMBtu | FALSE | L | Annual | Qualifying Generation | TWh | 0 | 0 | 0 | 0 | 0 | 0 | 0 | 0
Louisiana Coal Units - SO2 Rate Annual v3.1, Unit 5082 and retrofits | 669 | 2199 | Rate Constraint in lbs/MMBtu | FALSE | L | Annual | Rate | lb/MWh | 0 | 0 | 0 | 0 | 0 | 0 | 0 | 0
Louisiana Coal Units - SO2 Rate Annual v3.1, Unit 5082 and retrofits | 669 | 2199 | Rate Constraint in lbs/MMBtu | FALSE | L | Annual | Constraint Shadow Price | US2016$/Ton | 0 | 0 | 0 | 0 | 0 | 0 | 0 | 0
Louisiana Coal Units - SO2 Rate Annual v3.1, Unit 5474 and retrofits | 670 | 2199 | Rate Constraint in lbs/MMBtu | FALSE | L | Annual | Seasons Included | Seasons | Winter, WintShld, Summer | Winter, WintShld, Summer | Winter, WintShld, Summer | Winter, WintShld, Summer | Winter, WintShld, Summer | Winter, WintShld, Summer | Winter, WintShld, Summer | Winter, WintShld, Summer
Louisiana Coal Units - SO2 Rate Annual v3.1, Unit 5474 and retrofits | 670 | 2199 | Rate Constraint in lbs/MMBtu | FALSE | L | Annual | Standard SO2 | lb/MMBtu | 1.2 | 1.2 | 1.2 | 1.2 | 1.2 | 1.2 | 1.2 | 1.2
Louisiana Coal Units - SO2 Rate Annual v3.1, Unit 5474 and retrofits | 670 | 2199 | Rate Constraint in lbs/MMBtu | FALSE | L | Annual | Emissions at Affected Plants SO2 | Thousand Tons | 0 | 0 | 0 | 0 | 0 | 0 | 0 | 0
Louisiana Coal Units - SO2 Rate Annual v3.1, Unit 5474 and retrofits | 670 | 2199 | Rate Constraint in lbs/MMBtu | FALSE | L | Annual | Allowances Purchased SO2 | Thousand Tons | 0 | 0 | 0 | 0 | 0 | 0 | 0 | 0
Louisiana Coal Units - SO2 Rate Annual v3.1, Unit 5474 and retrofits | 670 | 2199 | Rate Constraint in lbs/MMBtu | FALSE | L | Annual | Allowances Sold SO2 | Thousand Tons | 0 | 0 | 0 | 0 | 0 | 0 | 0 | 0
Louisiana Coal Units - SO2 Rate Annual v3.1, Unit 5474 and retrofits | 670 | 2199 | Rate Constraint in lbs/MMBtu | FALSE | L | Annual | Allowances Banked | Thousand Tons | 0 | 0 | 0 | 0 | 0 | 0 | 0 | 0
Louisiana Coal Units - SO2 Rate Annual v3.1, Unit 5474 and retrofits | 670 | 2199 | Rate Constraint in lbs/MMBtu | FALSE | L | Annual | Allowances Withdrawn (1:1) | Thousand Tons | 0 | 0 | 0 | 0 | 0 | 0 | 0 | 0
Louisiana Coal Units - SO2 Rate Annual v3.1, Unit 5474 and retrofits | 670 | 2199 | Rate Constraint in lbs/MMBtu | FALSE | L | Annual | Allowances Withdrawn (n:1) | Thousand Tons | 0 | 0 | 0 | 0 | 0 | 0 | 0 | 0
Louisiana Coal Units - SO2 Rate Annual v3.1, Unit 5474 and retrofits | 670 | 2199 | Rate Constraint in lbs/MMBtu | FALSE | L | Annual | Net Emissions Allowance Position | Thousand Tons | 0 | 0 | 0 | 0 | 0 | 0 | 0 | 0
Louisiana Coal Units - SO2 Rate Annual v3.1, Unit 5474 and retrofits | 670 | 2199 | Rate Constraint in lbs/MMBtu | FALSE | L | Annual | Fuel Consumed | TBtu | 0 | 0 | 0 | 0 | 0 | 0 | 0 | 0
Louisiana Coal Units - SO2 Rate Annual v3.1, Unit 5474 and retrofits | 670 | 2199 | Rate Constraint in lbs/MMBtu | FALSE | L | Annual | Rate | lb/MMBtu | 0 | 0 | 0 | 0 | 0 | 0 | 0 | 0
Louisiana Coal Units - SO2 Rate Annual v3.1, Unit 5474 and retrofits | 670 | 2199 | Rate Constraint in lbs/MMBtu | FALSE | L | Annual | Generation | TWh | 0 | 0 | 0 | 0 | 0 | 0 | 0 | 0
Louisiana Coal Units - SO2 Rate Annual v3.1, Unit 5474 and retrofits | 670 | 2199 | Rate Constraint in lbs/MMBtu | FALSE | L | Annual | Qualifying Generation | TWh | 0 | 0 | 0 | 0 | 0 | 0 | 0 | 0
Louisiana Coal Units - SO2 Rate Annual v3.1, Unit 5474 and retrofits | 670 | 2199 | Rate Constraint in lbs/MMBtu | FALSE | L | Annual | Rate | lb/MWh | 0 | 0 | 0 | 0 | 0 | 0 | 0 | 0
Louisiana Coal Units - SO2 Rate Annual v3.1, Unit 5474 and retrofits | 670 | 2199 | Rate Constraint in lbs/MMBtu | FALSE | L | Annual | Constraint Shadow Price | US2016$/Ton | 0 | 0 | 0 | 0 | 0 | 0 | 0 | 0
Louisiana Coal Units - SO2 Rate Annual v3.1, Unit 5499 and retrofits | 671 | 2199 | Rate Constraint in lbs/MMBtu | FALSE | L | Annual | Seasons Included | Seasons | Winter, WintShld, Summer | Winter, WintShld, Summer | Winter, WintShld, Summer | Winter, WintShld, Summer | Winter, WintShld, Summer | Winter, WintShld, Summer | Winter, WintShld, Summer | Winter, WintShld, Summer
Louisiana Coal Units - SO2 Rate Annual v3.1, Unit 5499 and retrofits | 671 | 2199 | Rate Constraint in lbs/MMBtu | FALSE | L | Annual | Standard SO2 | lb/MMBtu | 1.2 | 1.2 | 1.2 | 1.2 | 1.2 | 1.2 | 1.2 | 1.2
Louisiana Coal Units - SO2 Rate Annual v3.1, Unit 5499 and retrofits | 671 | 2199 | Rate Constraint in lbs/MMBtu | FALSE | L | Annual | Emissions at Affected Plants SO2 | Thousand Tons | 0 | 0 | 0 | 0 | 0 | 0 | 0 | 0
Louisiana Coal Units - SO2 Rate Annual v3.1, Unit 5499 and retrofits | 671 | 2199 | Rate Constraint in lbs/MMBtu | FALSE | L | Annual | Allowances Purchased SO2 | Thousand Tons | 0 | 0 | 0 | 0 | 0 | 0 | 0 | 0
Louisiana Coal Units - SO2 Rate Annual v3.1, Unit 5499 and retrofits | 671 | 2199 | Rate Constraint in lbs/MMBtu | FALSE | L | Annual | Allowances Sold SO2 | Thousand Tons | 0 | 0 | 0 | 0 | 0 | 0 | 0 | 0
Louisiana Coal Units - SO2 Rate Annual v3.1, Unit 5499 and retrofits | 671 | 2199 | Rate Constraint in lbs/MMBtu | FALSE | L | Annual | Allowances Banked | Thousand Tons | 0 | 0 | 0 | 0 | 0 | 0 | 0 | 0
Louisiana Coal Units - SO2 Rate Annual v3.1, Unit 5499 and retrofits | 671 | 2199 | Rate Constraint in lbs/MMBtu | FALSE | L | Annual | Allowances Withdrawn (1:1) | Thousand Tons | 0 | 0 | 0 | 0 | 0 | 0 | 0 | 0
Louisiana Coal Units - SO2 Rate Annual v3.1, Unit 5499 and retrofits | 671 | 2199 | Rate Constraint in lbs/MMBtu | FALSE | L | Annual | Allowances Withdrawn (n:1) | Thousand Tons | 0 | 0 | 0 | 0 | 0 | 0 | 0 | 0
Louisiana Coal Units - SO2 Rate Annual v3.1, Unit 5499 and retrofits | 671 | 2199 | Rate Constraint in lbs/MMBtu | FALSE | L | Annual | Net Emissions Allowance Position | Thousand Tons | 0 | 0 | 0 | 0 | 0 | 0 | 0 | 0
Louisiana Coal Units - SO2 Rate Annual v3.1, Unit 5499 and retrofits | 671 | 2199 | Rate Constraint in lbs/MMBtu | FALSE | L | Annual | Fuel Consumed | TBtu | 0 | 0 | 0 | 0 | 0 | 0 | 0 | 0
Louisiana Coal Units - SO2 Rate Annual v3.1, Unit 5499 and retrofits | 671 | 2199 | Rate Constraint in lbs/MMBtu | FALSE | L | Annual | Rate | lb/MMBtu | 0 | 0 | 0 | 0 | 0 | 0 | 0 | 0
Louisiana Coal Units - SO2 Rate Annual v3.1, Unit 5499 and retrofits | 671 | 2199 | Rate Constraint in lbs/MMBtu | FALSE | L | Annual | Generation | TWh | 0 | 0 | 0 | 0 | 0 | 0 | 0 | 0
Louisiana Coal Units - SO2 Rate Annual v3.1, Unit 5499 and retrofits | 671 | 2199 | Rate Constraint in lbs/MMBtu | FALSE | L | Annual | Qualifying Generation | TWh | 0 | 0 | 0 | 0 | 0 | 0 | 0 | 0
Louisiana Coal Units - SO2 Rate Annual v3.1, Unit 5499 and retrofits | 671 | 2199 | Rate Constraint in lbs/MMBtu | FALSE | L | Annual | Rate | lb/MWh | 0 | 0 | 0 | 0 | 0 | 0 | 0 | 0
Louisiana Coal Units - SO2 Rate Annual v3.1, Unit 5499 and retrofits | 671 | 2199 | Rate Constraint in lbs/MMBtu | FALSE | L | Annual | Constraint Shadow Price | US2016$/Ton | 0 | 0 | 0 | 0 | 0 | 0 | 0 | 0
Louisiana Coal Units - SO2 Rate Annual v3.1, Unit 5500 and retrofits | 672 | 2199 | Rate Constraint in lbs/MMBtu | FALSE | L | Annual | Seasons Included | Seasons | Winter, WintShld, Summer | Winter, WintShld, Summer | Winter, WintShld, Summer | Winter, WintShld, Summer | Winter, WintShld, Summer | Winter, WintShld, Summer | Winter, WintShld, Summer | Winter, WintShld, Summer
Louisiana Coal Units - SO2 Rate Annual v3.1, Unit 5500 and retrofits | 672 | 2199 | Rate Constraint in lbs/MMBtu | FALSE | L | Annual | Standard SO2 | lb/MMBtu | 1.2 | 1.2 | 1.2 | 1.2 | 1.2 | 1.2 | 1.2 | 1.2
Louisiana Coal Units - SO2 Rate Annual v3.1, Unit 5500 and retrofits | 672 | 2199 | Rate Constraint in lbs/MMBtu | FALSE | L | Annual | Emissions at Affected Plants SO2 | Thousand Tons | 0 | 0 | 0 | 0 | 0 | 0 | 0 | 0
Louisiana Coal Units - SO2 Rate Annual v3.1, Unit 5500 and retrofits | 672 | 2199 | Rate Constraint in lbs/MMBtu | FALSE | L | Annual | Allowances Purchased SO2 | Thousand Tons | 0 | 0 | 0 | 0 | 0 | 0 | 0 | 0
Louisiana Coal Units - SO2 Rate Annual v3.1, Unit 5500 and retrofits | 672 | 2199 | Rate Constraint in lbs/MMBtu | FALSE | L | Annual | Allowances Sold SO2 | Thousand Tons | 0 | 0 | 0 | 0 | 0 | 0 | 0 | 0
Louisiana Coal Units - SO2 Rate Annual v3.1, Unit 5500 and retrofits | 672 | 2199 | Rate Constraint in lbs/MMBtu | FALSE | L | Annual | Allowances Banked | Thousand Tons | 0 | 0 | 0 | 0 | 0 | 0 | 0 | 0
Louisiana Coal Units - SO2 Rate Annual v3.1, Unit 5500 and retrofits | 672 | 2199 | Rate Constraint in lbs/MMBtu | FALSE | L | Annual | Allowances Withdrawn (1:1) | Thousand Tons | 0 | 0 | 0 | 0 | 0 | 0 | 0 | 0
Louisiana Coal Units - SO2 Rate Annual v3.1, Unit 5500 and retrofits | 672 | 2199 | Rate Constraint in lbs/MMBtu | FALSE | L | Annual | Allowances Withdrawn (n:1) | Thousand Tons | 0 | 0 | 0 | 0 | 0 | 0 | 0 | 0
Louisiana Coal Units - SO2 Rate Annual v3.1, Unit 5500 and retrofits | 672 | 2199 | Rate Constraint in lbs/MMBtu | FALSE | L | Annual | Net Emissions Allowance Position | Thousand Tons | 0 | 0 | 0 | 0 | 0 | 0 | 0 | 0
Louisiana Coal Units - SO2 Rate Annual v3.1, Unit 5500 and retrofits | 672 | 2199 | Rate Constraint in lbs/MMBtu | FALSE | L | Annual | Fuel Consumed | TBtu | 0 | 0 | 0 | 0 | 0 | 0 | 0 | 0
Louisiana Coal Units - SO2 Rate Annual v3.1, Unit 5500 and retrofits | 672 | 2199 | Rate Constraint in lbs/MMBtu | FALSE | L | Annual | Rate | lb/MMBtu | 0 | 0 | 0 | 0 | 0 | 0 | 0 | 0
Louisiana Coal Units - SO2 Rate Annual v3.1, Unit 5500 and retrofits | 672 | 2199 | Rate Constraint in lbs/MMBtu | FALSE | L | Annual | Generation | TWh | 0 | 0 | 0 | 0 | 0 | 0 | 0 | 0
Louisiana Coal Units - SO2 Rate Annual v3.1, Unit 5500 and retrofits | 672 | 2199 | Rate Constraint in lbs/MMBtu | FALSE | L | Annual | Qualifying Generation | TWh | 0 | 0 | 0 | 0 | 0 | 0 | 0 | 0
Louisiana Coal Units - SO2 Rate Annual v3.1, Unit 5500 and retrofits | 672 | 2199 | Rate Constraint in lbs/MMBtu | FALSE | L | Annual | Rate | lb/MWh | 0 | 0 | 0 | 0 | 0 | 0 | 0 | 0
Louisiana Coal Units - SO2 Rate Annual v3.1, Unit 5500 and retrofits | 672 | 2199 | Rate Constraint in lbs/MMBtu | FALSE | L | Annual | Constraint Shadow Price | US2016$/Ton | 0 | 0 | 0 | 0 | 0 | 0 | 0 | 0
MA Fac. Spec. - Canal NOx v3.1 | 673 | 2103 | Rate Constraint in lbs/MWh | FALSE | L | Annual | Seasons Included | Seasons | Winter, WintShld, Summer | Winter, WintShld, Summer | Winter, WintShld, Summer | Winter, WintShld, Summer | Winter, WintShld, Summer | Winter, WintShld, Summer | Winter, WintShld, Summer | Winter, WintShld, Summer
MA Fac. Spec. - Canal NOx v3.1 | 673 | 2103 | Rate Constraint in lbs/MWh | FALSE | L | Annual | Standard NOX | lb/MWh | 1.5 | 1.5 | 1.5 | 1.5 | 1.5 | 1.5 | 1.5 | 1.5
MA Fac. Spec. - Canal NOx v3.1 | 673 | 2103 | Rate Constraint in lbs/MWh | FALSE | L | Annual | Emissions at Affected Plants NOX | Thousand Tons | 0.0091689 | 0.011172 | 0.0091689 | 0.0091689 | 0.0091689 | 0.0091689 | 0.0091689 | 0.0091689
MA Fac. Spec. - Canal NOx v3.1 | 673 | 2103 | Rate Constraint in lbs/MWh | FALSE | L | Annual | Allowances Purchased NOX | Thousand Tons | 0 | 0 | 0 | 0 | 0 | 0 | 0 | 0
MA Fac. Spec. - Canal NOx v3.1 | 673 | 2103 | Rate Constraint in lbs/MWh | FALSE | L | Annual | Allowances Sold NOX | Thousand Tons | 0 | 0 | 0 | 0 | 0 | 0 | 0 | 0
MA Fac. Spec. - Canal NOx v3.1 | 673 | 2103 | Rate Constraint in lbs/MWh | FALSE | L | Annual | Allowances Banked | Thousand Tons | 0 | 0 | 0 | 0 | 0 | 0 | 0 | 0
MA Fac. Spec. - Canal NOx v3.1 | 673 | 2103 | Rate Constraint in lbs/MWh | FALSE | L | Annual | Allowances Withdrawn (1:1) | Thousand Tons | 0 | 0 | 0 | 0 | 0 | 0 | 0 | 0
MA Fac. Spec. - Canal NOx v3.1 | 673 | 2103 | Rate Constraint in lbs/MWh | FALSE | L | Annual | Allowances Withdrawn (n:1) | Thousand Tons | 0 | 0 | 0 | 0 | 0 | 0 | 0 | 0
MA Fac. Spec. - Canal NOx v3.1 | 673 | 2103 | Rate Constraint in lbs/MWh | FALSE | L | Annual | Net Emissions Allowance Position | Thousand Tons | 0.0091689 | 0.011172 | 0.0091689 | 0.0091689 | 0.0091689 | 0.0091689 | 0.0091689 | 0.0091689
MA Fac. Spec. - Canal NOx v3.1 | 673 | 2103 | Rate Constraint in lbs/MWh | FALSE | L | Annual | Fuel Consumed | TBtu | 0.19883 | 0.24226 | 0.19883 | 0.19883 | 0.19883 | 0.19883 | 0.19883 | 0.19883
MA Fac. Spec. - Canal NOx v3.1 | 673 | 2103 | Rate Constraint in lbs/MWh | FALSE | L | Annual | Rate | lb/MMBtu | 0.09223 | 0.09223 | 0.09223 | 0.09223 | 0.09223 | 0.09223 | 0.09223 | 0.09223
MA Fac. Spec. - Canal NOx v3.1 | 673 | 2103 | Rate Constraint in lbs/MWh | FALSE | L | Annual | Generation | TWh | 0.016436 | 0.020026 | 0.016436 | 0.016436 | 0.016436 | 0.016436 | 0.016436 | 0.016436
MA Fac. Spec. - Canal NOx v3.1 | 673 | 2103 | Rate Constraint in lbs/MWh | FALSE | L | Annual | Qualifying Generation | TWh | 0.016436 | 0.020026 | 0.016436 | 0.016436 | 0.016436 | 0.016436 | 0.016436 | 0.016436
MA Fac. Spec. - Canal NOx v3.1 | 673 | 2103 | Rate Constraint in lbs/MWh | FALSE | L | Annual | Constraint Shadow Price | US2016$/Ton | 0 | 0 | 0 | 0 | 0 | 0 | 0 | 0
MA Fac. Spec. - Canal SO2 Annual v3.1 | 674 | 2107 | Rate Constraint in lbs/MWh | FALSE | L | Annual | Seasons Included | Seasons | Winter, WintShld, Summer | Winter, WintShld, Summer | Winter, WintShld, Summer | Winter, WintShld, Summer | Winter, WintShld, Summer | Winter, WintShld, Summer | Winter, WintShld, Summer | Winter, WintShld, Summer
MA Fac. Spec. - Canal SO2 Annual v3.1 | 674 | 2107 | Rate Constraint in lbs/MWh | FALSE | L | Annual | Standard SO2 | lb/MWh | 3 | 3 | 3 | 3 | 3 | 3 | 3 | 3
MA Fac. Spec. - Canal SO2 Annual v3.1 | 674 | 2107 | Rate Constraint in lbs/MWh | FALSE | L | Annual | Emissions at Affected Plants SO2 | Thousand Tons | 0 | 0 | 0 | 0 | 0 | 0 | 0 | 0
MA Fac. Spec. - Canal SO2 Annual v3.1 | 674 | 2107 | Rate Constraint in lbs/MWh | FALSE | L | Annual | Allowances Purchased SO2 | Thousand Tons | 0 | 0 | 0 | 0 | 0 | 0 | 0 | 0
MA Fac. Spec. - Canal SO2 Annual v3.1 | 674 | 2107 | Rate Constraint in lbs/MWh | FALSE | L | Annual | Allowances Sold SO2 | Thousand Tons | 0 | 0 | 0 | 0 | 0 | 0 | 0 | 0
MA Fac. Spec. - Canal SO2 Annual v3.1 | 674 | 2107 | Rate Constraint in lbs/MWh | FALSE | L | Annual | Allowances Banked | Thousand Tons | 0 | 0 | 0 | 0 | 0 | 0 | 0 | 0
MA Fac. Spec. - Canal SO2 Annual v3.1 | 674 | 2107 | Rate Constraint in lbs/MWh | FALSE | L | Annual | Allowances Withdrawn (1:1) | Thousand Tons | 0 | 0 | 0 | 0 | 0 | 0 | 0 | 0
MA Fac. Spec. - Canal SO2 Annual v3.1 | 674 | 2107 | Rate Constraint in lbs/MWh | FALSE | L | Annual | Allowances Withdrawn (n:1) | Thousand Tons | 0 | 0 | 0 | 0 | 0 | 0 | 0 | 0
MA Fac. Spec. - Canal SO2 Annual v3.1 | 674 | 2107 | Rate Constraint in lbs/MWh | FALSE | L | Annual | Net Emissions Allowance Position | Thousand Tons | 0 | 0 | 0 | 0 | 0 | 0 | 0 | 0
MA Fac. Spec. - Canal SO2 Annual v3.1 | 674 | 2107 | Rate Constraint in lbs/MWh | FALSE | L | Annual | Fuel Consumed | TBtu | 0.19883 | 0.24226 | 0.19883 | 0.19883 | 0.19883 | 0.19883 | 0.19883 | 0.19883
MA Fac. Spec. - Canal SO2 Annual v3.1 | 674 | 2107 | Rate Constraint in lbs/MWh | FALSE | L | Annual | Rate | lb/MMBtu | 0 | 0 | 0 | 0 | 0 | 0 | 0 | 0
MA Fac. Spec. - Canal SO2 Annual v3.1 | 674 | 2107 | Rate Constraint in lbs/MWh | FALSE | L | Annual | Generation | TWh | 0.016436 | 0.020026 | 0.016436 | 0.016436 | 0.016436 | 0.016436 | 0.016436 | 0.016436
MA Fac. Spec. - Canal SO2 Annual v3.1 | 674 | 2107 | Rate Constraint in lbs/MWh | FALSE | L | Annual | Qualifying Generation | TWh | 0.016436 | 0.020026 | 0.016436 | 0.016436 | 0.016436 | 0.016436 | 0.016436 | 0.016436
MA Fac. Spec. - Canal SO2 Annual v3.1 | 674 | 2107 | Rate Constraint in lbs/MWh | FALSE | L | Annual | Constraint Shadow Price | US2016$/Ton | 0 | 0 | 0 | 0 | 0 | 0 | 0 | 0
MA Fac. Spec. - MER Output Annual v3.1 | 675 | 1815 | Rate Constraint in lbs/MWh | FALSE | L | Annual | Seasons Included | Seasons | Winter, WintShld, Summer | Winter, WintShld, Summer | Winter, WintShld, Summer | Winter, WintShld, Summer | Winter, WintShld, Summer | Winter, WintShld, Summer | Winter, WintShld, Summer | Winter, WintShld, Summer
MA Fac. Spec. - MER Output Annual v3.1 | 675 | 1815 | Rate Constraint in lbs/MWh | FALSE | L | Annual | Standard MER | lb/MWh | 2.5e-06 | 2.5e-06 | 2.5e-06 | 2.5e-06 | 2.5e-06 | 2.5e-06 | 2.5e-06 | 2.5e-06
MA Fac. Spec. - MER Output Annual v3.1 | 675 | 1815 | Rate Constraint in lbs/MWh | FALSE | L | Annual | Emissions at Affected Plants MER | lbs | 0.0045214 | 0.0044688 | 0.0044607 | 0.0033836 | 0.003775 | 0.0039773 | 0.0026002 | 0.0026184
MA Fac. Spec. - MER Output Annual v3.1 | 675 | 1815 | Rate Constraint in lbs/MWh | FALSE | L | Annual | Allowances Purchased MER | lbs | 0 | 0 | 0 | 0 | 0 | 0 | 0 | 0
MA Fac. Spec. - MER Output Annual v3.1 | 675 | 1815 | Rate Constraint in lbs/MWh | FALSE | L | Annual | Allowances Sold MER | lbs | 0 | 0 | 0 | 0 | 0 | 0 | 0 | 0
MA Fac. Spec. - MER Output Annual v3.1 | 675 | 1815 | Rate Constraint in lbs/MWh | FALSE | L | Annual | Allowances Banked | lbs | 0 | 0 | 0 | 0 | 0 | 0 | 0 | 0
MA Fac. Spec. - MER Output Annual v3.1 | 675 | 1815 | Rate Constraint in lbs/MWh | FALSE | L | Annual | Allowances Withdrawn (1:1) | lbs | 0 | 0 | 0 | 0 | 0 | 0 | 0 | 0
MA Fac. Spec. - MER Output Annual v3.1 | 675 | 1815 | Rate Constraint in lbs/MWh | FALSE | L | Annual | Allowances Withdrawn (n:1) | lbs | 0 | 0 | 0 | 0 | 0 | 0 | 0 | 0
MA Fac. Spec. - MER Output Annual v3.1 | 675 | 1815 | Rate Constraint in lbs/MWh | FALSE | L | Annual | Net Emissions Allowance Position | lbs | 0.0045214 | 0.0044688 | 0.0044607 | 0.0033836 | 0.003775 | 0.0039773 | 0.0026002 | 0.0026184
MA Fac. Spec. - MER Output Annual v3.1 | 675 | 1815 | Rate Constraint in lbs/MWh | FALSE | L | Annual | Fuel Consumed | TBtu | 32.2956 | 31.92 | 31.8619 | 24.1683 | 26.9645 | 28.4096 | 18.5725 | 18.7026
MA Fac. Spec. - MER Output Annual v3.1 | 675 | 1815 | Rate Constraint in lbs/MWh | FALSE | L | Annual | Rate | lb/MMBtu | 1.4e-10 | 1.4e-10 | 1.4e-10 | 1.4e-10 | 1.4e-10 | 1.4e-10 | 1.4e-10 | 1.4e-10
MA Fac. Spec. - MER Output Annual v3.1 | 675 | 1815 | Rate Constraint in lbs/MWh | FALSE | L | Annual | Generation | TWh | 4.314 | 4.2562 | 4.2506 | 3.249 | 3.6273 | 3.7934 | 2.4921 | 2.5097
MA Fac. Spec. - MER Output Annual v3.1 | 675 | 1815 | Rate Constraint in lbs/MWh | FALSE | L | Annual | Qualifying Generation | TWh | 4.314 | 4.2562 | 4.2506 | 3.249 | 3.6273 | 3.7934 | 2.4921 | 2.5097
MA Fac. Spec. - MER Output Annual v3.1 | 675 | 1815 | Rate Constraint in lbs/MWh | FALSE | L | Annual | Constraint Shadow Price | US2016$/Lb | 0 | 0 | 0 | 0 | 0 | 0 | 0 | 0
MA Fac. Spec. - Mystic Gen NOx v3.1 | 676 | 2101 | Rate Constraint in lbs/MWh | FALSE | L | Annual | Seasons Included | Seasons | Winter, WintShld, Summer | Winter, WintShld, Summer | Winter, WintShld, Summer | Winter, WintShld, Summer | Winter, WintShld, Summer | Winter, WintShld, Summer | Winter, WintShld, Summer | Winter, WintShld, Summer
MA Fac. Spec. - Mystic Gen NOx v3.1 | 676 | 2101 | Rate Constraint in lbs/MWh | FALSE | L | Annual | Standard NOX | lb/MWh | 1.5 | 1.5 | 1.5 | 1.5 | 1.5 | 1.5 | 1.5 | 1.5
MA Fac. Spec. - Mystic Gen NOx v3.1 | 676 | 2101 | Rate Constraint in lbs/MWh | FALSE | L | Annual | Emissions at Affected Plants NOX | Thousand Tons | 0.18475 | 0.19054 | 0.19049 | 0.10223 | 0.11243 | 0.1629 | 0.081802 | 0.082277
MA Fac. Spec. - Mystic Gen NOx v3.1 | 676 | 2101 | Rate Constraint in lbs/MWh | FALSE | L | Annual | Allowances Purchased NOX | Thousand Tons | 0 | 0 | 0 | 0 | 0 | 0 | 0 | 0
MA Fac. Spec. - Mystic Gen NOx v3.1 | 676 | 2101 | Rate Constraint in lbs/MWh | FALSE | L | Annual | Allowances Sold NOX | Thousand Tons | 0 | 0 | 0 | 0 | 0 | 0 | 0 | 0
MA Fac. Spec. - Mystic Gen NOx v3.1 | 676 | 2101 | Rate Constraint in lbs/MWh | FALSE | L | Annual | Allowances Banked | Thousand Tons | 0 | 0 | 0 | 0 | 0 | 0 | 0 | 0
MA Fac. Spec. - Mystic Gen NOx v3.1 | 676 | 2101 | Rate Constraint in lbs/MWh | FALSE | L | Annual | Allowances Withdrawn (1:1) | Thousand Tons | 0 | 0 | 0 | 0 | 0 | 0 | 0 | 0
MA Fac. Spec. - Mystic Gen NOx v3.1 | 676 | 2101 | Rate Constraint in lbs/MWh | FALSE | L | Annual | Allowances Withdrawn (n:1) | Thousand Tons | 0 | 0 | 0 | 0 | 0 | 0 | 0 | 0
MA Fac. Spec. - Mystic Gen NOx v3.1 | 676 | 2101 | Rate Constraint in lbs/MWh | FALSE | L | Annual | Net Emissions Allowance Position | Thousand Tons | 0.18475 | 0.19054 | 0.19049 | 0.10223 | 0.11243 | 0.1629 | 0.081802 | 0.082277
MA Fac. Spec. - Mystic Gen NOx v3.1 | 676 | 2101 | Rate Constraint in lbs/MWh | FALSE | L | Annual | Fuel Consumed | TBtu | 32.0967 | 31.6778 | 31.6631 | 23.9694 | 26.7656 | 28.2107 | 18.3737 | 18.5038
MA Fac. Spec. - Mystic Gen NOx v3.1 | 676 | 2101 | Rate Constraint in lbs/MWh | FALSE | L | Annual | Rate | lb/MMBtu | 0.011512 | 0.01203 | 0.012032 | 0.0085297 | 0.0084012 | 0.011549 | 0.0089042 | 0.0088929
MA Fac. Spec. - Mystic Gen NOx v3.1 | 676 | 2101 | Rate Constraint in lbs/MWh | FALSE | L | Annual | Generation | TWh | 4.2976 | 4.2362 | 4.2342 | 3.2326 | 3.6108 | 3.7769 | 2.4757 | 2.4933
MA Fac. Spec. - Mystic Gen NOx v3.1 | 676 | 2101 | Rate Constraint in lbs/MWh | FALSE | L | Annual | Qualifying Generation | TWh | 4.2976 | 4.2362 | 4.2342 | 3.2326 | 3.6108 | 3.7769 | 2.4757 | 2.4933
MA Fac. Spec. - Mystic Gen NOx v3.1 | 676 | 2101 | Rate Constraint in lbs/MWh | FALSE | L | Annual | Constraint Shadow Price | US2016$/Ton | 0 | 0 | 0 | 0 | 0 | 0 | 0 | 0
MA Fac. Spec. - Mystic Gen SO2 Annual v3.1 | 677 | 2106 | Rate Constraint in lbs/MWh | FALSE | L | Annual | Seasons Included | Seasons | Winter, WintShld, Summer | Winter, WintShld, Summer | Winter, WintShld, Summer | Winter, WintShld, Summer | Winter, WintShld, Summer | Winter, WintShld, Summer | Winter, WintShld, Summer | Winter, WintShld, Summer
MA Fac. Spec. - Mystic Gen SO2 Annual v3.1 | 677 | 2106 | Rate Constraint in lbs/MWh | FALSE | L | Annual | Standard SO2 | lb/MWh | 3 | 3 | 3 | 3 | 3 | 3 | 3 | 3
MA Fac. Spec. - Mystic Gen SO2 Annual v3.1 | 677 | 2106 | Rate Constraint in lbs/MWh | FALSE | L | Annual | Emissions at Affected Plants SO2 | Thousand Tons | 0 | 0 | 0 | 0 | 0 | 0 | 0 | 0
MA Fac. Spec. - Mystic Gen SO2 Annual v3.1 | 677 | 2106 | Rate Constraint in lbs/MWh | FALSE | L | Annual | Allowances Purchased SO2 | Thousand Tons | 0 | 0 | 0 | 0 | 0 | 0 | 0 | 0
MA Fac. Spec. - Mystic Gen SO2 Annual v3.1 | 677 | 2106 | Rate Constraint in lbs/MWh | FALSE | L | Annual | Allowances Sold SO2 | Thousand Tons | 0 | 0 | 0 | 0 | 0 | 0 | 0 | 0
MA Fac. Spec. - Mystic Gen SO2 Annual v3.1 | 677 | 2106 | Rate Constraint in lbs/MWh | FALSE | L | Annual | Allowances Banked | Thousand Tons | 0 | 0 | 0 | 0 | 0 | 0 | 0 | 0
MA Fac. Spec. - Mystic Gen SO2 Annual v3.1 | 677 | 2106 | Rate Constraint in lbs/MWh | FALSE | L | Annual | Allowances Withdrawn (1:1) | Thousand Tons | 0 | 0 | 0 | 0 | 0 | 0 | 0 | 0
MA Fac. Spec. - Mystic Gen SO2 Annual v3.1 | 677 | 2106 | Rate Constraint in lbs/MWh | FALSE | L | Annual | Allowances Withdrawn (n:1) | Thousand Tons | 0 | 0 | 0 | 0 | 0 | 0 | 0 | 0
MA Fac. Spec. - Mystic Gen SO2 Annual v3.1 | 677 | 2106 | Rate Constraint in lbs/MWh | FALSE | L | Annual | Net Emissions Allowance Position | Thousand Tons | 0 | 0 | 0 | 0 | 0 | 0 | 0 | 0
MA Fac. Spec. - Mystic Gen SO2 Annual v3.1 | 677 | 2106 | Rate Constraint in lbs/MWh | FALSE | L | Annual | Fuel Consumed | TBtu | 32.0967 | 31.6778 | 31.6631 | 23.9694 | 26.7656 | 28.2107 | 18.3737 | 18.5038
MA Fac. Spec. - Mystic Gen SO2 Annual v3.1 | 677 | 2106 | Rate Constraint in lbs/MWh | FALSE | L | Annual | Rate | lb/MMBtu | 0 | 0 | 0 | 0 | 0 | 0 | 0 | 0
MA Fac. Spec. - Mystic Gen SO2 Annual v3.1 | 677 | 2106 | Rate Constraint in lbs/MWh | FALSE | L | Annual | Generation | TWh | 4.2976 | 4.2362 | 4.2342 | 3.2326 | 3.6108 | 3.7769 | 2.4757 | 2.4933
MA Fac. Spec. - Mystic Gen SO2 Annual v3.1 | 677 | 2106 | Rate Constraint in lbs/MWh | FALSE | L | Annual | Qualifying Generation | TWh | 4.2976 | 4.2362 | 4.2342 | 3.2326 | 3.6108 | 3.7769 | 2.4757 | 2.4933
MA Fac. Spec. - Mystic Gen SO2 Annual v3.1 | 677 | 2106 | Rate Constraint in lbs/MWh | FALSE | L | Annual | Constraint Shadow Price | US2016$/Ton | 0 | 0 | 0 | 0 | 0 | 0 | 0 | 0
MD Coal-fired EGUs NOx rate - NRG & GenOn v5.16 | 678 | 6592 | Rate Constraint in lbs/MMBtu | FALSE | L | Annual | Seasons Included | Seasons | Summer | Summer | Summer | Summer | Summer | Summer | Summer | Summer
MD Coal-fired EGUs NOx rate - NRG & GenOn v5.16 | 678 | 6592 | Rate Constraint in lbs/MMBtu | FALSE | L | Annual | Standard NOX | lb/MMBtu | 0.15 | 0.15 | 0.15 | 0.15 | 0.15 | 0.15 | 0.15 | 0.15
MD Coal-fired EGUs NOx rate - NRG & GenOn v5.16 | 678 | 6592 | Rate Constraint in lbs/MMBtu | FALSE | L | Annual | Emissions at Affected Plants NOX | Thousand Tons | 0.027284 | 0.46416 | 0.35308 | 0 | 0 | 0 | 0 | 0
MD Coal-fired EGUs NOx rate - NRG & GenOn v5.16 | 678 | 6592 | Rate Constraint in lbs/MMBtu | FALSE | L | Annual | Allowances Purchased NOX | Thousand Tons | 0 | 0 | 0 | 0 | 0 | 0 | 0 | 0
MD Coal-fired EGUs NOx rate - NRG & GenOn v5.16 | 678 | 6592 | Rate Constraint in lbs/MMBtu | FALSE | L | Annual | Allowances Sold NOX | Thousand Tons | 0 | 0 | 0 | 0 | 0 | 0 | 0 | 0
MD Coal-fired EGUs NOx rate - NRG & GenOn v5.16 | 678 | 6592 | Rate Constraint in lbs/MMBtu | FALSE | L | Annual | Allowances Banked | Thousand Tons | 0 | 0 | 0 | 0 | 0 | 0 | 0 | 0
MD Coal-fired EGUs NOx rate - NRG & GenOn v5.16 | 678 | 6592 | Rate Constraint in lbs/MMBtu | FALSE | L | Annual | Allowances Withdrawn (1:1) | Thousand Tons | 0 | 0 | 0 | 0 | 0 | 0 | 0 | 0
MD Coal-fired EGUs NOx rate - NRG & GenOn v5.16 | 678 | 6592 | Rate Constraint in lbs/MMBtu | FALSE | L | Annual | Allowances Withdrawn (n:1) | Thousand Tons | 0 | 0 | 0 | 0 | 0 | 0 | 0 | 0
MD Coal-fired EGUs NOx rate - NRG & GenOn v5.16 | 678 | 6592 | Rate Constraint in lbs/MMBtu | FALSE | L | Annual | Net Emissions Allowance Position | Thousand Tons | 0.027284 | 0.46416 | 0.35308 | 0 | 0 | 0 | 0 | 0
MD Coal-fired EGUs NOx rate - NRG & GenOn v5.16 | 678 | 6592 | Rate Constraint in lbs/MMBtu | FALSE | L | Annual | Fuel Consumed | TBtu | 1.401 | 23.6653 | 18.0021 | 0 | 0 | 0 | 0 | 0
MD Coal-fired EGUs NOx rate - NRG & GenOn v5.16 | 678 | 6592 | Rate Constraint in lbs/MMBtu | FALSE | L | Annual | Rate | lb/MMBtu | 0.03895 | 0.039227 | 0.039226 | 0 | 0 | 0 | 0 | 0
MD Coal-fired EGUs NOx rate - NRG & GenOn v5.16 | 678 | 6592 | Rate Constraint in lbs/MMBtu | FALSE | L | Annual | Generation | TWh | 0.14137 | 2.3783 | 1.8238 | 0 | 0 | 0 | 0 | 0
MD Coal-fired EGUs NOx rate - NRG & GenOn v5.16 | 678 | 6592 | Rate Constraint in lbs/MMBtu | FALSE | L | Annual | Qualifying Generation | TWh | 0.14137 | 2.3783 | 1.8238 | 0 | 0 | 0 | 0 | 0
MD Coal-fired EGUs NOx rate - NRG & GenOn v5.16 | 678 | 6592 | Rate Constraint in lbs/MMBtu | FALSE | L | Annual | Rate | lb/MWh | 0.38599 | 0.39033 | 0.38719 | 0 | 0 | 0 | 0 | 0
MD Coal-fired EGUs NOx rate - NRG & GenOn v5.16 | 678 | 6592 | Rate Constraint in lbs/MMBtu | FALSE | L | Annual | Constraint Shadow Price | US2016$/Ton | 0 | 0 | 0 | 0 | 0 | 0 | 0 | 0
MD Coal-fired EGUs NOx rate - Raven v5.16 | 679 | 6591 | Rate Constraint in lbs/MMBtu | FALSE | L | Annual | Seasons Included | Seasons | Summer | Summer | Summer | Summer | Summer | Summer | Summer | Summer
MD Coal-fired EGUs NOx rate - Raven v5.16 | 679 | 6591 | Rate Constraint in lbs/MMBtu | FALSE | L | Annual | Standard NOX | lb/MMBtu | 0.15 | 0.15 | 0.15 | 0.15 | 0.15 | 0.15 | 0.15 | 0.15
MD Coal-fired EGUs NOx rate - Raven v5.16 | 679 | 6591 | Rate Constraint in lbs/MMBtu | FALSE | L | Annual | Emissions at Affected Plants NOX | Thousand Tons | 0 | 0 | 0 | 0 | 0 | 0 | 0 | 0
MD Coal-fired EGUs NOx rate - Raven v5.16 | 679 | 6591 | Rate Constraint in lbs/MMBtu | FALSE | L | Annual | Allowances Purchased NOX | Thousand Tons | 0 | 0 | 0 | 0 | 0 | 0 | 0 | 0
MD Coal-fired EGUs NOx rate - Raven v5.16 | 679 | 6591 | Rate Constraint in lbs/MMBtu | FALSE | L | Annual | Allowances Sold NOX | Thousand Tons | 0 | 0 | 0 | 0 | 0 | 0 | 0 | 0
MD Coal-fired EGUs NOx rate - Raven v5.16 | 679 | 6591 | Rate Constraint in lbs/MMBtu | FALSE | L | Annual | Allowances Banked | Thousand Tons | 0 | 0 | 0 | 0 | 0 | 0 | 0 | 0
MD Coal-fired EGUs NOx rate - Raven v5.16 | 679 | 6591 | Rate Constraint in lbs/MMBtu | FALSE | L | Annual | Allowances Withdrawn (1:1) | Thousand Tons | 0 | 0 | 0 | 0 | 0 | 0 | 0 | 0
MD Coal-fired EGUs NOx rate - Raven v5.16 | 679 | 6591 | Rate Constraint in lbs/MMBtu | FALSE | L | Annual | Allowances Withdrawn (n:1) | Thousand Tons | 0 | 0 | 0 | 0 | 0 | 0 | 0 | 0
MD Coal-fired EGUs NOx rate - Raven v5.16 | 679 | 6591 | Rate Constraint in lbs/MMBtu | FALSE | L | Annual | Net Emissions Allowance Position | Thousand Tons | 0 | 0 | 0 | 0 | 0 | 0 | 0 | 0
MD Coal-fired EGUs NOx rate - Raven v5.16 | 679 | 6591 | Rate Constraint in lbs/MMBtu | FALSE | L | Annual | Fuel Consumed | TBtu | 0 | 0 | 0 | 0 | 0 | 0 | 0 | 0
MD Coal-fired EGUs NOx rate - Raven v5.16 | 679 | 6591 | Rate Constraint in lbs/MMBtu | FALSE | L | Annual | Rate | lb/MMBtu | 0 | 0 | 0 | 0 | 0 | 0 | 0 | 0
MD Coal-fired EGUs NOx rate - Raven v5.16 | 679 | 6591 | Rate Constraint in lbs/MMBtu | FALSE | L | Annual | Generation | TWh | 0 | 0 | 0 | 0 | 0 | 0 | 0 | 0
MD Coal-fired EGUs NOx rate - Raven v5.16 | 679 | 6591 | Rate Constraint in lbs/MMBtu | FALSE | L | Annual | Qualifying Generation | TWh | 0 | 0 | 0 | 0 | 0 | 0 | 0 | 0
MD Coal-fired EGUs NOx rate - Raven v5.16 | 679 | 6591 | Rate Constraint in lbs/MMBtu | FALSE | L | Annual | Rate | lb/MWh | 0 | 0 | 0 | 0 | 0 | 0 | 0 | 0
MD Coal-fired EGUs NOx rate - Raven v5.16 | 679 | 6591 | Rate Constraint in lbs/MMBtu | FALSE | L | Annual | Constraint Shadow Price | US2016$/Ton | 0 | 0 | 0 | 0 | 0 | 0 | 0 | 0
MD Healthy Air Act - Constellation NOx Cap Ann 4.1 | 680 | 2433 | Rate Constraint in MTons | FALSE | L | Annual | Seasons Included | Seasons | Winter, WintShld, Summer | Winter, WintShld, Summer | Winter, WintShld, Summer | Winter, WintShld, Summer | Winter, WintShld, Summer | Winter, WintShld, Summer | Winter, WintShld, Summer | Winter, WintShld, Summer
MD Healthy Air Act - Constellation NOx Cap Ann 4.1 | 680 | 2433 | Rate Constraint in MTons | FALSE | L | Annual | Standard NOX | Thousand Tons | 8.026 | 8.026 | 8.026 | 8.026 | 8.026 | 8.026 | 8.026 | 8.026
MD Healthy Air Act - Constellation NOx Cap Ann 4.1 | 680 | 2433 | Rate Constraint in MTons | FALSE | L | Annual | Emissions at Affected Plants NOX | Thousand Tons | 0 | 0 | 0 | 0 | 0 | 0 | 0 | 0
MD Healthy Air Act - Constellation NOx Cap Ann 4.1 | 680 | 2433 | Rate Constraint in MTons | FALSE | L | Annual | Allowances Purchased NOX | Thousand Tons | 0 | 0 | 0 | 0 | 0 | 0 | 0 | 0
MD Healthy Air Act - Constellation NOx Cap Ann 4.1 | 680 | 2433 | Rate Constraint in MTons | FALSE | L | Annual | Allowances Sold NOX | Thousand Tons | 0 | 0 | 0 | 0 | 0 | 0 | 0 | 0
MD Healthy Air Act - Constellation NOx Cap Ann 4.1 | 680 | 2433 | Rate Constraint in MTons | FALSE | L | Annual | Allowances Banked | Thousand Tons | 0 | 0 | 0 | 0 | 0 | 0 | 0 | 0
MD Healthy Air Act - Constellation NOx Cap Ann 4.1 | 680 | 2433 | Rate Constraint in MTons | FALSE | L | Annual | Allowances Withdrawn (1:1) | Thousand Tons | 0 | 0 | 0 | 0 | 0 | 0 | 0 | 0
MD Healthy Air Act - Constellation NOx Cap Ann 4.1 | 680 | 2433 | Rate Constraint in MTons | FALSE | L | Annual | Allowances Withdrawn (n:1) | Thousand Tons | 0 | 0 | 0 | 0 | 0 | 0 | 0 | 0
MD Healthy Air Act - Constellation NOx Cap Ann 4.1 | 680 | 2433 | Rate Constraint in MTons | FALSE | L | Annual | Net Emissions Allowance Position | Thousand Tons | 0 | 0 | 0 | 0 | 0 | 0 | 0 | 0
MD Healthy Air Act - Constellation NOx Cap Ann 4.1 | 680 | 2433 | Rate Constraint in MTons | FALSE | L | Annual | Fuel Consumed | TBtu | 0 | 0 | 0 | 0 | 0 | 0 | 0 | 0
MD Healthy Air Act - Constellation NOx Cap Ann 4.1 | 680 | 2433 | Rate Constraint in MTons | FALSE | L | Annual | Rate | lb/MMBtu | 0 | 0 | 0 | 0 | 0 | 0 | 0 | 0
MD Healthy Air Act - Constellation NOx Cap Ann 4.1 | 680 | 2433 | Rate Constraint in MTons | FALSE | L | Annual | Generation | TWh | 0 | 0 | 0 | 0 | 0 | 0 | 0 | 0
MD Healthy Air Act - Constellation NOx Cap Ann 4.1 | 680 | 2433 | Rate Constraint in MTons | FALSE | L | Annual | Qualifying Generation | TWh | 0 | 0 | 0 | 0 | 0 | 0 | 0 | 0
MD Healthy Air Act - Constellation NOx Cap Ann 4.1 | 680 | 2433 | Rate Constraint in MTons | FALSE | L | Annual | Rate | lb/MWh | 0 | 0 | 0 | 0 | 0 | 0 | 0 | 0
MD Healthy Air Act - Constellation NOx Cap Ann 4.1 | 680 | 2433 | Rate Constraint in MTons | FALSE | L | Annual | Constraint Shadow Price | US2016$/Ton | 0 | 0 | 0 | 0 | 0 | 0 | 0 | 0
MD Healthy Air Act - Constellation NOx Cap Sum 4.1 | 681 | 2435 | Rate Constraint in MTons | FALSE | L | Annual | Seasons Included | Seasons | Winter, WintShld, Summer | Winter, WintShld, Summer | Winter, WintShld, Summer | Winter, WintShld, Summer | Winter, WintShld, Summer | Winter, WintShld, Summer | Winter, WintShld, Summer | Winter, WintShld, Summer
MD Healthy Air Act - Constellation NOx Cap Sum 4.1 | 681 | 2435 | Rate Constraint in MTons | FALSE | L | Annual | Standard NOX | Thousand Tons | 3.63 | 3.63 | 3.63 | 3.63 | 3.63 | 3.63 | 3.63 | 3.63
MD Healthy Air Act - Constellation NOx Cap Sum 4.1 | 681 | 2435 | Rate Constraint in MTons | FALSE | L | Annual | Emissions at Affected Plants NOX | Thousand Tons | 0 | 0 | 0 | 0 | 0 | 0 | 0 | 0
MD Healthy Air Act - Constellation NOx Cap Sum 4.1 | 681 | 2435 | Rate Constraint in MTons | FALSE | L | Annual | Allowances Purchased NOX | Thousand Tons | 0 | 0 | 0 | 0 | 0 | 0 | 0 | 0
MD Healthy Air Act - Constellation NOx Cap Sum 4.1 | 681 | 2435 | Rate Constraint in MTons | FALSE | L | Annual | Allowances Sold NOX | Thousand Tons | 0 | 0 | 0 | 0 | 0 | 0 | 0 | 0
MD Healthy Air Act - Constellation NOx Cap Sum 4.1 | 681 | 2435 | Rate Constraint in MTons | FALSE | L | Annual | Allowances Banked | Thousand Tons | 0 | 0 | 0 | 0 | 0 | 0 | 0 | 0
MD Healthy Air Act - Constellation NOx Cap Sum 4.1 | 681 | 2435 | Rate Constraint in MTons | FALSE | L | Annual | Allowances Withdrawn (1:1) | Thousand Tons | 0 | 0 | 0 | 0 | 0 | 0 | 0 | 0
MD Healthy Air Act - Constellation NOx Cap Sum 4.1 | 681 | 2435 | Rate Constraint in MTons | FALSE | L | Annual | Allowances Withdrawn (n:1) | Thousand Tons | 0 | 0 | 0 | 0 | 0 | 0 | 0 | 0
MD Healthy Air Act - Constellation NOx Cap Sum 4.1 | 681 | 2435 | Rate Constraint in MTons | FALSE | L | Annual | Net Emissions Allowance Position | Thousand Tons | 0 | 0 | 0 | 0 | 0 | 0 | 0 | 0
MD Healthy Air Act - Constellation NOx Cap Sum 4.1 | 681 | 2435 | Rate Constraint in MTons | FALSE | L | Annual | Fuel Consumed | TBtu | 0 | 0 | 0 | 0 | 0 | 0 | 0 | 0
MD Healthy Air Act - Constellation NOx Cap Sum 4.1 | 681 | 2435 | Rate Constraint in MTons | FALSE | L | Annual | Rate | lb/MMBtu | 0 | 0 | 0 | 0 | 0 | 0 | 0 | 0
MD Healthy Air Act - Constellation NOx Cap Sum 4.1 | 681 | 2435 | Rate Constraint in MTons | FALSE | L | Annual | Generation | TWh | 0 | 0 | 0 | 0 | 0 | 0 | 0 | 0
MD Healthy Air Act - Constellation NOx Cap Sum 4.1 | 681 | 2435 | Rate Constraint in MTons | FALSE | L | Annual | Qualifying Generation | TWh | 0 | 0 | 0 | 0 | 0 | 0 | 0 | 0
MD Healthy Air Act - Constellation NOx Cap Sum 4.1 | 681 | 2435 | Rate Constraint in MTons | FALSE | L | Annual | Rate | lb/MWh | 0 | 0 | 0 | 0 | 0 | 0 | 0 | 0
MD Healthy Air Act - Constellation NOx Cap Sum 4.1 | 681 | 2435 | Rate Constraint in MTons | FALSE | L | Annual | Constraint Shadow Price | US2016$/Ton | 0 | 0 | 0 | 0 | 0 | 0 | 0 | 0
MD Healthy Air Act - Constellation SO2 Cap Ann 4.1 | 682 | 2434 | Rate Constraint in MTons | FALSE | L | Annual | Seasons Included | Seasons | Winter, WintShld, Summer | Winter, WintShld, Summer | Winter, WintShld, Summer | Winter, WintShld, Summer | Winter, WintShld, Summer | Winter, WintShld, Summer | Winter, WintShld, Summer | Winter, WintShld, Summer
MD Healthy Air Act - Constellation SO2 Cap Ann 4.1 | 682 | 2434 | Rate Constraint in MTons | FALSE | L | Annual | Standard SO2 | Thousand Tons | 17.926 | 17.926 | 17.926 | 17.926 | 17.926 | 17.926 | 17.926 | 17.926
MD Healthy Air Act - Constellation SO2 Cap Ann 4.1 | 682 | 2434 | Rate Constraint in MTons | FALSE | L | Annual | Emissions at Affected Plants SO2 | Thousand Tons | 0 | 0 | 0 | 0 | 0 | 0 | 0 | 0
MD Healthy Air Act - Constellation SO2 Cap Ann 4.1 | 682 | 2434 | Rate Constraint in MTons | FALSE | L | Annual | Allowances Purchased SO2 | Thousand Tons | 0 | 0 | 0 | 0 | 0 | 0 | 0 | 0
MD Healthy Air Act - Constellation SO2 Cap Ann 4.1 | 682 | 2434 | Rate Constraint in MTons | FALSE | L | Annual | Allowances Sold SO2 | Thousand Tons | 0 | 0 | 0 | 0 | 0 | 0 | 0 | 0
MD Healthy Air Act - Constellation SO2 Cap Ann 4.1 | 682 | 2434 | Rate Constraint in MTons | FALSE | L | Annual | Allowances Banked | Thousand Tons | 0 | 0 | 0 | 0 | 0 | 0 | 0 | 0
MD Healthy Air Act - Constellation SO2 Cap Ann 4.1 | 682 | 2434 | Rate Constraint in MTons | FALSE | L | Annual | Allowances Withdrawn (1:1) | Thousand Tons | 0 | 0 | 0 | 0 | 0 | 0 | 0 | 0
MD Healthy Air Act - Constellation SO2 Cap Ann 4.1 | 682 | 2434 | Rate Constraint in MTons | FALSE | L | Annual | Allowances Withdrawn (n:1) | Thousand Tons | 0 | 0 | 0 | 0 | 0 | 0 | 0 | 0
MD Healthy Air Act - Constellation SO2 Cap Ann 4.1 | 682 | 2434 | Rate Constraint in MTons | FALSE | L | Annual | Net Emissions Allowance Position | Thousand Tons | 0 | 0 | 0 | 0 | 0 | 0 | 0 | 0
MD Healthy Air Act - Constellation SO2 Cap Ann 4.1 | 682 | 2434 | Rate Constraint in MTons | FALSE | L | Annual | Fuel Consumed | TBtu | 0 | 0 | 0 | 0 | 0 | 0 | 0 | 0
MD Healthy Air Act - Constellation SO2 Cap Ann 4.1 | 682 | 2434 | Rate Constraint in MTons | FALSE | L | Annual | Rate | lb/MMBtu | 0 | 0 | 0 | 0 | 0 | 0 | 0 | 0
MD Healthy Air Act - Constellation SO2 Cap Ann 4.1 | 682 | 2434 | Rate Constraint in MTons | FALSE | L | Annual | Generation | TWh | 0 | 0 | 0 | 0 | 0 | 0 | 0 | 0
MD Healthy Air Act - Constellation SO2 Cap Ann 4.1 | 682 | 2434 | Rate Constraint in MTons | FALSE | L | Annual | Qualifying Generation | TWh | 0 | 0 | 0 | 0 | 0 | 0 | 0 | 0
MD Healthy Air Act - Constellation SO2 Cap Ann 4.1 | 682 | 2434 | Rate Constraint in MTons | FALSE | L | Annual | Rate | lb/MWh | 0 | 0 | 0 | 0 | 0 | 0 | 0 | 0
MD Healthy Air Act - Constellation SO2 Cap Ann 4.1 | 682 | 2434 | Rate Constraint in MTons | FALSE | L | Annual | Constraint Shadow Price | US2016$/Ton | 0 | 0 | 0 | 0 | 0 | 0 | 0 | 0
MD Healthy Air Act - MER Removal Annual v3.1 | 683 | 1800 | MACT Fuel Choice Floor in lbs/MMBtu | FALSE | L | Annual | Seasons Included | Seasons | Winter, WintShld, Summer | Winter, WintShld, Summer | Winter, WintShld, Summer | Winter, WintShld, Summer | Winter, WintShld, Summer | Winter, WintShld, Summer | Winter, WintShld, Summer | Winter, WintShld, Summer
MD Healthy Air Act - MER Removal Annual v3.1 | 683 | 1800 | MACT Fuel Choice Floor in lbs/MMBtu | FALSE | L | Annual | Emission Floor | lbs/MMBtu | 0 | 0 | 0 | 0 | 0 | 0 | 0 | 0
MD Healthy Air Act - MER Removal Annual v3.1 | 683 | 1800 | MACT Fuel Choice Floor in lbs/MMBtu | FALSE | L | Annual | Emissions at Affected Plants MER | lbs | 10.6686 | 31.8869 | 25.6407 | 9.3236 | 0 | 0 | 0 | 0
MD Healthy Air Act - MER Removal Annual v3.1 | 683 | 1800 | MACT Fuel Choice Floor in lbs/MMBtu | FALSE | L | Annual | Allowances Purchased MER | lbs | 0 | 0 | 0 | 0 | 0 | 0 | 0 | 0
MD Healthy Air Act - MER Removal Annual v3.1 | 683 | 1800 | MACT Fuel Choice Floor in lbs/MMBtu | FALSE | L | Annual | Allowances Sold MER | lbs | 0 | 0 | 0 | 0 | 0 | 0 | 0 | 0
MD Healthy Air Act - MER Removal Annual v3.1 | 683 | 1800 | MACT Fuel Choice Floor in lbs/MMBtu | FALSE | L | Annual | Allowances Banked | lbs | 0 | 0 | 0 | 0 | 0 | 0 | 0 | 0
MD Healthy Air Act - MER Removal Annual v3.1 | 683 | 1800 | MACT Fuel Choice Floor in lbs/MMBtu | FALSE | L | Annual | Allowances Withdrawn (1:1) | lbs | 0 | 0 | 0 | 0 | 0 | 0 | 0 | 0
MD Healthy Air Act - MER Removal Annual v3.1 | 683 | 1800 | MACT Fuel Choice Floor in lbs/MMBtu | FALSE | L | Annual | Allowances Withdrawn (n:1) | lbs | 0 | 0 | 0 | 0 | 0 | 0 | 0 | 0
MD Healthy Air Act - MER Removal Annual v3.1 | 683 | 1800 | MACT Fuel Choice Floor in lbs/MMBtu | FALSE | L | Annual | Net Emissions Allowance Position | lbs | 10.6686 | 31.8869 | 25.6407 | 9.3236 | 0 | 0 | 0 | 0
MD Healthy Air Act - MER Removal Annual v3.1 | 683 | 1800 | MACT Fuel Choice Floor in lbs/MMBtu | FALSE | L | Annual | Fuel Consumed | TBtu | 11.7704 | 35.1798 | 28.2885 | 10.2864 | 0 | 0 | 0 | 0
MD Healthy Air Act - MER Removal Annual v3.1 | 683 | 1800 | MACT Fuel Choice Floor in lbs/MMBtu | FALSE | L | Annual | Rate | lb/MMBtu | 9.064e-07 | 9.064e-07 | 9.064e-07 | 9.064e-07 | 0 | 0 | 0 | 0
MD Healthy Air Act - MER Removal Annual v3.1 | 683 | 1800 | MACT Fuel Choice Floor in lbs/MMBtu | FALSE | L | Annual | Generation | TWh | 1.1835 | 3.536 | 2.8659 | 1.0421 | 0 | 0 | 0 | 0
MD Healthy Air Act - MER Removal Annual v3.1 | 683 | 1800 | MACT Fuel Choice Floor in lbs/MMBtu | FALSE | L | Annual | Qualifying Generation | TWh | 1.1835 | 3.536 | 2.8659 | 1.0421 | 0 | 0 | 0 | 0
MD Healthy Air Act - MER Removal Annual v3.1 | 683 | 1800 | MACT Fuel Choice Floor in lbs/MMBtu | FALSE | L | Annual | Constraint Shadow Price | US2016$/Lb | 0 | 0 | 0 | 0 | 0 | 0 | 0 | 0
MD Healthy Air Act - Mirant NOx Cap Annual v4.10 | 684 | 2262 | Rate Constraint in MTons | FALSE | L | Annual | Seasons Included | Seasons | Winter, WintShld, Summer | Winter, WintShld, Summer | Winter, WintShld, Summer | Winter, WintShld, Summer | Winter, WintShld, Summer | Winter, WintShld, Summer | Winter, WintShld, Summer | Winter, WintShld, Summer
MD Healthy Air Act - Mirant NOx Cap Annual v4.10 | 684 | 2262 | Rate Constraint in MTons | FALSE | L | Annual | Standard NOX | Thousand Tons | 8.298 | 8.298 | 8.298 | 8.298 | 8.298 | 8.298 | 8.298 | 8.298
MD Healthy Air Act - Mirant NOx Cap Annual v4.10 | 684 | 2262 | Rate Constraint in MTons | FALSE | L | Annual | Emissions at Affected Plants NOX | Thousand Tons | 0.23066 | 0.68984 | 0.55482 | 0.20175 | 0 | 0 | 0 | 0
MD Healthy Air Act - Mirant NOx Cap Annual v4.10 | 684 | 2262 | Rate Constraint in MTons | FALSE | L | Annual | Allowances Purchased NOX | Thousand Tons | 0 | 0 | 0 | 0 | 0 | 0 | 0 | 0
MD Healthy Air Act - Mirant NOx Cap Annual v4.10 | 684 | 2262 | Rate Constraint in MTons | FALSE | L | Annual | Allowances Sold NOX | Thousand Tons | 0 | 0 | 0 | 0 | 0 | 0 | 0 | 0
MD Healthy Air Act - Mirant NOx Cap Annual v4.10 | 684 | 2262 | Rate Constraint in MTons | FALSE | L | Annual | Allowances Banked | Thousand Tons | 0 | 0 | 0 | 0 | 0 | 0 | 0 | 0
MD Healthy Air Act - Mirant NOx Cap Annual v4.10 | 684 | 2262 | Rate Constraint in MTons | FALSE | L | Annual | Allowances Withdrawn (1:1) | Thousand Tons | 0 | 0 | 0 | 0 | 0 | 0 | 0 | 0
MD Healthy Air Act - Mirant NOx Cap Annual v4.10 | 684 | 2262 | Rate Constraint in MTons | FALSE | L | Annual | Allowances Withdrawn (n:1) | Thousand Tons | 0 | 0 | 0 | 0 | 0 | 0 | 0 | 0
MD Healthy Air Act - Mirant NOx Cap Annual v4.10 | 684 | 2262 | Rate Constraint in MTons | FALSE | L | Annual | Net Emissions Allowance Position | Thousand Tons | 0.23066 | 0.68984 | 0.55482 | 0.20175 | 0 | 0 | 0 | 0
MD Healthy Air Act - Mirant NOx Cap Annual v4.10 | 684 | 2262 | Rate Constraint in MTons | FALSE | L | Annual | Fuel Consumed | TBtu | 11.7704 | 35.1798 | 28.2885 | 10.2864 | 0 | 0 | 0 | 0
MD Healthy Air Act - Mirant NOx Cap Annual v4.10 | 684 | 2262 | Rate Constraint in MTons | FALSE | L | Annual | Rate | lb/MMBtu | 0.039193 | 0.039218 | 0.039226 | 0.039226 | 0 | 0 | 0 | 0
MD Healthy Air Act - Mirant NOx Cap Annual v4.10 | 684 | 2262 | Rate Constraint in MTons | FALSE | L | Annual | Generation | TWh | 1.1835 | 3.536 | 2.8659 | 1.0421 | 0 | 0 | 0 | 0
MD Healthy Air Act - Mirant NOx Cap Annual v4.10 | 684 | 2262 | Rate Constraint in MTons | FALSE | L | Annual | Qualifying Generation | TWh | 1.1835 | 3.536 | 2.8659 | 1.0421 | 0 | 0 | 0 | 0
MD Healthy Air Act - Mirant NOx Cap Annual v4.10 | 684 | 2262 | Rate Constraint in MTons | FALSE | L | Annual | Rate | lb/MWh | 0.38979 | 0.39018 | 0.38719 | 0.38719 | 0 | 0 | 0 | 0
MD Healthy Air Act - Mirant NOx Cap Annual v4.10 | 684 | 2262 | Rate Constraint in MTons | FALSE | L | Annual | Constraint Shadow Price | US2016$/Ton | 0 | 0 | 0 | 0 | 0 | 0 | 0 | 0
MD Healthy Air Act - Mirant NOx Cap Summer v4.10 | 685 | 2265 | Rate Constraint in MTons | FALSE | L | Annual | Seasons Included | Seasons | Summer | Summer | Summer | Summer | Summer | Summer | Summer | Summer
MD Healthy Air Act - Mirant NOx Cap Summer v4.10 | 685 | 2265 | Rate Constraint in MTons | FALSE | L | Annual | Standard NOX | Thousand Tons | 3.567 | 3.567 | 3.567 | 3.567 | 3.567 | 3.567 | 3.567 | 3.567
MD Healthy Air Act - Mirant NOx Cap Summer v4.10 | 685 | 2265 | Rate Constraint in MTons | FALSE | L | Annual | Emissions at Affected Plants NOX | Thousand Tons | 0.027284 | 0.46416 | 0.35308 | 0 | 0 | 0 | 0 | 0
MD Healthy Air Act - Mirant NOx Cap Summer v4.10 | 685 | 2265 | Rate Constraint in MTons | FALSE | L | Annual | Allowances Purchased NOX | Thousand Tons | 0 | 0 | 0 | 0 | 0 | 0 | 0 | 0
MD Healthy Air Act - Mirant NOx Cap Summer v4.10 | 685 | 2265 | Rate Constraint in MTons | FALSE | L | Annual | Allowances Sold NOX | Thousand Tons | 0 | 0 | 0 | 0 | 0 | 0 | 0 | 0
MD Healthy Air Act - Mirant NOx Cap Summer v4.10 | 685 | 2265 | Rate Constraint in MTons | FALSE | L | Annual | Allowances Banked | Thousand Tons | 0 | 0 | 0 | 0 | 0 | 0 | 0 | 0
MD Healthy Air Act - Mirant NOx Cap Summer v4.10 | 685 | 2265 | Rate Constraint in MTons | FALSE | L | Annual | Allowances Withdrawn (1:1) | Thousand Tons | 0 | 0 | 0 | 0 | 0 | 0 | 0 | 0
MD Healthy Air Act - Mirant NOx Cap Summer v4.10 | 685 | 2265 | Rate Constraint in MTons | FALSE | L | Annual | Allowances Withdrawn (n:1) | Thousand Tons | 0 | 0 | 0 | 0 | 0 | 0 | 0 | 0
MD Healthy Air Act - Mirant NOx Cap Summer v4.10 | 685 | 2265 | Rate Constraint in MTons | FALSE | L | Annual | Net Emissions Allowance Position | Thousand Tons | 0.027284 | 0.46416 | 0.35308 | 0 | 0 | 0 | 0 | 0
MD Healthy Air Act - Mirant NOx Cap Summer v4.10 | 685 | 2265 | Rate Constraint in MTons | FALSE | L | Annual | Fuel Consumed | TBtu | 1.401 | 23.6653 | 18.0021 | 0 | 0 | 0 | 0 | 0
MD Healthy Air Act - Mirant NOx Cap Summer v4.10 | 685 | 2265 | Rate Constraint in MTons | FALSE | L | Annual | Rate | lb/MMBtu | 0.03895 | 0.039227 | 0.039226 | 0 | 0 | 0 | 0 | 0
MD Healthy Air Act - Mirant NOx Cap Summer v4.10 | 685 | 2265 | Rate Constraint in MTons | FALSE | L | Annual | Generation | TWh | 0.14137 | 2.3783 | 1.8238 | 0 | 0 | 0 | 0 | 0
MD Healthy Air Act - Mirant NOx Cap Summer v4.10 | 685 | 2265 | Rate Constraint in MTons | FALSE | L | Annual | Qualifying Generation | TWh | 0.14137 | 2.3783 | 1.8238 | 0 | 0 | 0 | 0 | 0
MD Healthy Air Act - Mirant NOx Cap Summer v4.10 | 685 | 2265 | Rate Constraint in MTons | FALSE | L | Annual | Rate | lb/MWh | 0.38599 | 0.39033 | 0.38719 | 0 | 0 | 0 | 0 | 0
MD Healthy Air Act - Mirant NOx Cap Summer v4.10 | 685 | 2265 | Rate Constraint in MTons | FALSE | L | Annual | Constraint Shadow Price | US2016$/Ton | 0 | 0 | 0 | 0 | 0 | 0 | 0 | 0
MD Healthy Air Act - Mirant SO2 Cap Annual v4.10 | 686 | 2268 | Rate Constraint in MTons | FALSE | L | Annual | Seasons Included | Seasons | Winter, WintShld, Summer | Winter, WintShld, Summer | Winter, WintShld, Summer | Winter, WintShld, Summer | Winter, WintShld, Summer | Winter, WintShld, Summer | Winter, WintShld, Summer | Winter, WintShld, Summer
MD Healthy Air Act - Mirant SO2 Cap Annual v4.10 | 686 | 2268 | Rate Constraint in MTons | FALSE | L | Annual | Standard SO2 | Thousand Tons | 18.541 | 18.541 | 18.541 | 18.541 | 18.541 | 18.541 | 18.541 | 18.541
MD Healthy Air Act - Mirant SO2 Cap Annual v4.10 | 686 | 2268 | Rate Constraint in MTons | FALSE | L | Annual | Emissions at Affected Plants SO2 | Thousand Tons | 0.468 | 1.3988 | 1.1248 | 0.409 | 0 | 0 | 0 | 0
MD Healthy Air Act - Mirant SO2 Cap Annual v4.10 | 686 | 2268 | Rate Constraint in MTons | FALSE | L | Annual | Allowances Purchased SO2 | Thousand Tons | 0 | 0 | 0 | 0 | 0 | 0 | 0 | 0
MD Healthy Air Act - Mirant SO2 Cap Annual v4.10 | 686 | 2268 | Rate Constraint in MTons | FALSE | L | Annual | Allowances Sold SO2 | Thousand Tons | 0 | 0 | 0 | 0 | 0 | 0 | 0 | 0
MD Healthy Air Act - Mirant SO2 Cap Annual v4.10 | 686 | 2268 | Rate Constraint in MTons | FALSE | L | Annual | Allowances Banked | Thousand Tons | 0 | 0 | 0 | 0 | 0 | 0 | 0 | 0
MD Healthy Air Act - Mirant SO2 Cap Annual v4.10 | 686 | 2268 | Rate Constraint in MTons | FALSE | L | Annual | Allowances Withdrawn (1:1) | Thousand Tons | 0 | 0 | 0 | 0 | 0 | 0 | 0 | 0
MD Healthy Air Act - Mirant SO2 Cap Annual v4.10 | 686 | 2268 | Rate Constraint in MTons | FALSE | L | Annual | Allowances Withdrawn (n:1) | Thousand Tons | 0 | 0 | 0 | 0 | 0 | 0 | 0 | 0
MD Healthy Air Act - Mirant SO2 Cap Annual v4.10 | 686 | 2268 | Rate Constraint in MTons | FALSE | L | Annual | Net Emissions Allowance Position | Thousand Tons | 0.468 | 1.3988 | 1.1248 | 0.409 | 0 | 0 | 0 | 0
MD Healthy Air Act - Mirant SO2 Cap Annual v4.10 | 686 | 2268 | Rate Constraint in MTons | FALSE | L | Annual | Fuel Consumed | TBtu | 11.7704 | 35.1798 | 28.2885 | 10.2864 | 0 | 0 | 0 | 0
MD Healthy Air Act - Mirant SO2 Cap Annual v4.10 | 686 | 2268 | Rate Constraint in MTons | FALSE | L | Annual | Rate | lb/MMBtu | 0.079521 | 0.079521 | 0.079521 | 0.079521 | 0 | 0 | 0 | 0
MD Healthy Air Act - Mirant SO2 Cap Annual v4.10 | 686 | 2268 | Rate Constraint in MTons | FALSE | L | Annual | Generation | TWh | 1.1835 | 3.536 | 2.8659 | 1.0421 | 0 | 0 | 0 | 0
MD Healthy Air Act - Mirant SO2 Cap Annual v4.10 | 686 | 2268 | Rate Constraint in MTons | FALSE | L | Annual | Qualifying Generation | TWh | 1.1835 | 3.536 | 2.8659 | 1.0421 | 0 | 0 | 0 | 0
MD Healthy Air Act - Mirant SO2 Cap Annual v4.10 | 686 | 2268 | Rate Constraint in MTons | FALSE | L | Annual | Rate | lb/MWh | 0.79088 | 0.79116 | 0.78493 | 0.78493 | 0 | 0 | 0 | 0
MD Healthy Air Act - Mirant SO2 Cap Annual v4.10 | 686 | 2268 | Rate Constraint in MTons | FALSE | L | Annual | Constraint Shadow Price | US2016$/Ton | 0 | 0 | 0 | 0 | 0 | 0 | 0 | 0
ME Fac. Spec. - NOX 0.15 Rate Annual v3.1, Unit 3949 and retrofits | 687 | 1798 | Rate Constraint in lbs/MMBtu | FALSE | L | Annual | Seasons Included | Seasons | Winter, WintShld, Summer | Winter, WintShld, Summer | Winter, WintShld, Summer | Winter, WintShld, Summer | Winter, WintShld, Summer | Winter, WintShld, Summer | Winter, WintShld, Summer | Winter, WintShld, Summer
ME Fac. Spec. - NOX 0.15 Rate Annual v3.1, Unit 3949 and retrofits | 687 | 1798 | Rate Constraint in lbs/MMBtu | FALSE | L | Annual | Standard NOX | lb/MMBtu | 0.15 | 0.15 | 0.15 | 0.15 | 0.15 | 0.15 | 0.15 | 0.15
ME Fac. Spec. - NOX 0.15 Rate Annual v3.1, Unit 3949 and retrofits | 687 | 1798 | Rate Constraint in lbs/MMBtu | FALSE | L | Annual | Emissions at Affected Plants NOX | Thousand Tons | 0 | 0 | 0 | 0 | 0 | 0 | 0 | 0
ME Fac. Spec. - NOX 0.15 Rate Annual v3.1, Unit 3949 and retrofits | 687 | 1798 | Rate Constraint in lbs/MMBtu | FALSE | L | Annual | Allowances Purchased NOX | Thousand Tons | 0 | 0 | 0 | 0 | 0 | 0 | 0 | 0
ME Fac. Spec. - NOX 0.15 Rate Annual v3.1, Unit 3949 and retrofits | 687 | 1798 | Rate Constraint in lbs/MMBtu | FALSE | L | Annual | Allowances Sold NOX | Thousand Tons | 0 | 0 | 0 | 0 | 0 | 0 | 0 | 0
ME Fac. Spec. - NOX 0.15 Rate Annual v3.1, Unit 3949 and retrofits | 687 | 1798 | Rate Constraint in lbs/MMBtu | FALSE | L | Annual | Allowances Banked | Thousand Tons | 0 | 0 | 0 | 0 | 0 | 0 | 0 | 0
ME Fac. Spec. - NOX 0.15 Rate Annual v3.1, Unit 3949 and retrofits | 687 | 1798 | Rate Constraint in lbs/MMBtu | FALSE | L | Annual | Allowances Withdrawn (1:1) | Thousand Tons | 0 | 0 | 0 | 0 | 0 | 0 | 0 | 0
ME Fac. Spec. - NOX 0.15 Rate Annual v3.1, Unit 3949 and retrofits | 687 | 1798 | Rate Constraint in lbs/MMBtu | FALSE | L | Annual | Allowances Withdrawn (n:1) | Thousand Tons | 0 | 0 | 0 | 0 | 0 | 0 | 0 | 0
ME Fac. Spec. - NOX 0.15 Rate Annual v3.1, Unit 3949 and retrofits | 687 | 1798 | Rate Constraint in lbs/MMBtu | FALSE | L | Annual | Net Emissions Allowance Position | Thousand Tons | 0 | 0 | 0 | 0 | 0 | 0 | 0 | 0
ME Fac. Spec. - NOX 0.15 Rate Annual v3.1, Unit 3949 and retrofits | 687 | 1798 | Rate Constraint in lbs/MMBtu | FALSE | L | Annual | Fuel Consumed | TBtu | 0 | 0 | 0 | 0 | 0 | 0 | 0 | 0
ME Fac. Spec. - NOX 0.15 Rate Annual v3.1, Unit 3949 and retrofits | 687 | 1798 | Rate Constraint in lbs/MMBtu | FALSE | L | Annual | Rate | lb/MMBtu | 0 | 0 | 0 | 0 | 0 | 0 | 0 | 0
ME Fac. Spec. - NOX 0.15 Rate Annual v3.1, Unit 3949 and retrofits | 687 | 1798 | Rate Constraint in lbs/MMBtu | FALSE | L | Annual | Generation | TWh | 0 | 0 | 0 | 0 | 0 | 0 | 0 | 0
ME Fac. Spec. - NOX 0.15 Rate Annual v3.1, Unit 3949 and retrofits | 687 | 1798 | Rate Constraint in lbs/MMBtu | FALSE | L | Annual | Qualifying Generation | TWh | 0 | 0 | 0 | 0 | 0 | 0 | 0 | 0
ME Fac. Spec. - NOX 0.15 Rate Annual v3.1, Unit 3949 and retrofits | 687 | 1798 | Rate Constraint in lbs/MMBtu | FALSE | L | Annual | Rate | lb/MWh | 0 | 0 | 0 | 0 | 0 | 0 | 0 | 0
ME Fac. Spec. - NOX 0.15 Rate Annual v3.1, Unit 3949 and retrofits | 687 | 1798 | Rate Constraint in lbs/MMBtu | FALSE | L | Annual | Constraint Shadow Price | US2016$/Ton | 0 | 0 | 0 | 0 | 0 | 0 | 0 | 0
ME Fac. Spec. - NOX 0.15 Rate Annual v3.1, Unit 3951 and retrofits | 688 | 1798 | Rate Constraint in lbs/MMBtu | FALSE | L | Annual | Seasons Included | Seasons | Winter, WintShld, Summer | Winter, WintShld, Summer | Winter, WintShld, Summer | Winter, WintShld, Summer | Winter, WintShld, Summer | Winter, WintShld, Summer | Winter, WintShld, Summer | Winter, WintShld, Summer
ME Fac. Spec. - NOX 0.15 Rate Annual v3.1, Unit 3951 and retrofits | 688 | 1798 | Rate Constraint in lbs/MMBtu | FALSE | L | Annual | Standard NOX | lb/MMBtu | 0.15 | 0.15 | 0.15 | 0.15 | 0.15 | 0.15 | 0.15 | 0.15
ME Fac. Spec. - NOX 0.15 Rate Annual v3.1, Unit 3951 and retrofits | 688 | 1798 | Rate Constraint in lbs/MMBtu | FALSE | L | Annual | Emissions at Affected Plants NOX | Thousand Tons | 0 | 0 | 0 | 0 | 0 | 0 | 0 | 0
ME Fac. Spec. - NOX 0.15 Rate Annual v3.1, Unit 3951 and retrofits | 688 | 1798 | Rate Constraint in lbs/MMBtu | FALSE | L | Annual | Allowances Purchased NOX | Thousand Tons | 0 | 0 | 0 | 0 | 0 | 0 | 0 | 0
ME Fac. Spec. - NOX 0.15 Rate Annual v3.1, Unit 3951 and retrofits | 688 | 1798 | Rate Constraint in lbs/MMBtu | FALSE | L | Annual | Allowances Sold NOX | Thousand Tons | 0 | 0 | 0 | 0 | 0 | 0 | 0 | 0
ME Fac. Spec. - NOX 0.15 Rate Annual v3.1, Unit 3951 and retrofits | 688 | 1798 | Rate Constraint in lbs/MMBtu | FALSE | L | Annual | Allowances Banked | Thousand Tons | 0 | 0 | 0 | 0 | 0 | 0 | 0 | 0
ME Fac. Spec. - NOX 0.15 Rate Annual v3.1, Unit 3951 and retrofits | 688 | 1798 | Rate Constraint in lbs/MMBtu | FALSE | L | Annual | Allowances Withdrawn (1:1) | Thousand Tons | 0 | 0 | 0 | 0 | 0 | 0 | 0 | 0
ME Fac. Spec. - NOX 0.15 Rate Annual v3.1, Unit 3951 and retrofits | 688 | 1798 | Rate Constraint in lbs/MMBtu | FALSE | L | Annual | Allowances Withdrawn (n:1) | Thousand Tons | 0 | 0 | 0 | 0 | 0 | 0 | 0 | 0
ME Fac. Spec. - NOX 0.15 Rate Annual v3.1, Unit 3951 and retrofits | 688 | 1798 | Rate Constraint in lbs/MMBtu | FALSE | L | Annual | Net Emissions Allowance Position | Thousand Tons | 0 | 0 | 0 | 0 | 0 | 0 | 0 | 0
ME Fac. Spec. - NOX 0.15 Rate Annual v3.1, Unit 3951 and retrofits | 688 | 1798 | Rate Constraint in lbs/MMBtu | FALSE | L | Annual | Fuel Consumed | TBtu | 0 | 0 | 0 | 0 | 0 | 0 | 0 | 0
ME Fac. Spec. - NOX 0.15 Rate Annual v3.1, Unit 3951 and retrofits | 688 | 1798 | Rate Constraint in lbs/MMBtu | FALSE | L | Annual | Rate | lb/MMBtu | 0 | 0 | 0 | 0 | 0 | 0 | 0 | 0
ME Fac. Spec. - NOX 0.15 Rate Annual v3.1, Unit 3951 and retrofits | 688 | 1798 | Rate Constraint in lbs/MMBtu | FALSE | L | Annual | Generation | TWh | 0 | 0 | 0 | 0 | 0 | 0 | 0 | 0
ME Fac. Spec. - NOX 0.15 Rate Annual v3.1, Unit 3951 and retrofits | 688 | 1798 | Rate Constraint in lbs/MMBtu | FALSE | L | Annual | Qualifying Generation | TWh | 0 | 0 | 0 | 0 | 0 | 0 | 0 | 0
ME Fac. Spec. - NOX 0.15 Rate Annual v3.1, Unit 3951 and retrofits | 688 | 1798 | Rate Constraint in lbs/MMBtu | FALSE | L | Annual | Rate | lb/MWh | 0 | 0 | 0 | 0 | 0 | 0 | 0 | 0
ME Fac. Spec. - NOX 0.15 Rate Annual v3.1, Unit 3951 and retrofits | 688 | 1798 | Rate Constraint in lbs/MMBtu | FALSE | L | Annual | Constraint Shadow Price | US2016$/Ton | 0 | 0 | 0 | 0 | 0 | 0 | 0 | 0
ME Fac. Spec. - NOx 0.20 Rate Annual v3.1, Unit 2406 and retrofits | 689 | 1818 | Rate Constraint in lbs/MMBtu | FALSE | L | Annual | Seasons Included | Seasons | Winter, WintShld, Summer | Winter, WintShld, Summer | Winter, WintShld, Summer | Winter, WintShld, Summer | Winter, WintShld, Summer | Winter, WintShld, Summer | Winter, WintShld, Summer | Winter, WintShld, Summer
ME Fac. Spec. - NOx 0.20 Rate Annual v3.1, Unit 2406 and retrofits | 689 | 1818 | Rate Constraint in lbs/MMBtu | FALSE | L | Annual | Standard NOX | lb/MMBtu | 0.2 | 0.2 | 0.2 | 0.2 | 0.2 | 0.2 | 0.2 | 0.2
ME Fac. Spec. - NOx 0.20 Rate Annual v3.1, Unit 2406 and retrofits | 689 | 1818 | Rate Constraint in lbs/MMBtu | FALSE | L | Annual | Emissions at Affected Plants NOX | Thousand Tons | 0 | 0 | 0 | 0 | 0 | 0 | 0 | 0
ME Fac. Spec. - NOx 0.20 Rate Annual v3.1, Unit 2406 and retrofits | 689 | 1818 | Rate Constraint in lbs/MMBtu | FALSE | L | Annual | Allowances Purchased NOX | Thousand Tons | 0 | 0 | 0 | 0 | 0 | 0 | 0 | 0
ME Fac. Spec. - NOx 0.20 Rate Annual v3.1, Unit 2406 and retrofits | 689 | 1818 | Rate Constraint in lbs/MMBtu | FALSE | L | Annual | Allowances Sold NOX | Thousand Tons | 0 | 0 | 0 | 0 | 0 | 0 | 0 | 0
ME Fac. Spec. - NOx 0.20 Rate Annual v3.1, Unit 2406 and retrofits | 689 | 1818 | Rate Constraint in lbs/MMBtu | FALSE | L | Annual | Allowances Banked | Thousand Tons | 0 | 0 | 0 | 0 | 0 | 0 | 0 | 0
ME Fac. Spec. - NOx 0.20 Rate Annual v3.1, Unit 2406 and retrofits | 689 | 1818 | Rate Constraint in lbs/MMBtu | FALSE | L | Annual | Allowances Withdrawn (1:1) | Thousand Tons | 0 | 0 | 0 | 0 | 0 | 0 | 0 | 0
ME Fac. Spec. - NOx 0.20 Rate Annual v3.1, Unit 2406 and retrofits | 689 | 1818 | Rate Constraint in lbs/MMBtu | FALSE | L | Annual | Allowances Withdrawn (n:1) | Thousand Tons | 0 | 0 | 0 | 0 | 0 | 0 | 0 | 0
ME Fac. Spec. - NOx 0.20 Rate Annual v3.1, Unit 2406 and retrofits | 689 | 1818 | Rate Constraint in lbs/MMBtu | FALSE | L | Annual | Net Emissions Allowance Position | Thousand Tons | 0 | 0 | 0 | 0 | 0 | 0 | 0 | 0
ME Fac. Spec. - NOx 0.20 Rate Annual v3.1, Unit 2406 and retrofits | 689 | 1818 | Rate Constraint in lbs/MMBtu | FALSE | L | Annual | Fuel Consumed | TBtu | 0 | 0 | 0 | 0 | 0 | 0 | 0 | 0
ME Fac. Spec. - NOx 0.20 Rate Annual v3.1, Unit 2406 and retrofits | 689 | 1818 | Rate Constraint in lbs/MMBtu | FALSE | L | Annual | Rate | lb/MMBtu | 0 | 0 | 0 | 0 | 0 | 0 | 0 | 0
ME Fac. Spec. - NOx 0.20 Rate Annual v3.1, Unit 2406 and retrofits | 689 | 1818 | Rate Constraint in lbs/MMBtu | FALSE | L | Annual | Generation | TWh | 0 | 0 | 0 | 0 | 0 | 0 | 0 | 0
ME Fac. Spec. - NOx 0.20 Rate Annual v3.1, Unit 2406 and retrofits | 689 | 1818 | Rate Constraint in lbs/MMBtu | FALSE | L | Annual | Qualifying Generation | TWh | 0 | 0 | 0 | 0 | 0 | 0 | 0 | 0
ME Fac. Spec. - NOx 0.20 Rate Annual v3.1, Unit 2406 and retrofits | 689 | 1818 | Rate Constraint in lbs/MMBtu | FALSE | L | Annual | Rate | lb/MWh | 0 | 0 | 0 | 0 | 0 | 0 | 0 | 0
ME Fac. Spec. - NOx 0.20 Rate Annual v3.1, Unit 2406 and retrofits | 689 | 1818 | Rate Constraint in lbs/MMBtu | FALSE | L | Annual | Constraint Shadow Price | US2016$/Ton | 0 | 0 | 0 | 0 | 0 | 0 | 0 | 0
ME Fac. Spec. - NOx 0.20 Rate Annual v3.1, Unit 2407 and retrofits | 690 | 1818 | Rate Constraint in lbs/MMBtu | FALSE | L | Annual | Seasons Included | Seasons | Winter, WintShld, Summer | Winter, WintShld, Summer | Winter, WintShld, Summer | Winter, WintShld, Summer | Winter, WintShld, Summer | Winter, WintShld, Summer | Winter, WintShld, Summer | Winter, WintShld, Summer
ME Fac. Spec. - NOx 0.20 Rate Annual v3.1, Unit 2407 and retrofits | 690 | 1818 | Rate Constraint in lbs/MMBtu | FALSE | L | Annual | Standard NOX | lb/MMBtu | 0.2 | 0.2 | 0.2 | 0.2 | 0.2 | 0.2 | 0.2 | 0.2
ME Fac. Spec. - NOx 0.20 Rate Annual v3.1, Unit 2407 and retrofits | 690 | 1818 | Rate Constraint in lbs/MMBtu | FALSE | L | Annual | Emissions at Affected Plants NOX | Thousand Tons | 0 | 0 | 0 | 0 | 0 | 0 | 0 | 0
ME Fac. Spec. - NOx 0.20 Rate Annual v3.1, Unit 2407 and retrofits | 690 | 1818 | Rate Constraint in lbs/MMBtu | FALSE | L | Annual | Allowances Purchased NOX | Thousand Tons | 0 | 0 | 0 | 0 | 0 | 0 | 0 | 0
ME Fac. Spec. - NOx 0.20 Rate Annual v3.1, Unit 2407 and retrofits | 690 | 1818 | Rate Constraint in lbs/MMBtu | FALSE | L | Annual | Allowances Sold NOX | Thousand Tons | 0 | 0 | 0 | 0 | 0 | 0 | 0 | 0
ME Fac. Spec. - NOx 0.20 Rate Annual v3.1, Unit 2407 and retrofits | 690 | 1818 | Rate Constraint in lbs/MMBtu | FALSE | L | Annual | Allowances Banked | Thousand Tons | 0 | 0 | 0 | 0 | 0 | 0 | 0 | 0
ME Fac. Spec. - NOx 0.20 Rate Annual v3.1, Unit 2407 and retrofits | 690 | 1818 | Rate Constraint in lbs/MMBtu | FALSE | L | Annual | Allowances Withdrawn (1:1) | Thousand Tons | 0 | 0 | 0 | 0 | 0 | 0 | 0 | 0
ME Fac. Spec. - NOx 0.20 Rate Annual v3.1, Unit 2407 and retrofits | 690 | 1818 | Rate Constraint in lbs/MMBtu | FALSE | L | Annual | Allowances Withdrawn (n:1) | Thousand Tons | 0 | 0 | 0 | 0 | 0 | 0 | 0 | 0
ME Fac. Spec. - NOx 0.20 Rate Annual v3.1, Unit 2407 and retrofits | 690 | 1818 | Rate Constraint in lbs/MMBtu | FALSE | L | Annual | Net Emissions Allowance Position | Thousand Tons | 0 | 0 | 0 | 0 | 0 | 0 | 0 | 0
ME Fac. Spec. - NOx 0.20 Rate Annual v3.1, Unit 2407 and retrofits | 690 | 1818 | Rate Constraint in lbs/MMBtu | FALSE | L | Annual | Fuel Consumed | TBtu | 0 | 0 | 0 | 0 | 0 | 0 | 0 | 0
ME Fac. Spec. - NOx 0.20 Rate Annual v3.1, Unit 2407 and retrofits | 690 | 1818 | Rate Constraint in lbs/MMBtu | FALSE | L | Annual | Rate | lb/MMBtu | 0 | 0 | 0 | 0 | 0 | 0 | 0 | 0
ME Fac. Spec. - NOx 0.20 Rate Annual v3.1, Unit 2407 and retrofits | 690 | 1818 | Rate Constraint in lbs/MMBtu | FALSE | L | Annual | Generation | TWh | 0 | 0 | 0 | 0 | 0 | 0 | 0 | 0
ME Fac. Spec. - NOx 0.20 Rate Annual v3.1, Unit 2407 and retrofits | 690 | 1818 | Rate Constraint in lbs/MMBtu | FALSE | L | Annual | Qualifying Generation | TWh | 0 | 0 | 0 | 0 | 0 | 0 | 0 | 0
ME Fac. Spec. - NOx 0.20 Rate Annual v3.1, Unit 2407 and retrofits | 690 | 1818 | Rate Constraint in lbs/MMBtu | FALSE | L | Annual | Rate | lb/MWh | 0 | 0 | 0 | 0 | 0 | 0 | 0 | 0
ME Fac. Spec. - NOx 0.20 Rate Annual v3.1, Unit 2407 and retrofits | 690 | 1818 | Rate Constraint in lbs/MMBtu | FALSE | L | Annual | Constraint Shadow Price | US2016$/Ton | 0 | 0 | 0 | 0 | 0 | 0 | 0 | 0
ME Fac. Spec. - NOx 0.20 Rate Annual v3.1, Unit 3950 and retrofits | 691 | 1818 | Rate Constraint in lbs/MMBtu | FALSE | L | Annual | Seasons Included | Seasons | Winter, WintShld, Summer | Winter, WintShld, Summer | Winter, WintShld, Summer | Winter, WintShld, Summer | Winter, WintShld, Summer | Winter, WintShld, Summer | Winter, WintShld, Summer | Winter, WintShld, Summer
ME Fac. Spec. - NOx 0.20 Rate Annual v3.1, Unit 3950 and retrofits | 691 | 1818 | Rate Constraint in lbs/MMBtu | FALSE | L | Annual | Standard NOX | lb/MMBtu | 0.2 | 0.2 | 0.2 | 0.2 | 0.2 | 0.2 | 0.2 | 0.2
ME Fac. Spec. - NOx 0.20 Rate Annual v3.1, Unit 3950 and retrofits | 691 | 1818 | Rate Constraint in lbs/MMBtu | FALSE | L | Annual | Emissions at Affected Plants NOX | Thousand Tons | 0 | 0 | 0 | 0 | 0 | 0 | 0 | 0
ME Fac. Spec. - NOx 0.20 Rate Annual v3.1, Unit 3950 and retrofits | 691 | 1818 | Rate Constraint in lbs/MMBtu | FALSE | L | Annual | Allowances Purchased NOX | Thousand Tons | 0 | 0 | 0 | 0 | 0 | 0 | 0 | 0
ME Fac. Spec. - NOx 0.20 Rate Annual v3.1, Unit 3950 and retrofits | 691 | 1818 | Rate Constraint in lbs/MMBtu | FALSE | L | Annual | Allowances Sold NOX | Thousand Tons | 0 | 0 | 0 | 0 | 0 | 0 | 0 | 0
ME Fac. Spec. - NOx 0.20 Rate Annual v3.1, Unit 3950 and retrofits | 691 | 1818 | Rate Constraint in lbs/MMBtu | FALSE | L | Annual | Allowances Banked | Thousand Tons | 0 | 0 | 0 | 0 | 0 | 0 | 0 | 0
ME Fac. Spec. - NOx 0.20 Rate Annual v3.1, Unit 3950 and retrofits | 691 | 1818 | Rate Constraint in lbs/MMBtu | FALSE | L | Annual | Allowances Withdrawn (1:1) | Thousand Tons | 0 | 0 | 0 | 0 | 0 | 0 | 0 | 0
ME Fac. Spec. - NOx 0.20 Rate Annual v3.1, Unit 3950 and retrofits | 691 | 1818 | Rate Constraint in lbs/MMBtu | FALSE | L | Annual | Allowances Withdrawn (n:1) | Thousand Tons | 0 | 0 | 0 | 0 | 0 | 0 | 0 | 0
ME Fac. Spec. - NOx 0.20 Rate Annual v3.1, Unit 3950 and retrofits | 691 | 1818 | Rate Constraint in lbs/MMBtu | FALSE | L | Annual | Net Emissions Allowance Position | Thousand Tons | 0 | 0 | 0 | 0 | 0 | 0 | 0 | 0
ME Fac. Spec. - NOx 0.20 Rate Annual v3.1, Unit 3950 and retrofits | 691 | 1818 | Rate Constraint in lbs/MMBtu | FALSE | L | Annual | Fuel Consumed | TBtu | 0 | 0 | 0 | 0 | 0 | 0 | 0 | 0
ME Fac. Spec. - NOx 0.20 Rate Annual v3.1, Unit 3950 and retrofits | 691 | 1818 | Rate Constraint in lbs/MMBtu | FALSE | L | Annual | Rate | lb/MMBtu | 0 | 0 | 0 | 0 | 0 | 0 | 0 | 0
ME Fac. Spec. - NOx 0.20 Rate Annual v3.1, Unit 3950 and retrofits | 691 | 1818 | Rate Constraint in lbs/MMBtu | FALSE | L | Annual | Generation | TWh | 0 | 0 | 0 | 0 | 0 | 0 | 0 | 0
ME Fac. Spec. - NOx 0.20 Rate Annual v3.1, Unit 3950 and retrofits | 691 | 1818 | Rate Constraint in lbs/MMBtu | FALSE | L | Annual | Qualifying Generation | TWh | 0 | 0 | 0 | 0 | 0 | 0 | 0 | 0
ME Fac. Spec. - NOx 0.20 Rate Annual v3.1, Unit 3950 and retrofits | 691 | 1818 | Rate Constraint in lbs/MMBtu | FALSE | L | Annual | Rate | lb/MWh | 0 | 0 | 0 | 0 | 0 | 0 | 0 | 0
ME Fac. Spec. - NOx 0.20 Rate Annual v3.1, Unit 3950 and retrofits | 691 | 1818 | Rate Constraint in lbs/MMBtu | FALSE | L | Annual | Constraint Shadow Price | US2016$/Ton | 0 | 0 | 0 | 0 | 0 | 0 | 0 | 0
ME Fac. Spec. - NOx 0.20 Rate Annual v3.1, Unit 3952 and retrofits | 692 | 1818 | Rate Constraint in lbs/MMBtu | FALSE | L | Annual | Seasons Included | Seasons | Winter, WintShld, Summer | Winter, WintShld, Summer | Winter, WintShld, Summer | Winter, WintShld, Summer | Winter, WintShld, Summer | Winter, WintShld, Summer | Winter, WintShld, Summer | Winter, WintShld, Summer
ME Fac. Spec. - NOx 0.20 Rate Annual v3.1, Unit 3952 and retrofits | 692 | 1818 | Rate Constraint in lbs/MMBtu | FALSE | L | Annual | Standard NOX | lb/MMBtu | 0.2 | 0.2 | 0.2 | 0.2 | 0.2 | 0.2 | 0.2 | 0.2
ME Fac. Spec. - NOx 0.20 Rate Annual v3.1, Unit 3952 and retrofits | 692 | 1818 | Rate Constraint in lbs/MMBtu | FALSE | L | Annual | Emissions at Affected Plants NOX | Thousand Tons | 0 | 0 | 0 | 0 | 0 | 0 | 0 | 0
ME Fac. Spec. - NOx 0.20 Rate Annual v3.1, Unit 3952 and retrofits | 692 | 1818 | Rate Constraint in lbs/MMBtu | FALSE | L | Annual | Allowances Purchased NOX | Thousand Tons | 0 | 0 | 0 | 0 | 0 | 0 | 0 | 0
ME Fac. Spec. - NOx 0.20 Rate Annual v3.1, Unit 3952 and retrofits | 692 | 1818 | Rate Constraint in lbs/MMBtu | FALSE | L | Annual | Allowances Sold NOX | Thousand Tons | 0 | 0 | 0 | 0 | 0 | 0 | 0 | 0
ME Fac. Spec. - NOx 0.20 Rate Annual v3.1, Unit 3952 and retrofits | 692 | 1818 | Rate Constraint in lbs/MMBtu | FALSE | L | Annual | Allowances Banked | Thousand Tons | 0 | 0 | 0 | 0 | 0 | 0 | 0 | 0
ME Fac. Spec. - NOx 0.20 Rate Annual v3.1, Unit 3952 and retrofits | 692 | 1818 | Rate Constraint in lbs/MMBtu | FALSE | L | Annual | Allowances Withdrawn (1:1) | Thousand Tons | 0 | 0 | 0 | 0 | 0 | 0 | 0 | 0
ME Fac. Spec. - NOx 0.20 Rate Annual v3.1, Unit 3952 and retrofits | 692 | 1818 | Rate Constraint in lbs/MMBtu | FALSE | L | Annual | Allowances Withdrawn (n:1) | Thousand Tons | 0 | 0 | 0 | 0 | 0 | 0 | 0 | 0
ME Fac. Spec. - NOx 0.20 Rate Annual v3.1, Unit 3952 and retrofits | 692 | 1818 | Rate Constraint in lbs/MMBtu | FALSE | L | Annual | Net Emissions Allowance Position | Thousand Tons | 0 | 0 | 0 | 0 | 0 | 0 | 0 | 0
ME Fac. Spec. - NOx 0.20 Rate Annual v3.1, Unit 3952 and retrofits | 692 | 1818 | Rate Constraint in lbs/MMBtu | FALSE | L | Annual | Fuel Consumed | TBtu | 0 | 0 | 0 | 0 | 0 | 0 | 0 | 0
ME Fac. Spec. - NOx 0.20 Rate Annual v3.1, Unit 3952 and retrofits | 692 | 1818 | Rate Constraint in lbs/MMBtu | FALSE | L | Annual | Rate | lb/MMBtu | 0 | 0 | 0 | 0 | 0 | 0 | 0 | 0
ME Fac. Spec. - NOx 0.20 Rate Annual v3.1, Unit 3952 and retrofits | 692 | 1818 | Rate Constraint in lbs/MMBtu | FALSE | L | Annual | Generation | TWh | 0 | 0 | 0 | 0 | 0 | 0 | 0 | 0
ME Fac. Spec. - NOx 0.20 Rate Annual v3.1, Unit 3952 and retrofits | 692 | 1818 | Rate Constraint in lbs/MMBtu | FALSE | L | Annual | Qualifying Generation | TWh | 0 | 0 | 0 | 0 | 0 | 0 | 0 | 0
ME Fac. Spec. - NOx 0.20 Rate Annual v3.1, Unit 3952 and retrofits | 692 | 1818 | Rate Constraint in lbs/MMBtu | FALSE | L | Annual | Rate | lb/MWh | 0 | 0 | 0 | 0 | 0 | 0 | 0 | 0
ME Fac. Spec. - NOx 0.20 Rate Annual v3.1, Unit 3952 and retrofits | 692 | 1818 | Rate Constraint in lbs/MMBtu | FALSE | L | Annual | Constraint Shadow Price | US2016$/Ton | 0 | 0 | 0 | 0 | 0 | 0 | 0 | 0
ME Fac. Spec. - NOX 0.22 Rate Annual v3.1, Unit 3952 and retrofits | 693 | 1799 | Rate Constraint in lbs/MMBtu | FALSE | L | Annual | Seasons Included | Seasons | Winter, WintShld, Summer | Winter, WintShld, Summer | Winter, WintShld, Summer | Winter, WintShld, Summer | Winter, WintShld, Summer | Winter, WintShld, Summer | Winter, WintShld, Summer | Winter, WintShld, Summer
ME Fac. Spec. - NOX 0.22 Rate Annual v3.1, Unit 3952 and retrofits | 693 | 1799 | Rate Constraint in lbs/MMBtu | FALSE | L | Annual | Standard NOX | lb/MMBtu | 0.22 | 0.22 | 0.22 | 0.22 | 0.22 | 0.22 | 0.22 | 0.22
ME Fac. Spec. - NOX 0.22 Rate Annual v3.1, Unit 3952 and retrofits | 693 | 1799 | Rate Constraint in lbs/MMBtu | FALSE | L | Annual | Emissions at Affected Plants NOX | Thousand Tons | 0 | 0 | 0 | 0 | 0 | 0 | 0 | 0
ME Fac. Spec. - NOX 0.22 Rate Annual v3.1, Unit 3952 and retrofits | 693 | 1799 | Rate Constraint in lbs/MMBtu | FALSE | L | Annual | Allowances Purchased NOX | Thousand Tons | 0 | 0 | 0 | 0 | 0 | 0 | 0 | 0
ME Fac. Spec. - NOX 0.22 Rate Annual v3.1, Unit 3952 and retrofits | 693 | 1799 | Rate Constraint in lbs/MMBtu | FALSE | L | Annual | Allowances Sold NOX | Thousand Tons | 0 | 0 | 0 | 0 | 0 | 0 | 0 | 0
ME Fac. Spec. - NOX 0.22 Rate Annual v3.1, Unit 3952 and retrofits | 693 | 1799 | Rate Constraint in lbs/MMBtu | FALSE | L | Annual | Allowances Banked | Thousand Tons | 0 | 0 | 0 | 0 | 0 | 0 | 0 | 0
ME Fac. Spec. - NOX 0.22 Rate Annual v3.1, Unit 3952 and retrofits | 693 | 1799 | Rate Constraint in lbs/MMBtu | FALSE | L | Annual | Allowances Withdrawn (1:1) | Thousand Tons | 0 | 0 | 0 | 0 | 0 | 0 | 0 | 0
ME Fac. Spec. - NOX 0.22 Rate Annual v3.1, Unit 3952 and retrofits | 693 | 1799 | Rate Constraint in lbs/MMBtu | FALSE | L | Annual | Allowances Withdrawn (n:1) | Thousand Tons | 0 | 0 | 0 | 0 | 0 | 0 | 0 | 0
ME Fac. Spec. - NOX 0.22 Rate Annual v3.1, Unit 3952 and retrofits | 693 | 1799 | Rate Constraint in lbs/MMBtu | FALSE | L | Annual | Net Emissions Allowance Position | Thousand Tons | 0 | 0 | 0 | 0 | 0 | 0 | 0 | 0
ME Fac. Spec. - NOX 0.22 Rate Annual v3.1, Unit 3952 and retrofits | 693 | 1799 | Rate Constraint in lbs/MMBtu | FALSE | L | Annual | Fuel Consumed | TBtu | 0 | 0 | 0 | 0 | 0 | 0 | 0 | 0
ME Fac. Spec. - NOX 0.22 Rate Annual v3.1, Unit 3952 and retrofits | 693 | 1799 | Rate Constraint in lbs/MMBtu | FALSE | L | Annual | Rate | lb/MMBtu | 0 | 0 | 0 | 0 | 0 | 0 | 0 | 0
ME Fac. Spec. - NOX 0.22 Rate Annual v3.1, Unit 3952 and retrofits | 693 | 1799 | Rate Constraint in lbs/MMBtu | FALSE | L | Annual | Generation | TWh | 0 | 0 | 0 | 0 | 0 | 0 | 0 | 0
ME Fac. Spec. - NOX 0.22 Rate Annual v3.1, Unit 3952 and retrofits | 693 | 1799 | Rate Constraint in lbs/MMBtu | FALSE | L | Annual | Qualifying Generation | TWh | 0 | 0 | 0 | 0 | 0 | 0 | 0 | 0
ME Fac. Spec. - NOX 0.22 Rate Annual v3.1, Unit 3952 and retrofits | 693 | 1799 | Rate Constraint in lbs/MMBtu | FALSE | L | Annual | Rate | lb/MWh | 0 | 0 | 0 | 0 | 0 | 0 | 0 | 0
ME Fac. Spec. - NOX 0.22 Rate Annual v3.1, Unit 3952 and retrofits | 693 | 1799 | Rate Constraint in lbs/MMBtu | FALSE | L | Annual | Constraint Shadow Price | US2016$/Ton | 0 | 0 | 0 | 0 | 0 | 0 | 0 | 0
ME Mercury Cap Annual v3.1 | 694 | 1509 | Rate Constraint in MTons | FALSE | L | Annual | Seasons Included | Seasons | Winter, WintShld, Summer | Winter, WintShld, Summer | Winter, WintShld, Summer | Winter, WintShld, Summer | Winter, WintShld, Summer | Winter, WintShld, Summer | Winter, WintShld, Summer | Winter, WintShld, Summer
ME Mercury Cap Annual v3.1 | 694 | 1509 | Rate Constraint in MTons | FALSE | L | Annual | Standard MER | lbs | 26 | 26 | 26 | 26 | 26 | 26 | 26 | 26
ME Mercury Cap Annual v3.1 | 694 | 1509 | Rate Constraint in MTons | FALSE | L | Annual | Emissions at Affected Plants MER | lbs | 12.032 | 12.032 | 12.032 | 12.032 | 12.032 | 12.032 | 12.032 | 12.032
ME Mercury Cap Annual v3.1 | 694 | 1509 | Rate Constraint in MTons | FALSE | L | Annual | Allowances Purchased MER | lbs | 0 | 0 | 0 | 0 | 0 | 0 | 0 | 0
ME Mercury Cap Annual v3.1 | 694 | 1509 | Rate Constraint in MTons | FALSE | L | Annual | Allowances Sold MER | lbs | 0 | 0 | 0 | 0 | 0 | 0 | 0 | 0
ME Mercury Cap Annual v3.1 | 694 | 1509 | Rate Constraint in MTons | FALSE | L | Annual | Allowances Banked | lbs | 0 | 0 | 0 | 0 | 0 | 0 | 0 | 0
ME Mercury Cap Annual v3.1 | 694 | 1509 | Rate Constraint in MTons | FALSE | L | Annual | Allowances Withdrawn (1:1) | lbs | 0 | 0 | 0 | 0 | 0 | 0 | 0 | 0
ME Mercury Cap Annual v3.1 | 694 | 1509 | Rate Constraint in MTons | FALSE | L | Annual | Allowances Withdrawn (n:1) | lbs | 0 | 0 | 0 | 0 | 0 | 0 | 0 | 0
ME Mercury Cap Annual v3.1 | 694 | 1509 | Rate Constraint in MTons | FALSE | L | Annual | Net Emissions Allowance Position | lbs | 12.032 | 12.032 | 12.032 | 12.032 | 12.032 | 12.032 | 12.032 | 12.032
ME Mercury Cap Annual v3.1 | 694 | 1509 | Rate Constraint in MTons | FALSE | L | Annual | Fuel Consumed | TBtu | 0.65486 | 0.65486 | 0.65486 | 0.65486 | 0.65486 | 0.65486 | 0.65486 | 0.65486
ME Mercury Cap Annual v3.1 | 694 | 1509 | Rate Constraint in MTons | FALSE | L | Annual | Rate | lb/MMBtu | 1.8373e-05 | 1.8373e-05 | 1.8373e-05 | 1.8373e-05 | 1.8373e-05 | 1.8373e-05 | 1.8373e-05 | 1.8373e-05
ME Mercury Cap Annual v3.1 | 694 | 1509 | Rate Constraint in MTons | FALSE | L | Annual | Generation | TWh | 0.12696 | 0.12696 | 0.12696 | 0.12696 | 0.12696 | 0.12696 | 0.12696 | 0.12696
ME Mercury Cap Annual v3.1 | 694 | 1509 | Rate Constraint in MTons | FALSE | L | Annual | Qualifying Generation | TWh | 0.12696 | 0.12696 | 0.12696 | 0.12696 | 0.12696 | 0.12696 | 0.12696 | 0.12696
ME Mercury Cap Annual v3.1 | 694 | 1509 | Rate Constraint in MTons | FALSE | L | Annual | Rate | lb/MWh | 9.477e-05 | 9.477e-05 | 9.477e-05 | 9.477e-05 | 9.477e-05 | 9.477e-05 | 9.477e-05 | 9.477e-05
ME Mercury Cap Annual v3.1 | 694 | 1509 | Rate Constraint in MTons | FALSE | L | Annual | Constraint Shadow Price | US2016$/Lb | 0 | 0 | 0 | 0 | 0 | 0 | 0 | 0
MI Hg Rule - MER Annual Reduction v4.10 | 695 | 2216 | MACT Fuel Choice Floor in lbs/MMBtu | FALSE | L | Annual | Seasons Included | Seasons | Winter, WintShld, Summer | Winter, WintShld, Summer | Winter, WintShld, Summer | Winter, WintShld, Summer | Winter, WintShld, Summer | Winter, WintShld, Summer | Winter, WintShld, Summer | Winter, WintShld, Summer
MI Hg Rule - MER Annual Reduction v4.10 | 695 | 2216 | MACT Fuel Choice Floor in lbs/MMBtu | FALSE | L | Annual | Emission Floor | lbs/MMBtu | 8.07e-07 | 8.07e-07 | 8.07e-07 | 8.07e-07 | 8.07e-07 | 8.07e-07 | 8.07e-07 | 8.07e-07
MI Hg Rule - MER Annual Reduction v4.10 | 695 | 2216 | MACT Fuel Choice Floor in lbs/MMBtu | FALSE | L | Annual | Emissions at Affected Plants MER | lbs | 211.9902 | 220.5828 | 251.178 | 255.4236 | 226.487 | 228.0023 | 228.6393 | 194.6583
MI Hg Rule - MER Annual Reduction v4.10 | 695 | 2216 | MACT Fuel Choice Floor in lbs/MMBtu | FALSE | L | Annual | Allowances Purchased MER | lbs | 0 | 0 | 0 | 0 | 0 | 0 | 0 | 0
MI Hg Rule - MER Annual Reduction v4.10 | 695 | 2216 | MACT Fuel Choice Floor in lbs/MMBtu | FALSE | L | Annual | Allowances Sold MER | lbs | 0 | 0 | 0 | 0 | 0 | 0 | 0 | 0
MI Hg Rule - MER Annual Reduction v4.10 | 695 | 2216 | MACT Fuel Choice Floor in lbs/MMBtu | FALSE | L | Annual | Allowances Banked | lbs | 0 | 0 | 0 | 0 | 0 | 0 | 0 | 0
MI Hg Rule - MER Annual Reduction v4.10 | 695 | 2216 | MACT Fuel Choice Floor in lbs/MMBtu | FALSE | L | Annual | Allowances Withdrawn (1:1) | lbs | 0 | 0 | 0 | 0 | 0 | 0 | 0 | 0
MI Hg Rule - MER Annual Reduction v4.10 | 695 | 2216 | MACT Fuel Choice Floor in lbs/MMBtu | FALSE | L | Annual | Allowances Withdrawn (n:1) | lbs | 0 | 0 | 0 | 0 | 0 | 0 | 0 | 0
MI Hg Rule - MER Annual Reduction v4.10 | 695 | 2216 | MACT Fuel Choice Floor in lbs/MMBtu | FALSE | L | Annual | Net Emissions Allowance Position | lbs | 211.9902 | 220.5828 | 251.178 | 255.4236 | 226.487 | 228.0023 | 228.6393 | 194.6583
MI Hg Rule - MER Annual Reduction v4.10 | 695 | 2216 | MACT Fuel Choice Floor in lbs/MMBtu | FALSE | L | Annual | Fuel Consumed | TBtu | 361.7815 | 410.5419 | 423.1287 | 430.3663 | 382.1505 | 384.7169 | 386.106 | 326.3592
MI Hg Rule - MER Annual Reduction v4.10 | 695 | 2216 | MACT Fuel Choice Floor in lbs/MMBtu | FALSE | L | Annual | Rate | lb/MMBtu | 5.8596e-07 | 5.373e-07 | 5.9362e-07 | 5.935e-07 | 5.9266e-07 | 5.9265e-07 | 5.9217e-07 | 5.9645e-07
MI Hg Rule - MER Annual Reduction v4.10 | 695 | 2216 | MACT Fuel Choice Floor in lbs/MMBtu | FALSE | L | Annual | Generation | TWh | 34.03 | 38.6703 | 40.2048 | 40.8923 | 36.2621 | 36.506 | 36.6273 | 31.0644
MI Hg Rule - MER Annual Reduction v4.10 | 695 | 2216 | MACT Fuel Choice Floor in lbs/MMBtu | FALSE | L | Annual | Qualifying Generation | TWh | 34.03 | 38.6703 | 40.2048 | 40.8923 | 36.2621 | 36.506 | 36.6273 | 31.0644
MI Hg Rule - MER Annual Reduction v4.10 | 695 | 2216 | MACT Fuel Choice Floor in lbs/MMBtu | FALSE | L | Annual | Constraint Shadow Price | US2016$/Lb | 0 | 0 | 0 | 0 | 0 | 0 | 0 | 0
Missouri - NOX .18 Rate Annual v3.1 | 696 | 1820 | Rate Constraint in lbs/MMBtu | FALSE | L | Annual | Seasons Included | Seasons | Winter, WintShld, Summer | Winter, WintShld, Summer | Winter, WintShld, Summer | Winter, WintShld, Summer | Winter, WintShld, Summer | Winter, WintShld, Summer | Winter, WintShld, Summer | Winter, WintShld, Summer
Missouri - NOX .18 Rate Annual v3.1 | 696 | 1820 | Rate Constraint in lbs/MMBtu | FALSE | L | Annual | Standard NOX | lb/MMBtu | 0.18 | 0.18 | 0.18 | 0.18 | 0.18 | 0.18 | 0.18 | 0.18
Missouri - NOX .18 Rate Annual v3.1 | 696 | 1820 | Rate Constraint in lbs/MMBtu | FALSE | L | Annual | Emissions at Affected Plants NOX | Thousand Tons | 11.39 | 11.3975 | 11.3064 | 11.337 | 11.337 | 11.3392 | 11.3064 | 11.3039
Missouri - NOX .18 Rate Annual v3.1 | 696 | 1820 | Rate Constraint in lbs/MMBtu | FALSE | L | Annual | Allowances Purchased NOX | Thousand Tons | 0 | 0 | 0 | 0 | 0 | 0 | 0 | 0
Missouri - NOX .18 Rate Annual v3.1 | 696 | 1820 | Rate Constraint in lbs/MMBtu | FALSE | L | Annual | Allowances Sold NOX | Thousand Tons | 0 | 0 | 0 | 0 | 0 | 0 | 0 | 0
Missouri - NOX .18 Rate Annual v3.1 | 696 | 1820 | Rate Constraint in lbs/MMBtu | FALSE | L | Annual | Allowances Banked | Thousand Tons | 0 | 0 | 0 | 0 | 0 | 0 | 0 | 0
Missouri - NOX .18 Rate Annual v3.1 | 696 | 1820 | Rate Constraint in lbs/MMBtu | FALSE | L | Annual | Allowances Withdrawn (1:1) | Thousand Tons | 0 | 0 | 0 | 0 | 0 | 0 | 0 | 0
Missouri - NOX .18 Rate Annual v3.1 | 696 | 1820 | Rate Constraint in lbs/MMBtu | FALSE | L | Annual | Allowances Withdrawn (n:1) | Thousand Tons | 0 | 0 | 0 | 0 | 0 | 0 | 0 | 0
Missouri - NOX .18 Rate Annual v3.1 | 696 | 1820 | Rate Constraint in lbs/MMBtu | FALSE | L | Annual | Net Emissions Allowance Position | Thousand Tons | 11.39 | 11.3975 | 11.3064 | 11.337 | 11.337 | 11.3392 | 11.3064 | 11.3039
Missouri - NOX .18 Rate Annual v3.1 | 696 | 1820 | Rate Constraint in lbs/MMBtu | FALSE | L | Annual | Fuel Consumed | TBtu | 261.7246 | 261.746 | 259.6522 | 259.7396 | 259.7396 | 259.746 | 259.6522 | 259.6451
Missouri - NOX .18 Rate Annual v3.1 | 696 | 1820 | Rate Constraint in lbs/MMBtu | FALSE | L | Annual | Rate | lb/MMBtu | 0.087038 | 0.087088 | 0.087089 | 0.087295 | 0.087295 | 0.08731 | 0.087089 | 0.087072
Missouri - NOX .18 Rate Annual v3.1 | 696 | 1820 | Rate Constraint in lbs/MMBtu | FALSE | L | Annual | Generation | TWh | 25.6143 | 25.6159 | 25.6159 | 25.6223 | 25.6223 | 25.6227 | 25.6159 | 25.6153
Missouri - NOX .18 Rate Annual v3.1 | 696 | 1820 | Rate Constraint in lbs/MMBtu | FALSE | L | Annual | Qualifying Generation | TWh | 25.6143 | 25.6159 | 25.6159 | 25.6223 | 25.6223 | 25.6227 | 25.6159 | 25.6153
Missouri - NOX .18 Rate Annual v3.1 | 696 | 1820 | Rate Constraint in lbs/MMBtu | FALSE | L | Annual | Rate | lb/MWh | 0.88935 | 0.88988 | 0.88277 | 0.88493 | 0.88493 | 0.88509 | 0.88277 | 0.88259
Missouri - NOX .18 Rate Annual v3.1 | 696 | 1820 | Rate Constraint in lbs/MMBtu | FALSE | L | Annual | Constraint Shadow Price | US2016$/Ton | 0 | 0 | 0 | 0 | 0 | 0 | 0 | 0
Missouri - NOX .25 Rate Annual v3.1 | 697 | 1821 | Rate Constraint in lbs/MMBtu | FALSE | L | Annual | Seasons Included | Seasons | Winter, WintShld, Summer | Winter, WintShld, Summer | Winter, WintShld, Summer | Winter, WintShld, Summer | Winter, WintShld, Summer | Winter, WintShld, Summer | Winter, WintShld, Summer | Winter, WintShld, Summer
Missouri - NOX .25 Rate Annual v3.1 | 697 | 1821 | Rate Constraint in lbs/MMBtu | FALSE | L | Annual | Standard NOX | lb/MMBtu | 0.25 | 0.25 | 0.25 | 0.25 | 0.25 | 0.25 | 0.25 | 0.25
Missouri - NOX .25 Rate Annual v3.1 | 697 | 1821 | Rate Constraint in lbs/MMBtu | FALSE | L | Annual | Emissions at Affected Plants NOX | Thousand Tons | 17.038 | 22.2331 | 21.6985 | 19.8727 | 19.0923 | 19.2499 | 19.0037 | 19.1276
Missouri - NOX .25 Rate Annual v3.1 | 697 | 1821 | Rate Constraint in lbs/MMBtu | FALSE | L | Annual | Allowances Purchased NOX | Thousand Tons | 0 | 0 | 0 | 0 | 0 | 0 | 0 | 0
Missouri - NOX .25 Rate Annual v3.1 | 697 | 1821 | Rate Constraint in lbs/MMBtu | FALSE | L | Annual | Allowances Sold NOX | Thousand Tons | 0 | 0 | 0 | 0 | 0 | 0 | 0 | 0
Missouri - NOX .25 Rate Annual v3.1 | 697 | 1821 | Rate Constraint in lbs/MMBtu | FALSE | L | Annual | Allowances Banked | Thousand Tons | 0.39153 | 0 | 0 | 0 | 0.026786 | 0.30256 | 0.076888 | 0
Missouri - NOX .25 Rate Annual v3.1 | 697 | 1821 | Rate Constraint in lbs/MMBtu | FALSE | L | Annual | Allowances Withdrawn (1:1) | Thousand Tons | 0 | -0.19576 | 0 | 0 | 0 | 0 | 0 | -0.29016
Missouri - NOX .25 Rate Annual v3.1 | 697 | 1821 | Rate Constraint in lbs/MMBtu | FALSE | L | Annual | Allowances Withdrawn (n:1) | Thousand Tons | 0 | 0 | 0 | 0 | 0 | 0 | 0 | 0
Missouri - NOX .25 Rate Annual v3.1 | 697 | 1821 | Rate Constraint in lbs/MMBtu | FALSE | L | Annual | Net Emissions Allowance Position | Thousand Tons | 17.4295 | 22.0373 | 21.6985 | 19.8727 | 19.1191 | 19.5525 | 19.0806 | 18.8374
Missouri - NOX .25 Rate Annual v3.1 | 697 | 1821 | Rate Constraint in lbs/MMBtu | FALSE | L | Annual | Fuel Consumed | TBtu | 139.4364 | 176.2986 | 173.5876 | 158.9819 | 152.9525 | 156.4197 | 152.6448 | 150.6995
Missouri - NOX .25 Rate Annual v3.1 | 697 | 1821 | Rate Constraint in lbs/MMBtu | FALSE | L | Annual | Rate | lb/MMBtu | 0.24438 | 0.25222 | 0.25 | 0.25 | 0.24965 | 0.24613 | 0.24899 | 0.25385
Missouri - NOX .25 Rate Annual v3.1 | 697 | 1821 | Rate Constraint in lbs/MMBtu | FALSE | L | Annual | Generation | TWh | 14.42 | 17.8494 | 17.7749 | 16.3203 | 15.7619 | 16.0485 | 15.5449 | 15.3312
Missouri - NOX .25 Rate Annual v3.1 | 697 | 1821 | Rate Constraint in lbs/MMBtu | FALSE | L | Annual | Qualifying Generation | TWh | 14.42 | 17.8494 | 17.7749 | 16.3203 | 15.7619 | 16.0485 | 15.5449 | 15.3312
Missouri - NOX .25 Rate Annual v3.1 | 697 | 1821 | Rate Constraint in lbs/MMBtu | FALSE | L | Annual | Rate | lb/MWh | 2.3631 | 2.4912 | 2.4415 | 2.4353 | 2.4226 | 2.399 | 2.445 | 2.4952
Missouri - NOX .25 Rate Annual v3.1 | 697 | 1821 | Rate Constraint in lbs/MMBtu | FALSE | L | Annual | Constraint Shadow Price | US2016$/Ton | 1644.626 | 1750.1981 | 1884.7571 | 1422.3601 | 548.2633 | 675.1022 | 831.2848 | 1065.2576
Missouri - NOX .35 Rate Annual v3.1 | 698 | 1822 | Rate Constraint in lbs/MMBtu | FALSE | L | Annual | Seasons Included | Seasons | Winter, WintShld, Summer | Winter, WintShld, Summer | Winter, WintShld, Summer | Winter, WintShld, Summer | Winter, WintShld, Summer | Winter, WintShld, Summer | Winter, WintShld, Summer | Winter, WintShld, Summer
Missouri - NOX .35 Rate Annual v3.1 | 698 | 1822 | Rate Constraint in lbs/MMBtu | FALSE | L | Annual | Standard NOX | lb/MMBtu | 0.35 | 0.35 | 0.35 | 0.35 | 0.35 | 0.35 | 0.35 | 0.35
Missouri - NOX .35 Rate Annual v3.1 | 698 | 1822 | Rate Constraint in lbs/MMBtu | FALSE | L | Annual | Emissions at Affected Plants NOX | Thousand Tons | 13.0856 | 15.7084 | 15.7158 | 15.1613 | 13.5885 | 13.538 | 13.3604 | 13.0571
Missouri - NOX .35 Rate Annual v3.1 | 698 | 1822 | Rate Constraint in lbs/MMBtu | FALSE | L | Annual | Allowances Purchased NOX | Thousand Tons | 0 | 0 | 0 | 0 | 0 | 0 | 0 | 0
Missouri - NOX .35 Rate Annual v3.1 | 698 | 1822 | Rate Constraint in lbs/MMBtu | FALSE | L | Annual | Allowances Sold NOX | Thousand Tons | 0 | 0 | 0 | 0 | 0 | 0 | 0 | 0
Missouri - NOX .35 Rate Annual v3.1 | 698 | 1822 | Rate Constraint in lbs/MMBtu | FALSE | L | Annual | Allowances Banked | Thousand Tons | 0 | 0 | 0 | 0 | 0 | 0 | 0 | 0
Missouri - NOX .35 Rate Annual v3.1 | 698 | 1822 | Rate Constraint in lbs/MMBtu | FALSE | L | Annual | Allowances Withdrawn (1:1) | Thousand Tons | 0 | 0 | 0 | 0 | 0 | 0 | 0 | 0
Missouri - NOX .35 Rate Annual v3.1 | 698 | 1822 | Rate Constraint in lbs/MMBtu | FALSE | L | Annual | Allowances Withdrawn (n:1) | Thousand Tons | 0 | 0 | 0 | 0 | 0 | 0 | 0 | 0
Missouri - NOX .35 Rate Annual v3.1 | 698 | 1822 | Rate Constraint in lbs/MMBtu | FALSE | L | Annual | Net Emissions Allowance Position | Thousand Tons | 13.0856 | 15.7084 | 15.7158 | 15.1613 | 13.5885 | 13.538 | 13.3604 | 13.0571
Missouri - NOX .35 Rate Annual v3.1 | 698 | 1822 | Rate Constraint in lbs/MMBtu | FALSE | L | Annual | Fuel Consumed | TBtu | 272.3457 | 310.3817 | 306.4746 | 308.2712 | 287.2831 | 287.6114 | 278.4881 | 265.6957
Missouri - NOX .35 Rate Annual v3.1 | 698 | 1822 | Rate Constraint in lbs/MMBtu | FALSE | L | Annual | Rate | lb/MMBtu | 0.096095 | 0.10122 | 0.10256 | 0.098364 | 0.0946 | 0.094141 | 0.095949 | 0.098286
Missouri - NOX .35 Rate Annual v3.1 | 698 | 1822 | Rate Constraint in lbs/MMBtu | FALSE | L | Annual | Generation | TWh | 28.791 | 32.6476 | 32.205 | 32.6092 | 30.6535 | 30.488 | 29.3467 | 27.8237
Missouri - NOX .35 Rate Annual v3.1 | 698 | 1822 | Rate Constraint in lbs/MMBtu | FALSE | L | Annual | Qualifying Generation | TWh | 28.791 | 32.6476 | 32.205 | 32.6092 | 30.6535 | 30.488 | 29.3467 | 27.8237
Missouri - NOX .35 Rate Annual v3.1 | 698 | 1822 | Rate Constraint in lbs/MMBtu | FALSE | L | Annual | Rate | lb/MWh | 0.909 | 0.9623 | 0.97599 | 0.92988 | 0.88659 | 0.88809 | 0.91052 | 0.93856
Missouri - NOX .35 Rate Annual v3.1 | 698 | 1822 | Rate Constraint in lbs/MMBtu | FALSE | L | Annual | Constraint Shadow Price | US2016$/Ton | 0 | 0 | 0 | 0 | 0 | 0 | 0 | 0
MN Hg Emis Red Act - MER Removal Annual v3.1 | 699 | 1511 | MACT Fuel Choice Floor in lbs/MMBtu | FALSE | L | Annual | Seasons Included | Seasons | Winter, WintShld, Summer | Winter, WintShld, Summer | Winter, WintShld, Summer | Winter, WintShld, Summer | Winter, WintShld, Summer | Winter, WintShld, Summer | Winter, WintShld, Summer | Winter, WintShld, Summer
MN Hg Emis Red Act - MER Removal Annual v3.1 | 699 | 1511 | MACT Fuel Choice Floor in lbs/MMBtu | FALSE | L | Annual | Emission Floor | lbs/MMBtu | 0 | 0 | 0 | 0 | 0 | 0 | 0 | 0
MN Hg Emis Red Act - MER Removal Annual v3.1 | 699 | 1511 | MACT Fuel Choice Floor in lbs/MMBtu | FALSE | L | Annual | Emissions at Affected Plants MER | lbs | 107.1744 | 101.668 | 122.1416 | 92.962 | 87.0073 | 89.014 | 89.014 | 88.2869
MN Hg Emis Red Act - MER Removal Annual v3.1 | 699 | 1511 | MACT Fuel Choice Floor in lbs/MMBtu | FALSE | L | Annual | Allowances Purchased MER | lbs | 0 | 0 | 0 | 0 | 0 | 0 | 0 | 0
MN Hg Emis Red Act - MER Removal Annual v3.1 | 699 | 1511 | MACT Fuel Choice Floor in lbs/MMBtu | FALSE | L | Annual | Allowances Sold MER | lbs | 0 | 0 | 0 | 0 | 0 | 0 | 0 | 0
MN Hg Emis Red Act - MER Removal Annual v3.1 | 699 | 1511 | MACT Fuel Choice Floor in lbs/MMBtu | FALSE | L | Annual | Allowances Banked | lbs | 0 | 0 | 0 | 0 | 0 | 0 | 0 | 0
MN Hg Emis Red Act - MER Removal Annual v3.1 | 699 | 1511 | MACT Fuel Choice Floor in lbs/MMBtu | FALSE | L | Annual | Allowances Withdrawn (1:1) | lbs | 0 | 0 | 0 | 0 | 0 | 0 | 0 | 0
MN Hg Emis Red Act - MER Removal Annual v3.1 | 699 | 1511 | MACT Fuel Choice Floor in lbs/MMBtu | FALSE | L | Annual | Allowances Withdrawn (n:1) | lbs | 0 | 0 | 0 | 0 | 0 | 0 | 0 | 0
MN Hg Emis Red Act - MER Removal Annual v3.1 | 699 | 1511 | MACT Fuel Choice Floor in lbs/MMBtu | FALSE | L | Annual | Net Emissions Allowance Position | lbs | 107.1744 | 101.668 | 122.1416 | 92.962 | 87.0073 | 89.014 | 89.014 | 88.2869
MN Hg Emis Red Act - MER Removal Annual v3.1 | 699 | 1511 | MACT Fuel Choice Floor in lbs/MMBtu | FALSE | L | Annual | Fuel Consumed | TBtu | 190.6743 | 200.7578 | 211.7116 | 161.567 | 149.5375 | 153.5915 | 153.5915 | 152.1226
MN Hg Emis Red Act - MER Removal Annual v3.1 | 699 | 1511 | MACT Fuel Choice Floor in lbs/MMBtu | FALSE | L | Annual | Rate | lb/MMBtu | 5.6208e-07 | 5.0642e-07 | 5.7692e-07 | 5.7538e-07 | 5.8184e-07 | 5.7955e-07 | 5.7955e-07 | 5.8037e-07
MN Hg Emis Red Act - MER Removal Annual v3.1 | 699 | 1511 | MACT Fuel Choice Floor in lbs/MMBtu | FALSE | L | Annual | Generation | TWh | 18.5757 | 19.5359 | 20.8165 | 15.9378 | 14.7801 | 15.17 | 15.17 | 15.0287
MN Hg Emis Red Act - MER Removal Annual v3.1 | 699 | 1511 | MACT Fuel Choice Floor in lbs/MMBtu | FALSE | L | Annual | Qualifying Generation | TWh | 18.5757 | 19.5359 | 20.8165 | 15.9378 | 14.7801 | 15.17 | 15.17 | 15.0287
MN Hg Emis Red Act - MER Removal Annual v3.1 | 699 | 1511 | MACT Fuel Choice Floor in lbs/MMBtu | FALSE | L | Annual | Constraint Shadow Price | US2016$/Lb | 0 | 0 | 0 | 0 | 0 | 0 | 0 | 0
MT Hg Rate Lignite Annual v3.1 | 700 | 1517 | Rate Constraint in lbs/MMBtu | FALSE | L | Annual | Seasons Included | Seasons | Winter, WintShld, Summer | Winter, WintShld, Summer | Winter, WintShld, Summer | Winter, WintShld, Summer | Winter, WintShld, Summer | Winter, WintShld, Summer | Winter, WintShld, Summer | Winter, WintShld, Summer
MT Hg Rate Lignite Annual v3.1 | 700 | 1517 | Rate Constraint in lbs/MMBtu | FALSE | L | Annual | Standard MER | lb/MMBtu | 1.5e-06 | 1.5e-06 | 1.5e-06 | 1.5e-06 | 1.5e-06 | 1.5e-06 | 1.5e-06 | 1.5e-06
MT Hg Rate Lignite Annual v3.1 | 700 | 1517 | Rate Constraint in lbs/MMBtu | FALSE | L | Annual | Emissions at Affected Plants MER | lbs | 0 | 0 | 0 | 0 | 0 | 0 | 0 | 0
MT Hg Rate Lignite Annual v3.1 | 700 | 1517 | Rate Constraint in lbs/MMBtu | FALSE | L | Annual | Allowances Purchased MER | lbs | 0 | 0 | 0 | 0 | 0 | 0 | 0 | 0
MT Hg Rate Lignite Annual v3.1 | 700 | 1517 | Rate Constraint in lbs/MMBtu | FALSE | L | Annual | Allowances Sold MER | lbs | 0 | 0 | 0 | 0 | 0 | 0 | 0 | 0
MT Hg Rate Lignite Annual v3.1 | 700 | 1517 | Rate Constraint in lbs/MMBtu | FALSE | L | Annual | Allowances Banked | lbs | 0 | 0 | 0 | 0 | 0 | 0 | 0 | 0
MT Hg Rate Lignite Annual v3.1 | 700 | 1517 | Rate Constraint in lbs/MMBtu | FALSE | L | Annual | Allowances Withdrawn (1:1) | lbs | 0 | 0 | 0 | 0 | 0 | 0 | 0 | 0
MT Hg Rate Lignite Annual v3.1 | 700 | 1517 | Rate Constraint in lbs/MMBtu | FALSE | L | Annual | Allowances Withdrawn (n:1) | lbs | 0 | 0 | 0 | 0 | 0 | 0 | 0 | 0
MT Hg Rate Lignite Annual v3.1 | 700 | 1517 | Rate Constraint in lbs/MMBtu | FALSE | L | Annual | Net Emissions Allowance Position | lbs | 0 | 0 | 0 | 0 | 0 | 0 | 0 | 0
MT Hg Rate Lignite Annual v3.1 | 700 | 1517 | Rate Constraint in lbs/MMBtu | FALSE | L | Annual | Fuel Consumed | TBtu | 0 | 0 | 0 | 0 | 0 | 0 | 0 | 0
MT Hg Rate Lignite Annual v3.1 | 700 | 1517 | Rate Constraint in lbs/MMBtu | FALSE | L | Annual | Rate | lb/MMBtu | 0 | 0 | 0 | 0 | 0 | 0 | 0 | 0
MT Hg Rate Lignite Annual v3.1 | 700 | 1517 | Rate Constraint in lbs/MMBtu | FALSE | L | Annual | Generation | TWh | 0 | 0 | 0 | 0 | 0 | 0 | 0 | 0
MT Hg Rate Lignite Annual v3.1 | 700 | 1517 | Rate Constraint in lbs/MMBtu | FALSE | L | Annual | Qualifying Generation | TWh | 0 | 0 | 0 | 0 | 0 | 0 | 0 | 0
MT Hg Rate Lignite Annual v3.1 | 700 | 1517 | Rate Constraint in lbs/MMBtu | FALSE | L | Annual | Rate | lb/MWh | 0 | 0 | 0 | 0 | 0 | 0 | 0 | 0
MT Hg Rate Lignite Annual v3.1 | 700 | 1517 | Rate Constraint in lbs/MMBtu | FALSE | L | Annual | Constraint Shadow Price | US2016$/Lb | 74309.5623 | 26829.9755 | 23585.6507 | 28425.5045 | 0 | 0 | 0 | 0
MT Hg Rate Non Lignite Annual v3.1 | 701 | 1518 | Rate Constraint in lbs/MMBtu | FALSE | L | Annual | Seasons Included | Seasons | Winter, WintShld, Summer | Winter, WintShld, Summer | Winter, WintShld, Summer | Winter, WintShld, Summer | Winter, WintShld, Summer | Winter, WintShld, Summer | Winter, WintShld, Summer | Winter, WintShld, Summer
MT Hg Rate Non Lignite Annual v3.1 | 701 | 1518 | Rate Constraint in lbs/MMBtu | FALSE | L | Annual | Standard MER | lb/MMBtu | 9e-07 | 9e-07 | 9e-07 | 9e-07 | 9e-07 | 9e-07 | 9e-07 | 9e-07
MT Hg Rate Non Lignite Annual v3.1 | 701 | 1518 | Rate Constraint in lbs/MMBtu | FALSE | L | Annual | Emissions at Affected Plants MER | lbs | 84.7024 | 61.3601 | 60.188 | 59.1216 | 59.1216 | 59.1216 | 59.1216 | 57.882
MT Hg Rate Non Lignite Annual v3.1 | 701 | 1518 | Rate Constraint in lbs/MMBtu | FALSE | L | Annual | Allowances Purchased MER | lbs | 0 | 0 | 0 | 0 | 0 | 0 | 0 | 0
MT Hg Rate Non Lignite Annual v3.1 | 701 | 1518 | Rate Constraint in lbs/MMBtu | FALSE | L | Annual | Allowances Sold MER | lbs | 0 | 0 | 0 | 0 | 0 | 0 | 0 | 0
MT Hg Rate Non Lignite Annual v3.1 | 701 | 1518 | Rate Constraint in lbs/MMBtu | FALSE | L | Annual | Allowances Banked | lbs | 0 | 0 | 49.392 | 50.4584 | 0 | 50.4584 | 0 | 0
MT Hg Rate Non Lignite Annual v3.1 | 701 | 1518 | Rate Constraint in lbs/MMBtu | FALSE | L | Annual | Allowances Withdrawn (1:1) | lbs | 0 | 0 | 0 | 0 | -89.972 | 0 | -50.4584 | 0
MT Hg Rate Non Lignite Annual v3.1 | 701 | 1518 | Rate Constraint in lbs/MMBtu | FALSE | L | Annual | Allowances Withdrawn (n:1) | lbs | 0 | 0 | 0 | 0 | 0 | 0 | 0 | 0
MT Hg Rate Non Lignite Annual v3.1 | 701 | 1518 | Rate Constraint in lbs/MMBtu | FALSE | L | Annual | Net Emissions Allowance Position | lbs | 84.7024 | 61.3601 | 109.58 | 109.58 | -30.8504 | 109.58 | 8.6632 | 57.882
MT Hg Rate Non Lignite Annual v3.1 | 701 | 1518 | Rate Constraint in lbs/MMBtu | FALSE | L | Annual | Fuel Consumed | TBtu | 171.3464 | 124.1267 | 121.7556 | 121.7556 | 121.7556 | 121.7556 | 121.7556 | 121.7556
MT Hg Rate Non Lignite Annual v3.1 | 701 | 1518 | Rate Constraint in lbs/MMBtu | FALSE | L | Annual | Rate | lb/MMBtu | 4.9433e-07 | 4.9433e-07 | 4.9433e-07 | 4.8558e-07 | 4.8558e-07 | 4.8558e-07 | 4.8558e-07 | 4.7539e-07
MT Hg Rate Non Lignite Annual v3.1 | 701 | 1518 | Rate Constraint in lbs/MMBtu | FALSE | L | Annual | Generation | TWh | 15.8627 | 11.4571 | 11.4571 | 11.4571 | 11.4571 | 11.4571 | 11.4571 | 11.4571
MT Hg Rate Non Lignite Annual v3.1 | 701 | 1518 | Rate Constraint in lbs/MMBtu | FALSE | L | Annual | Qualifying Generation | TWh | 15.8627 | 11.4571 | 11.4571 | 11.4571 | 11.4571 | 11.4571 | 11.4571 | 11.4571
MT Hg Rate Non Lignite Annual v3.1 | 701 | 1518 | Rate Constraint in lbs/MMBtu | FALSE | L | Annual | Rate | lb/MWh | 5.3397e-06 | 5.3556e-06 | 5.2533e-06 | 5.1603e-06 | 5.1603e-06 | 5.1603e-06 | 5.1603e-06 | 5.0521e-06
MT Hg Rate Non Lignite Annual v3.1 | 701 | 1518 | Rate Constraint in lbs/MMBtu | FALSE | L | Annual | Constraint Shadow Price | US2016$/Lb | 0 | 0 | 0 | 0 | 0 | 0 | 0 | 0
New Hampshire MER Removal Annual v3.1 | 702 | 1966 | MACT Fuel Choice Floor in lbs/MMBtu | FALSE | L | Annual | Seasons Included | Seasons | Winter, WintShld, Summer | Winter, WintShld, Summer | Winter, WintShld, Summer | Winter, WintShld, Summer | Winter, WintShld, Summer | Winter, WintShld, Summer | Winter, WintShld, Summer | Winter, WintShld, Summer
New Hampshire MER Removal Annual v3.1 | 702 | 1966 | MACT Fuel Choice Floor in lbs/MMBtu | FALSE | L | Annual | Emission Floor | lbs/MMBtu | 0 | 0 | 0 | 0 | 0 | 0 | 0 | 0
New Hampshire MER Removal Annual v3.1 | 702 | 1966 | MACT Fuel Choice Floor in lbs/MMBtu | FALSE | L | Annual | Emissions at Affected Plants MER | lbs | 0 | 0 | 0 | 0 | 0 | 0 | 0 | 0
New Hampshire MER Removal Annual v3.1 | 702 | 1966 | MACT Fuel Choice Floor in lbs/MMBtu | FALSE | L | Annual | Allowances Purchased MER | lbs | 0 | 0 | 0 | 0 | 0 | 0 | 0 | 0
New Hampshire MER Removal Annual v3.1 | 702 | 1966 | MACT Fuel Choice Floor in lbs/MMBtu | FALSE | L | Annual | Allowances Sold MER | lbs | 0 | 0 | 0 | 0 | 0 | 0 | 0 | 0
New Hampshire MER Removal Annual v3.1 | 702 | 1966 | MACT Fuel Choice Floor in lbs/MMBtu | FALSE | L | Annual | Allowances Banked | lbs | 0 | 0 | 0 | 0 | 0 | 0 | 0 | 0
New Hampshire MER Removal Annual v3.1 | 702 | 1966 | MACT Fuel Choice Floor in lbs/MMBtu | FALSE | L | Annual | Allowances Withdrawn (1:1) | lbs | 0 | 0 | 0 | 0 | 0 | 0 | 0 | 0
New Hampshire MER Removal Annual v3.1 | 702 | 1966 | MACT Fuel Choice Floor in lbs/MMBtu | FALSE | L | Annual | Allowances Withdrawn (n:1) | lbs | 0 | 0 | 0 | 0 | 0 | 0 | 0 | 0
New Hampshire MER Removal Annual v3.1 | 702 | 1966 | MACT Fuel Choice Floor in lbs/MMBtu | FALSE | L | Annual | Net Emissions Allowance Position | lbs | 0 | 0 | 0 | 0 | 0 | 0 | 0 | 0
New Hampshire MER Removal Annual v3.1 | 702 | 1966 | MACT Fuel Choice Floor in lbs/MMBtu | FALSE | L | Annual | Fuel Consumed | TBtu | 0 | 0 | 0 | 0 | 0 | 0 | 0 | 0
New Hampshire MER Removal Annual v3.1 | 702 | 1966 | MACT Fuel Choice Floor in lbs/MMBtu | FALSE | L | Annual | Rate | lb/MMBtu | 0 | 0 | 0 | 0 | 0 | 0 | 0 | 0
New Hampshire MER Removal Annual v3.1 | 702 | 1966 | MACT Fuel Choice Floor in lbs/MMBtu | FALSE | L | Annual | Generation | TWh | 0 | 0 | 0 | 0 | 0 | 0 | 0 | 0
New Hampshire MER Removal Annual v3.1 | 702 | 1966 | MACT Fuel Choice Floor in lbs/MMBtu | FALSE | L | Annual | Qualifying Generation | TWh | 0 | 0 | 0 | 0 | 0 | 0 | 0 | 0
New Hampshire MER Removal Annual v3.1 | 702 | 1966 | MACT Fuel Choice Floor in lbs/MMBtu | FALSE | L | Annual | Constraint Shadow Price | US2016$/Lb | 0 | 0 | 0 | 0 | 0 | 0 | 0 | 0
New Hampshire 6 Unit - NOX Cap Annual v3.1 | 703 | 1830 | Rate Constraint in MTons | FALSE | L | Annual | Seasons Included | Seasons | Winter, WintShld, Summer | Winter, WintShld, Summer | Winter, WintShld, Summer | Winter, WintShld, Summer | Winter, WintShld, Summer | Winter, WintShld, Summer | Winter, WintShld, Summer | Winter, WintShld, Summer
New Hampshire 6 Unit - NOX Cap Annual v3.1 | 703 | 1830 | Rate Constraint in MTons | FALSE | L | Annual | Standard NOX | Thousand Tons | 3.64 | 3.64 | 3.64 | 3.64 | 3.64 | 3.64 | 3.64 | 3.64
New Hampshire 6 Unit - NOX Cap Annual v3.1 | 703 | 1830 | Rate Constraint in MTons | FALSE | L | Annual | Emissions at Affected Plants NOX | Thousand Tons | 0.010941 | 0.010941 | 0.010941 | 0 | 0 | 0 | 0 | 0
New Hampshire 6 Unit - NOX Cap Annual v3.1 | 703 | 1830 | Rate Constraint in MTons | FALSE | L | Annual | Allowances Purchased NOX | Thousand Tons | 0 | 0 | 0 | 0 | 0 | 0 | 0 | 0
New Hampshire 6 Unit - NOX Cap Annual v3.1 | 703 | 1830 | Rate Constraint in MTons | FALSE | L | Annual | Allowances Sold NOX | Thousand Tons | 0 | 0 | 0 | 0 | 0 | 0 | 0 | 0
New Hampshire 6 Unit - NOX Cap Annual v3.1 | 703 | 1830 | Rate Constraint in MTons | FALSE | L | Annual | Allowances Banked | Thousand Tons | 0 | 0 | 0 | 0 | 0 | 0 | 0 | 0
New Hampshire 6 Unit - NOX Cap Annual v3.1 | 703 | 1830 | Rate Constraint in MTons | FALSE | L | Annual | Allowances Withdrawn (1:1) | Thousand Tons | 0 | 0 | 0 | 0 | 0 | 0 | 0 | 0
New Hampshire 6 Unit - NOX Cap Annual v3.1 | 703 | 1830 | Rate Constraint in MTons | FALSE | L | Annual | Allowances Withdrawn (n:1) | Thousand Tons | 0 | 0 | 0 | 0 | 0 | 0 | 0 | 0
New Hampshire 6 Unit - NOX Cap Annual v3.1 | 703 | 1830 | Rate Constraint in MTons | FALSE | L | Annual | Net Emissions Allowance Position | Thousand Tons | 0.010941 | 0.010941 | 0.010941 | 0 | 0 | 0 | 0 | 0
New Hampshire 6 Unit - NOX Cap Annual v3.1 | 703 | 1830 | Rate Constraint in MTons | FALSE | L | Annual | Fuel Consumed | TBtu | 0.15773 | 0.15773 | 0.15773 | 0 | 0 | 0 | 0 | 0
New Hampshire 6 Unit - NOX Cap Annual v3.1 | 703 | 1830 | Rate Constraint in MTons | FALSE | L | Annual | Rate | lb/MMBtu | 0.13874 | 0.13874 | 0.13874 | 0 | 0 | 0 | 0 | 0
New Hampshire 6 Unit - NOX Cap Annual v3.1 | 703 | 1830 | Rate Constraint in MTons | FALSE | L | Annual | Generation | TWh | 0.011889 | 0.011889 | 0.011889 | 0 | 0 | 0 | 0 | 0
New Hampshire 6 Unit - NOX Cap Annual v3.1 | 703 | 1830 | Rate Constraint in MTons | FALSE | L | Annual | Qualifying Generation | TWh | 0.011889 | 0.011889 | 0.011889 | 0 | 0 | 0 | 0 | 0
New Hampshire 6 Unit - NOX Cap Annual v3.1 | 703 | 1830 | Rate Constraint in MTons | FALSE | L | Annual | Rate | lb/MWh | 1.8407 | 1.8407 | 1.8407 | 0 | 0 | 0 | 0 | 0
New Hampshire 6 Unit - NOX Cap Annual v3.1 | 703 | 1830 | Rate Constraint in MTons | FALSE | L | Annual | Constraint Shadow Price | US2016$/Ton | 0 | 0 | 0 | 0 | 0 | 0 | 0 | 0
New Hampshire 6 Unit - SO2 Cap Annual v3.1 | 704 | 1831 | Rate Constraint in MTons | FALSE | L | Annual | Seasons Included | Seasons | Winter, WintShld, Summer | Winter, WintShld, Summer | Winter, WintShld, Summer | Winter, WintShld, Summer | Winter, WintShld, Summer | Winter, WintShld, Summer | Winter, WintShld, Summer | Winter, WintShld, Summer
New Hampshire 6 Unit - SO2 Cap Annual v3.1 | 704 | 1831 | Rate Constraint in MTons | FALSE | L | Annual | Standard SO2 | Thousand Tons | 7.29 | 7.29 | 7.29 | 7.29 | 7.29 | 7.29 | 7.29 | 7.29
New Hampshire 6 Unit - SO2 Cap Annual v3.1 | 704 | 1831 | Rate Constraint in MTons | FALSE | L | Annual | Emissions at Affected Plants SO2 | Thousand Tons | 0 | 0 | 0 | 0 | 0 | 0 | 0 | 0
New Hampshire 6 Unit - SO2 Cap Annual v3.1 | 704 | 1831 | Rate Constraint in MTons | FALSE | L | Annual | Allowances Purchased SO2 | Thousand Tons | 0 | 0 | 0 | 0 | 0 | 0 | 0 | 0
New Hampshire 6 Unit - SO2 Cap Annual v3.1 | 704 | 1831 | Rate Constraint in MTons | FALSE | L | Annual | Allowances Sold SO2 | Thousand Tons | 0 | 0 | 0 | 0 | 0 | 0 | 0 | 0
New Hampshire 6 Unit - SO2 Cap Annual v3.1 | 704 | 1831 | Rate Constraint in MTons | FALSE | L | Annual | Allowances Banked | Thousand Tons | 0 | 0 | 0 | 0 | 0 | 0 | 0 | 0
New Hampshire 6 Unit - SO2 Cap Annual v3.1 | 704 | 1831 | Rate Constraint in MTons | FALSE | L | Annual | Allowances Withdrawn (1:1) | Thousand Tons | 0 | 0 | 0 | 0 | 0 | 0 | 0 | 0
New Hampshire 6 Unit - SO2 Cap Annual v3.1 | 704 | 1831 | Rate Constraint in MTons | FALSE | L | Annual | Allowances Withdrawn (n:1) | Thousand Tons | 0 | 0 | 0 | 0 | 0 | 0 | 0 | 0
New Hampshire 6 Unit - SO2 Cap Annual v3.1 | 704 | 1831 | Rate Constraint in MTons | FALSE | L | Annual | Net Emissions Allowance Position | Thousand Tons | 0 | 0 | 0 | 0 | 0 | 0 | 0 | 0
New Hampshire 6 Unit - SO2 Cap Annual v3.1 | 704 | 1831 | Rate Constraint in MTons | FALSE | L | Annual | Fuel Consumed | TBtu | 0.15773 | 0.15773 | 0.15773 | 0 | 0 | 0 | 0 | 0
New Hampshire 6 Unit - SO2 Cap Annual v3.1 | 704 | 1831 | Rate Constraint in MTons | FALSE | L | Annual | Rate | lb/MMBtu | 0 | 0 | 0 | 0 | 0 | 0 | 0 | 0
New Hampshire 6 Unit - SO2 Cap Annual v3.1 | 704 | 1831 | Rate Constraint in MTons | FALSE | L | Annual | Generation | TWh | 0.011889 | 0.011889 | 0.011889 | 0 | 0 | 0 | 0 | 0
New Hampshire 6 Unit - SO2 Cap Annual v3.1 | 704 | 1831 | Rate Constraint in MTons | FALSE | L | Annual | Qualifying Generation | TWh | 0.011889 | 0.011889 | 0.011889 | 0 | 0 | 0 | 0 | 0
New Hampshire 6 Unit - SO2 Cap Annual v3.1 | 704 | 1831 | Rate Constraint in MTons | FALSE | L | Annual | Rate | lb/MWh | 0 | 0 | 0 | 0 | 0 | 0 | 0 | 0
New Hampshire 6 Unit - SO2 Cap Annual v3.1 | 704 | 1831 | Rate Constraint in MTons | FALSE | L | Annual | Constraint Shadow Price | US2016$/Ton | 0 | 0 | 0 | 0 | 0 | 0 | 0 | 0
New Hampshire State - NOX Cap Summer v3.1 | 705 | 1832 | Rate Constraint in MTons | FALSE | L | Annual | Seasons Included | Seasons | Summer | Summer | Summer | Summer | Summer | Summer | Summer | Summer
New Hampshire State - NOX Cap Summer v3.1 | 705 | 1832 | Rate Constraint in MTons | FALSE | L | Annual | Standard NOX | Thousand Tons | 2.4 | 2.4 | 2.4 | 2.4 | 2.4 | 2.4 | 2.4 | 2.4
New Hampshire State - NOX Cap Summer v3.1 | 705 | 1832 | Rate Constraint in MTons | FALSE | L | Annual | Emissions at Affected Plants NOX | Thousand Tons | 0.010941 | 0.010941 | 0.010941 | 0 | 0 | 0 | 0 | 0.00073114
New Hampshire State - NOX Cap Summer v3.1 | 705 | 1832 | Rate Constraint in MTons | FALSE | L | Annual | Allowances Purchased NOX | Thousand Tons | 0 | 0 | 0 | 0 | 0 | 0 | 0 | 0
New Hampshire State - NOX Cap Summer v3.1 | 705 | 1832 | Rate Constraint in MTons | FALSE | L | Annual | Allowances Sold NOX | Thousand Tons | 0 | 0 | 0 | 0 | 0 | 0 | 0 | 0
New Hampshire State - NOX Cap Summer v3.1 | 705 | 1832 | Rate Constraint in MTons | FALSE | L | Annual | Allowances Banked | Thousand Tons | 0 | 0 | 0 | 0 | 0 | 0 | 0 | 0
New Hampshire State - NOX Cap Summer v3.1 | 705 | 1832 | Rate Constraint in MTons | FALSE | L | Annual | Allowances Withdrawn (1:1) | Thousand Tons | 0 | 0 | 0 | 0 | 0 | 0 | 0 | 0
New Hampshire State - NOX Cap Summer v3.1 | 705 | 1832 | Rate Constraint in MTons | FALSE | L | Annual | Allowances Withdrawn (n:1) | Thousand Tons | 0 | 0 | 0 | 0 | 0 | 0 | 0 | 0
New Hampshire State - NOX Cap Summer v3.1 | 705 | 1832 | Rate Constraint in MTons | FALSE | L | Annual | Net Emissions Allowance Position | Thousand Tons | 0.010941 | 0.010941 | 0.010941 | 0 | 0 | 0 | 0 | 0.00073114
New Hampshire State - NOX Cap Summer v3.1 | 705 | 1832 | Rate Constraint in MTons | FALSE | L | Annual | Fuel Consumed | TBtu | 0.15773 | 0.15773 | 0.15773 | 0 | 0 | 0 | 0 | 0.13294
New Hampshire State - NOX Cap Summer v3.1 | 705 | 1832 | Rate Constraint in MTons | FALSE | L | Annual | Rate | lb/MMBtu | 0.13874 | 0.13874 | 0.13874 | 0 | 0 | 0 | 0 | 0.011
New Hampshire State - NOX Cap Summer v3.1 | 705 | 1832 | Rate Constraint in MTons | FALSE | L | Annual | Generation | TWh | 0.011889 | 0.011889 | 0.011889 | 0 | 0 | 0 | 0 | 0.066692
New Hampshire State - NOX Cap Summer v3.1 | 705 | 1832 | Rate Constraint in MTons | FALSE | L | Annual | Qualifying Generation | TWh | 0.011889 | 0.011889 | 0.011889 | 0 | 0 | 0 | 0 | 0.015548
New Hampshire State - NOX Cap Summer v3.1 | 705 | 1832 | Rate Constraint in MTons | FALSE | L | Annual | Rate | lb/MWh | 1.8407 | 1.8407 | 1.8407 | 0 | 0 | 0 | 0 | 0.09405
New Hampshire State - NOX Cap Summer v3.1 | 705 | 1832 | Rate Constraint in MTons | FALSE | L | Annual | Constraint Shadow Price | US2016$/Ton | 0 | 0 | 0 | 0 | 0 | 0 | 0 | 0
New Jersey - MER Removal Annual v3.1 | 706 | 1833 | MACT Fuel Choice Floor in lbs/MMBtu | FALSE | L | Annual | Seasons Included | Seasons | Winter, WintShld, Summer | Winter, WintShld, Summer | Winter, WintShld, Summer | Winter, WintShld, Summer | Winter, WintShld, Summer | Winter, WintShld, Summer | Winter, WintShld, Summer | Winter, WintShld, Summer
New Jersey - MER Removal Annual v3.1 | 706 | 1833 | MACT Fuel Choice Floor in lbs/MMBtu | FALSE | L | Annual | Emission Floor | lbs/MMBtu | 0 | 0 | 0 | 0 | 0 | 0 | 0 | 0
New Jersey - MER Removal Annual v3.1 | 706 | 1833 | MACT Fuel Choice Floor in lbs/MMBtu | FALSE | L | Annual | Emissions at Affected Plants MER | lbs | 0 | 0 | 0 | 0 | 0 | 0 | 0 | 0
New Jersey - MER Removal Annual v3.1 | 706 | 1833 | MACT Fuel Choice Floor in lbs/MMBtu | FALSE | L | Annual | Allowances Purchased MER | lbs | 0 | 0 | 0 | 0 | 0 | 0 | 0 | 0
New Jersey - MER Removal Annual v3.1 | 706 | 1833 | MACT Fuel Choice Floor in lbs/MMBtu | FALSE | L | Annual | Allowances Sold MER | lbs | 0 | 0 | 0 | 0 | 0 | 0 | 0 | 0
New Jersey - MER Removal Annual v3.1 | 706 | 1833 | MACT Fuel Choice Floor in lbs/MMBtu | FALSE | L | Annual | Allowances Banked | lbs | 0 | 0 | 0 | 0 | 0 | 0 | 0 | 0
New Jersey - MER Removal Annual v3.1 | 706 | 1833 | MACT Fuel Choice Floor in lbs/MMBtu | FALSE | L | Annual | Allowances Withdrawn (1:1) | lbs | 0 | 0 | 0 | 0 | 0 | 0 | 0 | 0
New Jersey - MER Removal Annual v3.1 | 706 | 1833 | MACT Fuel Choice Floor in lbs/MMBtu | FALSE | L | Annual | Allowances Withdrawn (n:1) | lbs | 0 | 0 | 0 | 0 | 0 | 0 | 0 | 0
New Jersey - MER Removal Annual v3.1 | 706 | 1833 | MACT Fuel Choice Floor in lbs/MMBtu | FALSE | L | Annual | Net Emissions Allowance Position | lbs | 0 | 0 | 0 | 0 | 0 | 0 | 0 | 0
New Jersey - MER Removal Annual v3.1 | 706 | 1833 | MACT Fuel Choice Floor in lbs/MMBtu | FALSE | L | Annual | Fuel Consumed | TBtu | 0 | 0 | 0 | 0 | 0 | 0 | 0 | 0
New Jersey - MER Removal Annual v3.1 | 706 | 1833 | MACT Fuel Choice Floor in lbs/MMBtu | FALSE | L | Annual | Rate | lb/MMBtu | 0 | 0 | 0 | 0 | 0 | 0 | 0 | 0
New Jersey - MER Removal Annual v3.1 | 706 | 1833 | MACT Fuel Choice Floor in lbs/MMBtu | FALSE | L | Annual | Generation | TWh | 0 | 0 | 0 | 0 | 0 | 0 | 0 | 0
New Jersey - MER Removal Annual v3.1 | 706 | 1833 | MACT Fuel Choice Floor in lbs/MMBtu | FALSE | L | Annual | Qualifying Generation | TWh | 0 | 0 | 0 | 0 | 0 | 0 | 0 | 0
New Jersey - MER Removal Annual v3.1 | 706 | 1833 | MACT Fuel Choice Floor in lbs/MMBtu | FALSE | L | Annual | Constraint Shadow Price | US2016$/Lb | 0 | 0 | 0 | 0 | 0 | 0 | 0 | 0
Newington Station 1 - SO2 Rate v5.12 | 707 | 6977 | Rate Constraint in lbs/MMBtu | FALSE | L | Annual | Seasons Included | Seasons | Winter, WintShld, Summer | Winter, WintShld, Summer | Winter, WintShld, Summer | Winter, WintShld, Summer | Winter, WintShld, Summer | Winter, WintShld, Summer | Winter, WintShld, Summer | Winter, WintShld, Summer
Newington Station 1 - SO2 Rate v5.12 | 707 | 6977 | Rate Constraint in lbs/MMBtu | FALSE | L | Annual | Standard SO2 | lb/MMBtu | 0.5 | 0.5 | 0.5 | 0.5 | 0.5 | 0.5 | 0.5 | 0.5
Newington Station 1 - SO2 Rate v5.12 | 707 | 6977 | Rate Constraint in lbs/MMBtu | FALSE | L | Annual | Emissions at Affected Plants SO2 | Thousand Tons | 0 | 0 | 0 | 0 | 0 | 0 | 0 | 0
Newington Station 1 - SO2 Rate v5.12 | 707 | 6977 | Rate Constraint in lbs/MMBtu | FALSE | L | Annual | Allowances Purchased SO2 | Thousand Tons | 0 | 0 | 0 | 0 | 0 | 0 | 0 | 0
Newington Station 1 - SO2 Rate v5.12 | 707 | 6977 | Rate Constraint in lbs/MMBtu | FALSE | L | Annual | Allowances Sold SO2 | Thousand Tons | 0 | 0 | 0 | 0 | 0 | 0 | 0 | 0
Newington Station 1 - SO2 Rate v5.12 | 707 | 6977 | Rate Constraint in lbs/MMBtu | FALSE | L | Annual | Allowances Banked | Thousand Tons | 0 | 0 | 0 | 0 | 0 | 0 | 0 | 0
Newington Station 1 - SO2 Rate v5.12 | 707 | 6977 | Rate Constraint in lbs/MMBtu | FALSE | L | Annual | Allowances Withdrawn (1:1) | Thousand Tons | 0 | 0 | 0 | 0 | 0 | 0 | 0 | 0
Newington Station 1 - SO2 Rate v5.12 | 707 | 6977 | Rate Constraint in lbs/MMBtu | FALSE | L | Annual | Allowances Withdrawn (n:1) | Thousand Tons | 0 | 0 | 0 | 0 | 0 | 0 | 0 | 0
Newington Station 1 - SO2 Rate v5.12 | 707 | 6977 | Rate Constraint in lbs/MMBtu | FALSE | L | Annual | Net Emissions Allowance Position | Thousand Tons | 0 | 0 | 0 | 0 | 0 | 0 | 0 | 0
Newington Station 1 - SO2 Rate v5.12 | 707 | 6977 | Rate Constraint in lbs/MMBtu | FALSE | L | Annual | Fuel Consumed | TBtu | 0.15773 | 0.15773 | 0.15773 | 0 | 0 | 0 | 0 | 0
Newington Station 1 - SO2 Rate v5.12 | 707 | 6977 | Rate Constraint in lbs/MMBtu | FALSE | L | Annual | Rate | lb/MMBtu | 0 | 0 | 0 | 0 | 0 | 0 | 0 | 0
Newington Station 1 - SO2 Rate v5.12 | 707 | 6977 | Rate Constraint in lbs/MMBtu | FALSE | L | Annual | Generation | TWh | 0.011889 | 0.011889 | 0.011889 | 0 | 0 | 0 | 0 | 0
Newington Station 1 - SO2 Rate v5.12 | 707 | 6977 | Rate Constraint in lbs/MMBtu | FALSE | L | Annual | Qualifying Generation | TWh | 0.011889 | 0.011889 | 0.011889 | 0 | 0 | 0 | 0 | 0
Newington Station 1 - SO2 Rate v5.12 | 707 | 6977 | Rate Constraint in lbs/MMBtu | FALSE | L | Annual | Rate | lb/MWh | 0 | 0 | 0 | 0 | 0 | 0 | 0 | 0
Newington Station 1 - SO2 Rate v5.12 | 707 | 6977 | Rate Constraint in lbs/MMBtu | FALSE | L | Annual | Constraint Shadow Price | US2016$/Ton | 0 | 0 | 0 | 0 | 0 | 0 | 0 | 0
NJ BLEngland - NOx Annual GPS v4.10, Unit 3678 and retrofits | 708 | 2271 | Rate Constraint in lbs/MWh | FALSE | L | Annual | Seasons Included | Seasons | Winter, WintShld, Summer | Winter, WintShld, Summer | Winter, WintShld, Summer | Winter, WintShld, Summer | Winter, WintShld, Summer | Winter, WintShld, Summer | Winter, WintShld, Summer | Winter, WintShld, Summer
NJ BLEngland - NOx Annual GPS v4.10, Unit 3678 and retrofits | 708 | 2271 | Rate Constraint in lbs/MWh | FALSE | L | Annual | Standard NOX | lb/MWh | 1 | 1 | 1 | 1 | 1 | 1 | 1 | 1
NJ BLEngland - NOx Annual GPS v4.10, Unit 3678 and retrofits | 708 | 2271 | Rate Constraint in lbs/MWh | FALSE | L | Annual | Emissions at Affected Plants NOX | Thousand Tons | 0 | 0 | 0 | 0 | 0 | 0 | 0 | 0
NJ BLEngland - NOx Annual GPS v4.10, Unit 3678 and retrofits | 708 | 2271 | Rate Constraint in lbs/MWh | FALSE | L | Annual | Allowances Purchased NOX | Thousand Tons | 0 | 0 | 0 | 0 | 0 | 0 | 0 | 0
NJ BLEngland - NOx Annual GPS v4.10, Unit 3678 and retrofits | 708 | 2271 | Rate Constraint in lbs/MWh | FALSE | L | Annual | Allowances Sold NOX | Thousand Tons | 0 | 0 | 0 | 0 | 0 | 0 | 0 | 0
NJ BLEngland - NOx Annual GPS v4.10, Unit 3678 and retrofits | 708 | 2271 | Rate Constraint in lbs/MWh | FALSE | L | Annual | Allowances Banked | Thousand Tons | 0 | 0 | 0 | 0 | 0 | 0 | 0 | 0
NJ BLEngland - NOx Annual GPS v4.10, Unit 3678 and retrofits | 708 | 2271 | Rate Constraint in lbs/MWh | FALSE | L | Annual | Allowances Withdrawn (1:1) | Thousand Tons | 0 | 0 | 0 | 0 | 0 | 0 | 0 | 0
NJ BLEngland - NOx Annual GPS v4.10, Unit 3678 and retrofits | 708 | 2271 | Rate Constraint in lbs/MWh | FALSE | L | Annual | Allowances Withdrawn (n:1) | Thousand Tons | 0 | 0 | 0 | 0 | 0 | 0 | 0 | 0
NJ BLEngland - NOx Annual GPS v4.10, Unit 3678 and retrofits | 708 | 2271 | Rate Constraint in lbs/MWh | FALSE | L | Annual | Net Emissions Allowance Position | Thousand Tons | 0 | 0 | 0 | 0 | 0 | 0 | 0 | 0
NJ BLEngland - NOx Annual GPS v4.10, Unit 3678 and retrofits | 708 | 2271 | Rate Constraint in lbs/MWh | FALSE | L | Annual | Fuel Consumed | TBtu | 0 | 0 | 0 | 0 | 0 | 0 | 0 | 0
NJ BLEngland - NOx Annual GPS v4.10, Unit 3678 and retrofits | 708 | 2271 | Rate Constraint in lbs/MWh | FALSE | L | Annual | Rate | lb/MMBtu | 0 | 0 | 0 | 0 | 0 | 0 | 0 | 0
NJ BLEngland - NOx Annual GPS v4.10, Unit 3678 and retrofits | 708 | 2271 | Rate Constraint in lbs/MWh | FALSE | L | Annual | Generation | TWh | 0 | 0 | 0 | 0 | 0 | 0 | 0 | 0
NJ BLEngland - NOx Annual GPS v4.10, Unit 3678 and retrofits | 708 | 2271 | Rate Constraint in lbs/MWh | FALSE | L | Annual | Qualifying Generation | TWh | 0 | 0 | 0 | 0 | 0 | 0 | 0 | 0
NJ BLEngland - NOx Annual GPS v4.10, Unit 3678 and retrofits | 708 | 2271 | Rate Constraint in lbs/MWh | FALSE | L | Annual | Constraint Shadow Price | US2016$/Ton | 0 | 0 | 0 | 0 | 0 | 0 | 0 | 0
NJ ChambersCogen- NOx Annual GPS v4.10, Unit 3637 and retrofits | 709 | 2273 | Rate Constraint in lbs/MWh | FALSE | L | Annual | Seasons Included | Seasons | Winter, WintShld, Summer | Winter, WintShld, Summer | Winter, WintShld, Summer | Winter, WintShld, Summer | Winter, WintShld, Summer | Winter, WintShld, Summer | Winter, WintShld, Summer | Winter, WintShld, Summer
NJ ChambersCogen- NOx Annual GPS v4.10, Unit 3637 and retrofits | 709 | 2273 | Rate Constraint in lbs/MWh | FALSE | L | Annual | Standard NOX | lb/MWh | 2.01 | 2.01 | 2.01 | 2.01 | 2.01 | 2.01 | 2.01 | 2.01
NJ ChambersCogen- NOx Annual GPS v4.10, Unit 3637 and retrofits | 709 | 2273 | Rate Constraint in lbs/MWh | FALSE | L | Annual | Emissions at Affected Plants NOX | Thousand Tons | 0 | 0 | 0 | 0 | 0 | 0 | 0 | 0
NJ ChambersCogen- NOx Annual GPS v4.10, Unit 3637 and retrofits | 709 | 2273 | Rate Constraint in lbs/MWh | FALSE | L | Annual | Allowances Purchased NOX | Thousand Tons | 0 | 0 | 0 | 0 | 0 | 0 | 0 | 0
NJ ChambersCogen- NOx Annual GPS v4.10, Unit 3637 and retrofits | 709 | 2273 | Rate Constraint in lbs/MWh | FALSE | L | Annual | Allowances Sold NOX | Thousand Tons | 0 | 0 | 0 | 0 | 0 | 0 | 0 | 0
NJ ChambersCogen- NOx Annual GPS v4.10, Unit 3637 and retrofits | 709 | 2273 | Rate Constraint in lbs/MWh | FALSE | L | Annual | Allowances Banked | Thousand Tons | 0 | 0 | 0 | 0 | 0 | 0 | 0 | 0
NJ ChambersCogen- NOx Annual GPS v4.10, Unit 3637 and retrofits | 709 | 2273 | Rate Constraint in lbs/MWh | FALSE | L | Annual | Allowances Withdrawn (1:1) | Thousand Tons | 0 | 0 | 0 | 0 | 0 | 0 | 0 | 0
NJ ChambersCogen- NOx Annual GPS v4.10, Unit 3637 and retrofits | 709 | 2273 | Rate Constraint in lbs/MWh | FALSE | L | Annual | Allowances Withdrawn (n:1) | Thousand Tons | 0 | 0 | 0 | 0 | 0 | 0 | 0 | 0
NJ ChambersCogen- NOx Annual GPS v4.10, Unit 3637 and retrofits | 709 | 2273 | Rate Constraint in lbs/MWh | FALSE | L | Annual | Net Emissions Allowance Position | Thousand Tons | 0 | 0 | 0 | 0 | 0 | 0 | 0 | 0
NJ ChambersCogen- NOx Annual GPS v4.10, Unit 3637 and retrofits | 709 | 2273 | Rate Constraint in lbs/MWh | FALSE | L | Annual | Fuel Consumed | TBtu | 0 | 0 | 0 | 0 | 0 | 0 | 0 | 0
NJ ChambersCogen- NOx Annual GPS v4.10, Unit 3637 and retrofits | 709 | 2273 | Rate Constraint in lbs/MWh | FALSE | L | Annual | Rate | lb/MMBtu | 0 | 0 | 0 | 0 | 0 | 0 | 0 | 0
NJ ChambersCogen- NOx Annual GPS v4.10, Unit 3637 and retrofits | 709 | 2273 | Rate Constraint in lbs/MWh | FALSE | L | Annual | Generation | TWh | 0 | 0 | 0 | 0 | 0 | 0 | 0 | 0
NJ ChambersCogen- NOx Annual GPS v4.10, Unit 3637 and retrofits | 709 | 2273 | Rate Constraint in lbs/MWh | FALSE | L | Annual | Qualifying Generation | TWh | 0 | 0 | 0 | 0 | 0 | 0 | 0 | 0
NJ ChambersCogen- NOx Annual GPS v4.10, Unit 3637 and retrofits | 709 | 2273 | Rate Constraint in lbs/MWh | FALSE | L | Annual | Constraint Shadow Price | US2016$/Ton | 0 | 0 | 0 | 0 | 0 | 0 | 0 | 0
NJ ChambersCogen- NOx Annual GPS v4.10, Unit 3638 and retrofits | 710 | 2273 | Rate Constraint in lbs/MWh | FALSE | L | Annual | Seasons Included | Seasons | Winter, WintShld, Summer | Winter, WintShld, Summer | Winter, WintShld, Summer | Winter, WintShld, Summer | Winter, WintShld, Summer | Winter, WintShld, Summer | Winter, WintShld, Summer | Winter, WintShld, Summer
NJ ChambersCogen- NOx Annual GPS v4.10, Unit 3638 and retrofits | 710 | 2273 | Rate Constraint in lbs/MWh | FALSE | L | Annual | Standard NOX | lb/MWh | 2.01 | 2.01 | 2.01 | 2.01 | 2.01 | 2.01 | 2.01 | 2.01
NJ ChambersCogen- NOx Annual GPS v4.10, Unit 3638 and retrofits | 710 | 2273 | Rate Constraint in lbs/MWh | FALSE | L | Annual | Emissions at Affected Plants NOX | Thousand Tons | 0 | 0 | 0 | 0 | 0 | 0 | 0 | 0
NJ ChambersCogen- NOx Annual GPS v4.10, Unit 3638 and retrofits | 710 | 2273 | Rate Constraint in lbs/MWh | FALSE | L | Annual | Allowances Purchased NOX | Thousand Tons | 0 | 0 | 0 | 0 | 0 | 0 | 0 | 0
NJ ChambersCogen- NOx Annual GPS v4.10, Unit 3638 and retrofits | 710 | 2273 | Rate Constraint in lbs/MWh | FALSE | L | Annual | Allowances Sold NOX | Thousand Tons | 0 | 0 | 0 | 0 | 0 | 0 | 0 | 0
NJ ChambersCogen- NOx Annual GPS v4.10, Unit 3638 and retrofits | 710 | 2273 | Rate Constraint in lbs/MWh | FALSE | L | Annual | Allowances Banked | Thousand Tons | 0 | 0 | 0 | 0 | 0 | 0 | 0 | 0
NJ ChambersCogen- NOx Annual GPS v4.10, Unit 3638 and retrofits | 710 | 2273 | Rate Constraint in lbs/MWh | FALSE | L | Annual | Allowances Withdrawn (1:1) | Thousand Tons | 0 | 0 | 0 | 0 | 0 | 0 | 0 | 0
NJ ChambersCogen- NOx Annual GPS v4.10, Unit 3638 and retrofits | 710 | 2273 | Rate Constraint in lbs/MWh | FALSE | L | Annual | Allowances Withdrawn (n:1) | Thousand Tons | 0 | 0 | 0 | 0 | 0 | 0 | 0 | 0
NJ ChambersCogen- NOx Annual GPS v4.10, Unit 3638 and retrofits | 710 | 2273 | Rate Constraint in lbs/MWh | FALSE | L | Annual | Net Emissions Allowance Position | Thousand Tons | 0 | 0 | 0 | 0 | 0 | 0 | 0 | 0
NJ ChambersCogen- NOx Annual GPS v4.10, Unit 3638 and retrofits | 710 | 2273 | Rate Constraint in lbs/MWh | FALSE | L | Annual | Fuel Consumed | TBtu | 0 | 0 | 0 | 0 | 0 | 0 | 0 | 0
NJ ChambersCogen- NOx Annual GPS v4.10, Unit 3638 and retrofits | 710 | 2273 | Rate Constraint in lbs/MWh | FALSE | L | Annual | Rate | lb/MMBtu | 0 | 0 | 0 | 0 | 0 | 0 | 0 | 0
NJ ChambersCogen- NOx Annual GPS v4.10, Unit 3638 and retrofits | 710 | 2273 | Rate Constraint in lbs/MWh | FALSE | L | Annual | Generation | TWh | 0 | 0 | 0 | 0 | 0 | 0 | 0 | 0
NJ ChambersCogen- NOx Annual GPS v4.10, Unit 3638 and retrofits | 710 | 2273 | Rate Constraint in lbs/MWh | FALSE | L | Annual | Qualifying Generation | TWh | 0 | 0 | 0 | 0 | 0 | 0 | 0 | 0
NJ ChambersCogen- NOx Annual GPS v4.10, Unit 3638 and retrofits | 710 | 2273 | Rate Constraint in lbs/MWh | FALSE | L | Annual | Constraint Shadow Price | US2016$/Ton | 0 | 0 | 0 | 0 | 0 | 0 | 0 | 0
NJ LoganGen- NOx Annual GPS v4.10, Unit 3639 and retrofits | 808 | 2278 | Rate Constraint in lbs/MWh | FALSE | L | Annual | Seasons Included | Seasons | Winter, WintShld, Summer | Winter, WintShld, Summer | Winter, WintShld, Summer | Winter, WintShld, Summer | Winter, WintShld, Summer | Winter, WintShld, Summer | Winter, WintShld, Summer | Winter, WintShld, Summer
NJ LoganGen- NOx Annual GPS v4.10, Unit 3639 and retrofits | 808 | 2278 | Rate Constraint in lbs/MWh | FALSE | L | Annual | Standard NOX | lb/MWh | 1.5 | 1.5 | 1.5 | 1.5 | 1.5 | 1.5 | 1.5 | 1.5
NJ LoganGen- NOx Annual GPS v4.10, Unit 3639 and retrofits | 808 | 2278 | Rate Constraint in lbs/MWh | FALSE | L | Annual | Emissions at Affected Plants NOX | Thousand Tons | 0 | 0 | 0 | 0 | 0 | 0 | 0 | 0
NJ LoganGen- NOx Annual GPS v4.10, Unit 3639 and retrofits | 808 | 2278 | Rate Constraint in lbs/MWh | FALSE | L | Annual | Allowances Purchased NOX | Thousand Tons | 0 | 0 | 0 | 0 | 0 | 0 | 0 | 0
NJ LoganGen- NOx Annual GPS v4.10, Unit 3639 and retrofits | 808 | 2278 | Rate Constraint in lbs/MWh | FALSE | L | Annual | Allowances Sold NOX | Thousand Tons | 0 | 0 | 0 | 0 | 0 | 0 | 0 | 0
NJ LoganGen- NOx Annual GPS v4.10, Unit 3639 and retrofits | 808 | 2278 | Rate Constraint in lbs/MWh | FALSE | L | Annual | Allowances Banked | Thousand Tons | 0 | 0 | 0 | 0 | 0 | 0 | 0 | 0
NJ LoganGen- NOx Annual GPS v4.10, Unit 3639 and retrofits | 808 | 2278 | Rate Constraint in lbs/MWh | FALSE | L | Annual | Allowances Withdrawn (1:1) | Thousand Tons | 0 | 0 | 0 | 0 | 0 | 0 | 0 | 0
NJ LoganGen- NOx Annual GPS v4.10, Unit 3639 and retrofits | 808 | 2278 | Rate Constraint in lbs/MWh | FALSE | L | Annual | Allowances Withdrawn (n:1) | Thousand Tons | 0 | 0 | 0 | 0 | 0 | 0 | 0 | 0
NJ LoganGen- NOx Annual GPS v4.10, Unit 3639 and retrofits | 808 | 2278 | Rate Constraint in lbs/MWh | FALSE | L | Annual | Net Emissions Allowance Position | Thousand Tons | 0 | 0 | 0 | 0 | 0 | 0 | 0 | 0
NJ LoganGen- NOx Annual GPS v4.10, Unit 3639 and retrofits | 808 | 2278 | Rate Constraint in lbs/MWh | FALSE | L | Annual | Fuel Consumed | TBtu | 0 | 0 | 0 | 0 | 0 | 0 | 0 | 0
NJ LoganGen- NOx Annual GPS v4.10, Unit 3639 and retrofits | 808 | 2278 | Rate Constraint in lbs/MWh | FALSE | L | Annual | Rate | lb/MMBtu | 0 | 0 | 0 | 0 | 0 | 0 | 0 | 0
NJ LoganGen- NOx Annual GPS v4.10, Unit 3639 and retrofits | 808 | 2278 | Rate Constraint in lbs/MWh | FALSE | L | Annual | Generation | TWh | 0 | 0 | 0 | 0 | 0 | 0 | 0 | 0
NJ LoganGen- NOx Annual GPS v4.10, Unit 3639 and retrofits | 808 | 2278 | Rate Constraint in lbs/MWh | FALSE | L | Annual | Qualifying Generation | TWh | 0 | 0 | 0 | 0 | 0 | 0 | 0 | 0
NJ LoganGen- NOx Annual GPS v4.10, Unit 3639 and retrofits | 808 | 2278 | Rate Constraint in lbs/MWh | FALSE | L | Annual | Constraint Shadow Price | US2016$/Ton | 0 | 0 | 0 | 0 | 0 | 0 | 0 | 0
NJ SO2 Constraint v5.14 | 826 | 6126 | Rate Constraint in lbs/MMBtu | FALSE | L | Annual | Seasons Included | Seasons | Winter, WintShld, Summer | Winter, WintShld, Summer | Winter, WintShld, Summer | Winter, WintShld, Summer | Winter, WintShld, Summer | Winter, WintShld, Summer | Winter, WintShld, Summer | Winter, WintShld, Summer
NJ SO2 Constraint v5.14 | 826 | 6126 | Rate Constraint in lbs/MMBtu | FALSE | L | Annual | Standard SO2 | lb/MMBtu | 0.15 | 0.15 | 0.15 | 0.15 | 0.15 | 0.15 | 0.15 | 0.15
NJ SO2 Constraint v5.14 | 826 | 6126 | Rate Constraint in lbs/MMBtu | FALSE | L | Annual | Emissions at Affected Plants SO2 | Thousand Tons | 0 | 0 | 0 | 0 | 0 | 0 | 0 | 0
NJ SO2 Constraint v5.14 | 826 | 6126 | Rate Constraint in lbs/MMBtu | FALSE | L | Annual | Allowances Purchased SO2 | Thousand Tons | 0 | 0 | 0 | 0 | 0 | 0 | 0 | 0
NJ SO2 Constraint v5.14 | 826 | 6126 | Rate Constraint in lbs/MMBtu | FALSE | L | Annual | Allowances Sold SO2 | Thousand Tons | 0 | 0 | 0 | 0 | 0 | 0 | 0 | 0
NJ SO2 Constraint v5.14 | 826 | 6126 | Rate Constraint in lbs/MMBtu | FALSE | L | Annual | Allowances Banked | Thousand Tons | 0 | 0 | 0 | 0 | 0 | 0 | 0 | 0
NJ SO2 Constraint v5.14 | 826 | 6126 | Rate Constraint in lbs/MMBtu | FALSE | L | Annual | Allowances Withdrawn (1:1) | Thousand Tons | 0 | 0 | 0 | 0 | 0 | 0 | 0 | 0
NJ SO2 Constraint v5.14 | 826 | 6126 | Rate Constraint in lbs/MMBtu | FALSE | L | Annual | Allowances Withdrawn (n:1) | Thousand Tons | 0 | 0 | 0 | 0 | 0 | 0 | 0 | 0
NJ SO2 Constraint v5.14 | 826 | 6126 | Rate Constraint in lbs/MMBtu | FALSE | L | Annual | Net Emissions Allowance Position | Thousand Tons | 0 | 0 | 0 | 0 | 0 | 0 | 0 | 0
NJ SO2 Constraint v5.14 | 826 | 6126 | Rate Constraint in lbs/MMBtu | FALSE | L | Annual | Fuel Consumed | TBtu | 0 | 0 | 0 | 0 | 0 | 0 | 0 | 0
NJ SO2 Constraint v5.14 | 826 | 6126 | Rate Constraint in lbs/MMBtu | FALSE | L | Annual | Rate | lb/MMBtu | 0 | 0 | 0 | 0 | 0 | 0 | 0 | 0
NJ SO2 Constraint v5.14 | 826 | 6126 | Rate Constraint in lbs/MMBtu | FALSE | L | Annual | Generation | TWh | 0 | 0 | 0 | 0 | 0 | 0 | 0 | 0
NJ SO2 Constraint v5.14 | 826 | 6126 | Rate Constraint in lbs/MMBtu | FALSE | L | Annual | Qualifying Generation | TWh | 0 | 0 | 0 | 0 | 0 | 0 | 0 | 0
NJ SO2 Constraint v5.14 | 826 | 6126 | Rate Constraint in lbs/MMBtu | FALSE | L | Annual | Rate | lb/MWh | 0 | 0 | 0 | 0 | 0 | 0 | 0 | 0
NJ SO2 Constraint v5.14 | 826 | 6126 | Rate Constraint in lbs/MMBtu | FALSE | L | Annual | Constraint Shadow Price | US2016$/Ton | 11205.01 | 8732.969 | 7332.1505 | 7438.0271 | 7731.4521 | 9272.0104 | 10413.5862 | 9518.3208
NODA Asbury NOx Cap Annual v5.15 | 827 | 6597 | Rate Constraint in MTons | FALSE | L | Annual | Seasons Included | Seasons | Winter, WintShld, Summer | Winter, WintShld, Summer | Winter, WintShld, Summer | Winter, WintShld, Summer | Winter, WintShld, Summer | Winter, WintShld, Summer | Winter, WintShld, Summer | Winter, WintShld, Summer
NODA Asbury NOx Cap Annual v5.15 | 827 | 6597 | Rate Constraint in MTons | FALSE | L | Annual | Standard NOX | Thousand Tons | 1.5795 | 1.5795 | 1.5795 | 1.5795 | 1.5795 | 1.5795 | 1.5795 | 1.5795
NODA Asbury NOx Cap Annual v5.15 | 827 | 6597 | Rate Constraint in MTons | FALSE | L | Annual | Emissions at Affected Plants NOX | Thousand Tons | 0.47879 | 0.70926 | 0.71621 | 0.52718 | 0.48955 | 0.52718 | 0.52718 | 0.48955
NODA Asbury NOx Cap Annual v5.15 | 827 | 6597 | Rate Constraint in MTons | FALSE | L | Annual | Allowances Purchased NOX | Thousand Tons | 0 | 0 | 0 | 0 | 0 | 0 | 0 | 0
NODA Asbury NOx Cap Annual v5.15 | 827 | 6597 | Rate Constraint in MTons | FALSE | L | Annual | Allowances Sold NOX | Thousand Tons | 0 | 0 | 0 | 0 | 0 | 0 | 0 | 0
NODA Asbury NOx Cap Annual v5.15 | 827 | 6597 | Rate Constraint in MTons | FALSE | L | Annual | Allowances Banked | Thousand Tons | 0 | 0 | 0 | 0 | 0 | 0 | 0 | 0
NODA Asbury NOx Cap Annual v5.15 | 827 | 6597 | Rate Constraint in MTons | FALSE | L | Annual | Allowances Withdrawn (1:1) | Thousand Tons | 0 | 0 | 0 | 0 | 0 | 0 | 0 | 0
NODA Asbury NOx Cap Annual v5.15 | 827 | 6597 | Rate Constraint in MTons | FALSE | L | Annual | Allowances Withdrawn (n:1) | Thousand Tons | 0 | 0 | 0 | 0 | 0 | 0 | 0 | 0
NODA Asbury NOx Cap Annual v5.15 | 827 | 6597 | Rate Constraint in MTons | FALSE | L | Annual | Net Emissions Allowance Position | Thousand Tons | 0.47879 | 0.70926 | 0.71621 | 0.52718 | 0.48955 | 0.52718 | 0.52718 | 0.48955
NODA Asbury NOx Cap Annual v5.15 | 827 | 6597 | Rate Constraint in MTons | FALSE | L | Annual | Fuel Consumed | TBtu | 10.148 | 15.0328 | 15.1801 | 11.1737 | 10.3759 | 11.1737 | 11.1737 | 10.3759
NODA Asbury NOx Cap Annual v5.15 | 827 | 6597 | Rate Constraint in MTons | FALSE | L | Annual | Rate | lb/MMBtu | 0.094362 | 0.094362 | 0.094362 | 0.094362 | 0.094362 | 0.094362 | 0.094362 | 0.094362
NODA Asbury NOx Cap Annual v5.15 | 827 | 6597 | Rate Constraint in MTons | FALSE | L | Annual | Generation | TWh | 0.8815 | 1.3058 | 1.3469 | 0.99141 | 0.92063 | 0.99141 | 0.99141 | 0.92063
NODA Asbury NOx Cap Annual v5.15 | 827 | 6597 | Rate Constraint in MTons | FALSE | L | Annual | Qualifying Generation | TWh | 0.8815 | 1.3058 | 1.3469 | 0.99141 | 0.92063 | 0.99141 | 0.99141 | 0.92063
NODA Asbury NOx Cap Annual v5.15 | 827 | 6597 | Rate Constraint in MTons | FALSE | L | Annual | Rate | lb/MWh | 1.0863 | 1.0863 | 1.0635 | 1.0635 | 1.0635 | 1.0635 | 1.0635 | 1.0635
NODA Asbury NOx Cap Annual v5.15 | 827 | 6597 | Rate Constraint in MTons | FALSE | L | Annual | Constraint Shadow Price | US2016$/Ton | 0 | 0 | 0 | 0 | 0 | 0 | 0 | 0
NODA Asbury SO2 Cap Annual v5.15 | 828 | 6598 | Rate Constraint in MTons | FALSE | L | Annual | Seasons Included | Seasons | Winter, WintShld, Summer | Winter, WintShld, Summer | Winter, WintShld, Summer | Winter, WintShld, Summer | Winter, WintShld, Summer | Winter, WintShld, Summer | Winter, WintShld, Summer | Winter, WintShld, Summer
NODA Asbury SO2 Cap Annual v5.15 | 828 | 6598 | Rate Constraint in MTons | FALSE | L | Annual | Standard SO2 | Thousand Tons | 0.71744 | 0.71744 | 0.71744 | 0.71744 | 0.71744 | 0.71744 | 0.71744 | 0.71744
NODA Asbury SO2 Cap Annual v5.15 | 828 | 6598 | Rate Constraint in MTons | FALSE | L | Annual | Emissions at Affected Plants SO2 | Thousand Tons | 0.38659 | 0.57268 | 0.57829 | 0.42566 | 0.39527 | 0.42566 | 0.42566 | 0.39527
NODA Asbury SO2 Cap Annual v5.15 | 828 | 6598 | Rate Constraint in MTons | FALSE | L | Annual | Allowances Purchased SO2 | Thousand Tons | 0 | 0 | 0 | 0 | 0 | 0 | 0 | 0
NODA Asbury SO2 Cap Annual v5.15 | 828 | 6598 | Rate Constraint in MTons | FALSE | L | Annual | Allowances Sold SO2 | Thousand Tons | 0 | 0 | 0 | 0 | 0 | 0 | 0 | 0
NODA Asbury SO2 Cap Annual v5.15 | 828 | 6598 | Rate Constraint in MTons | FALSE | L | Annual | Allowances Banked | Thousand Tons | 0 | 0 | 0 | 0 | 0 | 0 | 0 | 0
NODA Asbury SO2 Cap Annual v5.15 | 828 | 6598 | Rate Constraint in MTons | FALSE | L | Annual | Allowances Withdrawn (1:1) | Thousand Tons | 0 | 0 | 0 | 0 | 0 | 0 | 0 | 0
NODA Asbury SO2 Cap Annual v5.15 | 828 | 6598 | Rate Constraint in MTons | FALSE | L | Annual | Allowances Withdrawn (n:1) | Thousand Tons | 0 | 0 | 0 | 0 | 0 | 0 | 0 | 0
NODA Asbury SO2 Cap Annual v5.15 | 828 | 6598 | Rate Constraint in MTons | FALSE | L | Annual | Net Emissions Allowance Position | Thousand Tons | 0.38659 | 0.57268 | 0.57829 | 0.42566 | 0.39527 | 0.42566 | 0.42566 | 0.39527
NODA Asbury SO2 Cap Annual v5.15 | 828 | 6598 | Rate Constraint in MTons | FALSE | L | Annual | Fuel Consumed | TBtu | 10.148 | 15.0328 | 15.1801 | 11.1737 | 10.3759 | 11.1737 | 11.1737 | 10.3759
NODA Asbury SO2 Cap Annual v5.15 | 828 | 6598 | Rate Constraint in MTons | FALSE | L | Annual | Rate | lb/MMBtu | 0.07619 | 0.07619 | 0.07619 | 0.07619 | 0.07619 | 0.07619 | 0.07619 | 0.07619
NODA Asbury SO2 Cap Annual v5.15 | 828 | 6598 | Rate Constraint in MTons | FALSE | L | Annual | Generation | TWh | 0.8815 | 1.3058 | 1.3469 | 0.99141 | 0.92063 | 0.99141 | 0.99141 | 0.92063
NODA Asbury SO2 Cap Annual v5.15 | 828 | 6598 | Rate Constraint in MTons | FALSE | L | Annual | Qualifying Generation | TWh | 0.8815 | 1.3058 | 1.3469 | 0.99141 | 0.92063 | 0.99141 | 0.99141 | 0.92063
NODA Asbury SO2 Cap Annual v5.15 | 828 | 6598 | Rate Constraint in MTons | FALSE | L | Annual | Rate | lb/MWh | 0.87712 | 0.87712 | 0.8587 | 0.8587 | 0.8587 | 0.8587 | 0.8587 | 0.8587
NODA Asbury SO2 Cap Annual v5.15 | 828 | 6598 | Rate Constraint in MTons | FALSE | L | Annual | Constraint Shadow Price | US2016$/Ton | 0 | 0 | 0 | 0 | 0 | 0 | 0 | 0
NODA Covanta Bristol 1 NOX Cap Annual v5.15 | 829 | 6604 | Rate Constraint in MTons | FALSE | L | Annual | Seasons Included | Seasons | Winter, WintShld, Summer | Winter, WintShld, Summer | Winter, WintShld, Summer | Winter, WintShld, Summer | Winter, WintShld, Summer | Winter, WintShld, Summer | Winter, WintShld, Summer | Winter, WintShld, Summer
NODA Covanta Bristol 1 NOX Cap Annual v5.15 | 829 | 6604 | Rate Constraint in MTons | FALSE | L | Annual | Standard NOX | Thousand Tons | 0.112 | 0.112 | 0.112 | 0.112 | 0.112 | 0.112 | 0.112 | 0.112
NODA Covanta Bristol 1 NOX Cap Annual v5.15 | 829 | 6604 | Rate Constraint in MTons | FALSE | L | Annual | Emissions at Affected Plants NOX | Thousand Tons | 0.112 | 0.112 | 0.112 | 0.112 | 0.112 | 0.112 | 0.112 | 0.112
NODA Covanta Bristol 1 NOX Cap Annual v5.15 | 829 | 6604 | Rate Constraint in MTons | FALSE | L | Annual | Allowances Purchased NOX | Thousand Tons | 0 | 0 | 0 | 0 | 0 | 0 | 0 | 0
NODA Covanta Bristol 1 NOX Cap Annual v5.15 | 829 | 6604 | Rate Constraint in MTons | FALSE | L | Annual | Allowances Sold NOX | Thousand Tons | 0 | 0 | 0 | 0 | 0 | 0 | 0 | 0
NODA Covanta Bristol 1 NOX Cap Annual v5.15 | 829 | 6604 | Rate Constraint in MTons | FALSE | L | Annual | Allowances Banked | Thousand Tons | 0 | 0 | 0 | 0 | 0 | 0 | 0 | 0
NODA Covanta Bristol 1 NOX Cap Annual v5.15 | 829 | 6604 | Rate Constraint in MTons | FALSE | L | Annual | Allowances Withdrawn (1:1) | Thousand Tons | 0 | 0 | 0 | 0 | 0 | 0 | 0 | 0
NODA Covanta Bristol 1 NOX Cap Annual v5.15 | 829 | 6604 | Rate Constraint in MTons | FALSE | L | Annual | Allowances Withdrawn (n:1) | Thousand Tons | 0 | 0 | 0 | 0 | 0 | 0 | 0 | 0
NODA Covanta Bristol 1 NOX Cap Annual v5.15 | 829 | 6604 | Rate Constraint in MTons | FALSE | L | Annual | Net Emissions Allowance Position | Thousand Tons | 0.112 | 0.112 | 0.112 | 0.112 | 0.112 | 0.112 | 0.112 | 0.112
NODA Covanta Bristol 1 NOX Cap Annual v5.15 | 829 | 6604 | Rate Constraint in MTons | FALSE | L | Annual | Fuel Consumed | TBtu | 0.58828 | 0.58828 | 0.58828 | 0.58828 | 0.58828 | 0.58828 | 0.58828 | 0.58828
NODA Covanta Bristol 1 NOX Cap Annual v5.15 | 829 | 6604 | Rate Constraint in MTons | FALSE | L | Annual | Rate | lb/MMBtu | 0.38077 | 0.38077 | 0.38077 | 0.38077 | 0.38077 | 0.38077 | 0.38077 | 0.38077
NODA Covanta Bristol 1 NOX Cap Annual v5.15 | 829 | 6604 | Rate Constraint in MTons | FALSE | L | Annual | Generation | TWh | 0.031415 | 0.031415 | 0.031415 | 0.031415 | 0.031415 | 0.031415 | 0.031415 | 0.031415
NODA Covanta Bristol 1 NOX Cap Annual v5.15 | 829 | 6604 | Rate Constraint in MTons | FALSE | L | Annual | Qualifying Generation | TWh | 0.031415 | 0.031415 | 0.031415 | 0.031415 | 0.031415 | 0.031415 | 0.031415 | 0.031415
NODA Covanta Bristol 1 NOX Cap Annual v5.15 | 829 | 6604 | Rate Constraint in MTons | FALSE | L | Annual | Rate | lb/MWh | 7.1303 | 7.1303 | 7.1303 | 7.1303 | 7.1303 | 7.1303 | 7.1303 | 7.1303
NODA Covanta Bristol 1 NOX Cap Annual v5.15 | 829 | 6604 | Rate Constraint in MTons | FALSE | L | Annual | Constraint Shadow Price | US2016$/Ton | 6240.92 | 6983.4583 | 7056.691 | 6795.9627 | 6796.3036 | 7764.5533 | 8540.5324 | 8666.7688
NODA Covanta Bristol 2 NOX Cap Annual v5.15 | 830 | 6605 | Rate Constraint in MTons | FALSE | L | Annual | Seasons Included | Seasons | Winter, WintShld, Summer | Winter, WintShld, Summer | Winter, WintShld, Summer | Winter, WintShld, Summer | Winter, WintShld, Summer | Winter, WintShld, Summer | Winter, WintShld, Summer | Winter, WintShld, Summer
NODA Covanta Bristol 2 NOX Cap Annual v5.15 | 830 | 6605 | Rate Constraint in MTons | FALSE | L | Annual | Standard NOX | Thousand Tons | 0.1917 | 0.1917 | 0.1917 | 0.1917 | 0.1917 | 0.1917 | 0.1917 | 0.1917
NODA Covanta Bristol 2 NOX Cap Annual v5.15 | 830 | 6605 | Rate Constraint in MTons | FALSE | L | Annual | Emissions at Affected Plants NOX | Thousand Tons | 0.1917 | 0.1917 | 0.1917 | 0.1917 | 0.1917 | 0.1917 | 0.1917 | 0.1917
NODA Covanta Bristol 2 NOX Cap Annual v5.15 | 830 | 6605 | Rate Constraint in MTons | FALSE | L | Annual | Allowances Purchased NOX | Thousand Tons | 0 | 0 | 0 | 0 | 0 | 0 | 0 | 0
NODA Covanta Bristol 2 NOX Cap Annual v5.15 | 830 | 6605 | Rate Constraint in MTons | FALSE | L | Annual | Allowances Sold NOX | Thousand Tons | 0 | 0 | 0 | 0 | 0 | 0 | 0 | 0
NODA Covanta Bristol 2 NOX Cap Annual v5.15 | 830 | 6605 | Rate Constraint in MTons | FALSE | L | Annual | Allowances Banked | Thousand Tons | 0 | 0 | 0 | 0 | 0 | 0 | 0 | 0
NODA Covanta Bristol 2 NOX Cap Annual v5.15 | 830 | 6605 | Rate Constraint in MTons | FALSE | L | Annual | Allowances Withdrawn (1:1) | Thousand Tons | 0 | 0 | 0 | 0 | 0 | 0 | 0 | 0
NODA Covanta Bristol 2 NOX Cap Annual v5.15 | 830 | 6605 | Rate Constraint in MTons | FALSE | L | Annual | Allowances Withdrawn (n:1) | Thousand Tons | 0 | 0 | 0 | 0 | 0 | 0 | 0 | 0
NODA Covanta Bristol 2 NOX Cap Annual v5.15 | 830 | 6605 | Rate Constraint in MTons | FALSE | L | Annual | Net Emissions Allowance Position | Thousand Tons | 0.1917 | 0.1917 | 0.1917 | 0.1917 | 0.1917 | 0.1917 | 0.1917 | 0.1917
NODA Covanta Bristol 2 NOX Cap Annual v5.15 | 830 | 6605 | Rate Constraint in MTons | FALSE | L | Annual | Fuel Consumed | TBtu | 0.89806 | 0.89806 | 0.89806 | 0.89806 | 0.89806 | 0.89806 | 0.89806 | 0.89806
NODA Covanta Bristol 2 NOX Cap Annual v5.15 | 830 | 6605 | Rate Constraint in MTons | FALSE | L | Annual | Rate | lb/MMBtu | 0.42692 | 0.42692 | 0.42692 | 0.42692 | 0.42692 | 0.42692 | 0.42692 | 0.42692
NODA Covanta Bristol 2 NOX Cap Annual v5.15 | 830 | 6605 | Rate Constraint in MTons | FALSE | L | Annual | Generation | TWh | 0.047958 | 0.047958 | 0.047958 | 0.047958 | 0.047958 | 0.047958 | 0.047958 | 0.047958
NODA Covanta Bristol 2 NOX Cap Annual v5.15 | 830 | 6605 | Rate Constraint in MTons | FALSE | L | Annual | Qualifying Generation | TWh | 0.047958 | 0.047958 | 0.047958 | 0.047958 | 0.047958 | 0.047958 | 0.047958 | 0.047958
NODA Covanta Bristol 2 NOX Cap Annual v5.15 | 830 | 6605 | Rate Constraint in MTons | FALSE | L | Annual | Rate | lb/MWh | 7.9945 | 7.9945 | 7.9945 | 7.9945 | 7.9945 | 7.9945 | 7.9945 | 7.9945
NODA Covanta Bristol 2 NOX Cap Annual v5.15 | 830 | 6605 | Rate Constraint in MTons | FALSE | L | Annual | Constraint Shadow Price | US2016$/Ton | 5083.03 | 5675.8961 | 5599.7877 | 5419.2714 | 4954.711 | 6108.6802 | 6027.7495 | 6424.5907
NODA Covanta Mid-Connecticut NOX Cap Annual v5.15 | 831 | 6612 | Rate Constraint in MTons | FALSE | L | Annual | Seasons Included | Seasons | Winter, WintShld, Summer | Winter, WintShld, Summer | Winter, WintShld, Summer | Winter, WintShld, Summer | Winter, WintShld, Summer | Winter, WintShld, Summer | Winter, WintShld, Summer | Winter, WintShld, Summer
NODA Covanta Mid-Connecticut NOX Cap Annual v5.15 | 831 | 6612 | Rate Constraint in MTons | FALSE | L | Annual | Standard NOX | Thousand Tons | 1.26 | 1.26 | 1.26 | 1.26 | 1.26 | 1.26 | 1.26 | 1.26
NODA Covanta Mid-Connecticut NOX Cap Annual v5.15 | 831 | 6612 | Rate Constraint in MTons | FALSE | L | Annual | Emissions at Affected Plants NOX | Thousand Tons | 1.2124 | 1.2124 | 1.2124 | 1.2124 | 1.2124 | 1.2124 | 1.2124 | 1.2124
NODA Covanta Mid-Connecticut NOX Cap Annual v5.15 | 831 | 6612 | Rate Constraint in MTons | FALSE | L | Annual | Allowances Purchased NOX | Thousand Tons | 0 | 0 | 0 | 0 | 0 | 0 | 0 | 0
NODA Covanta Mid-Connecticut NOX Cap Annual v5.15 | 831 | 6612 | Rate Constraint in MTons | FALSE | L | Annual | Allowances Sold NOX | Thousand Tons | 0 | 0 | 0 | 0 | 0 | 0 | 0 | 0
NODA Covanta Mid-Connecticut NOX Cap Annual v5.15 | 831 | 6612 | Rate Constraint in MTons | FALSE | L | Annual | Allowances Banked | Thousand Tons | 0 | 0 | 0 | 0 | 0 | 0 | 0 | 0
NODA Covanta Mid-Connecticut NOX Cap Annual v5.15 | 831 | 6612 | Rate Constraint in MTons | FALSE | L | Annual | Allowances Withdrawn (1:1) | Thousand Tons | 0 | 0 | 0 | 0 | 0 | 0 | 0 | 0
NODA Covanta Mid-Connecticut NOX Cap Annual v5.15 | 831 | 6612 | Rate Constraint in MTons | FALSE | L | Annual | Allowances Withdrawn (n:1) | Thousand Tons | 0 | 0 | 0 | 0 | 0 | 0 | 0 | 0
NODA Covanta Mid-Connecticut NOX Cap Annual v5.15 | 831 | 6612 | Rate Constraint in MTons | FALSE | L | Annual | Net Emissions Allowance Position | Thousand Tons | 1.2124 | 1.2124 | 1.2124 | 1.2124 | 1.2124 | 1.2124 | 1.2124 | 1.2124
NODA Covanta Mid-Connecticut NOX Cap Annual v5.15 | 831 | 6612 | Rate Constraint in MTons | FALSE | L | Annual | Fuel Consumed | TBtu | 8.7565 | 8.7565 | 8.7565 | 8.7565 | 8.7565 | 8.7565 | 8.7565 | 8.7565
NODA Covanta Mid-Connecticut NOX Cap Annual v5.15 | 831 | 6612 | Rate Constraint in MTons | FALSE | L | Annual | Rate | lb/MMBtu | 0.27692 | 0.27692 | 0.27692 | 0.27692 | 0.27692 | 0.27692 | 0.27692 | 0.27692
NODA Covanta Mid-Connecticut NOX Cap Annual v5.15 | 831 | 6612 | Rate Constraint in MTons | FALSE | L | Annual | Generation | TWh | 0.44045 | 0.44045 | 0.44045 | 0.44045 | 0.44045 | 0.44045 | 0.44045 | 0.44045
NODA Covanta Mid-Connecticut NOX Cap Annual v5.15 | 831 | 6612 | Rate Constraint in MTons | FALSE | L | Annual | Qualifying Generation | TWh | 0.44045 | 0.44045 | 0.44045 | 0.44045 | 0.44045 | 0.44045 | 0.44045 | 0.44045
NODA Covanta Mid-Connecticut NOX Cap Annual v5.15 | 831 | 6612 | Rate Constraint in MTons | FALSE | L | Annual | Rate | lb/MWh | 5.5054 | 5.5054 | 5.5054 | 5.5054 | 5.5054 | 5.5054 | 5.5054 | 5.5054
NODA Covanta Mid-Connecticut NOX Cap Annual v5.15 | 831 | 6612 | Rate Constraint in MTons | FALSE | L | Annual | Constraint Shadow Price | US2016$/Ton | 0 | 0 | 0 | 0 | 0 | 0 | 0 | 0
NODA G G Allen NOx Cap Annual v5.15 | 832 | 6601 | Rate Constraint in MTons | FALSE | L | Annual | Seasons Included | Seasons | Winter, WintShld, Summer | Winter, WintShld, Summer | Winter, WintShld, Summer | Winter, WintShld, Summer | Winter, WintShld, Summer | Winter, WintShld, Summer | Winter, WintShld, Summer | Winter, WintShld, Summer
NODA G G Allen NOx Cap Annual v5.15 | 832 | 6601 | Rate Constraint in MTons | FALSE | L | Annual | Standard NOX | Thousand Tons | 0.6 | 0.6 | 0.6 | 0.6 | 0.6 | 0.6 | 0.6 | 0.6
NODA G G Allen NOx Cap Annual v5.15 | 832 | 6601 | Rate Constraint in MTons | FALSE | L | Annual | Emissions at Affected Plants NOX | Thousand Tons | 0 | 0 | 0 | 0 | 0 | 0 | 0 | 0
NODA G G Allen NOx Cap Annual v5.15 | 832 | 6601 | Rate Constraint in MTons | FALSE | L | Annual | Allowances Purchased NOX | Thousand Tons | 0 | 0 | 0 | 0 | 0 | 0 | 0 | 0
NODA G G Allen NOx Cap Annual v5.15 | 832 | 6601 | Rate Constraint in MTons | FALSE | L | Annual | Allowances Sold NOX | Thousand Tons | 0 | 0 | 0 | 0 | 0 | 0 | 0 | 0
NODA G G Allen NOx Cap Annual v5.15 | 832 | 6601 | Rate Constraint in MTons | FALSE | L | Annual | Allowances Banked | Thousand Tons | 0 | 0 | 0 | 0 | 0 | 0 | 0 | 0
NODA G G Allen NOx Cap Annual v5.15 | 832 | 6601 | Rate Constraint in MTons | FALSE | L | Annual | Allowances Withdrawn (1:1) | Thousand Tons | 0 | 0 | 0 | 0 | 0 | 0 | 0 | 0
NODA G G Allen NOx Cap Annual v5.15 | 832 | 6601 | Rate Constraint in MTons | FALSE | L | Annual | Allowances Withdrawn (n:1) | Thousand Tons | 0 | 0 | 0 | 0 | 0 | 0 | 0 | 0
NODA G G Allen NOx Cap Annual v5.15 | 832 | 6601 | Rate Constraint in MTons | FALSE | L | Annual | Net Emissions Allowance Position | Thousand Tons | 0 | 0 | 0 | 0 | 0 | 0 | 0 | 0
NODA G G Allen NOx Cap Annual v5.15 | 832 | 6601 | Rate Constraint in MTons | FALSE | L | Annual | Fuel Consumed | TBtu | 0 | 0 | 0 | 0 | 0 | 0 | 0 | 0
NODA G G Allen NOx Cap Annual v5.15 | 832 | 6601 | Rate Constraint in MTons | FALSE | L | Annual | Rate | lb/MMBtu | 0 | 0 | 0 | 0 | 0 | 0 | 0 | 0
NODA G G Allen NOx Cap Annual v5.15 | 832 | 6601 | Rate Constraint in MTons | FALSE | L | Annual | Generation | TWh | 0 | 0 | 0 | 0 | 0 | 0 | 0 | 0
NODA G G Allen NOx Cap Annual v5.15 | 832 | 6601 | Rate Constraint in MTons | FALSE | L | Annual | Qualifying Generation | TWh | 0 | 0 | 0 | 0 | 0 | 0 | 0 | 0
NODA G G Allen NOx Cap Annual v5.15 | 832 | 6601 | Rate Constraint in MTons | FALSE | L | Annual | Rate | lb/MWh | 0 | 0 | 0 | 0 | 0 | 0 | 0 | 0
NODA G G Allen NOx Cap Annual v5.15 | 832 | 6601 | Rate Constraint in MTons | FALSE | L | Annual | Constraint Shadow Price | US2016$/Ton | 0 | 0 | 0 | 0 | 0 | 0 | 0 | 0
NODA Greene County NOx Cap Annual v5.15 | 833 | 6600 | Rate Constraint in MTons | FALSE | L | Annual | Seasons Included | Seasons | Winter, WintShld, Summer | Winter, WintShld, Summer | Winter, WintShld, Summer | Winter, WintShld, Summer | Winter, WintShld, Summer | Winter, WintShld, Summer | Winter, WintShld, Summer | Winter, WintShld, Summer
NODA Greene County NOx Cap Annual v5.15 | 833 | 6600 | Rate Constraint in MTons | FALSE | L | Annual | Standard NOX | Thousand Tons | 4.79 | 4.79 | 4.79 | 4.79 | 4.79 | 4.79 | 4.79 | 4.79
NODA Greene County NOx Cap Annual v5.15 | 833 | 6600 | Rate Constraint in MTons | FALSE | L | Annual | Emissions at Affected Plants NOX | Thousand Tons | 0.50987 | 0.39725 | 0.31053 | 0.48259 | 0.87254 | 0.44871 | 0.44871 | 0.36094
NODA Greene County NOx Cap Annual v5.15 | 833 | 6600 | Rate Constraint in MTons | FALSE | L | Annual | Allowances Purchased NOX | Thousand Tons | 0 | 0 | 0 | 0 | 0 | 0 | 0 | 0
NODA Greene County NOx Cap Annual v5.15 | 833 | 6600 | Rate Constraint in MTons | FALSE | L | Annual | Allowances Sold NOX | Thousand Tons | 0 | 0 | 0 | 0 | 0 | 0 | 0 | 0
NODA Greene County NOx Cap Annual v5.15 | 833 | 6600 | Rate Constraint in MTons | FALSE | L | Annual | Allowances Banked | Thousand Tons | 0 | 0 | 0 | 0 | 0 | 0 | 0 | 0
NODA Greene County NOx Cap Annual v5.15 | 833 | 6600 | Rate Constraint in MTons | FALSE | L | Annual | Allowances Withdrawn (1:1) | Thousand Tons | 0 | 0 | 0 | 0 | 0 | 0 | 0 | 0
NODA Greene County NOx Cap Annual v5.15 | 833 | 6600 | Rate Constraint in MTons | FALSE | L | Annual | Allowances Withdrawn (n:1) | Thousand Tons | 0 | 0 | 0 | 0 | 0 | 0 | 0 | 0
NODA Greene County NOx Cap Annual v5.15 | 833 | 6600 | Rate Constraint in MTons | FALSE | L | Annual | Net Emissions Allowance Position | Thousand Tons | 0.50987 | 0.39725 | 0.31053 | 0.48259 | 0.87254 | 0.44871 | 0.44871 | 0.36094
NODA Greene County NOx Cap Annual v5.15 | 833 | 6600 | Rate Constraint in MTons | FALSE | L | Annual | Fuel Consumed | TBtu | 8.4115 | 6.5228 | 5.1262 | 7.9589 | 14.2413 | 7.3974 | 7.3974 | 5.9225
NODA Greene County NOx Cap Annual v5.15 | 833 | 6600 | Rate Constraint in MTons | FALSE | L | Annual | Rate | lb/MMBtu | 0.12123 | 0.1218 | 0.12116 | 0.12127 | 0.12254 | 0.12132 | 0.12132 | 0.12189
NODA Greene County NOx Cap Annual v5.15 | 833 | 6600 | Rate Constraint in MTons | FALSE | L | Annual | Generation | TWh | 0.83547 | 0.64837 | 0.50911 | 0.79056 | 1.417 | 0.73483 | 0.73483 | 0.58877
NODA Greene County NOx Cap Annual v5.15 | 833 | 6600 | Rate Constraint in MTons | FALSE | L | Annual | Qualifying Generation | TWh | 0.83547 | 0.64837 | 0.50911 | 0.79056 | 1.417 | 0.73483 | 0.73483 | 0.58877
NODA Greene County NOx Cap Annual v5.15 | 833 | 6600 | Rate Constraint in MTons | FALSE | L | Annual | Rate | lb/MWh | 1.2205 | 1.2254 | 1.2199 | 1.2209 | 1.2315 | 1.2213 | 1.2213 | 1.2261
NODA Greene County NOx Cap Annual v5.15 | 833 | 6600 | Rate Constraint in MTons | FALSE | L | Annual | Constraint Shadow Price | US2016$/Ton | 0 | 0 | 0 | 0 | 0 | 0 | 0 | 0
NODA Kemper County IGCC SO2 Cap Annual v5.15 | 834 | 6613 | Rate Constraint in MTons | FALSE | L | Annual | Seasons Included | Seasons | Winter, WintShld, Summer | Winter, WintShld, Summer | Winter, WintShld, Summer | Winter, WintShld, Summer | Winter, WintShld, Summer | Winter, WintShld, Summer | Winter, WintShld, Summer | Winter, WintShld, Summer
NODA Kemper County IGCC SO2 Cap Annual v5.15 | 834 | 6613 | Rate Constraint in MTons | FALSE | L | Annual | Standard SO2 | Thousand Tons | 0.116 | 0.116 | 0.116 | 0.116 | 0.116 | 0.116 | 0.116 | 0.116
NODA Kemper County IGCC SO2 Cap Annual v5.15 | 834 | 6613 | Rate Constraint in MTons | FALSE | L | Annual | Emissions at Affected Plants SO2 | Thousand Tons | 0 | 0 | 0 | 0 | 0 | 0 | 0 | 0
NODA Kemper County IGCC SO2 Cap Annual v5.15 | 834 | 6613 | Rate Constraint in MTons | FALSE | L | Annual | Allowances Purchased SO2 | Thousand Tons | 0 | 0 | 0 | 0 | 0 | 0 | 0 | 0
NODA Kemper County IGCC SO2 Cap Annual v5.15 | 834 | 6613 | Rate Constraint in MTons | FALSE | L | Annual | Allowances Sold SO2 | Thousand Tons | 0 | 0 | 0 | 0 | 0 | 0 | 0 | 0
NODA Kemper County IGCC SO2 Cap Annual v5.15 | 834 | 6613 | Rate Constraint in MTons | FALSE | L | Annual | Allowances Banked | Thousand Tons | 0 | 0 | 0 | 0 | 0 | 0 | 0 | 0
NODA Kemper County IGCC SO2 Cap Annual v5.15 | 834 | 6613 | Rate Constraint in MTons | FALSE | L | Annual | Allowances Withdrawn (1:1) | Thousand Tons | 0 | 0 | 0 | 0 | 0 | 0 | 0 | 0
NODA Kemper County IGCC SO2 Cap Annual v5.15 | 834 | 6613 | Rate Constraint in MTons | FALSE | L | Annual | Allowances Withdrawn (n:1) | Thousand Tons | 0 | 0 | 0 | 0 | 0 | 0 | 0 | 0
NODA Kemper County IGCC SO2 Cap Annual v5.15 | 834 | 6613 | Rate Constraint in MTons | FALSE | L | Annual | Net Emissions Allowance Position | Thousand Tons | 0 | 0 | 0 | 0 | 0 | 0 | 0 | 0
NODA Kemper County IGCC SO2 Cap Annual v5.15 | 834 | 6613 | Rate Constraint in MTons | FALSE | L | Annual | Fuel Consumed | TBtu | 0 | 0 | 0 | 0 | 0 | 0 | 0 | 0
NODA Kemper County IGCC SO2 Cap Annual v5.15 | 834 | 6613 | Rate Constraint in MTons | FALSE | L | Annual | Rate | lb/MMBtu | 0 | 0 | 0 | 0 | 0 | 0 | 0 | 0
NODA Kemper County IGCC SO2 Cap Annual v5.15 | 834 | 6613 | Rate Constraint in MTons | FALSE | L | Annual | Generation | TWh | 0 | 0 | 0 | 0 | 0 | 0 | 0 | 0
NODA Kemper County IGCC SO2 Cap Annual v5.15 | 834 | 6613 | Rate Constraint in MTons | FALSE | L | Annual | Qualifying Generation | TWh | 0 | 0 | 0 | 0 | 0 | 0 | 0 | 0
NODA Kemper County IGCC SO2 Cap Annual v5.15 | 834 | 6613 | Rate Constraint in MTons | FALSE | L | Annual | Rate | lb/MWh | 0 | 0 | 0 | 0 | 0 | 0 | 0 | 0
NODA Kemper County IGCC SO2 Cap Annual v5.15 | 834 | 6613 | Rate Constraint in MTons | FALSE | L | Annual | Constraint Shadow Price | US2016$/Ton | 0 | 0 | 0 | 0 | 0 | 0 | 0 | 0
NODA Marshalltown NOx Cap Annual v5.15 | 835 | 7006 | Rate Constraint in MTons | FALSE | L | Annual | Seasons Included | Seasons | Winter, WintShld, Summer | Winter, WintShld, Summer | Winter, WintShld, Summer | Winter, WintShld, Summer | Winter, WintShld, Summer | Winter, WintShld, Summer | Winter, WintShld, Summer | Winter, WintShld, Summer
NODA Marshalltown NOx Cap Annual v5.15 | 835 | 7006 | Rate Constraint in MTons | FALSE | L | Annual | Standard NOX | Thousand Tons | 0.229 | 0.229 | 0.229 | 0.229 | 0.229 | 0.229 | 0.229 | 0.229
NODA Marshalltown NOx Cap Annual v5.15 | 835 | 7006 | Rate Constraint in MTons | FALSE | L | Annual | Emissions at Affected Plants NOX | Thousand Tons | 0.13083 | 0.13083 | 0.13083 | 0.13083 | 0.13083 | 0.13083 | 0.10257 | 0.13083
NODA Marshalltown NOx Cap Annual v5.15 | 835 | 7006 | Rate Constraint in MTons | FALSE | L | Annual | Allowances Purchased NOX | Thousand Tons | 0 | 0 | 0 | 0 | 0 | 0 | 0 | 0
NODA Marshalltown NOx Cap Annual v5.15 | 835 | 7006 | Rate Constraint in MTons | FALSE | L | Annual | Allowances Sold NOX | Thousand Tons | 0 | 0 | 0 | 0 | 0 | 0 | 0 | 0
NODA Marshalltown NOx Cap Annual v5.15 | 835 | 7006 | Rate Constraint in MTons | FALSE | L | Annual | Allowances Banked | Thousand Tons | 0 | 0 | 0 | 0 | 0 | 0 | 0 | 0
NODA Marshalltown NOx Cap Annual v5.15 | 835 | 7006 | Rate Constraint in MTons | FALSE | L | Annual | Allowances Withdrawn (1:1) | Thousand Tons | 0 | 0 | 0 | 0 | 0 | 0 | 0 | 0
NODA Marshalltown NOx Cap Annual v5.15 | 835 | 7006 | Rate Constraint in MTons | FALSE | L | Annual | Allowances Withdrawn (n:1) | Thousand Tons | 0 | 0 | 0 | 0 | 0 | 0 | 0 | 0
NODA Marshalltown NOx Cap Annual v5.15 | 835 | 7006 | Rate Constraint in MTons | FALSE | L | Annual | Net Emissions Allowance Position | Thousand Tons | 0.13083 | 0.13083 | 0.13083 | 0.13083 | 0.13083 | 0.13083 | 0.10257 | 0.13083
NODA Marshalltown NOx Cap Annual v5.15 | 835 | 7006 | Rate Constraint in MTons | FALSE | L | Annual | Fuel Consumed | TBtu | 30.2845 | 30.2845 | 30.2845 | 30.2845 | 30.2845 | 30.2845 | 23.7441 | 30.2845
NODA Marshalltown NOx Cap Annual v5.15 | 835 | 7006 | Rate Constraint in MTons | FALSE | L | Annual | Rate | lb/MMBtu | 0.00864 | 0.00864 | 0.00864 | 0.00864 | 0.00864 | 0.00864 | 0.00864 | 0.00864
NODA Marshalltown NOx Cap Annual v5.15 | 835 | 7006 | Rate Constraint in MTons | FALSE | L | Annual | Generation | TWh | 4.8455 | 4.8455 | 4.8455 | 4.8455 | 4.8455 | 4.8455 | 3.7991 | 4.8455
NODA Marshalltown NOx Cap Annual v5.15 | 835 | 7006 | Rate Constraint in MTons | FALSE | L | Annual | Qualifying Generation | TWh | 4.8455 | 4.8455 | 4.8455 | 4.8455 | 4.8455 | 4.8455 | 3.7991 | 4.8455
NODA Marshalltown NOx Cap Annual v5.15 | 835 | 7006 | Rate Constraint in MTons | FALSE | L | Annual | Rate | lb/MWh | 0.054 | 0.054 | 0.054 | 0.054 | 0.054 | 0.054 | 0.054 | 0.054
NODA Marshalltown NOx Cap Annual v5.15 | 835 | 7006 | Rate Constraint in MTons | FALSE | L | Annual | Constraint Shadow Price | US2016$/Ton | 0 | 0 | 0 | 0 | 0 | 0 | 0 | 0
NODA Nacogdoches SO2 Cap Annual v5.15 | 836 | 6599 | Rate Constraint in MTons | FALSE | L | Annual | Seasons Included | Seasons | Winter, WintShld, Summer | Winter, WintShld, Summer | Winter, WintShld, Summer | Winter, WintShld, Summer | Winter, WintShld, Summer | Winter, WintShld, Summer | Winter, WintShld, Summer | Winter, WintShld, Summer
NODA Nacogdoches SO2 Cap Annual v5.15 | 836 | 6599 | Rate Constraint in MTons | FALSE | L | Annual | Standard SO2 | Thousand Tons | 0.277 | 0.277 | 0.277 | 0.277 | 0.277 | 0.277 | 0.277 | 0.277
NODA Nacogdoches SO2 Cap Annual v5.15 | 836 | 6599 | Rate Constraint in MTons | FALSE | L | Annual | Emissions at Affected Plants SO2 | Thousand Tons | 0 | 0 | 0 | 0 | 0 | 0 | 0 | 0
NODA Nacogdoches SO2 Cap Annual v5.15 | 836 | 6599 | Rate Constraint in MTons | FALSE | L | Annual | Allowances Purchased SO2 | Thousand Tons | 0 | 0 | 0 | 0 | 0 | 0 | 0 | 0
NODA Nacogdoches SO2 Cap Annual v5.15 | 836 | 6599 | Rate Constraint in MTons | FALSE | L | Annual | Allowances Sold SO2 | Thousand Tons | 0 | 0 | 0 | 0 | 0 | 0 | 0 | 0
NODA Nacogdoches SO2 Cap Annual v5.15 | 836 | 6599 | Rate Constraint in MTons | FALSE | L | Annual | Allowances Banked | Thousand Tons | 0 | 0 | 0 | 0 | 0 | 0 | 0 | 0
NODA Nacogdoches SO2 Cap Annual v5.15 | 836 | 6599 | Rate Constraint in MTons | FALSE | L | Annual | Allowances Withdrawn (1:1) | Thousand Tons | 0 | 0 | 0 | 0 | 0 | 0 | 0 | 0
NODA Nacogdoches SO2 Cap Annual v5.15 | 836 | 6599 | Rate Constraint in MTons | FALSE | L | Annual | Allowances Withdrawn (n:1) | Thousand Tons | 0 | 0 | 0 | 0 | 0 | 0 | 0 | 0
NODA Nacogdoches SO2 Cap Annual v5.15 | 836 | 6599 | Rate Constraint in MTons | FALSE | L | Annual | Net Emissions Allowance Position | Thousand Tons | 0 | 0 | 0 | 0 | 0 | 0 | 0 | 0
NODA Nacogdoches SO2 Cap Annual v5.15 | 836 | 6599 | Rate Constraint in MTons | FALSE | L | Annual | Fuel Consumed | TBtu | 0 | 0 | 0 | 0 | 0 | 0 | 0 | 0
NODA Nacogdoches SO2 Cap Annual v5.15 | 836 | 6599 | Rate Constraint in MTons | FALSE | L | Annual | Rate | lb/MMBtu | 0 | 0 | 0 | 0 | 0 | 0 | 0 | 0
NODA Nacogdoches SO2 Cap Annual v5.15 | 836 | 6599 | Rate Constraint in MTons | FALSE | L | Annual | Generation | TWh | 0 | 0 | 0 | 0 | 0 | 0 | 0 | 0
NODA Nacogdoches SO2 Cap Annual v5.15 | 836 | 6599 | Rate Constraint in MTons | FALSE | L | Annual | Qualifying Generation | TWh | 0 | 0 | 0 | 0 | 0 | 0 | 0 | 0
NODA Nacogdoches SO2 Cap Annual v5.15 | 836 | 6599 | Rate Constraint in MTons | FALSE | L | Annual | Rate | lb/MWh | 0 | 0 | 0 | 0 | 0 | 0 | 0 | 0
NODA Nacogdoches SO2 Cap Annual v5.15 | 836 | 6599 | Rate Constraint in MTons | FALSE | L | Annual | Constraint Shadow Price | US2016$/Ton | 0 | 0 | 0 | 0 | 0 | 0 | 0 | 0
NODA Newark NOx Cap Annual v5.15 | 837 | 6593 | Rate Constraint in MTons | FALSE | L | Annual | Seasons Included | Seasons | Winter, WintShld, Summer | Winter, WintShld, Summer | Winter, WintShld, Summer | Winter, WintShld, Summer | Winter, WintShld, Summer | Winter, WintShld, Summer | Winter, WintShld, Summer | Winter, WintShld, Summer
NODA Newark NOx Cap Annual v5.15 | 837 | 6593 | Rate Constraint in MTons | FALSE | L | Annual | Standard NOX | Thousand Tons | 0.278 | 0.278 | 0.278 | 0.278 | 0.278 | 0.278 | 0.278 | 0.278
NODA Newark NOx Cap Annual v5.15 | 837 | 6593 | Rate Constraint in MTons | FALSE | L | Annual | Emissions at Affected Plants NOX | Thousand Tons | 0.11027 | 0.11027 | 0.11027 | 0.11027 | 0.11027 | 0.11027 | 0.11027 | 0.093156
NODA Newark NOx Cap Annual v5.15 | 837 | 6593 | Rate Constraint in MTons | FALSE | L | Annual | Allowances Purchased NOX | Thousand Tons | 0 | 0 | 0 | 0 | 0 | 0 | 0 | 0
NODA Newark NOx Cap Annual v5.15 | 837 | 6593 | Rate Constraint in MTons | FALSE | L | Annual | Allowances Sold NOX | Thousand Tons | 0 | 0 | 0 | 0 | 0 | 0 | 0 | 0
NODA Newark NOx Cap Annual v5.15 | 837 | 6593 | Rate Constraint in MTons | FALSE | L | Annual | Allowances Banked | Thousand Tons | 0 | 0 | 0 | 0 | 0 | 0 | 0 | 0
NODA Newark NOx Cap Annual v5.15 | 837 | 6593 | Rate Constraint in MTons | FALSE | L | Annual | Allowances Withdrawn (1:1) | Thousand Tons | 0 | 0 | 0 | 0 | 0 | 0 | 0 | 0
NODA Newark NOx Cap Annual v5.15 | 837 | 6593 | Rate Constraint in MTons | FALSE | L | Annual | Allowances Withdrawn (n:1) | Thousand Tons | 0 | 0 | 0 | 0 | 0 | 0 | 0 | 0
NODA Newark NOx Cap Annual v5.15 | 837 | 6593 | Rate Constraint in MTons | FALSE | L | Annual | Net Emissions Allowance Position | Thousand Tons | 0.11027 | 0.11027 | 0.11027 | 0.11027 | 0.11027 | 0.11027 | 0.11027 | 0.093156
NODA Newark NOx Cap Annual v5.15 | 837 | 6593 | Rate Constraint in MTons | FALSE | L | Annual | Fuel Consumed | TBtu | 35.8021 | 35.8021 | 35.8021 | 35.8021 | 35.8021 | 35.8021 | 35.8021 | 30.2456
NODA Newark NOx Cap Annual v5.15 | 837 | 6593 | Rate Constraint in MTons | FALSE | L | Annual | Rate | lb/MMBtu | 0.00616 | 0.00616 | 0.00616 | 0.00616 | 0.00616 | 0.00616 | 0.00616 | 0.00616
NODA Newark NOx Cap Annual v5.15 | 837 | 6593 | Rate Constraint in MTons | FALSE | L | Annual | Generation | TWh | 5.0783 | 5.0783 | 5.0783 | 5.0783 | 5.0783 | 5.0783 | 5.0783 | 4.2902
NODA Newark NOx Cap Annual v5.15 | 837 | 6593 | Rate Constraint in MTons | FALSE | L | Annual | Qualifying Generation | TWh | 5.0783 | 5.0783 | 5.0783 | 5.0783 | 5.0783 | 5.0783 | 5.0783 | 4.2902
NODA Newark NOx Cap Annual v5.15 | 837 | 6593 | Rate Constraint in MTons | FALSE | L | Annual | Rate | lb/MWh | 0.043428 | 0.043428 | 0.043428 | 0.043428 | 0.043428 | 0.043428 | 0.043428 | 0.043428
NODA Newark NOx Cap Annual v5.15 | 837 | 6593 | Rate Constraint in MTons | FALSE | L | Annual | Constraint Shadow Price | US2016$/Ton | 0 | 0 | 0 | 0 | 0 | 0 | 0 | 0
NODA West Deptford NOx Cap Annual v5.15 | 838 | 6594 | Rate Constraint in MTons | FALSE | L | Annual | Seasons Included | Seasons | Winter, WintShld, Summer | Winter, WintShld, Summer | Winter, WintShld, Summer | Winter, WintShld, Summer | Winter, WintShld, Summer | Winter, WintShld, Summer | Winter, WintShld, Summer | Winter, WintShld, Summer
NODA West Deptford NOx Cap Annual v5.15 | 838 | 6594 | Rate Constraint in MTons | FALSE | L | Annual | Standard NOX | Thousand Tons | 0.717 | 0.717 | 0.717 | 0.717 | 0.717 | 0.717 | 0.717 | 0.717
NODA West Deptford NOx Cap Annual v5.15 | 838 | 6594 | Rate Constraint in MTons | FALSE | L | Annual | Emissions at Affected Plants NOX | Thousand Tons | 0.11297 | 0.11297 | 0.11297 | 0.11297 | 0.11297 | 0.11297 | 0.11297 | 0.095623
NODA West Deptford NOx Cap Annual v5.15 | 838 | 6594 | Rate Constraint in MTons | FALSE | L | Annual | Allowances Purchased NOX | Thousand Tons | 0 | 0 | 0 | 0 | 0 | 0 | 0 | 0
NODA West Deptford NOx Cap Annual v5.15 | 838 | 6594 | Rate Constraint in MTons | FALSE | L | Annual | Allowances Sold NOX | Thousand Tons | 0 | 0 | 0 | 0 | 0 | 0 | 0 | 0
NODA West Deptford NOx Cap Annual v5.15 | 838 | 6594 | Rate Constraint in MTons | FALSE | L | Annual | Allowances Banked | Thousand Tons | 0 | 0 | 0 | 0 | 0 | 0 | 0 | 0
NODA West Deptford NOx Cap Annual v5.15 | 838 | 6594 | Rate Constraint in MTons | FALSE | L | Annual | Allowances Withdrawn (1:1) | Thousand Tons | 0 | 0 | 0 | 0 | 0 | 0 | 0 | 0
NODA West Deptford NOx Cap Annual v5.15 | 838 | 6594 | Rate Constraint in MTons | FALSE | L | Annual | Allowances Withdrawn (n:1) | Thousand Tons | 0 | 0 | 0 | 0 | 0 | 0 | 0 | 0
NODA West Deptford NOx Cap Annual v5.15 | 838 | 6594 | Rate Constraint in MTons | FALSE | L | Annual | Net Emissions Allowance Position | Thousand Tons | 0.11297 | 0.11297 | 0.11297 | 0.11297 | 0.11297 | 0.11297 | 0.11297 | 0.095623
NODA West Deptford NOx Cap Annual v5.15 | 838 | 6594 | Rate Constraint in MTons | FALSE | L | Annual | Fuel Consumed | TBtu | 37.161 | 37.161 | 37.161 | 37.161 | 37.161 | 37.161 | 37.161 | 31.4548
NODA West Deptford NOx Cap Annual v5.15 | 838 | 6594 | Rate Constraint in MTons | FALSE | L | Annual | Rate | lb/MMBtu | 0.00608 | 0.00608 | 0.00608 | 0.00608 | 0.00608 | 0.00608 | 0.00608 | 0.00608
NODA West Deptford NOx Cap Annual v5.15 | 838 | 6594 | Rate Constraint in MTons | FALSE | L | Annual | Generation | TWh | 5.2711 | 5.2711 | 5.2711 | 5.2711 | 5.2711 | 5.2711 | 5.2711 | 4.4617
NODA West Deptford NOx Cap Annual v5.15 | 838 | 6594 | Rate Constraint in MTons | FALSE | L | Annual | Qualifying Generation | TWh | 5.2711 | 5.2711 | 5.2711 | 5.2711 | 5.2711 | 5.2711 | 5.2711 | 4.4617
NODA West Deptford NOx Cap Annual v5.15 | 838 | 6594 | Rate Constraint in MTons | FALSE | L | Annual | Rate | lb/MWh | 0.042864 | 0.042864 | 0.042864 | 0.042864 | 0.042864 | 0.042864 | 0.042864 | 0.042864
NODA West Deptford NOx Cap Annual v5.15 | 838 | 6594 | Rate Constraint in MTons | FALSE | L | Annual | Constraint Shadow Price | US2016$/Ton | 0 | 0 | 0 | 0 | 0 | 0 | 0 | 0
NODA Wheelabrator Lisbon 1 NOX Cap Annual v5.15 | 839 | 6611 | Rate Constraint in MTons | FALSE | L | Annual | Seasons Included | Seasons | Winter, WintShld, Summer | Winter, WintShld, Summer | Winter, WintShld, Summer | Winter, WintShld, Summer | Winter, WintShld, Summer | Winter, WintShld, Summer | Winter, WintShld, Summer | Winter, WintShld, Summer
NODA Wheelabrator Lisbon 1 NOX Cap Annual v5.15 | 839 | 6611 | Rate Constraint in MTons | FALSE | L | Annual | Standard NOX | Thousand Tons | 0.148 | 0.148 | 0.148 | 0.148 | 0.148 | 0.148 | 0.148 | 0.148
NODA Wheelabrator Lisbon 1 NOX Cap Annual v5.15 | 839 | 6611 | Rate Constraint in MTons | FALSE | L | Annual | Emissions at Affected Plants NOX | Thousand Tons | 0.148 | 0.148 | 0.148 | 0.148 | 0.148 | 0.148 | 0.148 | 0.148
NODA Wheelabrator Lisbon 1 NOX Cap Annual v5.15 | 839 | 6611 | Rate Constraint in MTons | FALSE | L | Annual | Allowances Purchased NOX | Thousand Tons | 0 | 0 | 0 | 0 | 0 | 0 | 0 | 0
NODA Wheelabrator Lisbon 1 NOX Cap Annual v5.15 | 839 | 6611 | Rate Constraint in MTons | FALSE | L | Annual | Allowances Sold NOX | Thousand Tons | 0 | 0 | 0 | 0 | 0 | 0 | 0 | 0
NODA Wheelabrator Lisbon 1 NOX Cap Annual v5.15 | 839 | 6611 | Rate Constraint in MTons | FALSE | L | Annual | Allowances Banked | Thousand Tons | 0 | 0 | 0 | 0 | 0 | 0 | 0 | 0
NODA Wheelabrator Lisbon 1 NOX Cap Annual v5.15 | 839 | 6611 | Rate Constraint in MTons | FALSE | L | Annual | Allowances Withdrawn (1:1) | Thousand Tons | 0 | 0 | 0 | 0 | 0 | 0 | 0 | 0
NODA Wheelabrator Lisbon 1 NOX Cap Annual v5.15 | 839 | 6611 | Rate Constraint in MTons | FALSE | L | Annual | Allowances Withdrawn (n:1) | Thousand Tons | 0 | 0 | 0 | 0 | 0 | 0 | 0 | 0
NODA Wheelabrator Lisbon 1 NOX Cap Annual v5.15 | 839 | 6611 | Rate Constraint in MTons | FALSE | L | Annual | Net Emissions Allowance Position | Thousand Tons | 0.148 | 0.148 | 0.148 | 0.148 | 0.148 | 0.148 | 0.148 | 0.148
NODA Wheelabrator Lisbon 1 NOX Cap Annual v5.15 | 839 | 6611 | Rate Constraint in MTons | FALSE | L | Annual | Fuel Consumed | TBtu | 0.91618 | 0.91618 | 0.91618 | 0.91618 | 0.91618 | 0.91618 | 0.91618 | 0.91618
NODA Wheelabrator Lisbon 1 NOX Cap Annual v5.15 | 839 | 6611 | Rate Constraint in MTons | FALSE | L | Annual | Rate | lb/MMBtu | 0.32308 | 0.32308 | 0.32308 | 0.32308 | 0.32308 | 0.32308 | 0.32308 | 0.32308
NODA Wheelabrator Lisbon 1 NOX Cap Annual v5.15 | 839 | 6611 | Rate Constraint in MTons | FALSE | L | Annual | Generation | TWh | 0.049972 | 0.049972 | 0.049972 | 0.049972 | 0.049972 | 0.049972 | 0.049972 | 0.049972
NODA Wheelabrator Lisbon 1 NOX Cap Annual v5.15 | 839 | 6611 | Rate Constraint in MTons | FALSE | L | Annual | Qualifying Generation | TWh | 0.049972 | 0.049972 | 0.049972 | 0.049972 | 0.049972 | 0.049972 | 0.049972 | 0.049972
NODA Wheelabrator Lisbon 1 NOX Cap Annual v5.15 | 839 | 6611 | Rate Constraint in MTons | FALSE | L | Annual | Rate | lb/MWh | 5.9233 | 5.9233 | 5.9233 | 5.9233 | 5.9233 | 5.9233 | 5.9233 | 5.9233
NODA Wheelabrator Lisbon 1 NOX Cap Annual v5.15 | 839 | 6611 | Rate Constraint in MTons | FALSE | L | Annual | Constraint Shadow Price | US2016$/Ton | 7845.417 | 8457.2384 | 8772.8551 | 8835.1142 | 8465.7342 | 9479.656 | 10315.7279 | 10768.3272
NODA WheelabratorBridgeport 1 NOX Cap Annual v5.15 | 840 | 6608 | Rate Constraint in MTons | FALSE | L | Annual | Seasons Included | Seasons | Winter, WintShld, Summer | Winter, WintShld, Summer | Winter, WintShld, Summer | Winter, WintShld, Summer | Winter, WintShld, Summer | Winter, WintShld, Summer | Winter, WintShld, Summer | Winter, WintShld, Summer
NODA WheelabratorBridgeport 1 NOX Cap Annual v5.15 | 840 | 6608 | Rate Constraint in MTons | FALSE | L | Annual | Standard NOX | Thousand Tons | 0.501 | 0.501 | 0.501 | 0.501 | 0.501 | 0.501 | 0.501 | 0.501
NODA WheelabratorBridgeport 1 NOX Cap Annual v5.15 | 840 | 6608 | Rate Constraint in MTons | FALSE | L | Annual | Emissions at Affected Plants NOX | Thousand Tons | 0.42643 | 0.42643 | 0.42643 | 0.42643 | 0.42643 | 0.42643 | 0.42643 | 0.42643
NODA WheelabratorBridgeport 1 NOX Cap Annual v5.15 | 840 | 6608 | Rate Constraint in MTons | FALSE | L | Annual | Allowances Purchased NOX | Thousand Tons | 0 | 0 | 0 | 0 | 0 | 0 | 0 | 0
NODA WheelabratorBridgeport 1 NOX Cap Annual v5.15 | 840 | 6608 | Rate Constraint in MTons | FALSE | L | Annual | Allowances Sold NOX | Thousand Tons | 0 | 0 | 0 | 0 | 0 | 0 | 0 | 0
NODA WheelabratorBridgeport 1 NOX Cap Annual v5.15 | 840 | 6608 | Rate Constraint in MTons | FALSE | L | Annual | Allowances Banked | Thousand Tons | 0 | 0 | 0 | 0 | 0 | 0 | 0 | 0
NODA WheelabratorBridgeport 1 NOX Cap Annual v5.15 | 840 | 6608 | Rate Constraint in MTons | FALSE | L | Annual | Allowances Withdrawn (1:1) | Thousand Tons | 0 | 0 | 0 | 0 | 0 | 0 | 0 | 0
NODA WheelabratorBridgeport 1 NOX Cap Annual v5.15 | 840 | 6608 | Rate Constraint in MTons | FALSE | L | Annual | Allowances Withdrawn (n:1) | Thousand Tons | 0 | 0 | 0 | 0 | 0 | 0 | 0 | 0
NODA WheelabratorBridgeport 1 NOX Cap Annual v5.15 | 840 | 6608 | Rate Constraint in MTons | FALSE | L | Annual | Net Emissions Allowance Position | Thousand Tons | 0.42643 | 0.42643 | 0.42643 | 0.42643 | 0.42643 | 0.42643 | 0.42643 | 0.42643
NODA WheelabratorBridgeport 1 NOX Cap Annual v5.15 | 840 | 6608 | Rate Constraint in MTons | FALSE | L | Annual | Fuel Consumed | TBtu | 2.3998 | 2.3998 | 2.3998 | 2.3998 | 2.3998 | 2.3998 | 2.3998 | 2.3998
NODA WheelabratorBridgeport 1 NOX Cap Annual v5.15 | 840 | 6608 | Rate Constraint in MTons | FALSE | L | Annual | Rate | lb/MMBtu | 0.35539 | 0.35539 | 0.35539 | 0.35539 | 0.35539 | 0.35539 | 0.35539 | 0.35539
NODA WheelabratorBridgeport 1 NOX Cap Annual v5.15 | 840 | 6608 | Rate Constraint in MTons | FALSE | L | Annual | Generation | TWh | 0.14311 | 0.14311 | 0.14311 | 0.14311 | 0.14311 | 0.14311 | 0.14311 | 0.14311
NODA WheelabratorBridgeport 1 NOX Cap Annual v5.15 | 840 | 6608 | Rate Constraint in MTons | FALSE | L | Annual | Qualifying Generation | TWh | 0.14311 | 0.14311 | 0.14311 | 0.14311 | 0.14311 | 0.14311 | 0.14311 | 0.14311
NODA WheelabratorBridgeport 1 NOX Cap Annual v5.15 | 840 | 6608 | Rate Constraint in MTons | FALSE | L | Annual | Rate | lb/MWh | 5.9595 | 5.9595 | 5.9595 | 5.9595 | 5.9595 | 5.9595 | 5.9595 | 5.9595
NODA WheelabratorBridgeport 1 NOX Cap Annual v5.15 | 840 | 6608 | Rate Constraint in MTons | FALSE | L | Annual | Constraint Shadow Price | US2016$/Ton | 0 | 0 | 0 | 0 | 0 | 0 | 0 | 0
NODA WheelabratorBridgeport 2 NOX Cap Annual v5.15 | 841 | 6609 | Rate Constraint in MTons | FALSE | L | Annual | Seasons Included | Seasons | Winter, WintShld, Summer | Winter, WintShld, Summer | Winter, WintShld, Summer | Winter, WintShld, Summer | Winter, WintShld, Summer | Winter, WintShld, Summer | Winter, WintShld, Summer | Winter, WintShld, Summer
NODA WheelabratorBridgeport 2 NOX Cap Annual v5.15 | 841 | 6609 | Rate Constraint in MTons | FALSE | L | Annual | Standard NOX | Thousand Tons | 0.501 | 0.501 | 0.501 | 0.501 | 0.501 | 0.501 | 0.501 | 0.501
NODA WheelabratorBridgeport 2 NOX Cap Annual v5.15 | 841 | 6609 | Rate Constraint in MTons | FALSE | L | Annual | Emissions at Affected Plants NOX | Thousand Tons | 0.42643 | 0.42643 | 0.42643 | 0.42643 | 0.42643 | 0.42643 | 0.42643 | 0.42643
NODA WheelabratorBridgeport 2 NOX Cap Annual v5.15 | 841 | 6609 | Rate Constraint in MTons | FALSE | L | Annual | Allowances Purchased NOX | Thousand Tons | 0 | 0 | 0 | 0 | 0 | 0 | 0 | 0
NODA WheelabratorBridgeport 2 NOX Cap Annual v5.15 | 841 | 6609 | Rate Constraint in MTons | FALSE | L | Annual | Allowances Sold NOX | Thousand Tons | 0 | 0 | 0 | 0 | 0 | 0 | 0 | 0
NODA WheelabratorBridgeport 2 NOX Cap Annual v5.15 | 841 | 6609 | Rate Constraint in MTons | FALSE | L | Annual | Allowances Banked | Thousand Tons | 0 | 0 | 0 | 0 | 0 | 0 | 0 | 0
NODA WheelabratorBridgeport 2 NOX Cap Annual v5.15 | 841 | 6609 | Rate Constraint in MTons | FALSE | L | Annual | Allowances Withdrawn (1:1) | Thousand Tons | 0 | 0 | 0 | 0 | 0 | 0 | 0 | 0
NODA WheelabratorBridgeport 2 NOX Cap Annual v5.15 | 841 | 6609 | Rate Constraint in MTons | FALSE | L | Annual | Allowances Withdrawn (n:1) | Thousand Tons | 0 | 0 | 0 | 0 | 0 | 0 | 0 | 0
NODA WheelabratorBridgeport 2 NOX Cap Annual v5.15 | 841 | 6609 | Rate Constraint in MTons | FALSE | L | Annual | Net Emissions Allowance Position | Thousand Tons | 0.42643 | 0.42643 | 0.42643 | 0.42643 | 0.42643 | 0.42643 | 0.42643 | 0.42643
NODA WheelabratorBridgeport 2 NOX Cap Annual v5.15 | 841 | 6609 | Rate Constraint in MTons | FALSE | L | Annual | Fuel Consumed | TBtu | 2.3998 | 2.3998 | 2.3998 | 2.3998 | 2.3998 | 2.3998 | 2.3998 | 2.3998
NODA WheelabratorBridgeport 2 NOX Cap Annual v5.15 | 841 | 6609 | Rate Constraint in MTons | FALSE | L | Annual | Rate | lb/MMBtu | 0.35539 | 0.35539 | 0.35539 | 0.35539 | 0.35539 | 0.35539 | 0.35539 | 0.35539
NODA WheelabratorBridgeport 2 NOX Cap Annual v5.15 | 841 | 6609 | Rate Constraint in MTons | FALSE | L | Annual | Generation | TWh | 0.14311 | 0.14311 | 0.14311 | 0.14311 | 0.14311 | 0.14311 | 0.14311 | 0.14311
NODA WheelabratorBridgeport 2 NOX Cap Annual v5.15 | 841 | 6609 | Rate Constraint in MTons | FALSE | L | Annual | Qualifying Generation | TWh | 0.14311 | 0.14311 | 0.14311 | 0.14311 | 0.14311 | 0.14311 | 0.14311 | 0.14311
NODA WheelabratorBridgeport 2 NOX Cap Annual v5.15 | 841 | 6609 | Rate Constraint in MTons | FALSE | L | Annual | Rate | lb/MWh | 5.9595 | 5.9595 | 5.9595 | 5.9595 | 5.9595 | 5.9595 | 5.9595 | 5.9595
NODA WheelabratorBridgeport 2 NOX Cap Annual v5.15 | 841 | 6609 | Rate Constraint in MTons | FALSE | L | Annual | Constraint Shadow Price | US2016$/Ton | 0 | 0 | 0 | 0 | 0 | 0 | 0 | 0
NODA WheelabratorBridgeport 3 NOX Cap Annual v5.15 | 842 | 6610 | Rate Constraint in MTons | FALSE | L | Annual | Seasons Included | Seasons | Winter, WintShld, Summer | Winter, WintShld, Summer | Winter, WintShld, Summer | Winter, WintShld, Summer | Winter, WintShld, Summer | Winter, WintShld, Summer | Winter, WintShld, Summer | Winter, WintShld, Summer
NODA WheelabratorBridgeport 3 NOX Cap Annual v5.15 | 842 | 6610 | Rate Constraint in MTons | FALSE | L | Annual | Standard NOX | Thousand Tons | 0.501 | 0.501 | 0.501 | 0.501 | 0.501 | 0.501 | 0.501 | 0.501
NODA WheelabratorBridgeport 3 NOX Cap Annual v5.15 | 842 | 6610 | Rate Constraint in MTons | FALSE | L | Annual | Emissions at Affected Plants NOX | Thousand Tons | 0.42643 | 0.42643 | 0.42643 | 0.42643 | 0.42643 | 0.42643 | 0.42643 | 0.42643
NODA WheelabratorBridgeport 3 NOX Cap Annual v5.15 | 842 | 6610 | Rate Constraint in MTons | FALSE | L | Annual | Allowances Purchased NOX | Thousand Tons | 0 | 0 | 0 | 0 | 0 | 0 | 0 | 0
NODA WheelabratorBridgeport 3 NOX Cap Annual v5.15 | 842 | 6610 | Rate Constraint in MTons | FALSE | L | Annual | Allowances Sold NOX | Thousand Tons | 0 | 0 | 0 | 0 | 0 | 0 | 0 | 0
NODA WheelabratorBridgeport 3 NOX Cap Annual v5.15 | 842 | 6610 | Rate Constraint in MTons | FALSE | L | Annual | Allowances Banked | Thousand Tons | 0 | 0 | 0 | 0 | 0 | 0 | 0 | 0
NODA WheelabratorBridgeport 3 NOX Cap Annual v5.15 | 842 | 6610 | Rate Constraint in MTons | FALSE | L | Annual | Allowances Withdrawn (1:1) | Thousand Tons | 0 | 0 | 0 | 0 | 0 | 0 | 0 | 0
NODA WheelabratorBridgeport 3 NOX Cap Annual v5.15 | 842 | 6610 | Rate Constraint in MTons | FALSE | L | Annual | Allowances Withdrawn (n:1) | Thousand Tons | 0 | 0 | 0 | 0 | 0 | 0 | 0 | 0
NODA WheelabratorBridgeport 3 NOX Cap Annual v5.15 | 842 | 6610 | Rate Constraint in MTons | FALSE | L | Annual | Net Emissions Allowance Position | Thousand Tons | 0.42643 | 0.42643 | 0.42643 | 0.42643 | 0.42643 | 0.42643 | 0.42643 | 0.42643
NODA WheelabratorBridgeport 3 NOX Cap Annual v5.15 | 842 | 6610 | Rate Constraint in MTons | FALSE | L | Annual | Fuel Consumed | TBtu | 2.3998 | 2.3998 | 2.3998 | 2.3998 | 2.3998 | 2.3998 | 2.3998 | 2.3998
NODA WheelabratorBridgeport 3 NOX Cap Annual v5.15 | 842 | 6610 | Rate Constraint in MTons | FALSE | L | Annual | Rate | lb/MMBtu | 0.35539 | 0.35539 | 0.35539 | 0.35539 | 0.35539 | 0.35539 | 0.35539 | 0.35539
NODA WheelabratorBridgeport 3 NOX Cap Annual v5.15 | 842 | 6610 | Rate Constraint in MTons | FALSE | L | Annual | Generation | TWh | 0.14311 | 0.14311 | 0.14311 | 0.14311 | 0.14311 | 0.14311 | 0.14311 | 0.14311
NODA WheelabratorBridgeport 3 NOX Cap Annual v5.15 | 842 | 6610 | Rate Constraint in MTons | FALSE | L | Annual | Qualifying Generation | TWh | 0.14311 | 0.14311 | 0.14311 | 0.14311 | 0.14311 | 0.14311 | 0.14311 | 0.14311
NODA WheelabratorBridgeport 3 NOX Cap Annual v5.15 | 842 | 6610 | Rate Constraint in MTons | FALSE | L | Annual | Rate | lb/MWh | 5.9595 | 5.9595 | 5.9595 | 5.9595 | 5.9595 | 5.9595 | 5.9595 | 5.9595
NODA WheelabratorBridgeport 3 NOX Cap Annual v5.15 | 842 | 6610 | Rate Constraint in MTons | FALSE | L | Annual | Constraint Shadow Price | US2016$/Ton | 0 | 0 | 0 | 0 | 0 | 0 | 0 | 0
NODA Woodbridge NOx Cap Annual v5.15 | 843 | 6595 | Rate Constraint in MTons | FALSE | L | Annual | Seasons Included | Seasons | Winter, WintShld, Summer | Winter, WintShld, Summer | Winter, WintShld, Summer | Winter, WintShld, Summer | Winter, WintShld, Summer | Winter, WintShld, Summer | Winter, WintShld, Summer | Winter, WintShld, Summer
NODA Woodbridge NOx Cap Annual v5.15 | 843 | 6595 | Rate Constraint in MTons | FALSE | L | Annual | Standard NOX | Thousand Tons | 0.297 | 0.297 | 0.297 | 0.297 | 0.297 | 0.297 | 0.297 | 0.297
NODA Woodbridge NOx Cap Annual v5.15 | 843 | 6595 | Rate Constraint in MTons | FALSE | L | Annual | Emissions at Affected Plants NOX | Thousand Tons | 0.062761 | 0.062761 | 0.062761 | 0.062761 | 0.062761 | 0.062761 | 0.062761 | 0.052681
NODA Woodbridge NOx Cap Annual v5.15 | 843 | 6595 | Rate Constraint in MTons | FALSE | L | Annual | Allowances Purchased NOX | Thousand Tons | 0 | 0 | 0 | 0 | 0 | 0 | 0 | 0
NODA Woodbridge NOx Cap Annual v5.15 | 843 | 6595 | Rate Constraint in MTons | FALSE | L | Annual | Allowances Sold NOX | Thousand Tons | 0 | 0 | 0 | 0 | 0 | 0 | 0 | 0
NODA Woodbridge NOx Cap Annual v5.15 | 843 | 6595 | Rate Constraint in MTons | FALSE | L | Annual | Allowances Banked | Thousand Tons | 0 | 0 | 0 | 0 | 0 | 0 | 0 | 0
NODA Woodbridge NOx Cap Annual v5.15 | 843 | 6595 | Rate Constraint in MTons | FALSE | L | Annual | Allowances Withdrawn (1:1) | Thousand Tons | 0 | 0 | 0 | 0 | 0 | 0 | 0 | 0
NODA Woodbridge NOx Cap Annual v5.15 | 843 | 6595 | Rate Constraint in MTons | FALSE | L | Annual | Allowances Withdrawn (n:1) | Thousand Tons | 0 | 0 | 0 | 0 | 0 | 0 | 0 | 0
NODA Woodbridge NOx Cap Annual v5.15 | 843 | 6595 | Rate Constraint in MTons | FALSE | L | Annual | Net Emissions Allowance Position | Thousand Tons | 0.062761 | 0.062761 | 0.062761 | 0.062761 | 0.062761 | 0.062761 | 0.062761 | 0.052681
NODA Woodbridge NOx Cap Annual v5.15 | 843 | 6595 | Rate Constraint in MTons | FALSE | L | Annual | Fuel Consumed | TBtu | 21.868 | 21.868 | 21.868 | 21.868 | 21.868 | 21.868 | 21.868 | 18.3556
NODA Woodbridge NOx Cap Annual v5.15 | 843 | 6595 | Rate Constraint in MTons | FALSE | L | Annual | Rate | lb/MMBtu | 0.00574 | 0.00574 | 0.00574 | 0.00574 | 0.00574 | 0.00574 | 0.00574 | 0.00574
NODA Woodbridge NOx Cap Annual v5.15 | 843 | 6595 | Rate Constraint in MTons | FALSE | L | Annual | Generation | TWh | 3.1018 | 3.1018 | 3.1018 | 3.1018 | 3.1018 | 3.1018 | 3.1018 | 2.6036
NODA Woodbridge NOx Cap Annual v5.15 | 843 | 6595 | Rate Constraint in MTons | FALSE | L | Annual | Qualifying Generation | TWh | 3.1018 | 3.1018 | 3.1018 | 3.1018 | 3.1018 | 3.1018 | 3.1018 | 2.6036
NODA Woodbridge NOx Cap Annual v5.15 | 843 | 6595 | Rate Constraint in MTons | FALSE | L | Annual | Rate | lb/MWh | 0.040467 | 0.040467 | 0.040467 | 0.040467 | 0.040467 | 0.040467 | 0.040467 | 0.040467
NODA Woodbridge NOx Cap Annual v5.15 | 843 | 6595 | Rate Constraint in MTons | FALSE | L | Annual | Constraint Shadow Price | US2016$/Ton | 0 | 0 | 0 | 0 | 0 | 0 | 0 | 0
North Carolina Duke - NOX Cap Annual v3.1 | 844 | 1836 | Rate Constraint in MTons | FALSE | L | Annual | Seasons Included | Seasons | Winter, WintShld, Summer | Winter, WintShld, Summer | Winter, WintShld, Summer | Winter, WintShld, Summer | Winter, WintShld, Summer | Winter, WintShld, Summer | Winter, WintShld, Summer | Winter, WintShld, Summer
North Carolina Duke - NOX Cap Annual v3.1 | 844 | 1836 | Rate Constraint in MTons | FALSE | L | Annual | Standard NOX | Thousand Tons | 31 | 31 | 31 | 31 | 31 | 31 | 31 | 31
North Carolina Duke - NOX Cap Annual v3.1 | 844 | 1836 | Rate Constraint in MTons | FALSE | L | Annual | Emissions at Affected Plants NOX | Thousand Tons | 10.4294 | 11.0657 | 8.3399 | 5.0874 | 1.1351 | 0.0024019 | 0.0024019 | 0.0024019
North Carolina Duke - NOX Cap Annual v3.1 | 844 | 1836 | Rate Constraint in MTons | FALSE | L | Annual | Allowances Purchased NOX | Thousand Tons | 0 | 0 | 0 | 0 | 0 | 0 | 0 | 0
North Carolina Duke - NOX Cap Annual v3.1 | 844 | 1836 | Rate Constraint in MTons | FALSE | L | Annual | Allowances Sold NOX | Thousand Tons | 0 | 0 | 0 | 0 | 0 | 0 | 0 | 0
North Carolina Duke - NOX Cap Annual v3.1 | 844 | 1836 | Rate Constraint in MTons | FALSE | L | Annual | Allowances Banked | Thousand Tons | 0 | 0 | 0 | 0 | 0 | 0 | 0 | 0
North Carolina Duke - NOX Cap Annual v3.1 | 844 | 1836 | Rate Constraint in MTons | FALSE | L | Annual | Allowances Withdrawn (1:1) | Thousand Tons | 0 | 0 | 0 | 0 | 0 | 0 | 0 | 0
North Carolina Duke - NOX Cap Annual v3.1 | 844 | 1836 | Rate Constraint in MTons | FALSE | L | Annual | Allowances Withdrawn (n:1) | Thousand Tons | 0 | 0 | 0 | 0 | 0 | 0 | 0 | 0
North Carolina Duke - NOX Cap Annual v3.1 | 844 | 1836 | Rate Constraint in MTons | FALSE | L | Annual | Net Emissions Allowance Position | Thousand Tons | 10.4294 | 11.0657 | 8.3399 | 5.0874 | 1.1351 | 0.0024019 | 0.0024019 | 0.0024019
North Carolina Duke - NOX Cap Annual v3.1 | 844 | 1836 | Rate Constraint in MTons | FALSE | L | Annual | Fuel Consumed | TBtu | 133.5249 | 140.9716 | 109.2724 | 78.5968 | 37.7556 | 0.089076 | 0.089076 | 0.089076
North Carolina Duke - NOX Cap Annual v3.1 | 844 | 1836 | Rate Constraint in MTons | FALSE | L | Annual | Rate | lb/MMBtu | 0.15622 | 0.15699 | 0.15264 | 0.12946 | 0.060131 | 0.05393 | 0.05393 | 0.05393
North Carolina Duke - NOX Cap Annual v3.1 | 844 | 1836 | Rate Constraint in MTons | FALSE | L | Annual | Generation | TWh | 14.1277 | 14.9455 | 11.4622 | 8.1789 | 3.8718 | 0.0097171 | 0.0097171 | 0.0097171
North Carolina Duke - NOX Cap Annual v3.1 | 844 | 1836 | Rate Constraint in MTons | FALSE | L | Annual | Qualifying Generation | TWh | 14.1277 | 14.9455 | 11.4622 | 8.1789 | 3.8718 | 0.0097171 | 0.0097171 | 0.0097171
North Carolina Duke - NOX Cap Annual v3.1 | 844 | 1836 | Rate Constraint in MTons | FALSE | L | Annual | Rate | lb/MWh | 1.4764 | 1.4808 | 1.4552 | 1.244 | 0.58635 | 0.49438 | 0.49438 | 0.49438
North Carolina Duke - NOX Cap Annual v3.1 | 844 | 1836 | Rate Constraint in MTons | FALSE | L | Annual | Constraint Shadow Price | US2016$/Ton | 0 | 0 | 0 | 0 | 0 | 0 | 0 | 0
North Carolina Duke - SO2 Cap Annual v3.1 | 845 | 1837 | Rate Constraint in MTons | FALSE | L | Annual | Seasons Included | Seasons | Winter, WintShld, Summer | Winter, WintShld, Summer | Winter, WintShld, Summer | Winter, WintShld, Summer | Winter, WintShld, Summer | Winter, WintShld, Summer | Winter, WintShld, Summer | Winter, WintShld, Summer
North Carolina Duke - SO2 Cap Annual v3.1 | 845 | 1837 | Rate Constraint in MTons | FALSE | L | Annual | Standard SO2 | Thousand Tons | 80 | 80 | 80 | 80 | 80 | 80 | 80 | 80
North Carolina Duke - SO2 Cap Annual v3.1 | 845 | 1837 | Rate Constraint in MTons | FALSE | L | Annual | Emissions at Affected Plants SO2 | Thousand Tons | 3.3015 | 3.5471 | 2.5003 | 1.4966 | 0.024258 | 0.0036086 | 0.0036086 | 0.0036086
North Carolina Duke - SO2 Cap Annual v3.1 | 845 | 1837 | Rate Constraint in MTons | FALSE | L | Annual | Allowances Purchased SO2 | Thousand Tons | 0 | 0 | 0 | 0 | 0 | 0 | 0 | 0
North Carolina Duke - SO2 Cap Annual v3.1 | 845 | 1837 | Rate Constraint in MTons | FALSE | L | Annual | Allowances Sold SO2 | Thousand Tons | 0 | 0 | 0 | 0 | 0 | 0 | 0 | 0
North Carolina Duke - SO2 Cap Annual v3.1 | 845 | 1837 | Rate Constraint in MTons | FALSE | L | Annual | Allowances Banked | Thousand Tons | 0 | 0 | 0 | 0 | 0 | 0 | 0 | 0
North Carolina Duke - SO2 Cap Annual v3.1 | 845 | 1837 | Rate Constraint in MTons | FALSE | L | Annual | Allowances Withdrawn (1:1) | Thousand Tons | 0 | 0 | 0 | 0 | 0 | 0 | 0 | 0
North Carolina Duke - SO2 Cap Annual v3.1 | 845 | 1837 | Rate Constraint in MTons | FALSE | L | Annual | Allowances Withdrawn (n:1) | Thousand Tons | 0 | 0 | 0 | 0 | 0 | 0 | 0 | 0
North Carolina Duke - SO2 Cap Annual v3.1 | 845 | 1837 | Rate Constraint in MTons | FALSE | L | Annual | Net Emissions Allowance Position | Thousand Tons | 3.3015 | 3.5471 | 2.5003 | 1.4966 | 0.024258 | 0.0036086 | 0.0036086 | 0.0036086
North Carolina Duke - SO2 Cap Annual v3.1 | 845 | 1837 | Rate Constraint in MTons | FALSE | L | Annual | Fuel Consumed | TBtu | 133.5249 | 140.9716 | 109.2724 | 78.5968 | 37.7556 | 0.089076 | 0.089076 | 0.089076
North Carolina Duke - SO2 Cap Annual v3.1 | 845 | 1837 | Rate Constraint in MTons | FALSE | L | Annual | Rate | lb/MMBtu | 0.049451 | 0.050324 | 0.045762 | 0.038084 | 0.001285 | 0.081022 | 0.081022 | 0.081022
North Carolina Duke - SO2 Cap Annual v3.1 | 845 | 1837 | Rate Constraint in MTons | FALSE | L | Annual | Generation | TWh | 14.1277 | 14.9455 | 11.4622 | 8.1789 | 3.8718 | 0.0097171 | 0.0097171 | 0.0097171
North Carolina Duke - SO2 Cap Annual v3.1 | 845 | 1837 | Rate Constraint in MTons | FALSE | L | Annual | Qualifying Generation | TWh | 14.1277 | 14.9455 | 11.4622 | 8.1789 | 3.8718 | 0.0097171 | 0.0097171 | 0.0097171
North Carolina Duke - SO2 Cap Annual v3.1 | 845 | 1837 | Rate Constraint in MTons | FALSE | L | Annual | Rate | lb/MWh | 0.46738 | 0.47468 | 0.43626 | 0.36598 | 0.01253 | 0.74273 | 0.74273 | 0.74273
North Carolina Duke - SO2 Cap Annual v3.1 | 845 | 1837 | Rate Constraint in MTons | FALSE | L | Annual | Constraint Shadow Price | US2016$/Ton | 0 | 0 | 0 | 0 | 0 | 0 | 0 | 0
North Carolina Progress - NOX Cap Annual v3.1 | 846 | 1838 | Rate Constraint in MTons | FALSE | L | Annual | Seasons Included | Seasons | Winter, WintShld, Summer | Winter, WintShld, Summer | Winter, WintShld, Summer | Winter, WintShld, Summer | Winter, WintShld, Summer | Winter, WintShld, Summer | Winter, WintShld, Summer | Winter, WintShld, Summer
North Carolina Progress - NOX Cap Annual v3.1 | 846 | 1838 | Rate Constraint in MTons | FALSE | L | Annual | Standard NOX | Thousand Tons | 25 | 25 | 25 | 25 | 25 | 25 | 25 | 25
North Carolina Progress - NOX Cap Annual v3.1 | 846 | 1838 | Rate Constraint in MTons | FALSE | L | Annual | Emissions at Affected Plants NOX | Thousand Tons | 14.1518 | 13.7989 | 14.2846 | 12.7033 | 10.3676 | 10.5111 | 10.7728 | 10.5932
North Carolina Progress - NOX Cap Annual v3.1 | 846 | 1838 | Rate Constraint in MTons | FALSE | L | Annual | Allowances Purchased NOX | Thousand Tons | 0 | 0 | 0 | 0 | 0 | 0 | 0 | 0
North Carolina Progress - NOX Cap Annual v3.1 | 846 | 1838 | Rate Constraint in MTons | FALSE | L | Annual | Allowances Sold NOX | Thousand Tons | 0 | 0 | 0 | 0 | 0 | 0 | 0 | 0
North Carolina Progress - NOX Cap Annual v3.1 | 846 | 1838 | Rate Constraint in MTons | FALSE | L | Annual | Allowances Banked | Thousand Tons | 0 | 0 | 0 | 0 | 0 | 0 | 0 | 0
North Carolina Progress - NOX Cap Annual v3.1 | 846 | 1838 | Rate Constraint in MTons | FALSE | L | Annual | Allowances Withdrawn (1:1) | Thousand Tons | 0 | 0 | 0 | 0 | 0 | 0 | 0 | 0
North Carolina Progress - NOX Cap Annual v3.1 | 846 | 1838 | Rate Constraint in MTons | FALSE | L | Annual | Allowances Withdrawn (n:1) | Thousand Tons | 0 | 0 | 0 | 0 | 0 | 0 | 0 | 0
North Carolina Progress - NOX Cap Annual v3.1 | 846 | 1838 | Rate Constraint in MTons | FALSE | L | Annual | Net Emissions Allowance Position | Thousand Tons | 14.1518 | 13.7989 | 14.2846 | 12.7033 | 10.3676 | 10.5111 | 10.7728 | 10.5932
North Carolina Progress - NOX Cap Annual v3.1 | 846 | 1838 | Rate Constraint in MTons | FALSE | L | Annual | Fuel Consumed | TBtu | 157.4584 | 155.0612 | 159.7225 | 143.8559 | 120.5876 | 121.6934 | 124.0959 | 122.0495
North Carolina Progress - NOX Cap Annual v3.1 | 846 | 1838 | Rate Constraint in MTons | FALSE | L | Annual | Rate | lb/MMBtu | 0.17975 | 0.17798 | 0.17887 | 0.17661 | 0.17195 | 0.17275 | 0.17362 | 0.17359
North Carolina Progress - NOX Cap Annual v3.1 | 846 | 1838 | Rate Constraint in MTons | FALSE | L | Annual | Generation | TWh | 16.492 | 16.2737 | 16.8576 | 15.194 | 12.7091 | 12.7658 | 13.0084 | 12.7894
North Carolina Progress - NOX Cap Annual v3.1 | 846 | 1838 | Rate Constraint in MTons | FALSE | L | Annual | Qualifying Generation | TWh | 16.492 | 16.2737 | 16.8576 | 15.194 | 12.7091 | 12.7658 | 13.0084 | 12.7894
North Carolina Progress - NOX Cap Annual v3.1 | 846 | 1838 | Rate Constraint in MTons | FALSE | L | Annual | Rate | lb/MWh | 1.7162 | 1.6959 | 1.6947 | 1.6721 | 1.6315 | 1.6467 | 1.6563 | 1.6566
North Carolina Progress - NOX Cap Annual v3.1 | 846 | 1838 | Rate Constraint in MTons | FALSE | L | Annual | Constraint Shadow Price | US2016$/Ton | 0 | 0 | 0 | 0 | 0 | 0 | 0 | 0
North Carolina Progress - SO2 Cap Annual v3.1 | 847 | 1839 | Rate Constraint in MTons | FALSE | L | Annual | Seasons Included | Seasons | Winter, WintShld, Summer | Winter, WintShld, Summer | Winter, WintShld, Summer | Winter, WintShld, Summer | Winter, WintShld, Summer | Winter, WintShld, Summer | Winter, WintShld, Summer | Winter, WintShld, Summer
North Carolina Progress - SO2 Cap Annual v3.1 | 847 | 1839 | Rate Constraint in MTons | FALSE | L | Annual | Standard SO2 | Thousand Tons | 50 | 50 | 50 | 50 | 50 | 50 | 50 | 50
North Carolina Progress - SO2 Cap Annual v3.1 | 847 | 1839 | Rate Constraint in MTons | FALSE | L | Annual | Emissions at Affected Plants SO2 | Thousand Tons | 9.391 | 9.248 | 9.526 | 8.5797 | 7.192 | 7.6433 | 7.6142 | 7.2792
North Carolina Progress - SO2 Cap Annual v3.1 | 847 | 1839 | Rate Constraint in MTons | FALSE | L | Annual | Allowances Purchased SO2 | Thousand Tons | 0 | 0 | 0 | 0 | 0 | 0 | 0 | 0
North Carolina Progress - SO2 Cap Annual v3.1 | 847 | 1839 | Rate Constraint in MTons | FALSE | L | Annual | Allowances Sold SO2 | Thousand Tons | 0 | 0 | 0 | 0 | 0 | 0 | 0 | 0
North Carolina Progress - SO2 Cap Annual v3.1 | 847 | 1839 | Rate Constraint in MTons | FALSE | L | Annual | Allowances Banked | Thousand Tons | 0 | 0 | 0 | 0 | 0 | 0 | 0 | 0
North Carolina Progress - SO2 Cap Annual v3.1 | 847 | 1839 | Rate Constraint in MTons | FALSE | L | Annual | Allowances Withdrawn (1:1) | Thousand Tons | 0 | 0 | 0 | 0 | 0 | 0 | 0 | 0
North Carolina Progress - SO2 Cap Annual v3.1 | 847 | 1839 | Rate Constraint in MTons | FALSE | L | Annual | Allowances Withdrawn (n:1) | Thousand Tons | 0 | 0 | 0 | 0 | 0 | 0 | 0 | 0
North Carolina Progress - SO2 Cap Annual v3.1 | 847 | 1839 | Rate Constraint in MTons | FALSE | L | Annual | Net Emissions Allowance Position | Thousand Tons | 9.391 | 9.248 | 9.526 | 8.5797 | 7.192 | 7.6433 | 7.6142 | 7.2792
North Carolina Progress - SO2 Cap Annual v3.1 | 847 | 1839 | Rate Constraint in MTons | FALSE | L | Annual | Fuel Consumed | TBtu | 157.4584 | 155.0612 | 159.7225 | 143.8559 | 120.5876 | 121.6934 | 124.0959 | 122.0495
North Carolina Progress - SO2 Cap Annual v3.1 | 847 | 1839 | Rate Constraint in MTons | FALSE | L | Annual | Rate | lb/MMBtu | 0.11928 | 0.11928 | 0.11928 | 0.11928 | 0.11928 | 0.12562 | 0.12271 | 0.11928
North Carolina Progress - SO2 Cap Annual v3.1 | 847 | 1839 | Rate Constraint in MTons | FALSE | L | Annual | Generation | TWh | 16.492 | 16.2737 | 16.8576 | 15.194 | 12.7091 | 12.7658 | 13.0084 | 12.7894
North Carolina Progress - SO2 Cap Annual v3.1 | 847 | 1839 | Rate Constraint in MTons | FALSE | L | Annual | Qualifying Generation | TWh | 16.492 | 16.2737 | 16.8576 | 15.194 | 12.7091 | 12.7658 | 13.0084 | 12.7894
North Carolina Progress - SO2 Cap Annual v3.1 | 847 | 1839 | Rate Constraint in MTons | FALSE | L | Annual | Rate | lb/MWh | 1.1389 | 1.1366 | 1.1302 | 1.1294 | 1.1318 | 1.1975 | 1.1707 | 1.1383
North Carolina Progress - SO2 Cap Annual v3.1 | 847 | 1839 | Rate Constraint in MTons | FALSE | L | Annual | Constraint Shadow Price | US2016$/Ton | 0 | 0 | 0 | 0 | 0 | 0 | 0 | 0
NSR A B Brown 1,2 - SO2 Cap Annual v5.16 | 848 | 6698 | Rate Constraint in MTons | FALSE | L | Annual | Seasons Included | Seasons | Winter, WintShld, Summer | Winter, WintShld, Summer | Winter, WintShld, Summer | Winter, WintShld, Summer | Winter, WintShld, Summer | Winter, WintShld, Summer | Winter, WintShld, Summer | Winter, WintShld, Summer
NSR A B Brown 1,2 - SO2 Cap Annual v5.16 | 848 | 6698 | Rate Constraint in MTons | FALSE | L | Annual | Standard SO2 | Thousand Tons | 8.028 | 8.028 | 8.028 | 8.028 | 8.028 | 8.028 | 8.028 | 8.028
NSR A B Brown 1,2 - SO2 Cap Annual v5.16 | 848 | 6698 | Rate Constraint in MTons | FALSE | L | Annual | Emissions at Affected Plants SO2 | Thousand Tons | 5.6054 | 5.6054 | 5.4429 | 5.9789 | 5.9789 | 5.725 | 5.5862 | 5.2708
NSR A B Brown 1,2 - SO2 Cap Annual v5.16 | 848 | 6698 | Rate Constraint in MTons | FALSE | L | Annual | Allowances Purchased SO2 | Thousand Tons | 0 | 0 | 0 | 0 | 0 | 0 | 0 | 0
NSR A B Brown 1,2 - SO2 Cap Annual v5.16 | 848 | 6698 | Rate Constraint in MTons | FALSE | L | Annual | Allowances Sold SO2 | Thousand Tons | 0 | 0 | 0 | 0 | 0 | 0 | 0 | 0
NSR A B Brown 1,2 - SO2 Cap Annual v5.16 | 848 | 6698 | Rate Constraint in MTons | FALSE | L | Annual | Allowances Banked | Thousand Tons | 0 | 0 | 0 | 0 | 0 | 0 | 0 | 0
NSR A B Brown 1,2 - SO2 Cap Annual v5.16 | 848 | 6698 | Rate Constraint in MTons | FALSE | L | Annual | Allowances Withdrawn (1:1) | Thousand Tons | 0 | 0 | 0 | 0 | 0 | 0 | 0 | 0
NSR A B Brown 1,2 - SO2 Cap Annual v5.16 | 848 | 6698 | Rate Constraint in MTons | FALSE | L | Annual | Allowances Withdrawn (n:1) | Thousand Tons | 0 | 0 | 0 | 0 | 0 | 0 | 0 | 0
NSR A B Brown 1,2 - SO2 Cap Annual v5.16 | 848 | 6698 | Rate Constraint in MTons | FALSE | L | Annual | Net Emissions Allowance Position | Thousand Tons | 5.6054 | 5.6054 | 5.4429 | 5.9789 | 5.9789 | 5.725 | 5.5862 | 5.2708
NSR A B Brown 1,2 - SO2 Cap Annual v5.16 | 848 | 6698 | Rate Constraint in MTons | FALSE | L | Annual | Fuel Consumed | TBtu | 18.7197 | 18.7197 | 18.1768 | 25.7167 | 25.7167 | 24.8687 | 24.4052 | 19.9689
NSR A B Brown 1,2 - SO2 Cap Annual v5.16 | 848 | 6698 | Rate Constraint in MTons | FALSE | L | Annual | Rate | lb/MMBtu | 0.59888 | 0.59888 | 0.59888 | 0.46498 | 0.46498 | 0.46042 | 0.45779 | 0.5279
NSR A B Brown 1,2 - SO2 Cap Annual v5.16 | 848 | 6698 | Rate Constraint in MTons | FALSE | L | Annual | Generation | TWh | 1.6938 | 1.6938 | 1.6938 | 2.387 | 2.387 | 2.308 | 2.2648 | 1.8569
NSR A B Brown 1,2 - SO2 Cap Annual v5.16 | 848 | 6698 | Rate Constraint in MTons | FALSE | L | Annual | Qualifying Generation | TWh | 1.6938 | 1.6938 | 1.6938 | 2.387 | 2.387 | 2.308 | 2.2648 | 1.8569
NSR A B Brown 1,2 - SO2 Cap Annual v5.16 | 848 | 6698 | Rate Constraint in MTons | FALSE | L | Annual | Rate | lb/MWh | 6.6188 | 6.6188 | 6.4269 | 5.0096 | 5.0096 | 4.9611 | 4.9331 | 5.677
NSR A B Brown 1,2 - SO2 Cap Annual v5.16 | 848 | 6698 | Rate Constraint in MTons | FALSE | L | Annual | Constraint Shadow Price | US2016$/Ton | 0 | 0 | 0 | 0 | 0 | 0 | 0 | 0
NSR A B Brown 2 - SO2 Cap Annual v5.16 | 849 | 6699 | Rate Constraint in MTons | FALSE | L | Annual | Seasons Included | Seasons | Winter, WintShld, Summer | Winter, WintShld, Summer | Winter, WintShld, Summer | Winter, WintShld, Summer | Winter, WintShld, Summer | Winter, WintShld, Summer | Winter, WintShld, Summer | Winter, WintShld, Summer
NSR A B Brown 2 - SO2 Cap Annual v5.16 | 849 | 6699 | Rate Constraint in MTons | FALSE | L | Annual | Standard SO2 | Thousand Tons | 6.511 | 6.511 | 6.511 | 6.511 | 6.511 | 6.511 | 6.511 | 6.511
NSR A B Brown 2 - SO2 Cap Annual v5.16 | 849 | 6699 | Rate Constraint in MTons | FALSE | L | Annual | Emissions at Affected Plants SO2 | Thousand Tons | 5.6054 | 5.6054 | 5.4429 | 5.4429 | 5.4429 | 5.1889 | 5.0501 | 5.0501
NSR A B Brown 2 - SO2 Cap Annual v5.16 | 849 | 6699 | Rate Constraint in MTons | FALSE | L | Annual | Allowances Purchased SO2 | Thousand Tons | 0 | 0 | 0 | 0 | 0 | 0 | 0 | 0
NSR A B Brown 2 - SO2 Cap Annual v5.16 | 849 | 6699 | Rate Constraint in MTons | FALSE | L | Annual | Allowances Sold SO2 | Thousand Tons | 0 | 0 | 0 | 0 | 0 | 0 | 0 | 0
NSR A B Brown 2 - SO2 Cap Annual v5.16 | 849 | 6699 | Rate Constraint in MTons | FALSE | L | Annual | Allowances Banked | Thousand Tons | 0 | 0 | 0 | 0 | 0 | 0 | 0 | 0
NSR A B Brown 2 - SO2 Cap Annual v5.16 | 849 | 6699 | Rate Constraint in MTons | FALSE | L | Annual | Allowances Withdrawn (1:1) | Thousand Tons | 0 | 0 | 0 | 0 | 0 | 0 | 0 | 0
NSR A B Brown 2 - SO2 Cap Annual v5.16 | 849 | 6699 | Rate Constraint in MTons | FALSE | L | Annual | Allowances Withdrawn (n:1) | Thousand Tons | 0 | 0 | 0 | 0 | 0 | 0 | 0 | 0
NSR A B Brown 2 - SO2 Cap Annual v5.16 | 849 | 6699 | Rate Constraint in MTons | FALSE | L | Annual | Net Emissions Allowance Position | Thousand Tons | 5.6054 | 5.6054 | 5.4429 | 5.4429 | 5.4429 | 5.1889 | 5.0501 | 5.0501
NSR A B Brown 2 - SO2 Cap Annual v5.16 | 849 | 6699 | Rate Constraint in MTons | FALSE | L | Annual | Fuel Consumed | TBtu | 18.7197 | 18.7197 | 18.1768 | 18.1768 | 18.1768 | 17.3288 | 16.8653 | 16.8653
NSR A B Brown 2 - SO2 Cap Annual v5.16 | 849 | 6699 | Rate Constraint in MTons | FALSE | L | Annual | Rate | lb/MMBtu | 0.59888 | 0.59888 | 0.59888 | 0.59888 | 0.59888 | 0.59888 | 0.59888 | 0.59888
NSR A B Brown 2 - SO2 Cap Annual v5.16 | 849 | 6699 | Rate Constraint in MTons | FALSE | L | Annual | Generation | TWh | 1.6938 | 1.6938 | 1.6938 | 1.6938 | 1.6938 | 1.6148 | 1.5716 | 1.5716
NSR A B Brown 2 - SO2 Cap Annual v5.16 | 849 | 6699 | Rate Constraint in MTons | FALSE | L | Annual | Qualifying Generation | TWh | 1.6938 | 1.6938 | 1.6938 | 1.6938 | 1.6938 | 1.6148 | 1.5716 | 1.5716
NSR A B Brown 2 - SO2 Cap Annual v5.16 | 849 | 6699 | Rate Constraint in MTons | FALSE | L | Annual | Rate | lb/MWh | 6.6188 | 6.6188 | 6.4269 | 6.4269 | 6.4269 | 6.4269 | 6.4269 | 6.4269
NSR A B Brown 2 - SO2 Cap Annual v5.16 | 849 | 6699 | Rate Constraint in MTons | FALSE | L | Annual | Constraint Shadow Price | US2016$/Ton | 0 | 0 | 0 | 0 | 0 | 0 | 0 | 0
NSR AEP Consent - NOX Cap Annual v3.1 | 850 | 2047 | Rate Constraint in MTons | FALSE | L | Annual | Seasons Included | Seasons | Winter, WintShld, Summer | Winter, WintShld, Summer | Winter, WintShld, Summer | Winter, WintShld, Summer | Winter, WintShld, Summer | Winter, WintShld, Summer | Winter, WintShld, Summer | Winter, WintShld, Summer
NSR AEP Consent - NOX Cap Annual v3.1 | 850 | 2047 | Rate Constraint in MTons | FALSE | L | Annual | Standard NOX | Thousand Tons | 72 | 72 | 72 | 72 | 72 | 72 | 72 | 72
NSR AEP Consent - NOX Cap Annual v3.1 | 850 | 2047 | Rate Constraint in MTons | FALSE | L | Annual | Emissions at Affected Plants NOX | Thousand Tons | 29.255 | 32.1882 | 31.9341 | 30.6105 | 20.1421 | 19.6945 | 19.3973 | 17.8132
NSR AEP Consent - NOX Cap Annual v3.1 | 850 | 2047 | Rate Constraint in MTons | FALSE | L | Annual | Allowances Purchased NOX | Thousand Tons | 0 | 0 | 0 | 0 | 0 | 0 | 0 | 0
NSR AEP Consent - NOX Cap Annual v3.1 | 850 | 2047 | Rate Constraint in MTons | FALSE | L | Annual | Allowances Sold NOX | Thousand Tons | 0 | 0 | 0 | 0 | 0 | 0 | 0 | 0
NSR AEP Consent - NOX Cap Annual v3.1 | 850 | 2047 | Rate Constraint in MTons | FALSE | L | Annual | Allowances Banked | Thousand Tons | 0 | 0 | 0 | 0 | 0 | 0 | 0 | 0
NSR AEP Consent - NOX Cap Annual v3.1 | 850 | 2047 | Rate Constraint in MTons | FALSE | L | Annual | Allowances Withdrawn (1:1) | Thousand Tons | 0 | 0 | 0 | 0 | 0 | 0 | 0 | 0
NSR AEP Consent - NOX Cap Annual v3.1 | 850 | 2047 | Rate Constraint in MTons | FALSE | L | Annual | Allowances Withdrawn (n:1) | Thousand Tons | 0 | 0 | 0 | 0 | 0 | 0 | 0 | 0
NSR AEP Consent - NOX Cap Annual v3.1 | 850 | 2047 | Rate Constraint in MTons | FALSE | L | Annual | Net Emissions Allowance Position | Thousand Tons | 29.255 | 32.1882 | 31.9341 | 30.6105 | 20.1421 | 19.6945 | 19.3973 | 17.8132
NSR AEP Consent - NOX Cap Annual v3.1 | 850 | 2047 | Rate Constraint in MTons | FALSE | L | Annual | Fuel Consumed | TBtu | 642.3279 | 696.1003 | 690.6113 | 661.4581 | 432.2692 | 428.0507 | 428.7617 | 396.0706
NSR AEP Consent - NOX Cap Annual v3.1 | 850 | 2047 | Rate Constraint in MTons | FALSE | L | Annual | Rate | lb/MMBtu | 0.091091 | 0.092481 | 0.092481 | 0.092555 | 0.093192 | 0.09202 | 0.090481 | 0.08995
NSR AEP Consent - NOX Cap Annual v3.1 | 850 | 2047 | Rate Constraint in MTons | FALSE | L | Annual | Generation | TWh | 64.7135 | 69.9959 | 69.9967 | 67.0296 | 43.8447 | 43.4348 | 43.5263 | 40.2298
NSR AEP Consent - NOX Cap Annual v3.1 | 850 | 2047 | Rate Constraint in MTons | FALSE | L | Annual | Qualifying Generation | TWh | 64.7135 | 69.9959 | 69.9967 | 67.0296 | 43.8447 | 43.4348 | 43.5263 | 40.2298
NSR AEP Consent - NOX Cap Annual v3.1 | 850 | 2047 | Rate Constraint in MTons | FALSE | L | Annual | Rate | lb/MWh | 0.90414 | 0.91972 | 0.91245 | 0.91334 | 0.91879 | 0.90685 | 0.89129 | 0.88557
NSR AEP Consent - NOX Cap Annual v3.1 | 850 | 2047 | Rate Constraint in MTons | FALSE | L | Annual | Constraint Shadow Price | US2016$/Ton | 0 | 0 | 0 | 0 | 0 | 0 | 0 | 0
NSR AEP Consent - SO2 Cap Annual v5.13 | 851 | 5897 | Rate Constraint in MTons | FALSE | L | Annual | Seasons Included | Seasons | Winter, WintShld, Summer | Winter, WintShld, Summer | Winter, WintShld, Summer | Winter, WintShld, Summer | Winter, WintShld, Summer | Winter, WintShld, Summer | Winter, WintShld, Summer | Winter, WintShld, Summer
NSR AEP Consent - SO2 Cap Annual v5.13 | 851 | 5897 | Rate Constraint in MTons | FALSE | L | Annual | Standard SO2 | Thousand Tons | 113 | 110 | 110 | 94 | 94 | 94 | 94 | 94
NSR AEP Consent - SO2 Cap Annual v5.13 | 851 | 5897 | Rate Constraint in MTons | FALSE | L | Annual | Emissions at Affected Plants SO2 | Thousand Tons | 43.153 | 50.5119 | 48.447 | 45.949 | 28.2746 | 26.7415 | 25.3025 | 26.9464
NSR AEP Consent - SO2 Cap Annual v5.13 | 851 | 5897 | Rate Constraint in MTons | FALSE | L | Annual | Allowances Purchased SO2 | Thousand Tons | 0 | 0 | 0 | 0 | 0 | 0 | 0 | 0
NSR AEP Consent - SO2 Cap Annual v5.13 | 851 | 5897 | Rate Constraint in MTons | FALSE | L | Annual | Allowances Sold SO2 | Thousand Tons | 0 | 0 | 0 | 0 | 0 | 0 | 0 | 0
NSR AEP Consent - SO2 Cap Annual v5.13 | 851 | 5897 | Rate Constraint in MTons | FALSE | L | Annual | Allowances Banked | Thousand Tons | 0 | 0 | 0 | 0 | 0 | 0 | 0 | 0
NSR AEP Consent - SO2 Cap Annual v5.13 | 851 | 5897 | Rate Constraint in MTons | FALSE | L | Annual | Allowances Withdrawn (1:1) | Thousand Tons | 0 | 0 | 0 | 0 | 0 | 0 | 0 | 0
NSR AEP Consent - SO2 Cap Annual v5.13 | 851 | 5897 | Rate Constraint in MTons | FALSE | L | Annual | Allowances Withdrawn (n:1) | Thousand Tons | 0 | 0 | 0 | 0 | 0 | 0 | 0 | 0
NSR AEP Consent - SO2 Cap Annual v5.13 | 851 | 5897 | Rate Constraint in MTons | FALSE | L | Annual | Net Emissions Allowance Position | Thousand Tons | 43.153 | 50.5119 | 48.447 | 45.949 | 28.2746 | 26.7415 | 25.3025 | 26.9464
NSR AEP Consent - SO2 Cap Annual v5.13 | 851 | 5897 | Rate Constraint in MTons | FALSE | L | Annual | Fuel Consumed | TBtu | 642.3279 | 696.1003 | 690.6113 | 661.4581 | 432.2692 | 428.0507 | 428.7617 | 396.0706
NSR AEP Consent - SO2 Cap Annual v5.13 | 851 | 5897 | Rate Constraint in MTons | FALSE | L | Annual | Rate | lb/MMBtu | 0.13436 | 0.14513 | 0.1403 | 0.13893 | 0.13082 | 0.12495 | 0.11803 | 0.13607
NSR AEP Consent - SO2 Cap Annual v5.13 | 851 | 5897 | Rate Constraint in MTons | FALSE | L | Annual | Generation | TWh | 64.7135 | 69.9959 | 69.9967 | 67.0296 | 43.8447 | 43.4348 | 43.5263 | 40.2298
NSR AEP Consent - SO2 Cap Annual v5.13 | 851 | 5897 | Rate Constraint in MTons | FALSE | L | Annual | Qualifying Generation | TWh | 64.7135 | 69.9959 | 69.9967 | 67.0296 | 43.8447 | 43.4348 | 43.5263 | 40.2298
NSR AEP Consent - SO2 Cap Annual v5.13 | 851 | 5897 | Rate Constraint in MTons | FALSE | L | Annual | Rate | lb/MWh | 1.3337 | 1.4433 | 1.3843 | 1.371 | 1.2898 | 1.2313 | 1.1626 | 1.3396
NSR AEP Consent - SO2 Cap Annual v5.13 | 851 | 5897 | Rate Constraint in MTons | FALSE | L | Annual | Constraint Shadow Price | US2016$/Ton | 0 | 0 | 0 | 0 | 0 | 0 | 0 | 0
NSR Baldwin 1,2 - NOX Rate Annual v3.1, Unit 4169 and retrofits | 852 | 1944 | Rate Constraint in lbs/MMBtu | FALSE | L | Annual | Seasons Included | Seasons | Winter, WintShld, Summer | Winter, WintShld, Summer | Winter, WintShld, Summer | Winter, WintShld, Summer | Winter, WintShld, Summer | Winter, WintShld, Summer | Winter, WintShld, Summer | Winter, WintShld, Summer
NSR Baldwin 1,2 - NOX Rate Annual v3.1, Unit 4169 and retrofits | 852 | 1944 | Rate Constraint in lbs/MMBtu | FALSE | L | Annual | Standard NOX | lb/MMBtu | 0.1 | 0.1 | 0.1 | 0.1 | 0.1 | 0.1 | 0.1 | 0.1
NSR Baldwin 1,2 - NOX Rate Annual v3.1, Unit 4169 and retrofits | 852 | 1944 | Rate Constraint in lbs/MMBtu | FALSE | L | Annual | Emissions at Affected Plants NOX | Thousand Tons | 1.4662 | 1.6257 | 1.5451 | 1.6067 | 1.4042 | 1.4883 | 1.4883 | 1.3906
NSR Baldwin 1,2 - NOX Rate Annual v3.1, Unit 4169 and retrofits | 852 | 1944 | Rate Constraint in lbs/MMBtu | FALSE | L | Annual | Allowances Purchased NOX | Thousand Tons | 0 | 0 | 0 | 0 | 0 | 0 | 0 | 0
NSR Baldwin 1,2 - NOX Rate Annual v3.1, Unit 4169 and retrofits | 852 | 1944 | Rate Constraint in lbs/MMBtu | FALSE | L | Annual | Allowances Sold NOX | Thousand Tons | 0 | 0 | 0 | 0 | 0 | 0 | 0 | 0
NSR Baldwin 1,2 - NOX Rate Annual v3.1, Unit 4169 and retrofits | 852 | 1944 | Rate Constraint in lbs/MMBtu | FALSE | L | Annual | Allowances Banked | Thousand Tons | 0 | 0 | 0 | 0 | 0 | 0 | 0 | 0
NSR Baldwin 1,2 - NOX Rate Annual v3.1, Unit 4169 and retrofits | 852 | 1944 | Rate Constraint in lbs/MMBtu | FALSE | L | Annual | Allowances Withdrawn (1:1) | Thousand Tons | 0 | 0 | 0 | 0 | 0 | 0 | 0 | 0
NSR Baldwin 1,2 - NOX Rate Annual v3.1, Unit 4169 and retrofits | 852 | 1944 | Rate Constraint in lbs/MMBtu | FALSE | L | Annual | Allowances Withdrawn (n:1) | Thousand Tons | 0 | 0 | 0 | 0 | 0 | 0 | 0 | 0
NSR Baldwin 1,2 - NOX Rate Annual v3.1, Unit 4169 and retrofits | 852 | 1944 | Rate Constraint in lbs/MMBtu | FALSE | L | Annual | Net Emissions Allowance Position | Thousand Tons | 1.4662 | 1.6257 | 1.5451 | 1.6067 | 1.4042 | 1.4883 | 1.4883 | 1.3906
NSR Baldwin 1,2 - NOX Rate Annual v3.1, Unit 4169 and retrofits | 852 | 1944 | Rate Constraint in lbs/MMBtu | FALSE | L | Annual | Fuel Consumed | TBtu | 36.1399 | 40.0726 | 38.0858 | 39.6026 | 34.6106 | 36.6844 | 36.6844 | 34.276
NSR Baldwin 1,2 - NOX Rate Annual v3.1, Unit 4169 and retrofits | 852 | 1944 | Rate Constraint in lbs/MMBtu | FALSE | L | Annual | Rate | lb/MMBtu | 0.08114 | 0.08114 | 0.08114 | 0.08114 | 0.08114 | 0.08114 | 0.08114 | 0.08114
NSR Baldwin 1,2 - NOX Rate Annual v3.1, Unit 4169 and retrofits | 852 | 1944 | Rate Constraint in lbs/MMBtu | FALSE | L | Annual | Generation | TWh | 3.5658 | 3.9539 | 3.7882 | 3.939 | 3.4425 | 3.6488 | 3.6488 | 3.4092
NSR Baldwin 1,2 - NOX Rate Annual v3.1, Unit 4169 and retrofits | 852 | 1944 | Rate Constraint in lbs/MMBtu | FALSE | L | Annual | Qualifying Generation | TWh | 3.5658 | 3.9539 | 3.7882 | 3.939 | 3.4425 | 3.6488 | 3.6488 | 3.4092
NSR Baldwin 1,2 - NOX Rate Annual v3.1, Unit 4169 and retrofits | 852 | 1944 | Rate Constraint in lbs/MMBtu | FALSE | L | Annual | Rate | lb/MWh | 0.82235 | 0.82235 | 0.81578 | 0.81578 | 0.81578 | 0.81578 | 0.81578 | 0.81578
NSR Baldwin 1,2 - NOX Rate Annual v3.1, Unit 4169 and retrofits | 852 | 1944 | Rate Constraint in lbs/MMBtu | FALSE | L | Annual | Constraint Shadow Price | US2016$/Ton | 0 | 0 | 0 | 0 | 0 | 0 | 0 | 0
NSR Baldwin 1-3 - SO2 Rate Annual v3.1, Unit 4169 and retrofits | 853 | 1861 | Rate Constraint in lbs/MMBtu | FALSE | L | Annual | Seasons Included | Seasons | Winter, WintShld, Summer | Winter, WintShld, Summer | Winter, WintShld, Summer | Winter, WintShld, Summer | Winter, WintShld, Summer | Winter, WintShld, Summer | Winter, WintShld, Summer | Winter, WintShld, Summer
NSR Baldwin 1-3 - SO2 Rate Annual v3.1, Unit 4169 and retrofits | 853 | 1861 | Rate Constraint in lbs/MMBtu | FALSE | L | Annual | Standard SO2 | lb/MMBtu | 0.1 | 0.1 | 0.1 | 0.1 | 0.1 | 0.1 | 0.1 | 0.1
NSR Baldwin 1-3 - SO2 Rate Annual v3.1, Unit 4169 and retrofits | 853 | 1861 | Rate Constraint in lbs/MMBtu | FALSE | L | Annual | Emissions at Affected Plants SO2 | Thousand Tons | 1.3552 | 1.5027 | 1.4282 | 1.4851 | 1.2979 | 1.3757 | 1.3757 | 1.2854
NSR Baldwin 1-3 - SO2 Rate Annual v3.1, Unit 4169 and retrofits | 853 | 1861 | Rate Constraint in lbs/MMBtu | FALSE | L | Annual | Allowances Purchased SO2 | Thousand Tons | 0 | 0 | 0 | 0 | 0 | 0 | 0 | 0
NSR Baldwin 1-3 - SO2 Rate Annual v3.1, Unit 4169 and retrofits | 853 | 1861 | Rate Constraint in lbs/MMBtu | FALSE | L | Annual | Allowances Sold SO2 | Thousand Tons | 0 | 0 | 0 | 0 | 0 | 0 | 0 | 0
NSR Baldwin 1-3 - SO2 Rate Annual v3.1, Unit 4169 and retrofits | 853 | 1861 | Rate Constraint in lbs/MMBtu | FALSE | L | Annual | Allowances Banked | Thousand Tons | 0 | 0 | 0 | 0 | 0 | 0 | 0 | 0
NSR Baldwin 1-3 - SO2 Rate Annual v3.1, Unit 4169 and retrofits | 853 | 1861 | Rate Constraint in lbs/MMBtu | FALSE | L | Annual | Allowances Withdrawn (1:1) | Thousand Tons | 0 | 0 | 0 | 0 | 0 | 0 | 0 | 0
NSR Baldwin 1-3 - SO2 Rate Annual v3.1, Unit 4169 and retrofits | 853 | 1861 | Rate Constraint in lbs/MMBtu | FALSE | L | Annual | Allowances Withdrawn (n:1) | Thousand Tons | 0 | 0 | 0 | 0 | 0 | 0 | 0 | 0
NSR Baldwin 1-3 - SO2 Rate Annual v3.1, Unit 4169 and retrofits | 853 | 1861 | Rate Constraint in lbs/MMBtu | FALSE | L | Annual | Net Emissions Allowance Position | Thousand Tons | 1.3552 | 1.5027 | 1.4282 | 1.4851 | 1.2979 | 1.3757 | 1.3757 | 1.2854
NSR Baldwin 1-3 - SO2 Rate Annual v3.1, Unit 4169 and retrofits | 853 | 1861 | Rate Constraint in lbs/MMBtu | FALSE | L | Annual | Fuel Consumed | TBtu | 36.1399 | 40.0726 | 38.0858 | 39.6026 | 34.6106 | 36.6844 | 36.6844 | 34.276
NSR Baldwin 1-3 - SO2 Rate Annual v3.1, Unit 4169 and retrofits | 853 | 1861 | Rate Constraint in lbs/MMBtu | FALSE | L | Annual | Rate | lb/MMBtu | 0.075 | 0.075 | 0.075 | 0.075 | 0.075 | 0.075 | 0.075 | 0.075
NSR Baldwin 1-3 - SO2 Rate Annual v3.1, Unit 4169 and retrofits | 853 | 1861 | Rate Constraint in lbs/MMBtu | FALSE | L | Annual | Generation | TWh | 3.5658 | 3.9539 | 3.7882 | 3.939 | 3.4425 | 3.6488 | 3.6488 | 3.4092
NSR Baldwin 1-3 - SO2 Rate Annual v3.1, Unit 4169 and retrofits | 853 | 1861 | Rate Constraint in lbs/MMBtu | FALSE | L | Annual | Qualifying Generation | TWh | 3.5658 | 3.9539 | 3.7882 | 3.939 | 3.4425 | 3.6488 | 3.6488 | 3.4092
NSR Baldwin 1-3 - SO2 Rate Annual v3.1, Unit 4169 and retrofits | 853 | 1861 | Rate Constraint in lbs/MMBtu | FALSE | L | Annual | Rate | lb/MWh | 0.76012 | 0.76012 | 0.75404 | 0.75404 | 0.75404 | 0.75404 | 0.75404 | 0.75404
NSR Baldwin 1-3 - SO2 Rate Annual v3.1, Unit 4169 and retrofits | 853 | 1861 | Rate Constraint in lbs/MMBtu | FALSE | L | Annual | Constraint Shadow Price | US2016$/Ton | 0 | 0 | 0 | 0 | 0 | 0 | 0 | 0
NSR Big Bend 1-3 - NOX Rate Annual v5.14 | 854 | 6129 | Rate Constraint in lbs/MMBtu | FALSE | L | Annual | Seasons Included | Seasons | Winter, WintShld, Summer | Winter, WintShld, Summer | Winter, WintShld, Summer | Winter, WintShld, Summer | Winter, WintShld, Summer | Winter, WintShld, Summer | Winter, WintShld, Summer | Winter, WintShld, Summer
NSR Big Bend 1-3 - NOX Rate Annual v5.14 | 854 | 6129 | Rate Constraint in lbs/MMBtu | FALSE | L | Annual | Standard NOX | lb/MMBtu | 0.12 | 0.12 | 0.12 | 0.12 | 0.12 | 0.12 | 0.12 | 0.12
NSR Big Bend 1-3 - NOX Rate Annual v5.14 | 854 | 6129 | Rate Constraint in lbs/MMBtu | FALSE | L | Annual | Emissions at Affected Plants NOX | Thousand Tons | 1.1695 | 1.4865 | 1.6881 | 1.521 | 1.7477 | 1.7477 | 1.842 | 1.2736
NSR Big Bend 1-3 - NOX Rate Annual v5.14 | 854 | 6129 | Rate Constraint in lbs/MMBtu | FALSE | L | Annual | Allowances Purchased NOX | Thousand Tons | 0 | 0 | 0 | 0 | 0 | 0 | 0 | 0
NSR Big Bend 1-3 - NOX Rate Annual v5.14 | 854 | 6129 | Rate Constraint in lbs/MMBtu | FALSE | L | Annual | Allowances Sold NOX | Thousand Tons | 0 | 0 | 0 | 0 | 0 | 0 | 0 | 0
NSR Big Bend 1-3 - NOX Rate Annual v5.14 | 854 | 6129 | Rate Constraint in lbs/MMBtu | FALSE | L | Annual | Allowances Banked | Thousand Tons | 0 | 0 | 0 | 0 | 0 | 0 | 0 | 0
NSR Big Bend 1-3 - NOX Rate Annual v5.14 | 854 | 6129 | Rate Constraint in lbs/MMBtu | FALSE | L | Annual | Allowances Withdrawn (1:1) | Thousand Tons | 0 | 0 | 0 | 0 | 0 | 0 | 0 | 0
NSR Big Bend 1-3 - NOX Rate Annual v5.14 | 854 | 6129 | Rate Constraint in lbs/MMBtu | FALSE | L | Annual | Allowances Withdrawn (n:1) | Thousand Tons | 0 | 0 | 0 | 0 | 0 | 0 | 0 | 0
NSR Big Bend 1-3 - NOX Rate Annual v5.14 | 854 | 6129 | Rate Constraint in lbs/MMBtu | FALSE | L | Annual | Net Emissions Allowance Position | Thousand Tons | 1.1695 | 1.4865 | 1.6881 | 1.521 | 1.7477 | 1.7477 | 1.842 | 1.2736
NSR Big Bend 1-3 - NOX Rate Annual v5.14 | 854 | 6129 | Rate Constraint in lbs/MMBtu | FALSE | L | Annual | Fuel Consumed | TBtu | 30.0307 | 39.1425 | 45.0552 | 40.2537 | 46.128 | 46.128 | 48.8384 | 33.4063
NSR Big Bend 1-3 - NOX Rate Annual v5.14 | 854 | 6129 | Rate Constraint in lbs/MMBtu | FALSE | L | Annual | Rate | lb/MMBtu | 0.077886 | 0.075954 | 0.074933 | 0.07557 | 0.075775 | 0.075775 | 0.075432 | 0.076248
NSR Big Bend 1-3 - NOX Rate Annual v5.14 | 854 | 6129 | Rate Constraint in lbs/MMBtu | FALSE | L | Annual | Generation | TWh | 2.8757 | 3.748 | 4.3975 | 3.929 | 4.5024 | 4.5024 | 4.7668 | 3.2607
NSR Big Bend 1-3 - NOX Rate Annual v5.14 | 854 | 6129 | Rate Constraint in lbs/MMBtu | FALSE | L | Annual | Qualifying Generation | TWh | 2.8757 | 3.748 | 4.3975 | 3.929 | 4.5024 | 4.5024 | 4.7668 | 3.2607
NSR Big Bend 1-3 - NOX Rate Annual v5.14 | 854 | 6129 | Rate Constraint in lbs/MMBtu | FALSE | L | Annual | Rate | lb/MWh | 0.81336 | 0.79324 | 0.76773 | 0.77424 | 0.77634 | 0.77634 | 0.77283 | 0.78117
NSR Big Bend 1-3 - NOX Rate Annual v5.14 | 854 | 6129 | Rate Constraint in lbs/MMBtu | FALSE | L | Annual | Constraint Shadow Price | US2016$/Ton | 0 | 0 | 0 | 0 | 0 | 0 | 0 | 0
NSR Big Cajun 2- NOx Cap Annual v5.13 | 855 | 5998 | Rate Constraint in MTons | FALSE | L | Annual | Seasons Included | Seasons | Winter, WintShld, Summer | Winter, WintShld, Summer | Winter, WintShld, Summer | Winter, WintShld, Summer | Winter, WintShld, Summer | Winter, WintShld, Summer | Winter, WintShld, Summer | Winter, WintShld, Summer
NSR Big Cajun 2- NOx Cap Annual v5.13 | 855 | 5998 | Rate Constraint in MTons | FALSE | L | Annual | Standard NOX | Thousand Tons | 8.95 | 8.95 | 8.95 | 8.95 | 8.95 | 8.95 | 8.95 | 8.95
NSR Big Cajun 2- NOx Cap Annual v5.13 | 855 | 5998 | Rate Constraint in MTons | FALSE | L | Annual | Emissions at Affected Plants NOX | Thousand Tons | 1.3294 | 1.6285 | 1.7595 | 1.7885 | 2.1542 | 1.9427 | 1.9152 | 1.6258
NSR Big Cajun 2- NOx Cap Annual v5.13 | 855 | 5998 | Rate Constraint in MTons | FALSE | L | Annual | Allowances Purchased NOX | Thousand Tons | 0 | 0 | 0 | 0 | 0 | 0 | 0 | 0
NSR Big Cajun 2- NOx Cap Annual v5.13 | 855 | 5998 | Rate Constraint in MTons | FALSE | L | Annual | Allowances Sold NOX | Thousand Tons | 0 | 0 | 0 | 0 | 0 | 0 | 0 | 0
NSR Big Cajun 2- NOx Cap Annual v5.13 | 855 | 5998 | Rate Constraint in MTons | FALSE | L | Annual | Allowances Banked | Thousand Tons | 0 | 0 | 0 | 0 | 0 | 0 | 0 | 0
NSR Big Cajun 2- NOx Cap Annual v5.13 | 855 | 5998 | Rate Constraint in MTons | FALSE | L | Annual | Allowances Withdrawn (1:1) | Thousand Tons | 0 | 0 | 0 | 0 | 0 | 0 | 0 | 0
NSR Big Cajun 2- NOx Cap Annual v5.13 | 855 | 5998 | Rate Constraint in MTons | FALSE | L | Annual | Allowances Withdrawn (n:1) | Thousand Tons | 0 | 0 | 0 | 0 | 0 | 0 | 0 | 0
NSR Big Cajun 2- NOx Cap Annual v5.13 | 855 | 5998 | Rate Constraint in MTons | FALSE | L | Annual | Net Emissions Allowance Position | Thousand Tons | 1.3294 | 1.6285 | 1.7595 | 1.7885 | 2.1542 | 1.9427 | 1.9152 | 1.6258
NSR Big Cajun 2- NOx Cap Annual v5.13 | 855 | 5998 | Rate Constraint in MTons | FALSE | L | Annual | Fuel Consumed | TBtu | 22.2118 | 27.1216 | 29.9452 | 30.7696 | 37.5564 | 32.9933 | 32.4 | 27.2775
NSR Big Cajun 2- NOx Cap Annual v5.13 | 855 | 5998 | Rate Constraint in MTons | FALSE | L | Annual | Rate | lb/MMBtu | 0.11971 | 0.12009 | 0.11751 | 0.11625 | 0.11472 | 0.11776 | 0.11822 | 0.11921
NSR Big Cajun 2- NOx Cap Annual v5.13 | 855 | 5998 | Rate Constraint in MTons | FALSE | L | Annual | Generation | TWh | 2.0973 | 2.5614 | 2.8653 | 2.9402 | 3.5829 | 3.1578 | 3.1025 | 2.6147
NSR Big Cajun 2- NOx Cap Annual v5.13 | 855 | 5998 | Rate Constraint in MTons | FALSE | L | Annual | Qualifying Generation | TWh | 2.0973 | 2.5614 | 2.8653 | 2.9402 | 3.5829 | 3.1578 | 3.1025 | 2.6147
NSR Big Cajun 2- NOx Cap Annual v5.13 | 855 | 5998 | Rate Constraint in MTons | FALSE | L | Annual | Rate | lb/MWh | 1.2678 | 1.2716 | 1.2281 | 1.2166 | 1.2025 | 1.2304 | 1.2346 | 1.2436
NSR Big Cajun 2- NOx Cap Annual v5.13 | 855 | 5998 | Rate Constraint in MTons | FALSE | L | Annual | Constraint Shadow Price | US2016$/Ton | 0 | 0 | 0 | 0 | 0 | 0 | 0 | 0
NSR Big Cajun 2- SO2 Cap Annual v5.13 | 856 | 5999 | Rate Constraint in MTons | FALSE | L | Annual | Seasons Included | Seasons | Winter, WintShld, Summer | Winter, WintShld, Summer | Winter, WintShld, Summer | Winter, WintShld, Summer | Winter, WintShld, Summer | Winter, WintShld, Summer | Winter, WintShld, Summer | Winter, WintShld, Summer
NSR Big Cajun 2- SO2 Cap Annual v5.13 | 856 | 5999 | Rate Constraint in MTons | FALSE | L | Annual | Standard SO2 | Thousand Tons | 18.95 | 18.95 | 18.95 | 18.95 | 18.95 | 18.95 | 18.95 | 18.95
NSR Big Cajun 2- SO2 Cap Annual v5.13 | 856 | 5999 | Rate Constraint in MTons | FALSE | L | Annual | Emissions at Affected Plants SO2 | Thousand Tons | 3.7846 | 4.6864 | 4.6877 | 4.5717 | 5.2165 | 5.2165 | 5.2165 | 4.5617
NSR Big Cajun 2- SO2 Cap Annual v5.13 | 856 | 5999 | Rate Constraint in MTons | FALSE | L | Annual | Allowances Purchased SO2 | Thousand Tons | 0 | 0 | 0 | 0 | 0 | 0 | 0 | 0
NSR Big Cajun 2- SO2 Cap Annual v5.13 | 856 | 5999 | Rate Constraint in MTons | FALSE | L | Annual | Allowances Sold SO2 | Thousand Tons | 0 | 0 | 0 | 0 | 0 | 0 | 0 | 0
NSR Big Cajun 2- SO2 Cap Annual v5.13 | 856 | 5999 | Rate Constraint in MTons | FALSE | L | Annual | Allowances Banked | Thousand Tons | 0 | 0 | 0 | 0 | 0 | 0 | 0 | 0
NSR Big Cajun 2- SO2 Cap Annual v5.13 | 856 | 5999 | Rate Constraint in MTons | FALSE | L | Annual | Allowances Withdrawn (1:1) | Thousand Tons | 0 | 0 | 0 | 0 | 0 | 0 | 0 | 0
NSR Big Cajun 2- SO2 Cap Annual v5.13 | 856 | 5999 | Rate Constraint in MTons | FALSE | L | Annual | Allowances Withdrawn (n:1) | Thousand Tons | 0 | 0 | 0 | 0 | 0 | 0 | 0 | 0
NSR Big Cajun 2- SO2 Cap Annual v5.13 | 856 | 5999 | Rate Constraint in MTons | FALSE | L | Annual | Net Emissions Allowance Position | Thousand Tons | 3.7846 | 4.6864 | 4.6877 | 4.5717 | 5.2165 | 5.2165 | 5.2165 | 4.5617
NSR Big Cajun 2- SO2 Cap Annual v5.13 | 856 | 5999 | Rate Constraint in MTons | FALSE | L | Annual | Fuel Consumed | TBtu | 22.2118 | 27.1216 | 29.9452 | 30.7696 | 37.5564 | 32.9933 | 32.4 | 27.2775
NSR Big Cajun 2- SO2 Cap Annual v5.13 | 856 | 5999 | Rate Constraint in MTons | FALSE | L | Annual | Rate | lb/MMBtu | 0.34078 | 0.34559 | 0.31309 | 0.29716 | 0.2778 | 0.31622 | 0.32201 | 0.33447
NSR Big Cajun 2- SO2 Cap Annual v5.13 | 856 | 5999 | Rate Constraint in MTons | FALSE | L | Annual | Generation | TWh | 2.0973 | 2.5614 | 2.8653 | 2.9402 | 3.5829 | 3.1578 | 3.1025 | 2.6147
NSR Big Cajun 2- SO2 Cap Annual v5.13 | 856 | 5999 | Rate Constraint in MTons | FALSE | L | Annual | Qualifying Generation | TWh | 2.0973 | 2.5614 | 2.8653 | 2.9402 | 3.5829 | 3.1578 | 3.1025 | 2.6147
NSR Big Cajun 2- SO2 Cap Annual v5.13 | 856 | 5999 | Rate Constraint in MTons | FALSE | L | Annual | Rate | lb/MWh | 3.6091 | 3.6593 | 3.2721 | 3.1097 | 2.9119 | 3.3039 | 3.3628 | 3.4893
NSR Big Cajun 2- SO2 Cap Annual v5.13 | 856 | 5999 | Rate Constraint in MTons | FALSE | L | Annual | Constraint Shadow Price | US2016$/Ton | 0 | 0 | 0 | 0 | 0 | 0 | 0 | 0
NSR Big Cajun 2- Unit 1 - Hg Rate Annual v5.13 | 857 | 5955 | Rate Constraint in lbs/MMBtu | FALSE | L | Annual | Seasons Included | Seasons | Winter, WintShld, Summer | Winter, WintShld, Summer | Winter, WintShld, Summer | Winter, WintShld, Summer | Winter, WintShld, Summer | Winter, WintShld, Summer | Winter, WintShld, Summer | Winter, WintShld, Summer
NSR Big Cajun 2- Unit 1 - Hg Rate Annual v5.13 | 857 | 5955 | Rate Constraint in lbs/MMBtu | FALSE | L | Annual | Standard MER | lb/MMBtu | 0.03 | 0.03 | 0.03 | 0.03 | 0.03 | 0.03 | 0.03 | 0.03
NSR Big Cajun 2- Unit 1 - Hg Rate Annual v5.13 | 857 | 5955 | Rate Constraint in lbs/MMBtu | FALSE | L | Annual | Emissions at Affected Plants MER | lbs | 0 | 0 | 0 | 0 | 0 | 0 | 0 | 0
NSR Big Cajun 2- Unit 1 - Hg Rate Annual v5.13 | 857 | 5955 | Rate Constraint in lbs/MMBtu | FALSE | L | Annual | Allowances Purchased MER | lbs | 0 | 0 | 0 | 0 | 0 | 0 | 0 | 0
NSR Big Cajun 2- Unit 1 - Hg Rate Annual v5.13 | 857 | 5955 | Rate Constraint in lbs/MMBtu | FALSE | L | Annual | Allowances Sold MER | lbs | 0 | 0 | 0 | 0 | 0 | 0 | 0 | 0
NSR Big Cajun 2- Unit 1 - Hg Rate Annual v5.13 | 857 | 5955 | Rate Constraint in lbs/MMBtu | FALSE | L | Annual | Allowances Banked | lbs | 0 | 0 | 0 | 0 | 0 | 0 | 0 | 0
NSR Big Cajun 2- Unit 1 - Hg Rate Annual v5.13 | 857 | 5955 | Rate Constraint in lbs/MMBtu | FALSE | L | Annual | Allowances Withdrawn (1:1) | lbs | 0 | 0 | 0 | 0 | 0 | 0 | 0 | 0
NSR Big Cajun 2- Unit 1 - Hg Rate Annual v5.13 | 857 | 5955 | Rate Constraint in lbs/MMBtu | FALSE | L | Annual | Allowances Withdrawn (n:1) | lbs | 0 | 0 | 0 | 0 | 0 | 0 | 0 | 0
NSR Big Cajun 2- Unit 1 - Hg Rate Annual v5.13 | 857 | 5955 | Rate Constraint in lbs/MMBtu | FALSE | L | Annual | Net Emissions Allowance Position | lbs | 0 | 0 | 0 | 0 | 0 | 0 | 0 | 0
NSR Big Cajun 2- Unit 1 - Hg Rate Annual v5.13 | 857 | 5955 | Rate Constraint in lbs/MMBtu | FALSE | L | Annual | Fuel Consumed | TBtu | 0 | 0 | 0 | 0 | 0 | 0 | 0 | 0
NSR Big Cajun 2- Unit 1 - Hg Rate Annual v5.13 | 857 | 5955 | Rate Constraint in lbs/MMBtu | FALSE | L | Annual | Rate | lb/MMBtu | 0 | 0 | 0 | 0 | 0 | 0 | 0 | 0
NSR Big Cajun 2- Unit 1 - Hg Rate Annual v5.13 | 857 | 5955 | Rate Constraint in lbs/MMBtu | FALSE | L | Annual | Generation | TWh | 0 | 0 | 0 | 0 | 0 | 0 | 0 | 0
NSR Big Cajun 2- Unit 1 - Hg Rate Annual v5.13 | 857 | 5955 | Rate Constraint in lbs/MMBtu | FALSE | L | Annual | Qualifying Generation | TWh | 0 | 0 | 0 | 0 | 0 | 0 | 0 | 0
NSR Big Cajun 2- Unit 1 - Hg Rate Annual v5.13 | 857 | 5955 | Rate Constraint in lbs/MMBtu | FALSE | L | Annual | Rate | lb/MWh | 0 | 0 | 0 | 0 | 0 | 0 | 0 | 0
NSR Big Cajun 2- Unit 1 - Hg Rate Annual v5.13 | 857 | 5955 | Rate Constraint in lbs/MMBtu | FALSE | L | Annual | Constraint Shadow Price | US2016$/Lb | 0 | 0 | 0 | 0 | 0 | 0 | 0 | 0
NSR Big Cajun 2- Unit 1 - NOx Rate Annual v5.13 | 858 | 5954 | Rate Constraint in lbs/MMBtu | FALSE | L | Annual | Seasons Included | Seasons | Winter, WintShld, Summer | Winter, WintShld, Summer | Winter, WintShld, Summer | Winter, WintShld, Summer | Winter, WintShld, Summer | Winter, WintShld, Summer | Winter, WintShld, Summer | Winter, WintShld, Summer
NSR Big Cajun 2- Unit 1 - NOx Rate Annual v5.13 | 858 | 5954 | Rate Constraint in lbs/MMBtu | FALSE | L | Annual | Standard NOX | lb/MMBtu | 0.15 | 0.15 | 0.15 | 0.15 | 0.15 | 0.15 | 0.15 | 0.15
NSR Big Cajun 2- Unit 1 - NOx Rate Annual v5.13 | 858 | 5954 | Rate Constraint in lbs/MMBtu | FALSE | L | Annual | Emissions at Affected Plants NOX | Thousand Tons | 0 | 0 | 0 | 0 | 0 | 0 | 0 | 0
NSR Big Cajun 2- Unit 1 - NOx Rate Annual v5.13 | 858 | 5954 | Rate Constraint in lbs/MMBtu | FALSE | L | Annual | Allowances Purchased NOX | Thousand Tons | 0 | 0 | 0 | 0 | 0 | 0 | 0 | 0
NSR Big Cajun 2- Unit 1 - NOx Rate Annual v5.13 | 858 | 5954 | Rate Constraint in lbs/MMBtu | FALSE | L | Annual | Allowances Sold NOX | Thousand Tons | 0 | 0 | 0 | 0 | 0 | 0 | 0 | 0
NSR Big Cajun 2- Unit 1 - NOx Rate Annual v5.13 | 858 | 5954 | Rate Constraint in lbs/MMBtu | FALSE | L | Annual | Allowances Banked | Thousand Tons | 0 | 0 | 0 | 0 | 0 | 0 | 0 | 0
NSR Big Cajun 2- Unit 1 - NOx Rate Annual v5.13 | 858 | 5954 | Rate Constraint in lbs/MMBtu | FALSE | L | Annual | Allowances Withdrawn (1:1) | Thousand Tons | 0 | 0 | 0 | 0 | 0 | 0 | 0 | 0
NSR Big Cajun 2- Unit 1 - NOx Rate Annual v5.13 | 858 | 5954 | Rate Constraint in lbs/MMBtu | FALSE | L | Annual | Allowances Withdrawn (n:1) | Thousand Tons | 0 | 0 | 0 | 0 | 0 | 0 | 0 | 0
NSR Big Cajun 2- Unit 1 - NOx Rate Annual v5.13 | 858 | 5954 | Rate Constraint in lbs/MMBtu | FALSE | L | Annual | Net Emissions Allowance Position | Thousand Tons | 0 | 0 | 0 | 0 | 0 | 0 | 0 | 0
NSR Big Cajun 2- Unit 1 - NOx Rate Annual v5.13 | 858 | 5954 | Rate Constraint in lbs/MMBtu | FALSE | L | Annual | Fuel Consumed | TBtu | 0 | 0 | 0 | 0 | 0 | 0 | 0 | 0
NSR Big Cajun 2- Unit 1 - NOx Rate Annual v5.13 | 858 | 5954 | Rate Constraint in lbs/MMBtu | FALSE | L | Annual | Rate | lb/MMBtu | 0 | 0 | 0 | 0 | 0 | 0 | 0 | 0
NSR Big Cajun 2- Unit 1 - NOx Rate Annual v5.13 | 858 | 5954 | Rate Constraint in lbs/MMBtu | FALSE | L | Annual | Generation | TWh | 0 | 0 | 0 | 0 | 0 | 0 | 0 | 0
NSR Big Cajun 2- Unit 1 - NOx Rate Annual v5.13 | 858 | 5954 | Rate Constraint in lbs/MMBtu | FALSE | L | Annual | Qualifying Generation | TWh | 0 | 0 | 0 | 0 | 0 | 0 | 0 | 0
NSR Big Cajun 2- Unit 1 - NOx Rate Annual v5.13 | 858 | 5954 | Rate Constraint in lbs/MMBtu | FALSE | L | Annual | Rate | lb/MWh | 0 | 0 | 0 | 0 | 0 | 0 | 0 | 0
NSR Big Cajun 2- Unit 1 - NOx Rate Annual v5.13 | 858 | 5954 | Rate Constraint in lbs/MMBtu | FALSE | L | Annual | Constraint Shadow Price | US2016$/Ton | 0 | 0 | 0 | 0 | 0 | 0 | 0 | 0
NSR Big Cajun 2- Unit 1 - SO2 Rate Annual v5.13 | 859 | 5953 | Rate Constraint in lbs/MMBtu | FALSE | L | Annual | Seasons Included | Seasons | Winter, WintShld, Summer | Winter, WintShld, Summer | Winter, WintShld, Summer | Winter, WintShld, Summer | Winter, WintShld, Summer | Winter, WintShld, Summer | Winter, WintShld, Summer | Winter, WintShld, Summer
NSR Big Cajun 2- Unit 1 - SO2 Rate Annual v5.13 | 859 | 5953 | Rate Constraint in lbs/MMBtu | FALSE | L | Annual | Standard SO2 | lb/MMBtu | 0.38 | 0.38 | 0.07 | 0.07 | 0.07 | 0.07 | 0.07 | 0.07
NSR Big Cajun 2- Unit 1 - SO2 Rate Annual v5.13 | 859 | 5953 | Rate Constraint in lbs/MMBtu | FALSE | L | Annual | Emissions at Affected Plants SO2 | Thousand Tons | 0 | 0 | 0 | 0 | 0 | 0 | 0 | 0
NSR Big Cajun 2- Unit 1 - SO2 Rate Annual v5.13 | 859 | 5953 | Rate Constraint in lbs/MMBtu | FALSE | L | Annual | Allowances Purchased SO2 | Thousand Tons | 0 | 0 | 0 | 0 | 0 | 0 | 0 | 0
NSR Big Cajun 2- Unit 1 - SO2 Rate Annual v5.13 | 859 | 5953 | Rate Constraint in lbs/MMBtu | FALSE | L | Annual | Allowances Sold SO2 | Thousand Tons | 0 | 0 | 0 | 0 | 0 | 0 | 0 | 0
NSR Big Cajun 2- Unit 1 - SO2 Rate Annual v5.13 | 859 | 5953 | Rate Constraint in lbs/MMBtu | FALSE | L | Annual | Allowances Banked | Thousand Tons | 0 | 0 | 0 | 0 | 0 | 0 | 0 | 0
NSR Big Cajun 2- Unit 1 - SO2 Rate Annual v5.13 | 859 | 5953 | Rate Constraint in lbs/MMBtu | FALSE | L | Annual | Allowances Withdrawn (1:1) | Thousand Tons | 0 | 0 | 0 | 0 | 0 | 0 | 0 | 0
NSR Big Cajun 2- Unit 1 - SO2 Rate Annual v5.13 | 859 | 5953 | Rate Constraint in lbs/MMBtu | FALSE | L | Annual | Allowances Withdrawn (n:1) | Thousand Tons | 0 | 0 | 0 | 0 | 0 | 0 | 0 | 0
NSR Big Cajun 2- Unit 1 - SO2 Rate Annual v5.13 | 859 | 5953 | Rate Constraint in lbs/MMBtu | FALSE | L | Annual | Net Emissions Allowance Position | Thousand Tons | 0 | 0 | 0 | 0 | 0 | 0 | 0 | 0
NSR Big Cajun 2- Unit 1 - SO2 Rate Annual v5.13 | 859 | 5953 | Rate Constraint in lbs/MMBtu | FALSE | L | Annual | Fuel Consumed | TBtu | 0 | 0 | 0 | 0 | 0 | 0 | 0 | 0
NSR Big Cajun 2- Unit 1 - SO2 Rate Annual v5.13 | 859 | 5953 | Rate Constraint in lbs/MMBtu | FALSE | L | Annual | Rate | lb/MMBtu | 0 | 0 | 0 | 0 | 0 | 0 | 0 | 0
NSR Big Cajun 2- Unit 1 - SO2 Rate Annual v5.13 | 859 | 5953 | Rate Constraint in lbs/MMBtu | FALSE | L | Annual | Generation | TWh | 0 | 0 | 0 | 0 | 0 | 0 | 0 | 0
NSR Big Cajun 2- Unit 1 - SO2 Rate Annual v5.13 | 859 | 5953 | Rate Constraint in lbs/MMBtu | FALSE | L | Annual | Qualifying Generation | TWh | 0 | 0 | 0 | 0 | 0 | 0 | 0 | 0
NSR Big Cajun 2- Unit 1 - SO2 Rate Annual v5.13 | 859 | 5953 | Rate Constraint in lbs/MMBtu | FALSE | L | Annual | Rate | lb/MWh | 0 | 0 | 0 | 0 | 0 | 0 | 0 | 0
NSR Big Cajun 2- Unit 1 - SO2 Rate Annual v5.13 | 859 | 5953 | Rate Constraint in lbs/MMBtu | FALSE | L | Annual | Constraint Shadow Price | US2016$/Ton | 0 | 0 | 15758.75 | 13527.6188 | 15286.7755 | 20537.4898 | 23530.6782 | 23071.9221
NSR Big Cajun 2- Unit 3 - Hg Rate Annual v5.13 | 860 | 6029 | Rate Constraint in lbs/MMBtu | FALSE | L | Annual | Seasons Included | Seasons | Winter, WintShld, Summer | Winter, WintShld, Summer | Winter, WintShld, Summer | Winter, WintShld, Summer | Winter, WintShld, Summer | Winter, WintShld, Summer | Winter, WintShld, Summer | Winter, WintShld, Summer
NSR Big Cajun 2- Unit 3 - Hg Rate Annual v5.13 | 860 | 6029 | Rate Constraint in lbs/MMBtu | FALSE | L | Annual | Standard MER | lb/MMBtu | 0.03 | 0.03 | 0.03 | 0.03 | 0.03 | 0.03 | 0.03 | 0.03
NSR Big Cajun 2- Unit 3 - Hg Rate Annual v5.13 | 860 | 6029 | Rate Constraint in lbs/MMBtu | FALSE | L | Annual | Emissions at Affected Plants MER | lbs | 10.6615 | 13.2019 | 13.2056 | 12.8786 | 14.6952 | 14.6952 | 14.6952 | 12.8505
NSR Big Cajun 2- Unit 3 - Hg Rate Annual v5.13 | 860 | 6029 | Rate Constraint in lbs/MMBtu | FALSE | L | Annual | Allowances Purchased MER | lbs | 0 | 0 | 0 | 0 | 0 | 0 | 0 | 0
NSR Big Cajun 2- Unit 3 - Hg Rate Annual v5.13 | 860 | 6029 | Rate Constraint in lbs/MMBtu | FALSE | L | Annual | Allowances Sold MER | lbs | 0 | 0 | 0 | 0 | 0 | 0 | 0 | 0
NSR Big Cajun 2- Unit 3 - Hg Rate Annual v5.13 | 860 | 6029 | Rate Constraint in lbs/MMBtu | FALSE | L | Annual | Allowances Banked | lbs | 0 | 0 | 0 | 0 | 0 | 0 | 0 | 0
NSR Big Cajun 2- Unit 3 - Hg Rate Annual v5.13 | 860 | 6029 | Rate Constraint in lbs/MMBtu | FALSE | L | Annual | Allowances Withdrawn (1:1) | lbs | 0 | 0 | 0 | 0 | 0 | 0 | 0 | 0
NSR Big Cajun 2- Unit 3 - Hg Rate Annual v5.13 | 860 | 6029 | Rate Constraint in lbs/MMBtu | FALSE | L | Annual | Allowances Withdrawn (n:1) | lbs | 0 | 0 | 0 | 0 | 0 | 0 | 0 | 0
NSR Big Cajun 2- Unit 3 - Hg Rate Annual v5.13 | 860 | 6029 | Rate Constraint in lbs/MMBtu | FALSE | L | Annual | Net Emissions Allowance Position | lbs | 10.6615 | 13.2019 | 13.2056 | 12.8786 | 14.6952 | 14.6952 | 14.6952 | 12.8505
NSR Big Cajun 2- Unit 3 - Hg Rate Annual v5.13 | 860 | 6029 | Rate Constraint in lbs/MMBtu | FALSE | L | Annual | Fuel Consumed | TBtu | 19.0002 | 23.5276 | 23.5341 | 22.9514 | 26.1888 | 26.1888 | 26.1888 | 22.9013
NSR Big Cajun 2- Unit 3 - Hg Rate Annual v5.13 | 860 | 6029 | Rate Constraint in lbs/MMBtu | FALSE | L | Annual | Rate | lb/MMBtu | 5.6112e-07 | 5.6112e-07 | 5.6112e-07 | 5.6112e-07 | 5.6112e-07 | 5.6112e-07 | 5.6112e-07 | 5.6112e-07
NSR Big Cajun 2- Unit 3 - Hg Rate Annual v5.13 | 860 | 6029 | Rate Constraint in lbs/MMBtu | FALSE | L | Annual | Generation | TWh | 1.7981 | 2.2265 | 2.268 | 2.2118 | 2.5238 | 2.5238 | 2.5238 | 2.207
NSR Big Cajun 2- Unit 3 - Hg Rate Annual v5.13 | 860 | 6029 | Rate Constraint in lbs/MMBtu | FALSE | L | Annual | Qualifying Generation | TWh | 1.7981 | 2.2265 | 2.268 | 2.2118 | 2.5238 | 2.5238 | 2.5238 | 2.207
NSR Big Cajun 2- Unit 3 - Hg Rate Annual v5.13 | 860 | 6029 | Rate Constraint in lbs/MMBtu | FALSE | L | Annual | Rate | lb/MWh | 5.9294e-06 | 5.9294e-06 | 5.8227e-06 | 5.8227e-06 | 5.8227e-06 | 5.8227e-06 | 5.8227e-06 | 5.8227e-06
NSR Big Cajun 2- Unit 3 - Hg Rate Annual v5.13 | 860 | 6029 | Rate Constraint in lbs/MMBtu | FALSE | L | Annual | Constraint Shadow Price | US2016$/Lb | 0 | 0 | 0 | 0 | 0 | 0 | 0 | 0
NSR Big Cajun 2- Unit 3 - NOx Rate Annual v5.13 | 861 | 5996 | Rate Constraint in lbs/MMBtu | FALSE | L | Annual | Seasons Included | Seasons | Winter, WintShld, Summer | Winter, WintShld, Summer | Winter, WintShld, Summer | Winter, WintShld, Summer | Winter, WintShld, Summer | Winter, WintShld, Summer | Winter, WintShld, Summer | Winter, WintShld, Summer
NSR Big Cajun 2- Unit 3 - NOx Rate Annual v5.13 | 861 | 5996 | Rate Constraint in lbs/MMBtu | FALSE | L | Annual | Standard NOX | lb/MMBtu | 0.135 | 0.135 | 0.135 | 0.135 | 0.135 | 0.135 | 0.135 | 0.135
NSR Big Cajun 2- Unit 3 - NOx Rate Annual v5.13 | 861 | 5996 | Rate Constraint in lbs/MMBtu | FALSE | L | Annual | Emissions at Affected Plants NOX | Thousand Tons | 1.1806 | 1.4619 | 1.4623 | 1.4261 | 1.6272 | 1.6272 | 1.6272 | 1.423
NSR Big Cajun 2- Unit 3 - NOx Rate Annual v5.13 | 861 | 5996 | Rate Constraint in lbs/MMBtu | FALSE | L | Annual | Allowances Purchased NOX | Thousand Tons | 0 | 0 | 0 | 0 | 0 | 0 | 0 | 0
NSR Big Cajun 2- Unit 3 - NOx Rate Annual v5.13 | 861 | 5996 | Rate Constraint in lbs/MMBtu | FALSE | L | Annual | Allowances Sold NOX | Thousand Tons | 0 | 0 | 0 | 0 | 0 | 0 | 0 | 0
NSR Big Cajun 2- Unit 3 - NOx Rate Annual v5.13 | 861 | 5996 | Rate Constraint in lbs/MMBtu | FALSE | L | Annual | Allowances Banked | Thousand Tons | 0 | 0 | 0 | 0 | 0 | 0 | 0 | 0
NSR Big Cajun 2- Unit 3 - NOx Rate Annual v5.13 | 861 | 5996 | Rate Constraint in lbs/MMBtu | FALSE | L | Annual | Allowances Withdrawn (1:1) | Thousand Tons | 0 | 0 | 0 | 0 | 0 | 0 | 0 | 0
NSR Big Cajun 2- Unit 3 - NOx Rate Annual v5.13 | 861 | 5996 | Rate Constraint in lbs/MMBtu | FALSE | L | Annual | Allowances Withdrawn (n:1) | Thousand Tons | 0 | 0 | 0 | 0 | 0 | 0 | 0 | 0
NSR Big Cajun 2- Unit 3 - NOx Rate Annual v5.13 | 861 | 5996 | Rate Constraint in lbs/MMBtu | FALSE | L | Annual | Net Emissions Allowance Position | Thousand Tons | 1.1806 | 1.4619 | 1.4623 | 1.4261 | 1.6272 | 1.6272 | 1.6272 | 1.423
NSR Big Cajun 2- Unit 3 - NOx Rate Annual v5.13 | 861 | 5996 | Rate Constraint in lbs/MMBtu | FALSE | L | Annual | Fuel Consumed | TBtu | 19.0002 | 23.5276 | 23.5341 | 22.9514 | 26.1888 | 26.1888 | 26.1888 | 22.9013
NSR Big Cajun 2- Unit 3 - NOx Rate Annual v5.13 | 861 | 5996 | Rate Constraint in lbs/MMBtu | FALSE | L | Annual | Rate | lb/MMBtu | 0.12427 | 0.12427 | 0.12427 | 0.12427 | 0.12427 | 0.12427 | 0.12427 | 0.12427
NSR Big Cajun 2- Unit 3 - NOx Rate Annual v5.13 | 861 | 5996 | Rate Constraint in lbs/MMBtu | FALSE | L | Annual | Generation | TWh | 1.7981 | 2.2265 | 2.268 | 2.2118 | 2.5238 | 2.5238 | 2.5238 | 2.207
NSR Big Cajun 2- Unit 3 - NOx Rate Annual v5.13 | 861 | 5996 | Rate Constraint in lbs/MMBtu | FALSE | L | Annual | Qualifying Generation | TWh | 1.7981 | 2.2265 | 2.268 | 2.2118 | 2.5238 | 2.5238 | 2.5238 | 2.207
NSR Big Cajun 2- Unit 3 - NOx Rate Annual v5.13 | 861 | 5996 | Rate Constraint in lbs/MMBtu | FALSE | L | Annual | Rate | lb/MWh | 1.3132 | 1.3132 | 1.2895 | 1.2895 | 1.2895 | 1.2895 | 1.2895 | 1.2895
NSR Big Cajun 2- Unit 3 - NOx Rate Annual v5.13 | 861 | 5996 | Rate Constraint in lbs/MMBtu | FALSE | L | Annual | Constraint Shadow Price | US2016$/Ton | 0 | 0 | 0 | 0 | 0 | 0 | 0 | 0
NSR Boswell 1-3 - SO2 Rate Annual v5.14 | 862 | 6425 | Rate Constraint in lbs/MMBtu | FALSE | L | Annual | Seasons Included | Seasons | Winter, WintShld, Summer | Winter, WintShld, Summer | Winter, WintShld, Summer | Winter, WintShld, Summer | Winter, WintShld, Summer | Winter, WintShld, Summer | Winter, WintShld, Summer | Winter, WintShld, Summer
NSR Boswell 1-3 - SO2 Rate Annual v5.14 | 862 | 6425 | Rate Constraint in lbs/MMBtu | FALSE | L | Annual | Standard SO2 | lb/MMBtu | 0.03 | 0.03 | 0.03 | 0.03 | 0.03 | 0.03 | 0.03 | 0.03
NSR Boswell 1-3 - SO2 Rate Annual v5.14 | 862 | 6425 | Rate Constraint in lbs/MMBtu | FALSE | L | Annual | Emissions at Affected Plants SO2 | Thousand Tons | 0.3334 | 0.37268 | 0.38446 | 0.39005 | 0.3742 | 0.3742 | 0.3742 | 0.3742
NSR Boswell 1-3 - SO2 Rate Annual v5.14 | 862 | 6425 | Rate Constraint in lbs/MMBtu | FALSE | L | Annual | Allowances Purchased SO2 | Thousand Tons | 0 | 0 | 0 | 0 | 0 | 0 | 0 | 0
NSR Boswell 1-3 - SO2 Rate Annual v5.14 | 862 | 6425 | Rate Constraint in lbs/MMBtu | FALSE | L | Annual | Allowances Sold SO2 | Thousand Tons | 0 | 0 | 0 | 0 | 0 | 0 | 0 | 0
NSR Boswell 1-3 - SO2 Rate Annual v5.14 | 862 | 6425 | Rate Constraint in lbs/MMBtu | FALSE | L | Annual | Allowances Banked | Thousand Tons | 0 | 0 | 0 | 0 | 0 | 0 | 0 | 0
NSR Boswell 1-3 - SO2 Rate Annual v5.14 | 862 | 6425 | Rate Constraint in lbs/MMBtu | FALSE | L | Annual | Allowances Withdrawn (1:1) | Thousand Tons | 0 | 0 | 0 | 0 | 0 | 0 | 0 | 0
NSR Boswell 1-3 - SO2 Rate Annual v5.14 | 862 | 6425 | Rate Constraint in lbs/MMBtu | FALSE | L | Annual | Allowances Withdrawn (n:1) | Thousand Tons | 0 | 0 | 0 | 0 | 0 | 0 | 0 | 0
NSR Boswell 1-3 - SO2 Rate Annual v5.14 | 862 | 6425 | Rate Constraint in lbs/MMBtu | FALSE | L | Annual | Net Emissions Allowance Position | Thousand Tons | 0.3334 | 0.37268 | 0.38446 | 0.39005 | 0.3742 | 0.3742 | 0.3742 | 0.3742
NSR Boswell 1-3 - SO2 Rate Annual v5.14 | 862 | 6425 | Rate Constraint in lbs/MMBtu | FALSE | L | Annual | Fuel Consumed | TBtu | 22.2264 | 24.926 | 25.6306 | 26.0033 | 24.9466 | 24.9466 | 24.9466 | 24.9466
NSR Boswell 1-3 - SO2 Rate Annual v5.14 | 862 | 6425 | Rate Constraint in lbs/MMBtu | FALSE | L | Annual | Rate | lb/MMBtu | 0.03 | 0.029903 | 0.03 | 0.03 | 0.03 | 0.03 | 0.03 | 0.03
NSR Boswell 1-3 - SO2 Rate Annual v5.14 | 862 | 6425 | Rate Constraint in lbs/MMBtu | FALSE | L | Annual | Generation | TWh | 2.1118 | 2.3683 | 2.4824 | 2.5185 | 2.4161 | 2.4161 | 2.4161 | 2.4161
NSR Boswell 1-3 - SO2 Rate Annual v5.14 | 862 | 6425 | Rate Constraint in lbs/MMBtu | FALSE | L | Annual | Qualifying Generation | TWh | 2.1118 | 2.3683 | 2.4824 | 2.5185 | 2.4161 | 2.4161 | 2.4161 | 2.4161
NSR Boswell 1-3 - SO2 Rate Annual v5.14 | 862 | 6425 | Rate Constraint in lbs/MMBtu | FALSE | L | Annual | Rate | lb/MWh | 0.31575 | 0.31472 | 0.30975 | 0.30975 | 0.30975 | 0.30975 | 0.30975 | 0.30975
NSR Boswell 1-3 - SO2 Rate Annual v5.14 | 862 | 6425 | Rate Constraint in lbs/MMBtu | FALSE | L | Annual | Constraint Shadow Price | US2016$/Ton | 769.735 | 0 | 4870.4935 | 14014.4051 | 15003.4972 | 14044.2267 | 11578.0977 | 6236.8349
NSR Boswell 3 - NOX Rate Annual v5.14 | 863 | 6133 | Rate Constraint in lbs/MMBtu | FALSE | L | Annual | Seasons Included | Seasons | Winter, WintShld, Summer | Winter, WintShld, Summer | Winter, WintShld, Summer | Winter, WintShld, Summer | Winter, WintShld, Summer | Winter, WintShld, Summer | Winter, WintShld, Summer | Winter, WintShld, Summer
NSR Boswell 3 - NOX Rate Annual v5.14 | 863 | 6133 | Rate Constraint in lbs/MMBtu | FALSE | L | Annual | Standard NOX | lb/MMBtu | 0.06 | 0.06 | 0.06 | 0.06 | 0.06 | 0.06 | 0.06 | 0.06
NSR Boswell 3 - NOX Rate Annual v5.14 | 863 | 6133 | Rate Constraint in lbs/MMBtu | FALSE | L | Annual | Emissions at Affected Plants NOX | Thousand Tons | 0.62912 | 0.70553 | 0.72547 | 0.73602 | 0.70611 | 0.70611 | 0.70611 | 0.70611
NSR Boswell 3 - NOX Rate Annual v5.14 | 863 | 6133 | Rate Constraint in lbs/MMBtu | FALSE | L | Annual | Allowances Purchased NOX | Thousand Tons | 0 | 0 | 0 | 0 | 0 | 0 | 0 | 0
NSR Boswell 3 - NOX Rate Annual v5.14 | 863 | 6133 | Rate Constraint in lbs/MMBtu | FALSE | L | Annual | Allowances Sold NOX | Thousand Tons | 0 | 0 | 0 | 0 | 0 | 0 | 0 | 0
NSR Boswell 3 - NOX Rate Annual v5.14 | 863 | 6133 | Rate Constraint in lbs/MMBtu | FALSE | L | Annual | Allowances Banked | Thousand Tons | 0 | 0 | 0 | 0 | 0 | 0 | 0 | 0
NSR Boswell 3 - NOX Rate Annual v5.14 | 863 | 6133 | Rate Constraint in lbs/MMBtu | FALSE | L | Annual | Allowances Withdrawn (1:1) | Thousand Tons | 0 | 0 | 0 | 0 | 0 | 0 | 0 | 0
NSR Boswell 3 - NOX Rate Annual v5.14 | 863 | 6133 | Rate Constraint in lbs/MMBtu | FALSE | L | Annual | Allowances Withdrawn (n:1) | Thousand Tons | 0 | 0 | 0 | 0 | 0 | 0 | 0 | 0
NSR Boswell 3 - NOX Rate Annual v5.14 | 863 | 6133 | Rate Constraint in lbs/MMBtu | FALSE | L | Annual | Net Emissions Allowance Position | Thousand Tons | 0.62912 | 0.70553 | 0.72547 | 0.73602 | 0.70611 | 0.70611 | 0.70611 | 0.70611
NSR Boswell 3 - NOX Rate Annual v5.14 | 863 | 6133 | Rate Constraint in lbs/MMBtu | FALSE | L | Annual | Fuel Consumed | TBtu | 22.2264 | 24.926 | 25.6306 | 26.0033 | 24.9466 | 24.9466 | 24.9466 | 24.9466
NSR Boswell 3 - NOX Rate Annual v5.14 | 863 | 6133 | Rate Constraint in lbs/MMBtu | FALSE | L | Annual | Rate | lb/MMBtu | 0.05661 | 0.05661 | 0.05661 | 0.05661 | 0.05661 | 0.05661 | 0.05661 | 0.05661
NSR Boswell 3 - NOX Rate Annual v5.14 | 863 | 6133 | Rate Constraint in lbs/MMBtu | FALSE | L | Annual | Generation | TWh | 2.1118 | 2.3683 | 2.4824 | 2.5185 | 2.4161 | 2.4161 | 2.4161 | 2.4161
NSR Boswell 3 - NOX Rate Annual v5.14 | 863 | 6133 | Rate Constraint in lbs/MMBtu | FALSE | L | Annual | Qualifying Generation | TWh | 2.1118 | 2.3683 | 2.4824 | 2.5185 | 2.4161 | 2.4161 | 2.4161 | 2.4161
NSR Boswell 3 - NOX Rate Annual v5.14 | 863 | 6133 | Rate Constraint in lbs/MMBtu | FALSE | L | Annual | Rate | lb/MWh | 0.59582 | 0.59582 | 0.5845 | 0.5845 | 0.5845 | 0.5845 | 0.5845 | 0.5845
NSR Boswell 3 - NOX Rate Annual v5.14 | 863 | 6133 | Rate Constraint in lbs/MMBtu | FALSE | L | Annual | Constraint Shadow Price | US2016$/Ton | 0 | 0 | 0 | 0 | 0 | 0 | 0 | 0
NSR Boswell 4 - NOX Rate Annual v5.14 | 864 | 6134 | Rate Constraint in lbs/MMBtu | FALSE | L | Annual | Seasons Included | Seasons | Winter, WintShld, Summer | Winter, WintShld, Summer | Winter, WintShld, Summer | Winter, WintShld, Summer | Winter, WintShld, Summer | Winter, WintShld, Summer | Winter, WintShld, Summer | Winter, WintShld, Summer
NSR Boswell 4 - NOX Rate Annual v5.14 | 864 | 6134 | Rate Constraint in lbs/MMBtu | FALSE | L | Annual | Standard NOX | lb/MMBtu | 0.12 | 0.12 | 0.12 | 0.12 | 0.12 | 0.12 | 0.12 | 0.12
NSR Boswell 4 - NOX Rate Annual v5.14 | 864 | 6134 | Rate Constraint in lbs/MMBtu | FALSE | L | Annual | Emissions at Affected Plants NOX | Thousand Tons | 1.1295 | 1.3143 | 1.9468 | 1.9463 | 1.3527 | 1.572 | 1.572 | 1.4925
NSR Boswell 4 - NOX Rate Annual v5.14 | 864 | 6134 | Rate Constraint in lbs/MMBtu | FALSE | L | Annual | Allowances Purchased NOX | Thousand Tons | 0 | 0 | 0 | 0 | 0 | 0 | 0 | 0
NSR Boswell 4 - NOX Rate Annual v5.14 | 864 | 6134 | Rate Constraint in lbs/MMBtu | FALSE | L | Annual | Allowances Sold NOX | Thousand Tons | 0 | 0 | 0 | 0 | 0 | 0 | 0 | 0
NSR Boswell 4 - NOX Rate Annual v5.14 | 864 | 6134 | Rate Constraint in lbs/MMBtu | FALSE | L | Annual | Allowances Banked | Thousand Tons | 0 | 0 | 0 | 0 | 0 | 0 | 0 | 0
NSR Boswell 4 - NOX Rate Annual v5.14 | 864 | 6134 | Rate Constraint in lbs/MMBtu | FALSE | L | Annual | Allowances Withdrawn (1:1) | Thousand Tons | 0 | 0 | 0 | 0 | 0 | 0 | 0 | 0
NSR Boswell 4 - NOX Rate Annual v5.14 | 864 | 6134 | Rate Constraint in lbs/MMBtu | FALSE | L | Annual | Allowances Withdrawn (n:1) | Thousand Tons | 0 | 0 | 0 | 0 | 0 | 0 | 0 | 0
NSR Boswell 4 - NOX Rate Annual v5.14 | 864 | 6134 | Rate Constraint in lbs/MMBtu | FALSE | L | Annual | Net Emissions Allowance Position | Thousand Tons | 1.1295 | 1.3143 | 1.9468 | 1.9463 | 1.3527 | 1.572 | 1.572 | 1.4925
NSR Boswell 4 - NOX Rate Annual v5.14 | 864 | 6134 | Rate Constraint in lbs/MMBtu | FALSE | L | Annual | Fuel Consumed | TBtu | 20.8799 | 24.2969 | 35.988 | 35.9785 | 25.0056 | 29.0596 | 29.0596 | 27.5907
NSR Boswell 4 - NOX Rate Annual v5.14 | 864 | 6134 | Rate Constraint in lbs/MMBtu | FALSE | L | Annual | Rate | lb/MMBtu | 0.10819 | 0.10819 | 0.10819 | 0.10819 | 0.10819 | 0.10819 | 0.10819 | 0.10819
NSR Boswell 4 - NOX Rate Annual v5.14 | 864 | 6134 | Rate Constraint in lbs/MMBtu | FALSE | L | Annual | Generation | TWh | 1.972 | 2.2948 | 3.4612 | 3.4603 | 2.405 | 2.7949 | 2.7949 | 2.6536
NSR Boswell 4 - NOX Rate Annual v5.14 | 864 | 6134 | Rate Constraint in lbs/MMBtu | FALSE | L | Annual | Qualifying Generation | TWh | 1.972 | 2.2948 | 3.4612 | 3.4603 | 2.405 | 2.7949 | 2.7949 | 2.6536
NSR Boswell 4 - NOX Rate Annual v5.14 | 864 | 6134 | Rate Constraint in lbs/MMBtu | FALSE | L | Annual | Rate | lb/MWh | 1.1455 | 1.1455 | 1.1249 | 1.1249 | 1.1249 | 1.1249 | 1.1249 | 1.1249
NSR Boswell 4 - NOX Rate Annual v5.14 | 864 | 6134 | Rate Constraint in lbs/MMBtu | FALSE | L | Annual | Constraint Shadow Price | US2016$/Ton | 0 | 0 | 0 | 0 | 0 | 0 | 0 | 0
NSR Boswell 4 - SO2 Rate Annual v5.14 | 865 | 6426 | Rate Constraint in lbs/MMBtu | FALSE | L | Annual | Seasons Included | Seasons | Winter, WintShld, Summer | Winter, WintShld, Summer | Winter, WintShld, Summer | Winter, WintShld, Summer | Winter, WintShld, Summer | Winter, WintShld, Summer | Winter, WintShld, Summer | Winter, WintShld, Summer
NSR Boswell 4 - SO2 Rate Annual v5.14 | 865 | 6426 | Rate Constraint in lbs/MMBtu | FALSE | L | Annual | Standard SO2 | lb/MMBtu | 0.03 | 0.03 | 0.03 | 0.03 | 0.03 | 0.03 | 0.03 | 0.03
NSR Boswell 4 - SO2 Rate Annual v5.14 | 865 | 6426 | Rate Constraint in lbs/MMBtu | FALSE | L | Annual | Emissions at Affected Plants SO2 | Thousand Tons | 0.3132 | 0.36327 | 0.53982 | 0.53968 | 0.37508 | 0.43589 | 0.43589 | 0.41386
NSR Boswell 4 - SO2 Rate Annual v5.14 | 865 | 6426 | Rate Constraint in lbs/MMBtu | FALSE | L | Annual | Allowances Purchased SO2 | Thousand Tons | 0 | 0 | 0 | 0 | 0 | 0 | 0 | 0
NSR Boswell 4 - SO2 Rate Annual v5.14 | 865 | 6426 | Rate Constraint in lbs/MMBtu | FALSE | L | Annual | Allowances Sold SO2 | Thousand Tons | 0 | 0 | 0 | 0 | 0 | 0 | 0 | 0
NSR Boswell 4 - SO2 Rate Annual v5.14 | 865 | 6426 | Rate Constraint in lbs/MMBtu | FALSE | L | Annual | Allowances Banked | Thousand Tons | 0 | 0 | 0 | 0 | 0 | 0 | 0 | 0
NSR Boswell 4 - SO2 Rate Annual v5.14 | 865 | 6426 | Rate Constraint in lbs/MMBtu | FALSE | L | Annual | Allowances Withdrawn (1:1) | Thousand Tons | 0 | 0 | 0 | 0 | 0 | 0 | 0 | 0
NSR Boswell 4 - SO2 Rate Annual v5.14 | 865 | 6426 | Rate Constraint in lbs/MMBtu | FALSE | L | Annual | Allowances Withdrawn (n:1) | Thousand Tons | 0 | 0 | 0 | 0 | 0 | 0 | 0 | 0
NSR Boswell 4 - SO2 Rate Annual v5.14 | 865 | 6426 | Rate Constraint in lbs/MMBtu | FALSE | L | Annual | Net Emissions Allowance Position | Thousand Tons | 0.3132 | 0.36327 | 0.53982 | 0.53968 | 0.37508 | 0.43589 | 0.43589 | 0.41386
NSR Boswell 4 - SO2 Rate Annual v5.14 | 865 | 6426 | Rate Constraint in lbs/MMBtu | FALSE | L | Annual | Fuel Consumed | TBtu | 20.8799 | 24.2969 | 35.988 | 35.9785 | 25.0056 | 29.0596 | 29.0596 | 27.5907
NSR Boswell 4 - SO2 Rate Annual v5.14 | 865 | 6426 | Rate Constraint in lbs/MMBtu | FALSE | L | Annual | Rate | lb/MMBtu | 0.03 | 0.029903 | 0.03 | 0.03 | 0.03 | 0.03 | 0.03 | 0.03
NSR Boswell 4 - SO2 Rate Annual v5.14 | 865 | 6426 | Rate Constraint in lbs/MMBtu | FALSE | L | Annual | Generation | TWh | 1.972 | 2.2948 | 3.4612 | 3.4603 | 2.405 | 2.7949 | 2.7949 | 2.6536
NSR Boswell 4 - SO2 Rate Annual v5.14 | 865 | 6426 | Rate Constraint in lbs/MMBtu | FALSE | L | Annual | Qualifying Generation | TWh | 1.972 | 2.2948 | 3.4612 | 3.4603 | 2.405 | 2.7949 | 2.7949 | 2.6536
NSR Boswell 4 - SO2 Rate Annual v5.14 | 865 | 6426 | Rate Constraint in lbs/MMBtu | FALSE | L | Annual | Rate | lb/MWh | 0.31764 | 0.31661 | 0.31192 | 0.31192 | 0.31192 | 0.31192 | 0.31192 | 0.31192
NSR Boswell 4 - SO2 Rate Annual v5.14 | 865 | 6426 | Rate Constraint in lbs/MMBtu | FALSE | L | Annual | Constraint Shadow Price | US2016$/Ton | 769.735 | 0 | 4870.4935 | 14014.4051 | 15003.4972 | 14044.2267 | 11578.0977 | 6236.8349
NSR Burlington Unit 1 SO2 Rate v5.16 | 866 | 6620 | Rate Constraint in lbs/MMBtu | FALSE | L | Annual | Seasons Included | Seasons | Winter, WintShld, Summer | Winter, WintShld, Summer | Winter, WintShld, Summer | Winter, WintShld, Summer | Winter, WintShld, Summer | Winter, WintShld, Summer | Winter, WintShld, Summer | Winter, WintShld, Summer
NSR Burlington Unit 1 SO2 Rate v5.16 | 866 | 6620 | Rate Constraint in lbs/MMBtu | FALSE | L | Annual | Standard SO2 | lb/MMBtu | 0.75 | 0.75 | 0.75 | 0.75 | 0.75 | 0.75 | 0.75 | 0.75
NSR Burlington Unit 1 SO2 Rate v5.16 | 866 | 6620 | Rate Constraint in lbs/MMBtu | FALSE | L | Annual | Emissions at Affected Plants SO2 | Thousand Tons | 5.7432 | 0.053575 | 0.053674 | 0.053674 | 0.053674 | 0.053674 | 0.053674 | 0.053674
NSR Burlington Unit 1 SO2 Rate v5.16 | 866 | 6620 | Rate Constraint in lbs/MMBtu | FALSE | L | Annual | Allowances Purchased SO2 | Thousand Tons | 0 | 0 | 0 | 0 | 0 | 0 | 0 | 0
NSR Burlington Unit 1 SO2 Rate v5.16 | 866 | 6620 | Rate Constraint in lbs/MMBtu | FALSE | L | Annual | Allowances Sold SO2 | Thousand Tons | 0 | 0 | 0 | 0 | 0 | 0 | 0 | 0
NSR Burlington Unit 1 SO2 Rate v5.16 | 866 | 6620 | Rate Constraint in lbs/MMBtu | FALSE | L | Annual | Allowances Banked | Thousand Tons | 0 | 0 | 0 | 0 | 0 | 0 | 0 | 0
NSR Burlington Unit 1 SO2 Rate v5.16 | 866 | 6620 | Rate Constraint in lbs/MMBtu | FALSE | L | Annual | Allowances Withdrawn (1:1) | Thousand Tons | 0 | 0 | 0 | 0 | 0 | 0 | 0 | 0
NSR Burlington Unit 1 SO2 Rate v5.16 | 866 | 6620 | Rate Constraint in lbs/MMBtu | FALSE | L | Annual | Allowances Withdrawn (n:1) | Thousand Tons | 0 | 0 | 0 | 0 | 0 | 0 | 0 | 0
NSR Burlington Unit 1 SO2 Rate v5.16 | 866 | 6620 | Rate Constraint in lbs/MMBtu | FALSE | L | Annual | Net Emissions Allowance Position | Thousand Tons | 5.7432 | 0.053575 | 0.053674 | 0.053674 | 0.053674 | 0.053674 | 0.053674 | 0.053674
NSR Burlington Unit 1 SO2 Rate v5.16 | 866 | 6620 | Rate Constraint in lbs/MMBtu | FALSE | L | Annual | Fuel Consumed | TBtu | 16.2608 | 0.15169 | 0.15197 | 0.15197 | 0.15197 | 0.15197 | 0.15197 | 0.15197
NSR Burlington Unit 1 SO2 Rate v5.16 | 866 | 6620 | Rate Constraint in lbs/MMBtu | FALSE | L | Annual | Rate | lb/MMBtu | 0.70638 | 0.70638 | 0.70638 | 0.70638 | 0.70638 | 0.70638 | 0.70638 | 0.70638
NSR Burlington Unit 1 SO2 Rate v5.16 | 866 | 6620 | Rate Constraint in lbs/MMBtu | FALSE | L | Annual | Generation | TWh | 1.4795 | 0.013801 | 0.013827 | 0.013827 | 0.013827 | 0.013827 | 0.013827 | 0.013827
NSR Burlington Unit 1 SO2 Rate v5.16 | 866 | 6620 | Rate Constraint in lbs/MMBtu | FALSE | L | Annual | Qualifying Generation | TWh | 1.4795 | 0.013801 | 0.013827 | 0.013827 | 0.013827 | 0.013827 | 0.013827 | 0.013827
NSR Burlington Unit 1 SO2 Rate v5.16 | 866 | 6620 | Rate Constraint in lbs/MMBtu | FALSE | L | Annual | Rate | lb/MWh | 7.7638 | 7.7638 | 7.7638 | 7.7638 | 7.7638 | 7.7638 | 7.7638 | 7.7638
NSR Burlington Unit 1 SO2 Rate v5.16 | 866 | 6620 | Rate Constraint in lbs/MMBtu | FALSE | L | Annual | Constraint Shadow Price | US2016$/Ton | 0 | 0 | 0 | 0 | 0 | 0 | 0 | 0
NSR Campbell 1 - SO2 Rate Annual v5.14 | 867 | 6141 | Rate Constraint in lbs/MMBtu | FALSE | L | Annual | Seasons Included | Seasons | Winter, WintShld, Summer | Winter, WintShld, Summer | Winter, WintShld, Summer | Winter, WintShld, Summer | Winter, WintShld, Summer | Winter, WintShld, Summer | Winter, WintShld, Summer | Winter, WintShld, Summer
NSR Campbell 1 - SO2 Rate Annual v5.14 | 867 | 6141 | Rate Constraint in lbs/MMBtu | FALSE | L | Annual | Standard SO2 | lb/MMBtu | 0.29 | 0.29 | 0.29 | 0.29 | 0.29 | 0.29 | 0.29 | 0.29
NSR Campbell 1 - SO2 Rate Annual v5.14 | 867 | 6141 | Rate Constraint in lbs/MMBtu | FALSE | L | Annual | Emissions at Affected Plants SO2 | Thousand Tons | 0.97952 | 1.1989 | 1.4853 | 1.4853 | 1.3428 | 1.3428 | 1.4853 | 0
NSR Campbell 1 - SO2 Rate Annual v5.14 | 867 | 6141 | Rate Constraint in lbs/MMBtu | FALSE | L | Annual | Allowances Purchased SO2 | Thousand Tons | 0 | 0 | 0 | 0 | 0 | 0 | 0 | 0
NSR Campbell 1 - SO2 Rate Annual v5.14 | 867 | 6141 | Rate Constraint in lbs/MMBtu | FALSE | L | Annual | Allowances Sold SO2 | Thousand Tons | 0 | 0 | 0 | 0 | 0 | 0 | 0 | 0
NSR Campbell 1 - SO2 Rate Annual v5.14 | 867 | 6141 | Rate Constraint in lbs/MMBtu | FALSE | L | Annual | Allowances Banked | Thousand Tons | 0 | 0 | 0 | 0 | 0 | 0 | 0 | 0
NSR Campbell 1 - SO2 Rate Annual v5.14 | 867 | 6141 | Rate Constraint in lbs/MMBtu | FALSE | L | Annual | Allowances Withdrawn (1:1) | Thousand Tons | 0 | 0 | 0 | 0 | 0 | 0 | 0 | 0
NSR Campbell 1 - SO2 Rate Annual v5.14 | 867 | 6141 | Rate Constraint in lbs/MMBtu | FALSE | L | Annual | Allowances Withdrawn (n:1) | Thousand Tons | 0 | 0 | 0 | 0 | 0 | 0 | 0 | 0
NSR Campbell 1 - SO2 Rate Annual v5.14 | 867 | 6141 | Rate Constraint in lbs/MMBtu | FALSE | L | Annual | Net Emissions Allowance Position | Thousand Tons | 0.97952 | 1.1989 | 1.4853 | 1.4853 | 1.3428 | 1.3428 | 1.4853 | 0
NSR Campbell 1 - SO2 Rate Annual v5.14 | 867 | 6141 | Rate Constraint in lbs/MMBtu | FALSE | L | Annual | Fuel Consumed | TBtu | 7.8764 | 9.6402 | 10.2431 | 10.2431 | 9.2605 | 9.2605 | 10.2431 | 0
NSR Campbell 1 - SO2 Rate Annual v5.14 | 867 | 6141 | Rate Constraint in lbs/MMBtu | FALSE | L | Annual | Rate | lb/MMBtu | 0.24872 | 0.24872 | 0.29 | 0.29 | 0.29 | 0.29 | 0.29 | 0
NSR Campbell 1 - SO2 Rate Annual v5.14 | 867 | 6141 | Rate Constraint in lbs/MMBtu | FALSE | L | Annual | Generation | TWh | 0.73875 | 0.90419 | 0.96849 | 0.96849 | 0.87558 | 0.87558 | 0.96849 | 0
NSR Campbell 1 - SO2 Rate Annual v5.14 | 867 | 6141 | Rate Constraint in lbs/MMBtu | FALSE | L | Annual | Qualifying Generation | TWh | 0.73875 | 0.90419 | 0.96849 | 0.96849 | 0.87558 | 0.87558 | 0.96849 | 0
NSR Campbell 1 - SO2 Rate Annual v5.14 | 867 | 6141 | Rate Constraint in lbs/MMBtu | FALSE | L | Annual | Rate | lb/MWh | 2.6518 | 2.6518 | 3.0672 | 3.0672 | 3.0672 | 3.0672 | 3.0672 | 0
NSR Campbell 1 - SO2 Rate Annual v5.14 | 867 | 6141 | Rate Constraint in lbs/MMBtu | FALSE | L | Annual | Constraint Shadow Price | US2016$/Ton | 0 | 0 | 0 | 0 | 0 | 0 | 1359.1882 | 0
NSR Campbell 1-3 - MER Rate Annual v5.16 | 868 | 6638 | Rate Constraint in lbs/MMBtu | FALSE | L | Annual | Seasons Included | Seasons | Winter, WintShld, Summer | Winter, WintShld, Summer | Winter, WintShld, Summer | Winter, WintShld, Summer | Winter, WintShld, Summer | Winter, WintShld, Summer | Winter, WintShld, Summer | Winter, WintShld, Summer
NSR Campbell 1-3 - MER Rate Annual v5.16 | 868 | 6638 | Rate Constraint in lbs/MMBtu | FALSE | L | Annual | Standard MER | lb/MMBtu | 0.015 | 0.015 | 0.015 | 0.015 | 0.015 | 0.015 | 0.015 | 0.015
NSR Campbell 1-3 - MER Rate Annual v5.16 | 868 | 6638 | Rate Constraint in lbs/MMBtu | FALSE | L | Annual | Emissions at Affected Plants MER | lbs | 37.6662 | 37.6198 | 46.2025 | 49.2851 | 44.2437 | 44.5083 | 45.0316 | 27.0976
NSR Campbell 1-3 - MER Rate Annual v5.16 | 868 | 6638 | Rate Constraint in lbs/MMBtu | FALSE | L | Annual | Allowances Purchased MER | lbs | 0 | 0 | 0 | 0 | 0 | 0 | 0 | 0
NSR Campbell 1-3 - MER Rate Annual v5.16 | 868 | 6638 | Rate Constraint in lbs/MMBtu | FALSE | L | Annual | Allowances Sold MER | lbs | 0 | 0 | 0 | 0 | 0 | 0 | 0 | 0
NSR Campbell 1-3 - MER Rate Annual v5.16 | 868 | 6638 | Rate Constraint in lbs/MMBtu | FALSE | L | Annual | Allowances Banked | lbs | 0 | 0 | 0 | 0 | 0 | 0 | 0 | 0
NSR Campbell 1-3 - MER Rate Annual v5.16 | 868 | 6638 | Rate Constraint in lbs/MMBtu | FALSE | L | Annual | Allowances Withdrawn (1:1) | lbs | 0 | 0 | 0 | 0 | 0 | 0 | 0 | 0
NSR Campbell 1-3 - MER Rate Annual v5.16 | 868 | 6638 | Rate Constraint in lbs/MMBtu | FALSE | L | Annual | Allowances Withdrawn (n:1) | lbs | 0 | 0 | 0 | 0 | 0 | 0 | 0 | 0
NSR Campbell 1-3 - MER Rate Annual v5.16 | 868 | 6638 | Rate Constraint in lbs/MMBtu | FALSE | L | Annual | Net Emissions Allowance Position | lbs | 37.6662 | 37.6198 | 46.2025 | 49.2851 | 44.2437 | 44.5083 | 45.0316 | 27.0976
NSR Campbell 1-3 - MER Rate Annual v5.16 | 868 | 6638 | Rate Constraint in lbs/MMBtu | FALSE | L | Annual | Fuel Consumed | TBtu | 70.4825 | 76.3674 | 81.5166 | 87.171 | 78.1435 | 78.6779 | 79.7761 | 47.1087
NSR Campbell 1-3 - MER Rate Annual v5.16 | 868 | 6638 | Rate Constraint in lbs/MMBtu | FALSE | L | Annual | Rate | lb/MMBtu | 5.344e-07 | 4.9262e-07 | 5.6679e-07 | 5.6538e-07 | 5.6619e-07 | 5.657e-07 | 5.6448e-07 | 5.7521e-07
NSR Campbell 1-3 - MER Rate Annual v5.16 | 868 | 6638 | Rate Constraint in lbs/MMBtu | FALSE | L | Annual | Generation | TWh | 6.6192 | 7.1726 | 7.7173 | 8.2494 | 7.3963 | 7.4461 | 7.5498 | 4.4731
NSR Campbell 1-3 - MER Rate Annual v5.16 | 868 | 6638 | Rate Constraint in lbs/MMBtu | FALSE | L | Annual | Qualifying Generation | TWh | 6.6192 | 7.1726 | 7.7173 | 8.2494 | 7.3963 | 7.4461 | 7.5498 | 4.4731
NSR Campbell 1-3 - MER Rate Annual v5.16 | 868 | 6638 | Rate Constraint in lbs/MMBtu | FALSE | L | Annual | Rate | lb/MWh | 5.6905e-06 | 5.245e-06 | 5.9868e-06 | 5.9744e-06 | 5.9819e-06 | 5.9774e-06 | 5.9646e-06 | 6.0579e-06
NSR Campbell 1-3 - MER Rate Annual v5.16 | 868 | 6638 | Rate Constraint in lbs/MMBtu | FALSE | L | Annual | Constraint Shadow Price | US2016$/Lb | 0 | 0 | 0 | 0 | 0 | 0 | 0 | 0
NSR Campbell 2 - SO2 Rate Annual v5.16 | 869 | 6636 | Rate Constraint in lbs/MMBtu | FALSE | L | Annual | Seasons Included | Seasons | Winter, WintShld, Summer | Winter, WintShld, Summer | Winter, WintShld, Summer | Winter, WintShld, Summer | Winter, WintShld, Summer | Winter, WintShld, Summer | Winter, WintShld, Summer | Winter, WintShld, Summer
NSR Campbell 2 - SO2 Rate Annual v5.16 | 869 | 6636 | Rate Constraint in lbs/MMBtu | FALSE | L | Annual | Standard SO2 | lb/MMBtu | 0.32 | 0.32 | 0.32 | 0.32 | 0.32 | 0.32 | 0.32 | 0.32
NSR Campbell 2 - SO2 Rate Annual v5.16 | 869 | 6636 | Rate Constraint in lbs/MMBtu | FALSE | L | Annual | Emissions at Affected Plants SO2 | Thousand Tons | 1.2284 | 1.2862 | 1.7648 | 2.219 | 1.8744 | 1.9599 | 1.9784 | 0
NSR Campbell 2 - SO2 Rate Annual v5.16 | 869 | 6636 | Rate Constraint in lbs/MMBtu | FALSE | L | Annual | Allowances Purchased SO2 | Thousand Tons | 0 | 0 | 0 | 0 | 0 | 0 | 0 | 0
NSR Campbell 2 - SO2 Rate Annual v5.16 | 869 | 6636 | Rate Constraint in lbs/MMBtu | FALSE | L | Annual | Allowances Sold SO2 | Thousand Tons | 0 | 0 | 0 | 0 | 0 | 0 | 0 | 0
NSR Campbell 2 - SO2 Rate Annual v5.16 | 869 | 6636 | Rate Constraint in lbs/MMBtu | FALSE | L | Annual | Allowances Banked | Thousand Tons | 0 | 0 | 0 | 0 | 0 | 0 | 0 | 0
NSR Campbell 2 - SO2 Rate Annual v5.16 | 869 | 6636 | Rate Constraint in lbs/MMBtu | FALSE | L | Annual | Allowances Withdrawn (1:1) | Thousand Tons | 0 | 0 | 0 | 0 | 0 | 0 | 0 | 0
NSR Campbell 2 - SO2 Rate Annual v5.16 | 869 | 6636 | Rate Constraint in lbs/MMBtu | FALSE | L | Annual | Allowances Withdrawn (n:1) | Thousand Tons | 0 | 0 | 0 | 0 | 0 | 0 | 0 | 0
NSR Campbell 2 - SO2 Rate Annual v5.16 | 869 | 6636 | Rate Constraint in lbs/MMBtu | FALSE | L | Annual | Net Emissions Allowance Position | Thousand Tons | 1.2284 | 1.2862 | 1.7648 | 2.219 | 1.8744 | 1.9599 | 1.9784 | 0
NSR Campbell 2 - SO2 Rate Annual v5.16 | 869 | 6636 | Rate Constraint in lbs/MMBtu | FALSE | L | Annual | Fuel Consumed | TBtu | 9.878 | 9.9996 | 11.0298 | 13.869 | 11.7151 | 12.2495 | 12.3651 | 0
NSR Campbell 2 - SO2 Rate Annual v5.16 | 869 | 6636 | Rate Constraint in lbs/MMBtu | FALSE | L | Annual | Rate | lb/MMBtu | 0.24872 | 0.25726 | 0.32 | 0.32 | 0.32 | 0.32 | 0.32 | 0
NSR Campbell 2 - SO2 Rate Annual v5.16 | 869 | 6636 | Rate Constraint in lbs/MMBtu | FALSE | L | Annual | Generation | TWh | 0.9138 | 0.92505 | 1.0286 | 1.2934 | 1.0925 | 1.1423 | 1.1531 | 0
NSR Campbell 2 - SO2 Rate Annual v5.16 | 869 | 6636 | Rate Constraint in lbs/MMBtu | FALSE | L | Annual | Qualifying Generation | TWh | 0.9138 | 0.92505 | 1.0286 | 1.2934 | 1.0925 | 1.1423 | 1.1531 | 0
NSR Campbell 2 - SO2 Rate Annual v5.16 | 869 | 6636 | Rate Constraint in lbs/MMBtu | FALSE | L | Annual | Rate | lb/MWh | 2.6886 | 2.7809 | 3.4314 | 3.4314 | 3.4314 | 3.4314 | 3.4314 | 0
NSR Campbell 2 - SO2 Rate Annual v5.16 | 869 | 6636 | Rate Constraint in lbs/MMBtu | FALSE | L | Annual | Constraint Shadow Price | US2016$/Ton | 0 | 0 | 0 | 1617.1704 | 1720.2981 | 1618.8513 | 1359.1882 | 0
NSR Campbell 2,3 - NOX Rate Annual v5.16 | 870 | 6637 | Rate Constraint in lbs/MMBtu | FALSE | L | Annual | Seasons Included | Seasons | Winter, WintShld, Summer | Winter, WintShld, Summer | Winter, WintShld, Summer | Winter, WintShld, Summer | Winter, WintShld, Summer | Winter, WintShld, Summer | Winter, WintShld, Summer | Winter, WintShld, Summer
NSR Campbell 2,3 - NOX Rate Annual v5.16 | 870 | 6637 | Rate Constraint in lbs/MMBtu | FALSE | L | Annual | Standard NOX | lb/MMBtu | 0.08 | 0.08 | 0.08 | 0.08 | 0.08 | 0.08 | 0.08 | 0.08
NSR Campbell 2,3 - NOX Rate Annual v5.16 | 870 | 6637 | Rate Constraint in lbs/MMBtu | FALSE | L | Annual | Emissions at Affected Plants NOX | Thousand Tons | 1.736 | 1.8517 | 1.977 | 2.1286 | 1.9079 | 1.9215 | 1.9245 | 1.3258
NSR Campbell 2,3 - NOX Rate Annual v5.16 | 870 | 6637 | Rate Constraint in lbs/MMBtu | FALSE | L | Annual | Allowances Purchased NOX | Thousand Tons | 0 | 0 | 0 | 0 | 0 | 0 | 0 | 0
NSR Campbell 2,3 - NOX Rate Annual v5.16 | 870 | 6637 | Rate Constraint in lbs/MMBtu | FALSE | L | Annual | Allowances Sold NOX | Thousand Tons | 0 | 0 | 0 | 0 | 0 | 0 | 0 | 0
NSR Campbell 2,3 - NOX Rate Annual v5.16 | 870 | 6637 | Rate Constraint in lbs/MMBtu | FALSE | L | Annual | Allowances Banked | Thousand Tons | 0 | 0 | 0 | 0 | 0 | 0 | 0 | 0
NSR Campbell 2,3 - NOX Rate Annual v5.16 | 870 | 6637 | Rate Constraint in lbs/MMBtu | FALSE | L | Annual | Allowances Withdrawn (1:1) | Thousand Tons | 0 | 0 | 0 | 0 | 0 | 0 | 0 | 0
NSR Campbell 2,3 - NOX Rate Annual v5.16 | 870 | 6637 | Rate Constraint in lbs/MMBtu | FALSE | L | Annual | Allowances Withdrawn (n:1) | Thousand Tons | 0 | 0 | 0 | 0 | 0 | 0 | 0 | 0
NSR Campbell 2,3 - NOX Rate Annual v5.16 | 870 | 6637 | Rate Constraint in lbs/MMBtu | FALSE | L | Annual | Net Emissions Allowance Position | Thousand Tons | 1.736 | 1.8517 | 1.977 | 2.1286 | 1.9079 | 1.9215 | 1.9245 | 1.3258
NSR Campbell 2,3 - NOX Rate Annual v5.16 | 870 | 6637 | Rate Constraint in lbs/MMBtu | FALSE | L | Annual | Fuel Consumed | TBtu | 62.6061 | 66.7272 | 71.2735 | 76.9279 | 68.883 | 69.4173 | 69.533 | 47.1087
NSR Campbell 2,3 - NOX Rate Annual v5.16 | 870 | 6637 | Rate Constraint in lbs/MMBtu | FALSE | L | Annual | Rate | lb/MMBtu | 0.055459 | 0.055501 | 0.055475 | 0.055341 | 0.055395 | 0.055361 | 0.055354 | 0.056286
NSR Campbell 2,3 - NOX Rate Annual v5.16 | 870 | 6637 | Rate Constraint in lbs/MMBtu | FALSE | L | Annual | Generation | TWh | 5.8804 | 6.2684 | 6.7489 | 7.2809 | 6.5207 | 6.5705 | 6.5813 | 4.4731
NSR Campbell 2,3 - NOX Rate Annual v5.16 | 870 | 6637 | Rate Constraint in lbs/MMBtu | FALSE | L | Annual | Qualifying Generation | TWh | 5.8804 | 6.2684 | 6.7489 | 7.2809 | 6.5207 | 6.5705 | 6.5813 | 4.4731
NSR Campbell 2,3 - NOX Rate Annual v5.16 | 870 | 6637 | Rate Constraint in lbs/MMBtu | FALSE | L | Annual | Rate | lb/MWh | 0.59045 | 0.59081 | 0.58586 | 0.58472 | 0.58518 | 0.58489 | 0.58483 | 0.59278
NSR Campbell 2,3 - NOX Rate Annual v5.16 | 870 | 6637 | Rate Constraint in lbs/MMBtu | FALSE | L | Annual | Constraint Shadow Price | US2016$/Ton | 0 | 0 | 0 | 0 | 0 | 0 | 0 | 0
NSR Campbell 3 - SO2 Rate Annual v5.14 | 871 | 6142 | Rate Constraint in lbs/MMBtu | FALSE | L | Annual | Seasons Included | Seasons | Winter, WintShld, Summer | Winter, WintShld, Summer | Winter, WintShld, Summer | Winter, WintShld, Summer | Winter, WintShld, Summer | Winter, WintShld, Summer | Winter, WintShld, Summer | Winter, WintShld, Summer
NSR Campbell 3 - SO2 Rate Annual v5.14 | 871 | 6142 | Rate Constraint in lbs/MMBtu | FALSE | L | Annual | Standard SO2 | lb/MMBtu | 0.07 | 0.07 | 0.07 | 0.07 | 0.07 | 0.07 | 0.07 | 0.07
NSR Campbell 3 - SO2 Rate Annual v5.14 | 871 | 6142 | Rate Constraint in lbs/MMBtu | FALSE | L | Annual | Emissions at Affected Plants SO2 | Thousand Tons | 1.7325 | 1.8639 | 1.9794 | 2.0719 | 1.8784 | 1.8784 | 1.8784 | 1.5541
NSR Campbell 3 - SO2 Rate Annual v5.14 | 871 | 6142 | Rate Constraint in lbs/MMBtu | FALSE | L | Annual | Allowances Purchased SO2 | Thousand Tons | 0 | 0 | 0 | 0 | 0 | 0 | 0 | 0
NSR Campbell 3 - SO2 Rate Annual v5.14 | 871 | 6142 | Rate Constraint in lbs/MMBtu | FALSE | L | Annual | Allowances Sold SO2 | Thousand Tons | 0 | 0 | 0 | 0 | 0 | 0 | 0 | 0
NSR Campbell 3 - SO2 Rate Annual v5.14 | 871 | 6142 | Rate Constraint in lbs/MMBtu | FALSE | L | Annual | Allowances Banked | Thousand Tons | 0 | 0 | 0 | 0 | 0 | 0 | 0 | 0
NSR Campbell 3 - SO2 Rate Annual v5.14 | 871 | 6142 | Rate Constraint in lbs/MMBtu | FALSE | L | Annual | Allowances Withdrawn (1:1) | Thousand Tons | 0 | 0 | 0 | 0 | 0 | 0 | 0 | 0
NSR Campbell 3 - SO2 Rate Annual v5.14 | 871 | 6142 | Rate Constraint in lbs/MMBtu | FALSE | L | Annual | Allowances Withdrawn (n:1) | Thousand Tons | 0 | 0 | 0 | 0 | 0 | 0 | 0 | 0
NSR Campbell 3 - SO2 Rate Annual v5.14 | 871 | 6142 | Rate Constraint in lbs/MMBtu | FALSE | L | Annual | Net Emissions Allowance Position | Thousand Tons | 1.7325 | 1.8639 | 1.9794 | 2.0719 | 1.8784 | 1.8784 | 1.8784 | 1.5541
NSR Campbell 3 - SO2 Rate Annual v5.14 | 871 | 6142 | Rate Constraint in lbs/MMBtu | FALSE | L | Annual | Fuel Consumed | TBtu | 52.7281 | 56.7276 | 60.2437 | 63.0589 | 57.1679 | 57.1679 | 57.1679 | 47.1087
NSR Campbell 3 - SO2 Rate Annual v5.14 | 871 | 6142 | Rate Constraint in lbs/MMBtu | FALSE | L | Annual | Rate | lb/MMBtu | 0.065714 | 0.065714 | 0.065714 | 0.065714 | 0.065714 | 0.065714 | 0.065714 | 0.065977
NSR Campbell 3 - SO2 Rate Annual v5.14 | 871 | 6142 | Rate Constraint in lbs/MMBtu | FALSE | L | Annual | Generation | TWh | 4.9666 | 5.3433 | 5.7203 | 5.9876 | 5.4282 | 5.4282 | 5.4282 | 4.4731
NSR Campbell 3 - SO2 Rate Annual v5.14 | 871 | 6142 | Rate Constraint in lbs/MMBtu | FALSE | L | Annual | Qualifying Generation | TWh | 4.9666 | 5.3433 | 5.7203 | 5.9876 | 5.4282 | 5.4282 | 5.4282 | 4.4731
NSR Campbell 3 - SO2 Rate Annual v5.14 | 871 | 6142 | Rate Constraint in lbs/MMBtu | FALSE | L | Annual | Rate | lb/MWh | 0.69766 | 0.69766 | 0.69208 | 0.69208 | 0.69208 | 0.69208 | 0.69208 | 0.69485
NSR Campbell 3 - SO2 Rate Annual v5.14 | 871 | 6142 | Rate Constraint in lbs/MMBtu | FALSE | L | Annual | Constraint Shadow Price | US2016$/Ton | 0 | 0 | 0 | 0 | 0 | 0 | 0 | 0
NSR Chesterfield 4 - NOX Rate Annual v3.1, Unit 5714 and retrofits | 872 | 1936 | Rate Constraint in lbs/MMBtu | FALSE | L | Annual | Seasons Included | Seasons | Winter, WintShld, Summer | Winter, WintShld, Summer | Winter, WintShld, Summer | Winter, WintShld, Summer | Winter, WintShld, Summer | Winter, WintShld, Summer | Winter, WintShld, Summer | Winter, WintShld, Summer
NSR Chesterfield 4 - NOX Rate Annual v3.1, Unit 5714 and retrofits | 872 | 1936 | Rate Constraint in lbs/MMBtu | FALSE | L | Annual | Standard NOX | lb/MMBtu | 0.1 | 0.1 | 0.1 | 0.1 | 0.1 | 0.1 | 0.1 | 0.1
NSR Chesterfield 4 - NOX Rate Annual v3.1, Unit 5714 and retrofits | 872 | 1936 | Rate Constraint in lbs/MMBtu | FALSE | L | Annual | Emissions at Affected Plants NOX | Thousand Tons | 0 | 0 | 0 | 0 | 0 | 0 | 0 | 0
NSR Chesterfield 4 - NOX Rate Annual v3.1, Unit 5714 and retrofits | 872 | 1936 | Rate Constraint in lbs/MMBtu | FALSE | L | Annual | Allowances Purchased NOX | Thousand Tons | 0 | 0 | 0 | 0 | 0 | 0 | 0 | 0
NSR Chesterfield 4 - NOX Rate Annual v3.1, Unit 5714 and retrofits | 872 | 1936 | Rate Constraint in lbs/MMBtu | FALSE | L | Annual | Allowances Sold NOX | Thousand Tons | 0 | 0 | 0 | 0 | 0 | 0 | 0 | 0
NSR Chesterfield 4 - NOX Rate Annual v3.1, Unit 5714 and retrofits | 872 | 1936 | Rate Constraint in lbs/MMBtu | FALSE | L | Annual | Allowances Banked | Thousand Tons | 0 | 0 | 0 | 0 | 0 | 0 | 0 | 0
NSR Chesterfield 4 - NOX Rate Annual v3.1, Unit 5714 and retrofits | 872 | 1936 | Rate Constraint in lbs/MMBtu | FALSE | L | Annual | Allowances Withdrawn (1:1) | Thousand Tons | 0 | 0 | 0 | 0 | 0 | 0 | 0 | 0
NSR Chesterfield 4 - NOX Rate Annual v3.1, Unit 5714 and retrofits | 872 | 1936 | Rate Constraint in lbs/MMBtu | FALSE | L | Annual | Allowances Withdrawn (n:1) | Thousand Tons | 0 | 0 | 0 | 0 | 0 | 0 | 0 | 0
NSR Chesterfield 4 - NOX Rate Annual v3.1, Unit 5714 and retrofits | 872 | 1936 | Rate Constraint in lbs/MMBtu | FALSE | L | Annual | Net Emissions Allowance Position | Thousand Tons | 0 | 0 | 0 | 0 | 0 | 0 | 0 | 0
NSR Chesterfield 4 - NOX Rate Annual v3.1, Unit 5714 and retrofits | 872 | 1936 | Rate Constraint in lbs/MMBtu | FALSE | L | Annual | Fuel Consumed | TBtu | 0 | 0 | 0 | 0 | 0 | 0 | 0 | 0
NSR Chesterfield 4 - NOX Rate Annual v3.1, Unit 5714 and retrofits | 872 | 1936 | Rate Constraint in lbs/MMBtu | FALSE | L | Annual | Rate | lb/MMBtu | 0 | 0 | 0 | 0 | 0 | 0 | 0 | 0
NSR Chesterfield 4 - NOX Rate Annual v3.1, Unit 5714 and retrofits | 872 | 1936 | Rate Constraint in lbs/MMBtu | FALSE | L | Annual | Generation | TWh | 0 | 0 | 0 | 0 | 0 | 0 | 0 | 0
NSR Chesterfield 4 - NOX Rate Annual v3.1, Unit 5714 and retrofits | 872 | 1936 | Rate Constraint in lbs/MMBtu | FALSE | L | Annual | Qualifying Generation | TWh | 0 | 0 | 0 | 0 | 0 | 0 | 0 | 0
NSR Chesterfield 4 - NOX Rate Annual v3.1, Unit 5714 and retrofits | 872 | 1936 | Rate Constraint in lbs/MMBtu | FALSE | L | Annual | Rate | lb/MWh | 0 | 0 | 0 | 0 | 0 | 0 | 0 | 0
NSR Chesterfield 4 - NOX Rate Annual v3.1, Unit 5714 and retrofits | 872 | 1936 | Rate Constraint in lbs/MMBtu | FALSE | L | Annual | Constraint Shadow Price | US2016$/Ton | 0 | 0 | 0 | 0 | 0 | 0 | 0 | 0
NSR Chesterfield 5,6 - NOX Rate Annual v3.1, Unit 5715 and retrofits | 873 | 1935 | Rate Constraint in lbs/MMBtu | FALSE | L | Annual | Seasons Included | Seasons | Winter, WintShld, Summer | Winter, WintShld, Summer | Winter, WintShld, Summer | Winter, WintShld, Summer | Winter, WintShld, Summer | Winter, WintShld, Summer | Winter, WintShld, Summer | Winter, WintShld, Summer
NSR Chesterfield 5,6 - NOX Rate Annual v3.1, Unit 5715 and retrofits | 873 | 1935 | Rate Constraint in lbs/MMBtu | FALSE | L | Annual | Standard NOX | lb/MMBtu | 0.1 | 0.1 | 0.1 | 0.1 | 0.1 | 0.1 | 0.1 | 0.1
NSR Chesterfield 5,6 - NOX Rate Annual v3.1, Unit 5715 and retrofits | 873 | 1935 | Rate Constraint in lbs/MMBtu | FALSE | L | Annual | Emissions at Affected Plants NOX | Thousand Tons | 0.29566 | 0.32044 | 0.31788 | 0.30585 | 0 | 0 | 0 | 0
NSR Chesterfield 5,6 - NOX Rate Annual v3.1, Unit 5715 and retrofits | 873 | 1935 | Rate Constraint in lbs/MMBtu | FALSE | L | Annual | Allowances Purchased NOX | Thousand Tons | 0 | 0 | 0 | 0 | 0 | 0 | 0 | 0
NSR Chesterfield 5,6 - NOX Rate Annual v3.1, Unit 5715 and retrofits | 873 | 1935 | Rate Constraint in lbs/MMBtu | FALSE | L | Annual | Allowances Sold NOX | Thousand Tons | 0 | 0 | 0 | 0 | 0 | 0 | 0 | 0
NSR Chesterfield 5,6 - NOX Rate Annual v3.1, Unit 5715 and retrofits | 873 | 1935 | Rate Constraint in lbs/MMBtu | FALSE | L | Annual | Allowances Banked | Thousand Tons | 0 | 0 | 0 | 0 | 0 | 0 | 0 | 0
NSR Chesterfield 5,6 - NOX Rate Annual v3.1, Unit 5715 and retrofits | 873 | 1935 | Rate Constraint in lbs/MMBtu | FALSE | L | Annual | Allowances Withdrawn (1:1) | Thousand Tons | 0 | 0 | 0 | 0 | 0 | 0 | 0 | 0
NSR Chesterfield 5,6 - NOX Rate Annual v3.1, Unit 5715 and retrofits | 873 | 1935 | Rate Constraint in lbs/MMBtu | FALSE | L | Annual | Allowances Withdrawn (n:1) | Thousand Tons | 0 | 0 | 0 | 0 | 0 | 0 | 0 | 0
NSR Chesterfield 5,6 - NOX Rate Annual v3.1, Unit 5715 and retrofits | 873 | 1935 | Rate Constraint in lbs/MMBtu | FALSE | L | Annual | Net Emissions Allowance Position | Thousand Tons | 0.29566 | 0.32044 | 0.31788 | 0.30585 | 0 | 0 | 0 | 0
NSR Chesterfield 5,6 - NOX Rate Annual v3.1, Unit 5715 and retrofits | 873 | 1935 | Rate Constraint in lbs/MMBtu | FALSE | L | Annual | Fuel Consumed | TBtu | 12.7439 | 13.8121 | 13.7016 | 13.1831 | 0 | 0 | 0 | 0
NSR Chesterfield 5,6 - NOX Rate Annual v3.1, Unit 5715 and retrofits | 873 | 1935 | Rate Constraint in lbs/MMBtu | FALSE | L | Annual | Rate | lb/MMBtu | 0.0464 | 0.0464 | 0.0464 | 0.0464 | 0 | 0 | 0 | 0
NSR Chesterfield 5,6 - NOX Rate Annual v3.1, Unit 5715 and retrofits | 873 | 1935 | Rate Constraint in lbs/MMBtu | FALSE | L | Annual | Generation | TWh | 1.2579 | 1.3634 | 1.3634 | 1.3118 | 0 | 0 | 0 | 0
NSR Chesterfield 5,6 - NOX Rate Annual v3.1, Unit 5715 and retrofits | 873 | 1935 | Rate Constraint in lbs/MMBtu | FALSE | L | Annual | Qualifying Generation | TWh | 1.2579 | 1.3634 | 1.3634 | 1.3118 | 0 | 0 | 0 | 0
NSR Chesterfield 5,6 - NOX Rate Annual v3.1, Unit 5715 and retrofits | 873 | 1935 | Rate Constraint in lbs/MMBtu | FALSE | L | Annual | Rate | lb/MWh | 0.47008 | 0.47008 | 0.46632 | 0.46632 | 0 | 0 | 0 | 0
NSR Chesterfield 5,6 - NOX Rate Annual v3.1, Unit 5715 and retrofits | 873 | 1935 | Rate Constraint in lbs/MMBtu | FALSE | L | Annual | Constraint Shadow Price | US2016$/Ton | 0 | 0 | 0 | 0 | 0 | 0 | 0 | 0
NSR Chesterfield 5,6 - NOX Rate Annual v3.1, Unit 5716 and retrofits | 874 | 1935 | Rate Constraint in lbs/MMBtu | FALSE | L | Annual | Seasons Included | Seasons | Winter, WintShld, Summer | Winter, WintShld, Summer | Winter, WintShld, Summer | Winter, WintShld, Summer | Winter, WintShld, Summer | Winter, WintShld, Summer | Winter, WintShld, Summer | Winter, WintShld, Summer
NSR Chesterfield 5,6 - NOX Rate Annual v3.1, Unit 5716 and retrofits | 874 | 1935 | Rate Constraint in lbs/MMBtu | FALSE | L | Annual | Standard NOX | lb/MMBtu | 0.1 | 0.1 | 0.1 | 0.1 | 0.1 | 0.1 | 0.1 | 0.1
NSR Chesterfield 5,6 - NOX Rate Annual v3.1, Unit 5716 and retrofits | 874 | 1935 | Rate Constraint in lbs/MMBtu | FALSE | L | Annual | Emissions at Affected Plants NOX | Thousand Tons | 0.65958 | 0.7107 | 0.70927 | 0.68235 | 0.25462 | 0.26088 | 0.26088 | 0
NSR Chesterfield 5,6 - NOX Rate Annual v3.1, Unit 5716 and retrofits | 874 | 1935 | Rate Constraint in lbs/MMBtu | FALSE | L | Annual | Allowances Purchased NOX | Thousand Tons | 0 | 0 | 0 | 0 | 0 | 0 | 0 | 0
NSR Chesterfield 5,6 - NOX Rate Annual v3.1, Unit 5716 and retrofits | 874 | 1935 | Rate Constraint in lbs/MMBtu | FALSE | L | Annual | Allowances Sold NOX | Thousand Tons | 0 | 0 | 0 | 0 | 0 | 0 | 0 | 0
NSR Chesterfield 5,6 - NOX Rate Annual v3.1, Unit 5716 and retrofits | 874 | 1935 | Rate Constraint in lbs/MMBtu | FALSE | L | Annual | Allowances Banked | Thousand Tons | 0 | 0 | 0 | 0 | 0 | 0 | 0 | 0
NSR Chesterfield 5,6 - NOX Rate Annual v3.1, Unit 5716 and retrofits | 874 | 1935 | Rate Constraint in lbs/MMBtu | FALSE | L | Annual | Allowances Withdrawn (1:1) | Thousand Tons | 0 | 0 | 0 | 0 | 0 | 0 | 0 | 0
NSR Chesterfield 5,6 - NOX Rate Annual v3.1, Unit 5716 and retrofits | 874 | 1935 | Rate Constraint in lbs/MMBtu | FALSE | L | Annual | Allowances Withdrawn (n:1) | Thousand Tons | 0 | 0 | 0 | 0 | 0 | 0 | 0 | 0
NSR Chesterfield 5,6 - NOX Rate Annual v3.1, Unit 5716 and retrofits | 874 | 1935 | Rate Constraint in lbs/MMBtu | FALSE | L | Annual | Net Emissions Allowance Position | Thousand Tons | 0.65958 | 0.7107 | 0.70927 | 0.68235 | 0.25462 | 0.26088 | 0.26088 | 0
NSR Chesterfield 5,6 - NOX Rate Annual v3.1, Unit 5716 and retrofits | 874 | 1935 | Rate Constraint in lbs/MMBtu | FALSE | L | Annual | Fuel Consumed | TBtu | 25.5501 | 27.5304 | 27.4752 | 26.4324 | 9.8633 | 10.1058 | 10.1058 | 0
NSR Chesterfield 5,6 - NOX Rate Annual v3.1, Unit 5716 and retrofits | 874 | 1935 | Rate Constraint in lbs/MMBtu | FALSE | L | Annual | Rate | lb/MMBtu | 0.05163 | 0.05163 | 0.05163 | 0.05163 | 0.05163 | 0.05163 | 0.05163 | 0
NSR Chesterfield 5,6 - NOX Rate Annual v3.1, Unit 5716 and retrofits | 874 | 1935 | Rate Constraint in lbs/MMBtu | FALSE | L | Annual | Generation | TWh | 2.5163 | 2.7113 | 2.7277 | 2.6241 | 0.9792 | 1.0033 | 1.0033 | 0
NSR Chesterfield 5,6 - NOX Rate Annual v3.1, Unit 5716 and retrofits | 874 | 1935 | Rate Constraint in lbs/MMBtu | FALSE | L | Annual | Qualifying Generation | TWh | 2.5163 | 2.7113 | 2.7277 | 2.6241 | 0.9792 | 1.0033 | 1.0033 | 0
NSR Chesterfield 5,6 - NOX Rate Annual v3.1, Unit 5716 and retrofits | 874 | 1935 | Rate Constraint in lbs/MMBtu | FALSE | L | Annual | Rate | lb/MWh | 0.52425 | 0.52425 | 0.52006 | 0.52006 | 0.52006 | 0.52006 | 0.52006 | 0
NSR Chesterfield 5,6 - NOX Rate Annual v3.1, Unit 5716 and retrofits | 874 | 1935 | Rate Constraint in lbs/MMBtu | FALSE | L | Annual | Constraint Shadow Price | US2016$/Ton | 0 | 0 | 0 | 0 | 0 | 0 | 0 | 0
NSR Clifty Creek 1-6 - SO2 Cap Annual v5.16 | 875 | 6700 | Rate Constraint in MTons | FALSE | L | Annual | Seasons Included | Seasons | Winter, WintShld, Summer | Winter, WintShld, Summer | Winter, WintShld, Summer | Winter, WintShld, Summer | Winter, WintShld, Summer | Winter, WintShld, Summer | Winter, WintShld, Summer | Winter, WintShld, Summer
NSR Clifty Creek 1-6 - SO2 Cap Annual v5.16 | 875 | 6700 | Rate Constraint in MTons | FALSE | L | Annual | Standard SO2 | Thousand Tons | 11.503 | 11.503 | 11.503 | 11.503 | 11.503 | 11.503 | 11.503 | 11.503
NSR Clifty Creek 1-6 - SO2 Cap Annual v5.16 | 875 | 6700 | Rate Constraint in MTons | FALSE | L | Annual | Emissions at Affected Plants SO2 | Thousand Tons | 4.1129 | 4.094 | 4.0859 | 4.2601 | 3.9603 | 3.7964 | 3.2896 | 0
NSR Clifty Creek 1-6 - SO2 Cap Annual v5.16 | 875 | 6700 | Rate Constraint in MTons | FALSE | L | Annual | Allowances Purchased SO2 | Thousand Tons | 0 | 0 | 0 | 0 | 0 | 0 | 0 | 0
NSR Clifty Creek 1-6 - SO2 Cap Annual v5.16 | 875 | 6700 | Rate Constraint in MTons | FALSE | L | Annual | Allowances Sold SO2 | Thousand Tons | 0 | 0 | 0 | 0 | 0 | 0 | 0 | 0
NSR Clifty Creek 1-6 - SO2 Cap Annual v5.16 | 875 | 6700 | Rate Constraint in MTons | FALSE | L | Annual | Allowances Banked | Thousand Tons | 0 | 0 | 0 | 0 | 0 | 0 | 0 | 0
NSR Clifty Creek 1-6 - SO2 Cap Annual v5.16 | 875 | 6700 | Rate Constraint in MTons | FALSE | L | Annual | Allowances Withdrawn (1:1) | Thousand Tons | 0 | 0 | 0 | 0 | 0 | 0 | 0 | 0
NSR Clifty Creek 1-6 - SO2 Cap Annual v5.16 | 875 | 6700 | Rate Constraint in MTons | FALSE | L | Annual | Allowances Withdrawn (n:1) | Thousand Tons | 0 | 0 | 0 | 0 | 0 | 0 | 0 | 0
NSR Clifty Creek 1-6 - SO2 Cap Annual v5.16 | 875 | 6700 | Rate Constraint in MTons | FALSE | L | Annual | Net Emissions Allowance Position | Thousand Tons | 4.1129 | 4.094 | 4.0859 | 4.2601 | 3.9603 | 3.7964 | 3.2896 | 0
NSR Clifty Creek 1-6 - SO2 Cap Annual v5.16 | 875 | 6700 | Rate Constraint in MTons | FALSE | L | Annual | Fuel Consumed | TBtu | 77.9452 | 77.9452 | 76.3084 | 76.3084 | 70.9384 | 68.0028 | 58.9254 | 0
NSR Clifty Creek 1-6 - SO2 Cap Annual v5.16 | 875 | 6700 | Rate Constraint in MTons | FALSE | L | Annual | Rate | lb/MMBtu | 0.10553 | 0.10505 | 0.10709 | 0.11165 | 0.11165 | 0.11165 | 0.11165 | 0
NSR Clifty Creek 1-6 - SO2 Cap Annual v5.16 | 875 | 6700 | Rate Constraint in MTons | FALSE | L | Annual | Generation | TWh | 7.2679 | 7.2679 | 7.2679 | 7.2679 | 6.7564 | 6.4768 | 5.6132 | 0
NSR Clifty Creek 1-6 - SO2 Cap Annual v5.16 | 875 | 6700 | Rate Constraint in MTons | FALSE | L | Annual | Qualifying Generation | TWh | 7.2679 | 7.2679 | 7.2679 | 7.2679 | 6.7564 | 6.4768 | 5.6132 | 0
NSR Clifty Creek 1-6 - SO2 Cap Annual v5.16 | 875 | 6700 | Rate Constraint in MTons | FALSE | L | Annual | Rate | lb/MWh | 1.1318 | 1.1266 | 1.1244 | 1.1723 | 1.1723 | 1.1723 | 1.1721 | 0
NSR Clifty Creek 1-6 - SO2 Cap Annual v5.16 | 875 | 6700 | Rate Constraint in MTons | FALSE | L | Annual | Constraint Shadow Price | US2016$/Ton | 0 | 0 | 0 | 0 | 0 | 0 | 0 | 0
NSR ClinchRiver 1-3 - SO2 Cap Annual v3.1 | 876 | 2049 | Rate Constraint in MTons | FALSE | L | Annual | Seasons Included | Seasons | Winter, WintShld, Summer | Winter, WintShld, Summer | Winter, WintShld, Summer | Winter, WintShld, Summer | Winter, WintShld, Summer | Winter, WintShld, Summer | Winter, WintShld, Summer | Winter, WintShld, Summer
NSR ClinchRiver 1-3 - SO2 Cap Annual v3.1 | 876 | 2049 | Rate Constraint in MTons | FALSE | L | Annual | Standard SO2 | Thousand Tons | 16.3 | 16.3 | 16.3 | 16.3 | 16.3 | 16.3 | 16.3 | 16.3
NSR ClinchRiver 1-3 - SO2 Cap Annual v3.1 | 876 | 2049 | Rate Constraint in MTons | FALSE | L | Annual | Emissions at Affected Plants SO2 | Thousand Tons | 0 | 0 | 0 | 0 | 0 | 0 | 0 | 0
NSR ClinchRiver 1-3 - SO2 Cap Annual v3.1 | 876 | 2049 | Rate Constraint in MTons | FALSE | L | Annual | Allowances Purchased SO2 | Thousand Tons | 0 | 0 | 0 | 0 | 0 | 0 | 0 | 0
NSR ClinchRiver 1-3 - SO2 Cap Annual v3.1 | 876 | 2049 | Rate Constraint in MTons | FALSE | L | Annual | Allowances Sold SO2 | Thousand Tons | 0 | 0 | 0 | 0 | 0 | 0 | 0 | 0
NSR ClinchRiver 1-3 - SO2 Cap Annual v3.1 | 876 | 2049 | Rate Constraint in MTons | FALSE | L | Annual | Allowances Banked | Thousand Tons | 0 | 0 | 0 | 0 | 0 | 0 | 0 | 0
NSR ClinchRiver 1-3 - SO2 Cap Annual v3.1 | 876 | 2049 | Rate Constraint in MTons | FALSE | L | Annual | Allowances Withdrawn (1:1) | Thousand Tons | 0 | 0 | 0 | 0 | 0 | 0 | 0 | 0
NSR ClinchRiver 1-3 - SO2 Cap Annual v3.1 | 876 | 2049 | Rate Constraint in MTons | FALSE | L | Annual | Allowances Withdrawn (n:1) | Thousand Tons | 0 | 0 | 0 | 0 | 0 | 0 | 0 | 0
NSR ClinchRiver 1-3 - SO2 Cap Annual v3.1 | 876 | 2049 | Rate Constraint in MTons | FALSE | L | Annual | Net Emissions Allowance Position | Thousand Tons | 0 | 0 | 0 | 0 | 0 | 0 | 0 | 0
NSR ClinchRiver 1-3 - SO2 Cap Annual v3.1 | 876 | 2049 | Rate Constraint in MTons | FALSE | L | Annual | Fuel Consumed | TBtu | 4.0318 | 5.0924 | 4.8299 | 5.6174 | 7.1244 | 5.6146 | 3.4191 | 1.4353
NSR ClinchRiver 1-3 - SO2 Cap Annual v3.1 | 876 | 2049 | Rate Constraint in MTons | FALSE | L | Annual | Rate | lb/MMBtu | 0 | 0 | 0 | 0 | 0 | 0 | 0 | 0
NSR ClinchRiver 1-3 - SO2 Cap Annual v3.1 | 876 | 2049 | Rate Constraint in MTons | FALSE | L | Annual | Generation | TWh | 0.35851 | 0.45282 | 0.42948 | 0.4995 | 0.6335 | 0.49926 | 0.30403 | 0.12762
NSR ClinchRiver 1-3 - SO2 Cap Annual v3.1 | 876 | 2049 | Rate Constraint in MTons | FALSE | L | Annual | Qualifying Generation | TWh | 0.35851 | 0.45282 | 0.42948 | 0.4995 | 0.6335 | 0.49926 | 0.30403 | 0.12762
NSR ClinchRiver 1-3 - SO2 Cap Annual v3.1 | 876 | 2049 | Rate Constraint in MTons | FALSE | L | Annual | Rate | lb/MWh | 0 | 0 | 0 | 0 | 0 | 0 | 0 | 0
NSR ClinchRiver 1-3 - SO2 Cap Annual v3.1 | 876 | 2049 | Rate Constraint in MTons | FALSE | L | Annual | Constraint Shadow Price | US2016$/Ton | 0 | 0 | 0 | 0 | 0 | 0 | 0 | 0
NSR Columbia 1 & 2- NOx Cap Annual v5.13 | 877 | 5993 | Rate Constraint in MTons | FALSE | L | Annual | Seasons Included | Seasons | Winter, WintShld, Summer | Winter, WintShld, Summer | Winter, WintShld, Summer | Winter, WintShld, Summer | Winter, WintShld, Summer | Winter, WintShld, Summer | Winter, WintShld, Summer | Winter, WintShld, Summer
NSR Columbia 1 & 2- NOx Cap Annual v5.13 | 877 | 5993 | Rate Constraint in MTons | FALSE | L | Annual | Standard NOX | Thousand Tons | 4.3 | 4.3 | 4.3 | 4.3 | 4.3 | 4.3 | 4.3 | 4.3
NSR Columbia 1 & 2- NOx Cap Annual v5.13 | 877 | 5993 | Rate Constraint in MTons | FALSE | L | Annual | Emissions at Affected Plants NOX | Thousand Tons | 1.8368 | 2.2269 | 2.2553 | 2.1922 | 1.8536 | 2.1642 | 2.0728 | 1.7367
NSR Columbia 1 & 2- NOx Cap Annual v5.13 | 877 | 5993 | Rate Constraint in MTons | FALSE | L | Annual | Allowances Purchased NOX | Thousand Tons | 0 | 0 | 0 | 0 | 0 | 0 | 0 | 0
NSR Columbia 1 & 2- NOx Cap Annual v5.13 | 877 | 5993 | Rate Constraint in MTons | FALSE | L | Annual | Allowances Sold NOX | Thousand Tons | 0 | 0 | 0 | 0 | 0 | 0 | 0 | 0
NSR Columbia 1 & 2- NOx Cap Annual v5.13 | 877 | 5993 | Rate Constraint in MTons | FALSE | L | Annual | Allowances Banked | Thousand Tons | 0 | 0 | 0 | 0 | 0 | 0 | 0 | 0
NSR Columbia 1 & 2- NOx Cap Annual v5.13 | 877 | 5993 | Rate Constraint in MTons | FALSE | L | Annual | Allowances Withdrawn (1:1) | Thousand Tons | 0 | 0 | 0 | 0 | 0 | 0 | 0 | 0
NSR Columbia 1 & 2- NOx Cap Annual v5.13 | 877 | 5993 | Rate Constraint in MTons | FALSE | L | Annual | Allowances Withdrawn (n:1) | Thousand Tons | 0 | 0 | 0 | 0 | 0 | 0 | 0 | 0
NSR Columbia 1 & 2- NOx Cap Annual v5.13 | 877 | 5993 | Rate Constraint in MTons | FALSE | L | Annual | Net Emissions Allowance Position | Thousand Tons | 1.8368 | 2.2269 | 2.2553 | 2.1922 | 1.8536 | 2.1642 | 2.0728 | 1.7367
NSR Columbia 1 & 2- NOx Cap Annual v5.13 | 877 | 5993 | Rate Constraint in MTons | FALSE | L | Annual | Fuel Consumed | TBtu | 39.3649 | 48.2387 | 48.8492 | 46.4785 | 39.9826 | 46.0838 | 43.4713 | 36.8968
NSR Columbia 1 & 2- NOx Cap Annual v5.13 | 877 | 5993 | Rate Constraint in MTons | FALSE | L | Annual | Rate | lb/MMBtu | 0.093324 | 0.092326 | 0.092336 | 0.094333 | 0.092723 | 0.093927 | 0.095365 | 0.09414
NSR Columbia 1 & 2- NOx Cap Annual v5.13 | 877 | 5993 | Rate Constraint in MTons | FALSE | L | Annual | Generation | TWh | 3.6882 | 4.5191 | 4.6602 | 4.435 | 3.8145 | 4.3971 | 4.1486 | 3.5206
NSR Columbia 1 & 2- NOx Cap Annual v5.13 | 877 | 5993 | Rate Constraint in MTons | FALSE | L | Annual | Qualifying Generation | TWh | 3.6882 | 4.5191 | 4.6602 | 4.435 | 3.8145 | 4.3971 | 4.1486 | 3.5206
NSR Columbia 1 & 2- NOx Cap Annual v5.13 | 877 | 5993 | Rate Constraint in MTons | FALSE | L | Annual | Rate | lb/MWh | 0.99606 | 0.98554 | 0.9679 | 0.9886 | 0.9719 | 0.98439 | 0.99929 | 0.9866
NSR Columbia 1 & 2- NOx Cap Annual v5.13 | 877 | 5993 | Rate Constraint in MTons | FALSE | L | Annual | Constraint Shadow Price | US2016$/Ton | 0 | 0 | 0 | 0 | 0 | 0 | 0 | 0
NSR Columbia 1 & 2- SO2 Cap Annual v5.13 | 878 | 5991 | Rate Constraint in MTons | FALSE | L | Annual | Seasons Included | Seasons | Winter, WintShld, Summer | Winter, WintShld, Summer | Winter, WintShld, Summer | Winter, WintShld, Summer | Winter, WintShld, Summer | Winter, WintShld, Summer | Winter, WintShld, Summer | Winter, WintShld, Summer
NSR Columbia 1 & 2- SO2 Cap Annual v5.13 | 878 | 5991 | Rate Constraint in MTons | FALSE | L | Annual | Standard SO2 | Thousand Tons | 3.286 | 3.286 | 3.286 | 3.286 | 3.286 | 3.286 | 3.286 | 3.286
NSR Columbia 1 & 2- SO2 Cap Annual v5.13 | 878 | 5991 | Rate Constraint in MTons | FALSE | L | Annual | Emissions at Affected Plants SO2 | Thousand Tons | 1.4762 | 1.809 | 1.8318 | 1.7429 | 1.4993 | 1.7281 | 1.6302 | 1.3836
NSR Columbia 1 & 2- SO2 Cap Annual v5.13 | 878 | 5991 | Rate Constraint in MTons | FALSE | L | Annual | Allowances Purchased SO2 | Thousand Tons | 0 | 0 | 0 | 0 | 0 | 0 | 0 | 0
NSR Columbia 1 & 2- SO2 Cap Annual v5.13 | 878 | 5991 | Rate Constraint in MTons | FALSE | L | Annual | Allowances Sold SO2 | Thousand Tons | 0 | 0 | 0 | 0 | 0 | 0 | 0 | 0
NSR Columbia 1 & 2- SO2 Cap Annual v5.13 | 878 | 5991 | Rate Constraint in MTons | FALSE | L | Annual | Allowances Banked | Thousand Tons | 0 | 0 | 0 | 0 | 0 | 0 | 0 | 0
NSR Columbia 1 & 2- SO2 Cap Annual v5.13 | 878 | 5991 | Rate Constraint in MTons | FALSE | L | Annual | Allowances Withdrawn (1:1) | Thousand Tons | 0 | 0 | 0 | 0 | 0 | 0 | 0 | 0
NSR Columbia 1 & 2- SO2 Cap Annual v5.13 | 878 | 5991 | Rate Constraint in MTons | FALSE | L | Annual | Allowances Withdrawn (n:1) | Thousand Tons | 0 | 0 | 0 | 0 | 0 | 0 | 0 | 0
NSR Columbia 1 & 2- SO2 Cap Annual v5.13 | 878 | 5991 | Rate Constraint in MTons | FALSE | L | Annual | Net Emissions Allowance Position | Thousand Tons | 1.4762 | 1.809 | 1.8318 | 1.7429 | 1.4993 | 1.7281 | 1.6302 | 1.3836
NSR Columbia 1 & 2- SO2 Cap Annual v5.13 | 878 | 5991 | Rate Constraint in MTons | FALSE | L | Annual | Fuel Consumed | TBtu | 39.3649 | 48.2387 | 48.8492 | 46.4785 | 39.9826 | 46.0838 | 43.4713 | 36.8968
NSR Columbia 1 & 2- SO2 Cap Annual v5.13 | 878 | 5991 | Rate Constraint in MTons | FALSE | L | Annual | Rate | lb/MMBtu | 0.075 | 0.075 | 0.075 | 0.075 | 0.075 | 0.075 | 0.075 | 0.075
NSR Columbia 1 & 2- SO2 Cap Annual v5.13 | 878 | 5991 | Rate Constraint in MTons | FALSE | L | Annual | Generation | TWh | 3.6882 | 4.5191 | 4.6602 | 4.435 | 3.8145 | 4.3971 | 4.1486 | 3.5206
NSR Columbia 1 & 2- SO2 Cap Annual v5.13 | 878 | 5991 | Rate Constraint in MTons | FALSE | L | Annual | Qualifying Generation | TWh | 3.6882 | 4.5191 | 4.6602 | 4.435 | 3.8145 | 4.3971 | 4.1486 | 3.5206
NSR Columbia 1 & 2- SO2 Cap Annual v5.13 | 878 | 5991 | Rate Constraint in MTons | FALSE | L | Annual | Rate | lb/MWh | 0.80049 | 0.80059 | 0.78617 | 0.78599 | 0.78614 | 0.78603 | 0.7859 | 0.78601
NSR Columbia 1 & 2- SO2 Cap Annual v5.13 | 878 | 5991 | Rate Constraint in MTons | FALSE | L | Annual | Constraint Shadow Price | US2016$/Ton | 0 | 0 | 0 | 0 | 0 | 0 | 0 | 0
NSR Columbia 1 & 2- SO2 Rate Annual v5.13 | 879 | 5992 | Rate Constraint in lbs/MMBtu | FALSE | L | Annual | Seasons Included | Seasons | Winter, WintShld, Summer | Winter, WintShld, Summer | Winter, WintShld, Summer | Winter, WintShld, Summer | Winter, WintShld, Summer | Winter, WintShld, Summer | Winter, WintShld, Summer | Winter, WintShld, Summer
NSR Columbia 1 & 2- SO2 Rate Annual v5.13 | 879 | 5992 | Rate Constraint in lbs/MMBtu | FALSE | L | Annual | Standard SO2 | lb/MMBtu | 0.075 | 0.075 | 0.075 | 0.075 | 0.075 | 0.075 | 0.075 | 0.075
NSR Columbia 1 & 2- SO2 Rate Annual v5.13 | 879 | 5992 | Rate Constraint in lbs/MMBtu | FALSE | L | Annual | Emissions at Affected Plants SO2 | Thousand Tons | 1.4762 | 1.809 | 1.8318 | 1.7429 | 1.4993 | 1.7281 | 1.6302 | 1.3836
NSR Columbia 1 & 2- SO2 Rate Annual v5.13 | 879 | 5992 | Rate Constraint in lbs/MMBtu | FALSE | L | Annual | Allowances Purchased SO2 | Thousand Tons | 0 | 0 | 0 | 0 | 0 | 0 | 0 | 0
NSR Columbia 1 & 2- SO2 Rate Annual v5.13 | 879 | 5992 | Rate Constraint in lbs/MMBtu | FALSE | L | Annual | Allowances Sold SO2 | Thousand Tons | 0 | 0 | 0 | 0 | 0 | 0 | 0 | 0
NSR Columbia 1 & 2- SO2 Rate Annual v5.13 | 879 | 5992 | Rate Constraint in lbs/MMBtu | FALSE | L | Annual | Allowances Banked | Thousand Tons | 0 | 0 | 0 | 0 | 0 | 0 | 0 | 0
NSR Columbia 1 & 2- SO2 Rate Annual v5.13 | 879 | 5992 | Rate Constraint in lbs/MMBtu | FALSE | L | Annual | Allowances Withdrawn (1:1) | Thousand Tons | 0 | 0 | 0 | 0 | 0 | 0 | 0 | 0
NSR Columbia 1 & 2- SO2 Rate Annual v5.13 | 879 | 5992 | Rate Constraint in lbs/MMBtu | FALSE | L | Annual | Allowances Withdrawn (n:1) | Thousand Tons | 0 | 0 | 0 | 0 | 0 | 0 | 0 | 0
NSR Columbia 1 & 2- SO2 Rate Annual v5.13 | 879 | 5992 | Rate Constraint in lbs/MMBtu | FALSE | L | Annual | Net Emissions Allowance Position | Thousand Tons | 1.4762 | 1.809 | 1.8318 | 1.7429 | 1.4993 | 1.7281 | 1.6302 | 1.3836
NSR Columbia 1 & 2- SO2 Rate Annual v5.13 | 879 | 5992 | Rate Constraint in lbs/MMBtu | FALSE | L | Annual | Fuel Consumed | TBtu | 39.3649 | 48.2387 | 48.8492 | 46.4785 | 39.9826 | 46.0838 | 43.4713 | 36.8968
NSR Columbia 1 & 2- SO2 Rate Annual v5.13 | 879 | 5992 | Rate Constraint in lbs/MMBtu | FALSE | L | Annual | Rate | lb/MMBtu | 0.075 | 0.075 | 0.075 | 0.075 | 0.075 | 0.075 | 0.075 | 0.075
NSR Columbia 1 & 2- SO2 Rate Annual v5.13 | 879 | 5992 | Rate Constraint in lbs/MMBtu | FALSE | L | Annual | Generation | TWh | 3.6882 | 4.5191 | 4.6602 | 4.435 | 3.8145 | 4.3971 | 4.1486 | 3.5206
NSR Columbia 1 & 2- SO2 Rate Annual v5.13 | 879 | 5992 | Rate Constraint in lbs/MMBtu | FALSE | L | Annual | Qualifying Generation | TWh | 3.6882 | 4.5191 | 4.6602 | 4.435 | 3.8145 | 4.3971 | 4.1486 | 3.5206
NSR Columbia 1 & 2- SO2 Rate Annual v5.13 | 879 | 5992 | Rate Constraint in lbs/MMBtu | FALSE | L | Annual | Rate | lb/MWh | 0.80049 | 0.80059 | 0.78617 | 0.78599 | 0.78614 | 0.78603 | 0.7859 | 0.78601
NSR Columbia 1 & 2- SO2 Rate Annual v5.13 | 879 | 5992 | Rate Constraint in lbs/MMBtu | FALSE | L | Annual | Constraint Shadow Price | US2016$/Ton | 0 | 0 | 0 | 0 | 0 | 0 | 0 | 0
NSR Columbia 1- Hg Rate Annual v5.13 | 880 | 6002 | Rate Constraint in lbs/MMBtu | FALSE | L | Annual | Seasons Included | Seasons | Winter, WintShld, Summer | Winter, WintShld, Summer | Winter, WintShld, Summer | Winter, WintShld, Summer | Winter, WintShld, Summer | Winter, WintShld, Summer | Winter, WintShld, Summer | Winter, WintShld, Summer
NSR Columbia 1- Hg Rate Annual v5.13 | 880 | 6002 | Rate Constraint in lbs/MMBtu | FALSE | L | Annual | Standard MER | lb/MMBtu | 0.015 | 0.015 | 0.015 | 0.015 | 0.015 | 0.015 | 0.015 | 0.015
NSR Columbia 1- Hg Rate Annual v5.13 | 880 | 6002 | Rate Constraint in lbs/MMBtu | FALSE | L | Annual | Emissions at Affected Plants MER | lbs | 8.9117 | 10.4537 | 10.5907 | 10.9773 | 8.8183 | 10.7025 | 10.7025 | 8.6452
NSR Columbia 1- Hg Rate Annual v5.13 | 880 | 6002 | Rate Constraint in lbs/MMBtu | FALSE | L | Annual | Allowances Purchased MER | lbs | 0 | 0 | 0 | 0 | 0 | 0 | 0 | 0
NSR Columbia 1- Hg Rate Annual v5.13 | 880 | 6002 | Rate Constraint in lbs/MMBtu | FALSE | L | Annual | Allowances Sold MER | lbs | 0 | 0 | 0 | 0 | 0 | 0 | 0 | 0
NSR Columbia 1- Hg Rate Annual v5.13 | 880 | 6002 | Rate Constraint in lbs/MMBtu | FALSE | L | Annual | Allowances Banked | lbs | 0 | 0 | 0 | 0 | 0 | 0 | 0 | 0
NSR Columbia 1- Hg Rate Annual v5.13 | 880 | 6002 | Rate Constraint in lbs/MMBtu | FALSE | L | Annual | Allowances Withdrawn (1:1) | lbs | 0 | 0 | 0 | 0 | 0 | 0 | 0 | 0
NSR Columbia 1- Hg Rate Annual v5.13 | 880 | 6002 | Rate Constraint in lbs/MMBtu | FALSE | L | Annual | Allowances Withdrawn (n:1) | lbs | 0 | 0 | 0 | 0 | 0 | 0 | 0 | 0
NSR Columbia 1- Hg Rate Annual v5.13 | 880 | 6002 | Rate Constraint in lbs/MMBtu | FALSE | L | Annual | Net Emissions Allowance Position | lbs | 8.9117 | 10.4537 | 10.5907 | 10.9773 | 8.8183 | 10.7025 | 10.7025 | 8.6452
NSR Columbia 1- Hg Rate Annual v5.13 | 880 | 6002 | Rate Constraint in lbs/MMBtu | FALSE | L | Annual | Fuel Consumed | TBtu | 15.8819 | 18.63 | 18.874 | 19.5631 | 15.7154 | 19.0733 | 19.0733 | 15.4069
NSR Columbia 1- Hg Rate Annual v5.13 | 880 | 6002 | Rate Constraint in lbs/MMBtu | FALSE | L | Annual | Rate | lb/MMBtu | 5.6112e-07 | 5.6112e-07 | 5.6112e-07 | 5.6112e-07 | 5.6112e-07 | 5.6112e-07 | 5.6112e-07 | 5.6112e-07
NSR Columbia 1- Hg Rate Annual v5.13 | 880 | 6002 | Rate Constraint in lbs/MMBtu | FALSE | L | Annual | Generation | TWh | 1.4939 | 1.7524 | 1.8079 | 1.8739 | 1.5054 | 1.827 | 1.827 | 1.4758
NSR Columbia 1- Hg Rate Annual v5.13 | 880 | 6002 | Rate Constraint in lbs/MMBtu | FALSE | L | Annual | Qualifying Generation | TWh | 1.4939 | 1.7524 | 1.8079 | 1.8739 | 1.5054 | 1.827 | 1.827 | 1.4758
NSR Columbia 1- Hg Rate Annual v5.13 | 880 | 6002 | Rate Constraint in lbs/MMBtu | FALSE | L | Annual | Rate | lb/MWh | 5.9653e-06 | 5.9653e-06 | 5.8579e-06 | 5.8579e-06 | 5.8579e-06 | 5.8579e-06 | 5.8579e-06 | 5.8579e-06
NSR Columbia 1- Hg Rate Annual v5.13 | 880 | 6002 | Rate Constraint in lbs/MMBtu | FALSE | L | Annual | Constraint Shadow Price | US2016$/Lb | 0 | 0 | 0 | 0 | 0 | 0 | 0 | 0
NSR Columbia 1- NOx Rate Annual v5.13 | 881 | 5994 | Rate Constraint in lbs/MMBtu | FALSE | L | Annual | Seasons Included | Seasons | Winter, WintShld, Summer | Winter, WintShld, Summer | Winter, WintShld, Summer | Winter, WintShld, Summer | Winter, WintShld, Summer | Winter, WintShld, Summer | Winter, WintShld, Summer | Winter, WintShld, Summer
NSR Columbia 1- NOx Rate Annual v5.13 | 881 | 5994 | Rate Constraint in lbs/MMBtu | FALSE | L | Annual | Standard NOX | lb/MMBtu | 0.15 | 0.15 | 0.15 | 0.15 | 0.15 | 0.15 | 0.15 | 0.15
NSR Columbia 1- NOx Rate Annual v5.13 | 881 | 5994 | Rate Constraint in lbs/MMBtu | FALSE | L | Annual | Emissions at Affected Plants NOX | Thousand Tons | 1.0149 | 1.1905 | 1.2061 | 1.2502 | 1.0043 | 1.2189 | 1.2189 | 0.98458
NSR Columbia 1- NOx Rate Annual v5.13 | 881 | 5994 | Rate Constraint in lbs/MMBtu | FALSE | L | Annual | Allowances Purchased NOX | Thousand Tons | 0 | 0 | 0 | 0 | 0 | 0 | 0 | 0
NSR Columbia 1- NOx Rate Annual v5.13 | 881 | 5994 | Rate Constraint in lbs/MMBtu | FALSE | L | Annual | Allowances Sold NOX | Thousand Tons | 0 | 0 | 0 | 0 | 0 | 0 | 0 | 0
NSR Columbia 1- NOx Rate Annual v5.13 | 881 | 5994 | Rate Constraint in lbs/MMBtu | FALSE | L | Annual | Allowances Banked | Thousand Tons | 0 | 0 | 0 | 0 | 0 | 0 | 0 | 0
NSR Columbia 1- NOx Rate Annual v5.13 | 881 | 5994 | Rate Constraint in lbs/MMBtu | FALSE | L | Annual | Allowances Withdrawn (1:1) | Thousand Tons | 0 | 0 | 0 | 0 | 0 | 0 | 0 | 0
NSR Columbia 1- NOx Rate Annual v5.13 | 881 | 5994 | Rate Constraint in lbs/MMBtu | FALSE | L | Annual | Allowances Withdrawn (n:1) | Thousand Tons | 0 | 0 | 0 | 0 | 0 | 0 | 0 | 0
NSR Columbia 1- NOx Rate Annual v5.13 | 881 | 5994 | Rate Constraint in lbs/MMBtu | FALSE | L | Annual | Net Emissions Allowance Position | Thousand Tons | 1.0149 | 1.1905 | 1.2061 | 1.2502 | 1.0043 | 1.2189 | 1.2189 | 0.98458
NSR Columbia 1- NOx Rate Annual v5.13 | 881 | 5994 | Rate Constraint in lbs/MMBtu | FALSE | L | Annual | Fuel Consumed | TBtu | 15.8819 | 18.63 | 18.874 | 19.5631 | 15.7154 | 19.0733 | 19.0733 | 15.4069
NSR Columbia 1- NOx Rate Annual v5.13 | 881 | 5994 | Rate Constraint in lbs/MMBtu | FALSE | L | Annual | Rate | lb/MMBtu | 0.12781 | 0.12781 | 0.12781 | 0.12781 | 0.12781 | 0.12781 | 0.12781 | 0.12781
NSR Columbia 1- NOx Rate Annual v5.13 | 881 | 5994 | Rate Constraint in lbs/MMBtu | FALSE | L | Annual | Generation | TWh | 1.4939 | 1.7524 | 1.8079 | 1.8739 | 1.5054 | 1.827 | 1.827 | 1.4758
NSR Columbia 1- NOx Rate Annual v5.13 | 881 | 5994 | Rate Constraint in lbs/MMBtu | FALSE | L | Annual | Qualifying Generation | TWh | 1.4939 | 1.7524 | 1.8079 | 1.8739 | 1.5054 | 1.827 | 1.827 | 1.4758
NSR Columbia 1- NOx Rate Annual v5.13 | 881 | 5994 | Rate Constraint in lbs/MMBtu | FALSE | L | Annual | Rate | lb/MWh | 1.3587 | 1.3587 | 1.3343 | 1.3343 | 1.3343 | 1.3343 | 1.3343 | 1.3343
NSR Columbia 1- NOx Rate Annual v5.13 | 881 | 5994 | Rate Constraint in lbs/MMBtu | FALSE | L | Annual | Constraint Shadow Price | US2016$/Ton | 0 | 0 | 0 | 0 | 0 | 0 | 0 | 0
NSR Columbia 2- Hg Rate Annual v5.13 | 882 | 5995 | Rate Constraint in lbs/MMBtu | FALSE | L | Annual | Seasons Included | Seasons | Winter, WintShld, Summer | Winter, WintShld, Summer | Winter, WintShld, Summer | Winter, WintShld, Summer | Winter, WintShld, Summer | Winter, WintShld, Summer | Winter, WintShld, Summer | Winter, WintShld, Summer
NSR Columbia 2- Hg Rate Annual v5.13 | 882 | 5995 | Rate Constraint in lbs/MMBtu | FALSE | L | Annual | Standard MER | lb/MMBtu | 0.015 | 0.015 | 0.015 | 0.015 | 0.015 | 0.015 | 0.015 | 0.015
NSR Columbia 2- Hg Rate Annual v5.13 | 882 | 5995 | Rate Constraint in lbs/MMBtu | FALSE | L | Annual | Emissions at Affected Plants MER | lbs | 13.1769 | 16.6142 | 16.8198 | 15.1029 | 13.6169 | 15.1563 | 13.6903 | 12.0585
NSR Columbia 2- Hg Rate Annual v5.13 | 882 | 5995 | Rate Constraint in lbs/MMBtu | FALSE | L | Annual | Allowances Purchased MER | lbs | 0 | 0 | 0 | 0 | 0 | 0 | 0 | 0
NSR Columbia 2- Hg Rate Annual v5.13 | 882 | 5995 | Rate Constraint in lbs/MMBtu | FALSE | L | Annual | Allowances Sold MER | lbs | 0 | 0 | 0 | 0 | 0 | 0 | 0 | 0
NSR Columbia 2- Hg Rate Annual v5.13 | 882 | 5995 | Rate Constraint in lbs/MMBtu | FALSE | L | Annual | Allowances Banked | lbs | 0 | 0 | 0 | 0 | 0 | 0 | 0 | 0
NSR Columbia 2- Hg Rate Annual v5.13 | 882 | 5995 | Rate Constraint in lbs/MMBtu | FALSE | L | Annual | Allowances Withdrawn (1:1) | lbs | 0 | 0 | 0 | 0 | 0 | 0 | 0 | 0
NSR Columbia 2- Hg Rate Annual v5.13 | 882 | 5995 | Rate Constraint in lbs/MMBtu | FALSE | L | Annual | Allowances Withdrawn (n:1) | lbs | 0 | 0 | 0 | 0 | 0 | 0 | 0 | 0
NSR Columbia 2- Hg Rate Annual v5.13 | 882 | 5995 | Rate Constraint in lbs/MMBtu | FALSE | L | Annual | Net Emissions Allowance Position | lbs | 13.1769 | 16.6142 | 16.8198 | 15.1029 | 13.6169 | 15.1563 | 13.6903 | 12.0585
NSR Columbia 2- Hg Rate Annual v5.13 | 882 | 5995 | Rate Constraint in lbs/MMBtu | FALSE | L | Annual | Fuel Consumed | TBtu | 23.4831 | 29.6087 | 29.9752 | 26.9154 | 24.2672 | 27.0105 | 24.398 | 21.4899
NSR Columbia 2- Hg Rate Annual v5.13 | 882 | 5995 | Rate Constraint in lbs/MMBtu | FALSE | L | Annual | Rate | lb/MMBtu | 5.6112e-07 | 5.6112e-07 | 5.6112e-07 | 5.6112e-07 | 5.6112e-07 | 5.6112e-07 | 5.6112e-07 | 5.6112e-07
NSR Columbia 2- Hg Rate Annual v5.13 | 882 | 5995 | Rate Constraint in lbs/MMBtu | FALSE | L | Annual | Generation | TWh | 2.1943 | 2.7667 | 2.8522 | 2.5611 | 2.3091 | 2.5701 | 2.3215 | 2.0448
NSR Columbia 2- Hg Rate Annual v5.13 | 882 | 5995 | Rate Constraint in lbs/MMBtu | FALSE | L | Annual | Qualifying Generation | TWh | 2.1943 | 2.7667 | 2.8522 | 2.5611 | 2.3091 | 2.5701 | 2.3215 | 2.0448
NSR Columbia 2- Hg Rate Annual v5.13 | 882 | 5995 | Rate Constraint in lbs/MMBtu | FALSE | L | Annual | Rate | lb/MWh | 6.0052e-06 | 6.0052e-06 | 5.8971e-06 | 5.8971e-06 | 5.8971e-06 | 5.8971e-06 | 5.8971e-06 | 5.8971e-06
NSR Columbia 2- Hg Rate Annual v5.13 | 882 | 5995 | Rate Constraint in lbs/MMBtu | FALSE | L | Annual | Constraint Shadow Price | US2016$/Lb | 0 | 0 | 0 | 0 | 0 | 0 | 0 | 0
NSR Columbia 2- NOx Rate Annual v5.13 | 883 | 5997 | Rate Constraint in lbs/MMBtu | FALSE | L | Annual | Seasons Included | Seasons | Winter, WintShld, Summer | Winter, WintShld, Summer | Winter, WintShld, Summer | Winter, WintShld, Summer | Winter, WintShld, Summer | Winter, WintShld, Summer | Winter, WintShld, Summer | Winter, WintShld, Summer
NSR Columbia 2- NOx Rate Annual v5.13 | 883 | 5997 | Rate Constraint in lbs/MMBtu | FALSE | L | Annual | Standard NOX | lb/MMBtu | 0.07 | 0.07 | 0.07 | 0.07 | 0.07 | 0.07 | 0.07 | 0.07
NSR Columbia 2- NOx Rate Annual v5.13 | 883 | 5997 | Rate Constraint in lbs/MMBtu | FALSE | L | Annual | Emissions at Affected Plants NOX | Thousand Tons | 0.82191 | 1.0363 | 1.0491 | 0.94204 | 0.84935 | 0.94537 | 0.85393 | 0.75215
NSR Columbia 2- NOx Rate Annual v5.13 | 883 | 5997 | Rate Constraint in lbs/MMBtu | FALSE | L | Annual | Allowances Purchased NOX | Thousand Tons | 0 | 0 | 0 | 0 | 0 | 0 | 0 | 0
NSR Columbia 2- NOx Rate Annual v5.13 | 883 | 5997 | Rate Constraint in lbs/MMBtu | FALSE | L | Annual | Allowances Sold NOX | Thousand Tons | 0 | 0 | 0 | 0 | 0 | 0 | 0 | 0
NSR Columbia 2- NOx Rate Annual v5.13 | 883 | 5997 | Rate Constraint in lbs/MMBtu | FALSE | L | Annual | Allowances Banked | Thousand Tons | 0 | 0 | 0 | 0 | 0 | 0 | 0 | 0
NSR Columbia 2- NOx Rate Annual v5.13 | 883 | 5997 | Rate Constraint in lbs/MMBtu | FALSE | L | Annual | Allowances Withdrawn (1:1) | Thousand Tons | 0 | 0 | 0 | 0 | 0 | 0 | 0 | 0
NSR Columbia 2- NOx Rate Annual v5.13 | 883 | 5997 | Rate Constraint in lbs/MMBtu | FALSE | L | Annual | Allowances Withdrawn (n:1) | Thousand Tons | 0 | 0 | 0 | 0 | 0 | 0 | 0 | 0
NSR Columbia 2- NOx Rate Annual v5.13 | 883 | 5997 | Rate Constraint in lbs/MMBtu | FALSE | L | Annual | Net Emissions Allowance Position | Thousand Tons | 0.82191 | 1.0363 | 1.0491 | 0.94204 | 0.84935 | 0.94537 | 0.85393 | 0.75215
NSR Columbia 2- NOx Rate Annual v5.13 | 883 | 5997 | Rate Constraint in lbs/MMBtu | FALSE | L | Annual | Fuel Consumed | TBtu | 23.4831 | 29.6087 | 29.9752 | 26.9154 | 24.2672 | 27.0105 | 24.398 | 21.4899
NSR Columbia 2- NOx Rate Annual v5.13 | 883 | 5997 | Rate Constraint in lbs/MMBtu | FALSE | L | Annual | Rate | lb/MMBtu | 0.07 | 0.07 | 0.07 | 0.07 | 0.07 | 0.07 | 0.07 | 0.07
NSR Columbia 2- NOx Rate Annual v5.13 | 883 | 5997 | Rate Constraint in lbs/MMBtu | FALSE | L | Annual | Generation | TWh | 2.1943 | 2.7667 | 2.8522 | 2.5611 | 2.3091 | 2.5701 | 2.3215 | 2.0448
NSR Columbia 2- NOx Rate Annual v5.13 | 883 | 5997 | Rate Constraint in lbs/MMBtu | FALSE | L | Annual | Qualifying Generation | TWh | 2.1943 | 2.7667 | 2.8522 | 2.5611 | 2.3091 | 2.5701 | 2.3215 | 2.0448
NSR Columbia 2- NOx Rate Annual v5.13 | 883 | 5997 | Rate Constraint in lbs/MMBtu | FALSE | L | Annual | Rate | lb/MWh | 0.74914 | 0.74914 | 0.73566 | 0.73566 | 0.73566 | 0.73566 | 0.73566 | 0.73566
NSR Columbia 2- NOx Rate Annual v5.13 | 883 | 5997 | Rate Constraint in lbs/MMBtu | FALSE | L | Annual | Constraint Shadow Price | US2016$/Ton | 0 | 0 | 0 | 0 | 0 | 0 | 0 | 0
NSR Consumer Energy - NOx Cap Annual v5.14 | 884 | 6152 | Rate Constraint in MTons | FALSE | L | Annual | Seasons Included | Seasons | Winter, WintShld, Summer | Winter, WintShld, Summer | Winter, WintShld, Summer | Winter, WintShld, Summer | Winter, WintShld, Summer | Winter, WintShld, Summer | Winter, WintShld, Summer | Winter, WintShld, Summer
NSR Consumer Energy - NOx Cap Annual v5.14 | 884 | 6152 | Rate Constraint in MTons | FALSE | L | Annual | Standard NOX | Thousand Tons | 6.912 | 6.912 | 6.912 | 6.912 | 6.912 | 6.912 | 6.912 | 6.912
NSR Consumer Energy - NOx Cap Annual v5.14 | 884 | 6152 | Rate Constraint in MTons | FALSE | L | Annual | Emissions at Affected Plants NOX | Thousand Tons | 3.0315 | 3.3331 | 3.53 | 3.6815 | 3.2363 | 3.2671 | 3.3912 | 1.3258
NSR Consumer Energy - NOx Cap Annual v5.14 | 884 | 6152 | Rate Constraint in MTons | FALSE | L | Annual | Allowances Purchased NOX | Thousand Tons | 0 | 0 | 0 | 0 | 0 | 0 | 0 | 0
NSR Consumer Energy - NOx Cap Annual v5.14 | 884 | 6152 | Rate Constraint in MTons | FALSE | L | Annual | Allowances Sold NOX | Thousand Tons | 0 | 0 | 0 | 0 | 0 | 0 | 0 | 0
NSR Consumer Energy - NOx Cap Annual v5.14 | 884 | 6152 | Rate Constraint in MTons | FALSE | L | Annual | Allowances Banked | Thousand Tons | 0 | 0 | 0 | 0 | 0 | 0 | 0 | 0
NSR Consumer Energy - NOx Cap Annual v5.14 | 884 | 6152 | Rate Constraint in MTons | FALSE | L | Annual | Allowances Withdrawn (1:1) | Thousand Tons | 0 | 0 | 0 | 0 | 0 | 0 | 0 | 0
NSR Consumer Energy - NOx Cap Annual v5.14 | 884 | 6152 | Rate Constraint in MTons | FALSE | L | Annual | Allowances Withdrawn (n:1) | Thousand Tons | 0 | 0 | 0 | 0 | 0 | 0 | 0 | 0
NSR Consumer Energy - NOx Cap Annual v5.14 | 884 | 6152 | Rate Constraint in MTons | FALSE | L | Annual | Net Emissions Allowance Position | Thousand Tons | 3.0315 | 3.3331 | 3.53 | 3.6815 | 3.2363 | 3.2671 | 3.3912 | 1.3258
NSR Consumer Energy - NOx Cap Annual v5.14 | 884 | 6152 | Rate Constraint in MTons | FALSE | L | Annual | Fuel Consumed | TBtu | 102.8377 | 110.8449 | 117.1191 | 122.7905 | 106.6993 | 108.0984 | 111.2466 | 47.1087
NSR Consumer Energy - NOx Cap Annual v5.14 | 884 | 6152 | Rate Constraint in MTons | FALSE | L | Annual | Rate | lb/MMBtu | 0.058956 | 0.06014 | 0.06028 | 0.059963 | 0.060662 | 0.060446 | 0.060968 | 0.056286
NSR Consumer Energy - NOx Cap Annual v5.14 | 884 | 6152 | Rate Constraint in MTons | FALSE | L | Annual | Generation | TWh | 9.4882 | 10.2298 | 10.9355 | 11.4692 | 9.9779 | 10.106 | 10.395 | 4.4731
NSR Consumer Energy - NOx Cap Annual v5.14 | 884 | 6152 | Rate Constraint in MTons | FALSE | L | Annual | Qualifying Generation | TWh | 9.4882 | 10.2298 | 10.9355 | 11.4692 | 9.9779 | 10.106 | 10.395 | 4.4731
NSR Consumer Energy - NOx Cap Annual v5.14 | 884 | 6152 | Rate Constraint in MTons | FALSE | L | Annual | Rate | lb/MWh | 0.639 | 0.65165 | 0.6456 | 0.64197 | 0.6487 | 0.64656 | 0.65247 | 0.59278
NSR Consumer Energy - NOx Cap Annual v5.14 | 884 | 6152 | Rate Constraint in MTons | FALSE | L | Annual | Constraint Shadow Price | US2016$/Ton | 0 | 0 | 0 | 0 | 0 | 0 | 0 | 0
NSR Consumer Energy - SO2 Cap Annual v5.14 | 885 | 6153 | Rate Constraint in MTons | FALSE | L | Annual | Seasons Included | Seasons | Winter, WintShld, Summer | Winter, WintShld, Summer | Winter, WintShld, Summer | Winter, WintShld, Summer | Winter, WintShld, Summer | Winter, WintShld, Summer | Winter, WintShld, Summer | Winter, WintShld, Summer
NSR Consumer Energy - SO2 Cap Annual v5.14 | 885 | 6153 | Rate Constraint in MTons | FALSE | L | Annual | Standard SO2 | Thousand Tons | 10.9 | 10.9 | 10.9 | 10.9 | 10.9 | 10.9 | 10.9 | 10.9
NSR Consumer Energy - SO2 Cap Annual v5.14 | 885 | 6153 | Rate Constraint in MTons | FALSE | L | Annual | Emissions at Affected Plants SO2 | Thousand Tons | 5.0806 | 5.5639 | 6.484 | 7.0314 | 6.1018 | 6.2178 | 6.451 | 1.5541
NSR Consumer Energy - SO2 Cap Annual v5.14 | 885 | 6153 | Rate Constraint in MTons | FALSE | L | Annual | Allowances Purchased SO2 | Thousand Tons | 0 | 0 | 0 | 0 | 0 | 0 | 0 | 0
NSR Consumer Energy - SO2 Cap Annual v5.14 | 885 | 6153 | Rate Constraint in MTons | FALSE | L | Annual | Allowances Sold SO2 | Thousand Tons | 0 | 0 | 0 | 0 | 0 | 0 | 0 | 0
NSR Consumer Energy - SO2 Cap Annual v5.14 | 885 | 6153 | Rate Constraint in MTons | FALSE | L | Annual | Allowances Banked | Thousand Tons | 0 | 0 | 0 | 0 | 0 | 0 | 0 | 0
NSR Consumer Energy - SO2 Cap Annual v5.14 | 885 | 6153 | Rate Constraint in MTons | FALSE | L | Annual | Allowances Withdrawn (1:1) | Thousand Tons | 0 | 0 | 0 | 0 | 0 | 0 | 0 | 0
NSR Consumer Energy - SO2 Cap Annual v5.14 | 885 | 6153 | Rate Constraint in MTons | FALSE | L | Annual | Allowances Withdrawn (n:1) | Thousand Tons | 0 | 0 | 0 | 0 | 0 | 0 | 0 | 0
NSR Consumer Energy - SO2 Cap Annual v5.14 | 885 | 6153 | Rate Constraint in MTons | FALSE | L | Annual | Net Emissions Allowance Position | Thousand Tons | 5.0806 | 5.5639 | 6.484 | 7.0314 | 6.1018 | 6.2178 | 6.451 | 1.5541
NSR Consumer Energy - SO2 Cap Annual v5.14 | 885 | 6153 | Rate Constraint in MTons | FALSE | L | Annual | Fuel Consumed | TBtu | 102.8377 | 110.8449 | 117.1191 | 122.7905 | 106.6993 | 108.0984 | 111.2466 | 47.1087
NSR Consumer Energy - SO2 Cap Annual v5.14 | 885 | 6153 | Rate Constraint in MTons | FALSE | L | Annual | Rate | lb/MMBtu | 0.098808 | 0.10039 | 0.11073 | 0.11453 | 0.11437 | 0.11504 | 0.11598 | 0.065977
NSR Consumer Energy - SO2 Cap Annual v5.14 | 885 | 6153 | Rate Constraint in MTons | FALSE | L | Annual | Generation | TWh | 9.4882 | 10.2298 | 10.9355 | 11.4692 | 9.9779 | 10.106 | 10.395 | 4.4731
NSR Consumer Energy - SO2 Cap Annual v5.14 | 885 | 6153 | Rate Constraint in MTons | FALSE | L | Annual | Qualifying Generation | TWh | 9.4882 | 10.2298 | 10.9355 | 11.4692 | 9.9779 | 10.106 | 10.395 | 4.4731
NSR Consumer Energy - SO2 Cap Annual v5.14 | 885 | 6153 | Rate Constraint in MTons | FALSE | L | Annual | Rate | lb/MWh | 1.0709 | 1.0878 | 1.1859 | 1.2261 | 1.2231 | 1.2305 | 1.2412 | 0.69485
NSR Consumer Energy - SO2 Cap Annual v5.14 | 885 | 6153 | Rate Constraint in MTons | FALSE | L | Annual | Constraint Shadow Price | US2016$/Ton | 0 | 0 | 0 | 0 | 0 | 0 | 0 | 0
NSR Cooper 2 - NOX Rate Annual v3.1, Unit 3643 and retrofits | 886 | 1957 | Rate Constraint in lbs/MMBtu | FALSE | L | Annual | Seasons Included | Seasons | Winter, WintShld, Summer | Winter, WintShld, Summer | Winter, WintShld, Summer | Winter, WintShld, Summer | Winter, WintShld, Summer | Winter, WintShld, Summer | Winter, WintShld, Summer | Winter, WintShld, Summer
NSR Cooper 2 - NOX Rate Annual v3.1, Unit 3643 and retrofits | 886 | 1957 | Rate Constraint in lbs/MMBtu | FALSE | L | Annual | Standard NOX | lb/MMBtu | 0.08 | 0.08 | 0.08 | 0.08 | 0.08 | 0.08 | 0.08 | 0.08
NSR Cooper 2 - NOX Rate Annual v3.1, Unit 3643 and retrofits | 886 | 1957 | Rate Constraint in lbs/MMBtu | FALSE | L | Annual | Emissions at Affected Plants NOX | Thousand Tons | 0 | 0 | 0 | 0 | 0 | 0 | 0 | 0
NSR Cooper 2 - NOX Rate Annual v3.1, Unit 3643 and retrofits | 886 | 1957 | Rate Constraint in lbs/MMBtu | FALSE | L | Annual | Allowances Purchased NOX | Thousand Tons | 0 | 0 | 0 | 0 | 0 | 0 | 0 | 0
NSR Cooper 2 - NOX Rate Annual v3.1, Unit 3643 and retrofits | 886 | 1957 | Rate Constraint in lbs/MMBtu | FALSE | L | Annual | Allowances Sold NOX | Thousand Tons | 0 | 0 | 0 | 0 | 0 | 0 | 0 | 0
NSR Cooper 2 - NOX Rate Annual v3.1, Unit 3643 and retrofits | 886 | 1957 | Rate Constraint in lbs/MMBtu | FALSE | L | Annual | Allowances Banked | Thousand Tons | 0 | 0 | 0 | 0 | 0 | 0 | 0 | 0
NSR Cooper 2 - NOX Rate Annual v3.1, Unit 3643 and retrofits | 886 | 1957 | Rate Constraint in lbs/MMBtu | FALSE | L | Annual | Allowances Withdrawn (1:1) | Thousand Tons | 0 | 0 | 0 | 0 | 0 | 0 | 0 | 0
NSR Cooper 2 - NOX Rate Annual v3.1, Unit 3643 and retrofits | 886 | 1957 | Rate Constraint in lbs/MMBtu | FALSE | L | Annual | Allowances Withdrawn (n:1) | Thousand Tons | 0 | 0 | 0 | 0 | 0 | 0 | 0 | 0
NSR Cooper 2 - NOX Rate Annual v3.1, Unit 3643 and retrofits | 886 | 1957 | Rate Constraint in lbs/MMBtu | FALSE | L | Annual | Net Emissions Allowance Position | Thousand Tons | 0 | 0 | 0 | 0 | 0 | 0 | 0 | 0
NSR Cooper 2 - NOX Rate Annual v3.1, Unit 3643 and retrofits | 886 | 1957 | Rate Constraint in lbs/MMBtu | FALSE | L | Annual | Fuel Consumed | TBtu | 0 | 0 | 0 | 0 | 0 | 0 | 0 | 0
NSR Cooper 2 - NOX Rate Annual v3.1, Unit 3643 and retrofits | 886 | 1957 | Rate Constraint in lbs/MMBtu | FALSE | L | Annual | Rate | lb/MMBtu | 0 | 0 | 0 | 0 | 0 | 0 | 0 | 0
NSR Cooper 2 - NOX Rate Annual v3.1, Unit 3643 and retrofits | 886 | 1957 | Rate Constraint in lbs/MMBtu | FALSE | L | Annual | Generation | TWh | 0 | 0 | 0 | 0 | 0 | 0 | 0 | 0
NSR Cooper 2 - NOX Rate Annual v3.1, Unit 3643 and retrofits | 886 | 1957 | Rate Constraint in lbs/MMBtu | FALSE | L | Annual | Qualifying Generation | TWh | 0 | 0 | 0 | 0 | 0 | 0 | 0 | 0
NSR Cooper 2 - NOX Rate Annual v3.1, Unit 3643 and retrofits | 886 | 1957 | Rate Constraint in lbs/MMBtu | FALSE | L | Annual | Rate | lb/MWh | 0 | 0 | 0 | 0 | 0 | 0 | 0 | 0
NSR Cooper 2 - NOX Rate Annual v3.1, Unit 3643 and retrofits | 886 | 1957 | Rate Constraint in lbs/MMBtu | FALSE | L | Annual | Constraint Shadow Price | US2016$/Ton | 0 | 0 | 0 | 0 | 0 | 0 | 0 | 0
NSR Cooper 2 - SO2 Rate Annual v3.1, Unit 3643 and retrofits | 887 | 1958 | Rate Constraint in lbs/MMBtu | FALSE | L | Annual | Seasons Included | Seasons | Winter, WintShld, Summer | Winter, WintShld, Summer | Winter, WintShld, Summer | Winter, WintShld, Summer | Winter, WintShld, Summer | Winter, WintShld, Summer | Winter, WintShld, Summer | Winter, WintShld, Summer
NSR Cooper 2 - SO2 Rate Annual v3.1, Unit 3643 and retrofits | 887 | 1958 | Rate Constraint in lbs/MMBtu | FALSE | L | Annual | Standard SO2 | lb/MMBtu | 0.1 | 0.1 | 0.1 | 0.1 | 0.1 | 0.1 | 0.1 | 0.1
NSR Cooper 2 - SO2 Rate Annual v3.1, Unit 3643 and retrofits | 887 | 1958 | Rate Constraint in lbs/MMBtu | FALSE | L | Annual | Emissions at Affected Plants SO2 | Thousand Tons | 0 | 0 | 0 | 0 | 0 | 0 | 0 | 0
NSR Cooper 2 - SO2 Rate Annual v3.1, Unit 3643 and retrofits | 887 | 1958 | Rate Constraint in lbs/MMBtu | FALSE | L | Annual | Allowances Purchased SO2 | Thousand Tons | 0 | 0 | 0 | 0 | 0 | 0 | 0 | 0
NSR Cooper 2 - SO2 Rate Annual v3.1, Unit 3643 and retrofits | 887 | 1958 | Rate Constraint in lbs/MMBtu | FALSE | L | Annual | Allowances Sold SO2 | Thousand Tons | 0 | 0 | 0 | 0 | 0 | 0 | 0 | 0
NSR Cooper 2 - SO2 Rate Annual v3.1, Unit 3643 and retrofits | 887 | 1958 | Rate Constraint in lbs/MMBtu | FALSE | L | Annual | Allowances Banked | Thousand Tons | 0 | 0 | 0 | 0 | 0 | 0 | 0 | 0
NSR Cooper 2 - SO2 Rate Annual v3.1, Unit 3643 and retrofits | 887 | 1958 | Rate Constraint in lbs/MMBtu | FALSE | L | Annual | Allowances Withdrawn (1:1) | Thousand Tons | 0 | 0 | 0 | 0 | 0 | 0 | 0 | 0
NSR Cooper 2 - SO2 Rate Annual v3.1, Unit 3643 and retrofits | 887 | 1958 | Rate Constraint in lbs/MMBtu | FALSE | L | Annual | Allowances Withdrawn (n:1) | Thousand Tons | 0 | 0 | 0 | 0 | 0 | 0 | 0 | 0
NSR Cooper 2 - SO2 Rate Annual v3.1, Unit 3643 and retrofits | 887 | 1958 | Rate Constraint in lbs/MMBtu | FALSE | L | Annual | Net Emissions Allowance Position | Thousand Tons | 0 | 0 | 0 | 0 | 0 | 0 | 0 | 0
NSR Cooper 2 - SO2 Rate Annual v3.1, Unit 3643 and retrofits | 887 | 1958 | Rate Constraint in lbs/MMBtu | FALSE | L | Annual | Fuel Consumed | TBtu | 0 | 0 | 0 | 0 | 0 | 0 | 0 | 0
NSR Cooper 2 - SO2 Rate Annual v3.1, Unit 3643 and retrofits | 887 | 1958 | Rate Constraint in lbs/MMBtu | FALSE | L | Annual | Rate | lb/MMBtu | 0 | 0 | 0 | 0 | 0 | 0 | 0 | 0
NSR Cooper 2 - SO2 Rate Annual v3.1, Unit 3643 and retrofits | 887 | 1958 | Rate Constraint in lbs/MMBtu | FALSE | L | Annual | Generation | TWh | 0 | 0 | 0 | 0 | 0 | 0 | 0 | 0
NSR Cooper 2 - SO2 Rate Annual v3.1, Unit 3643 and retrofits | 887 | 1958 | Rate Constraint in lbs/MMBtu | FALSE | L | Annual | Qualifying Generation | TWh | 0 | 0 | 0 | 0 | 0 | 0 | 0 | 0
NSR Cooper 2 - SO2 Rate Annual v3.1, Unit 3643 and retrofits | 887 | 1958 | Rate Constraint in lbs/MMBtu | FALSE | L | Annual | Rate | lb/MWh | 0 | 0 | 0 | 0 | 0 | 0 | 0 | 0
NSR Cooper 2 - SO2 Rate Annual v3.1, Unit 3643 and retrofits | 887 | 1958 | Rate Constraint in lbs/MMBtu | FALSE | L | Annual | Constraint Shadow Price | US2016$/Ton | 0 | 0 | 0 | 0 | 0 | 450.1129 | 406.1568 | 0
NSR Coronado 1,2 - NOX Cap Annual v6.17 | 888 | 6976 | Rate Constraint in MTons | FALSE | L | Annual | Seasons Included | Seasons | Winter, WintShld, Summer | Winter, WintShld, Summer | Winter, WintShld, Summer | Winter, WintShld, Summer | Winter, WintShld, Summer | Winter, WintShld, Summer | Winter, WintShld, Summer | Winter, WintShld, Summer
NSR Coronado 1,2 - NOX Cap Annual v6.17 | 888 | 6976 | Rate Constraint in MTons | FALSE | L | Annual | Standard NOX | Thousand Tons | 7.3 | 7.3 | 7.3 | 7.3 | 7.3 | 7.3 | 7.3 | 7.3
NSR Coronado 1,2 - NOX Cap Annual v6.17 | 888 | 6976 | Rate Constraint in MTons | FALSE | L | Annual | Emissions at Affected Plants NOX | Thousand Tons | 0.894 | 1.2309 | 1.3773 | 1.0266 | 1.0266 | 1.0266 | 1.0266 | 1.0266
NSR Coronado 1,2 - NOX Cap Annual v6.17 | 888 | 6976 | Rate Constraint in MTons | FALSE | L | Annual | Allowances Purchased NOX | Thousand Tons | 0 | 0 | 0 | 0 | 0 | 0 | 0 | 0
NSR Coronado 1,2 - NOX Cap Annual v6.17 | 888 | 6976 | Rate Constraint in MTons | FALSE | L | Annual | Allowances Sold NOX | Thousand Tons | 0 | 0 | 0 | 0 | 0 | 0 | 0 | 0
NSR Coronado 1,2 - NOX Cap Annual v6.17 | 888 | 6976 | Rate Constraint in MTons | FALSE | L | Annual | Allowances Banked | Thousand Tons | 0 | 0 | 0 | 0 | 0 | 0 | 0 | 0
NSR Coronado 1,2 - NOX Cap Annual v6.17 | 888 | 6976 | Rate Constraint in MTons | FALSE | L | Annual | Allowances Withdrawn (1:1) | Thousand Tons | 0 | 0 | 0 | 0 | 0 | 0 | 0 | 0
NSR Coronado 1,2 - NOX Cap Annual v6.17 | 888 | 6976 | Rate Constraint in MTons | FALSE | L | Annual | Allowances Withdrawn (n:1) | Thousand Tons | 0 | 0 | 0 | 0 | 0 | 0 | 0 | 0
NSR Coronado 1,2 - NOX Cap Annual v6.17 | 888 | 6976 | Rate Constraint in MTons | FALSE | L | Annual | Net Emissions Allowance Position | Thousand Tons | 0.894 | 1.2309 | 1.3773 | 1.0266 | 1.0266 | 1.0266 | 1.0266 | 1.0266
NSR Coronado 1,2 - NOX Cap Annual v6.17 | 888 | 6976 | Rate Constraint in MTons | FALSE | L | Annual | Fuel Consumed | TBtu | 33.6666 | 46.7045 | 51.8689 | 38.6596 | 38.6596 | 38.6596 | 38.6596 | 38.6596
NSR Coronado 1,2 - NOX Cap Annual v6.17 | 888 | 6976 | Rate Constraint in MTons | FALSE | L | Annual | Rate | lb/MMBtu | 0.053109 | 0.05271 | 0.053107 | 0.053109 | 0.053109 | 0.053109 | 0.053109 | 0.053109
NSR Coronado 1,2 - NOX Cap Annual v6.17 | 888 | 6976 | Rate Constraint in MTons | FALSE | L | Annual | Generation | TWh | 3.1534 | 4.3771 | 4.9524 | 3.6912 | 3.6912 | 3.6912 | 3.6912 | 3.6912
NSR Coronado 1,2 - NOX Cap Annual v6.17 | 888 | 6976 | Rate Constraint in MTons | FALSE | L | Annual | Qualifying Generation | TWh | 3.1534 | 4.3771 | 4.9524 | 3.6912 | 3.6912 | 3.6912 | 3.6912 | 3.6912
NSR Coronado 1,2 - NOX Cap Annual v6.17 | 888 | 6976 | Rate Constraint in MTons | FALSE | L | Annual | Rate | lb/MWh | 0.56701 | 0.56242 | 0.55621 | 0.55624 | 0.55624 | 0.55624 | 0.55624 | 0.55624
NSR Coronado 1,2 - NOX Cap Annual v6.17 | 888 | 6976 | Rate Constraint in MTons | FALSE | L | Annual | Constraint Shadow Price | US2016$/Ton | 0 | 0 | 0 | 0 | 0 | 0 | 0 | 0
NSR Cross 1,2 - NOX Rate Annual v3.1, Unit 5699 and retrofits | 889 | 1949 | Rate Constraint in lbs/MMBtu | FALSE | L | Annual | Seasons Included | Seasons | Winter, WintShld, Summer | Winter, WintShld, Summer | Winter, WintShld, Summer | Winter, WintShld, Summer | Winter, WintShld, Summer | Winter, WintShld, Summer | Winter, WintShld, Summer | Winter, WintShld, Summer
NSR Cross 1,2 - NOX Rate Annual v3.1, Unit 5699 and retrofits | 889 | 1949 | Rate Constraint in lbs/MMBtu | FALSE | L | Annual | Standard NOX | lb/MMBtu | 0.1 | 0.1 | 0.1 | 0.1 | 0.1 | 0.1 | 0.1 | 0.1
NSR Cross 1,2 - NOX Rate Annual v3.1, Unit 5699 and retrofits | 889 | 1949 | Rate Constraint in lbs/MMBtu | FALSE | L | Annual | Emissions at Affected Plants NOX | Thousand Tons | 1.0212 | 0.76822 | 1.0457 | 0.74649 | 0.72405 | 0.73046 | 0.8311 | 0.82278
NSR Cross 1,2 - NOX Rate Annual v3.1, Unit 5699 and retrofits | 889 | 1949 | Rate Constraint in lbs/MMBtu | FALSE | L | Annual | Allowances Purchased NOX | Thousand Tons | 0 | 0 | 0 | 0 | 0 | 0 | 0 | 0
NSR Cross 1,2 - NOX Rate Annual v3.1, Unit 5699 and retrofits | 889 | 1949 | Rate Constraint in lbs/MMBtu | FALSE | L | Annual | Allowances Sold NOX | Thousand Tons | 0 | 0 | 0 | 0 | 0 | 0 | 0 | 0
NSR Cross 1,2 - NOX Rate Annual v3.1, Unit 5699 and retrofits | 889 | 1949 | Rate Constraint in lbs/MMBtu | FALSE | L | Annual | Allowances Banked | Thousand Tons | 0 | 0 | 0 | 0 | 0 | 0 | 0 | 0
NSR Cross 1,2 - NOX Rate Annual v3.1, Unit 5699 and retrofits | 889 | 1949 | Rate Constraint in lbs/MMBtu | FALSE | L | Annual | Allowances Withdrawn (1:1) | Thousand Tons | 0 | 0 | 0 | 0 | 0 | 0 | 0 | 0
NSR Cross 1,2 - NOX Rate Annual v3.1, Unit 5699 and retrofits | 889 | 1949 | Rate Constraint in lbs/MMBtu | FALSE | L | Annual | Allowances Withdrawn (n:1) | Thousand Tons | 0 | 0 | 0 | 0 | 0 | 0 | 0 | 0
NSR Cross 1,2 - NOX Rate Annual v3.1, Unit 5699 and retrofits | 889 | 1949 | Rate Constraint in lbs/MMBtu | FALSE | L | Annual | Net Emissions Allowance Position | Thousand Tons | 1.0212 | 0.76822 | 1.0457 | 0.74649 | 0.72405 | 0.73046 | 0.8311 | 0.82278
NSR Cross 1,2 - NOX Rate Annual v3.1, Unit 5699 and retrofits | 889 | 1949 | Rate Constraint in lbs/MMBtu | FALSE | L | Annual | Fuel Consumed | TBtu | 28.9412 | 21.772 | 29.6345 | 21.156 | 20.52 | 20.7017 | 23.5538 | 23.3182
NSR Cross 1,2 - NOX Rate Annual v3.1, Unit 5699 and retrofits | 889 | 1949 | Rate Constraint in lbs/MMBtu | FALSE | L | Annual | Rate | lb/MMBtu | 0.07057 | 0.07057 | 0.07057 | 0.07057 | 0.07057 | 0.07057 | 0.07057 | 0.07057
NSR Cross 1,2 - NOX Rate Annual v3.1, Unit 5699 and retrofits | 889 | 1949 | Rate Constraint in lbs/MMBtu | FALSE | L | Annual | Generation | TWh | 2.8191 | 2.1208 | 2.9099 | 2.0774 | 2.0149 | 2.0328 | 2.3129 | 2.2897
NSR Cross 1,2 - NOX Rate Annual v3.1, Unit 5699 and retrofits | 889 | 1949 | Rate Constraint in lbs/MMBtu | FALSE | L | Annual | Qualifying Generation | TWh | 2.8191 | 2.1208 | 2.9099 | 2.0774 | 2.0149 | 2.0328 | 2.3129 | 2.2897
NSR Cross 1,2 - NOX Rate Annual v3.1, Unit 5699 and retrofits | 889 | 1949 | Rate Constraint in lbs/MMBtu | FALSE | L | Annual | Rate | lb/MWh | 0.72447 | 0.72447 | 0.71868 | 0.71868 | 0.71868 | 0.71868 | 0.71868 | 0.71868
NSR Cross 1,2 - NOX Rate Annual v3.1, Unit 5699 and retrofits | 889 | 1949 | Rate Constraint in lbs/MMBtu | FALSE | L | Annual | Constraint Shadow Price | US2016$/Ton | 0 | 0 | 0 | 0 | 0 | 0 | 0 | 0
NSR Cross 1,2 - NOX Rate Annual v3.1, Unit 5700 and retrofits | 890 | 1949 | Rate Constraint in lbs/MMBtu | FALSE | L | Annual | Seasons Included | Seasons | Winter, WintShld, Summer | Winter, WintShld, Summer | Winter, WintShld, Summer | Winter, WintShld, Summer | Winter, WintShld, Summer | Winter, WintShld, Summer | Winter, WintShld, Summer | Winter, WintShld, Summer
NSR Cross 1,2 - NOX Rate Annual v3.1, Unit 5700 and retrofits | 890 | 1949 | Rate Constraint in lbs/MMBtu | FALSE | L | Annual | Standard NOX | lb/MMBtu | 0.1 | 0.1 | 0.1 | 0.1 | 0.1 | 0.1 | 0.1 | 0.1
NSR Cross 1,2 - NOX Rate Annual v3.1, Unit 5700 and retrofits | 890 | 1949 | Rate Constraint in lbs/MMBtu | FALSE | L | Annual | Emissions at Affected Plants NOX | Thousand Tons | 0 | 0 | 0 | 0 | 0 | 0 | 0 | 0
NSR Cross 1,2 - NOX Rate Annual v3.1, Unit 5700 and retrofits | 890 | 1949 | Rate Constraint in lbs/MMBtu | FALSE | L | Annual | Allowances Purchased NOX | Thousand Tons | 0 | 0 | 0 | 0 | 0 | 0 | 0 | 0
NSR Cross 1,2 - NOX Rate Annual v3.1, Unit 5700 and retrofits | 890 | 1949 | Rate Constraint in lbs/MMBtu | FALSE | L | Annual | Allowances Sold NOX | Thousand Tons | 0 | 0 | 0 | 0 | 0 | 0 | 0 | 0
NSR Cross 1,2 - NOX Rate Annual v3.1, Unit 5700 and retrofits | 890 | 1949 | Rate Constraint in lbs/MMBtu | FALSE | L | Annual | Allowances Banked | Thousand Tons | 0 | 0 | 0 | 0 | 0 | 0 | 0 | 0
NSR Cross 1,2 - NOX Rate Annual v3.1, Unit 5700 and retrofits | 890 | 1949 | Rate Constraint in lbs/MMBtu | FALSE | L | Annual | Allowances Withdrawn (1:1) | Thousand Tons | 0 | 0 | 0 | 0 | 0 | 0 | 0 | 0
NSR Cross 1,2 - NOX Rate Annual v3.1, Unit 5700 and retrofits | 890 | 1949 | Rate Constraint in lbs/MMBtu | FALSE | L | Annual | Allowances Withdrawn (n:1) | Thousand Tons | 0 | 0 | 0 | 0 | 0 | 0 | 0 | 0
NSR Cross 1,2 - NOX Rate Annual v3.1, Unit 5700 and retrofits | 890 | 1949 | Rate Constraint in lbs/MMBtu | FALSE | L | Annual | Net Emissions Allowance Position | Thousand Tons | 0 | 0 | 0 | 0 | 0 | 0 | 0 | 0
NSR Cross 1,2 - NOX Rate Annual v3.1, Unit 5700 and retrofits | 890 | 1949 | Rate Constraint in lbs/MMBtu | FALSE | L | Annual | Fuel Consumed | TBtu | 0 | 0 | 0 | 0 | 0 | 0 | 0 | 0
NSR Cross 1,2 - NOX Rate Annual v3.1, Unit 5700 and retrofits | 890 | 1949 | Rate Constraint in lbs/MMBtu | FALSE | L | Annual | Rate | lb/MMBtu | 0 | 0 | 0 | 0 | 0 | 0 | 0 | 0
NSR Cross 1,2 - NOX Rate Annual v3.1, Unit 5700 and retrofits | 890 | 1949 | Rate Constraint in lbs/MMBtu | FALSE | L | Annual | Generation | TWh | 0 | 0 | 0 | 0 | 0 | 0 | 0 | 0
NSR Cross 1,2 - NOX Rate Annual v3.1, Unit 5700 and retrofits | 890 | 1949 | Rate Constraint in lbs/MMBtu | FALSE | L | Annual | Qualifying Generation | TWh | 0 | 0 | 0 | 0 | 0 | 0 | 0 | 0
NSR Cross 1,2 - NOX Rate Annual v3.1, Unit 5700 and retrofits | 890 | 1949 | Rate Constraint in lbs/MMBtu | FALSE | L | Annual | Rate | lb/MWh | 0 | 0 | 0 | 0 | 0 | 0 | 0 | 0
NSR Cross 1,2 - NOX Rate Annual v3.1, Unit 5700 and retrofits | 890 | 1949 | Rate Constraint in lbs/MMBtu | FALSE | L | Annual | Constraint Shadow Price | US2016$/Ton | 0 | 0 | 0 | 0 | 0 | 0 | 0 | 0
NSR Dairyland- NOx Cap Annual v5.13 | 891 | 6001 | Rate Constraint in MTons | FALSE | L | Annual | Seasons Included | Seasons | Winter, WintShld, Summer | Winter, WintShld, Summer | Winter, WintShld, Summer | Winter, WintShld, Summer | Winter, WintShld, Summer | Winter, WintShld, Summer | Winter, WintShld, Summer | Winter, WintShld, Summer
NSR Dairyland- NOx Cap Annual v5.13 | 891 | 6001 | Rate Constraint in MTons | FALSE | L | Annual | Standard NOX | Thousand Tons | 3.236 | 3.236 | 3.236 | 3.236 | 3.236 | 3.236 | 3.236 | 3.236
NSR Dairyland- NOx Cap Annual v5.13 | 891 | 6001 | Rate Constraint in MTons | FALSE | L | Annual | Emissions at Affected Plants NOX | Thousand Tons | 1.0718 | 1.427 | 1.3662 | 1.4792 | 1.3139 | 1.6419 | 1.5941 | 1.3547
NSR Dairyland- NOx Cap Annual v5.13 | 891 | 6001 | Rate Constraint in MTons | FALSE | L | Annual | Allowances Purchased NOX | Thousand Tons | 0 | 0 | 0 | 0 | 0 | 0 | 0 | 0
NSR Dairyland- NOx Cap Annual v5.13 | 891 | 6001 | Rate Constraint in MTons | FALSE | L | Annual | Allowances Sold NOX | Thousand Tons | 0 | 0 | 0 | 0 | 0 | 0 | 0 | 0
NSR Dairyland- NOx Cap Annual v5.13 | 891 | 6001 | Rate Constraint in MTons | FALSE | L | Annual | Allowances Banked | Thousand Tons | 0 | 0 | 0 | 0 | 0 | 0 | 0 | 0
NSR Dairyland- NOx Cap Annual v5.13 | 891 | 6001 | Rate Constraint in MTons | FALSE | L | Annual | Allowances Withdrawn (1:1) | Thousand Tons | 0 | 0 | 0 | 0 | 0 | 0 | 0 | 0
NSR Dairyland- NOx Cap Annual v5.13 | 891 | 6001 | Rate Constraint in MTons | FALSE | L | Annual | Allowances Withdrawn (n:1) | Thousand Tons | 0 | 0 | 0 | 0 | 0 | 0 | 0 | 0
NSR Dairyland- NOx Cap Annual v5.13 | 891 | 6001 | Rate Constraint in MTons | FALSE | L | Annual | Net Emissions Allowance Position | Thousand Tons | 1.0718 | 1.427 | 1.3662 | 1.4792 | 1.3139 | 1.6419 | 1.5941 | 1.3547
NSR Dairyland- NOx Cap Annual v5.13 | 891 | 6001 | Rate Constraint in MTons | FALSE | L | Annual | Fuel Consumed | TBtu | 24.5765 | 33.6801 | 32.4823 | 35.2484 | 30.7022 | 39.0078 | 37.6938 | 31.7094
NSR Dairyland- NOx Cap Annual v5.13 | 891 | 6001 | Rate Constraint in MTons | FALSE | L | Annual | Rate | lb/MMBtu | 0.087223 | 0.084739 | 0.084117 | 0.083929 | 0.085593 | 0.084181 | 0.084582 | 0.085445
NSR Dairyland- NOx Cap Annual v5.13 | 891 | 6001 | Rate Constraint in MTons | FALSE | L | Annual | Generation | TWh | 2.1636 | 2.9702 | 2.9418 | 3.1929 | 2.7766 | 3.5326 | 3.4123 | 2.8681
NSR Dairyland- NOx Cap Annual v5.13 | 891 | 6001 | Rate Constraint in MTons | FALSE | L | Annual | Qualifying Generation | TWh | 2.1636 | 2.9702 | 2.9418 | 3.1929 | 2.7766 | 3.5326 | 3.4123 | 2.8681
NSR Dairyland- NOx Cap Annual v5.13 | 891 | 6001 | Rate Constraint in MTons | FALSE | L | Annual | Rate | lb/MWh | 0.99075 | 0.9609 | 0.92878 | 0.92653 | 0.94643 | 0.92954 | 0.93433 | 0.94467
NSR Dairyland- NOx Cap Annual v5.13 | 891 | 6001 | Rate Constraint in MTons | FALSE | L | Annual | Constraint Shadow Price | US2016$/Ton | 0 | 0 | 0 | 0 | 0 | 0 | 0 | 0
NSR Dairyland- SO2 Cap Annual v5.13 | 892 | 6000 | Rate Constraint in MTons | FALSE | L | Annual | Seasons Included | Seasons | Winter, WintShld, Summer | Winter, WintShld, Summer | Winter, WintShld, Summer | Winter, WintShld, Summer | Winter, WintShld, Summer | Winter, WintShld, Summer | Winter, WintShld, Summer | Winter, WintShld, Summer
NSR Dairyland- SO2 Cap Annual v5.13 | 892 | 6000 | Rate Constraint in MTons | FALSE | L | Annual | Standard SO2 | Thousand Tons | 4.578 | 4.578 | 4.578 | 4.578 | 4.578 | 4.578 | 4.578 | 4.578
NSR Dairyland- SO2 Cap Annual v5.13 | 892 | 6000 | Rate Constraint in MTons | FALSE | L | Annual | Emissions at Affected Plants SO2 | Thousand Tons | 0.9639 | 1.3254 | 1.2794 | 1.3887 | 1.2068 | 1.5363 | 1.4837 | 1.2467
NSR Dairyland- SO2 Cap Annual v5.13 | 892 | 6000 | Rate Constraint in MTons | FALSE | L | Annual | Allowances Purchased SO2 | Thousand Tons | 0 | 0 | 0 | 0 | 0 | 0 | 0 | 0
NSR Dairyland- SO2 Cap Annual v5.13 | 892 | 6000 | Rate Constraint in MTons | FALSE | L | Annual | Allowances Sold SO2 | Thousand Tons | 0 | 0 | 0 | 0 | 0 | 0 | 0 | 0
NSR Dairyland- SO2 Cap Annual v5.13 | 892 | 6000 | Rate Constraint in MTons | FALSE | L | Annual | Allowances Banked | Thousand Tons | 0 | 0 | 0 | 0 | 0 | 0 | 0 | 0
NSR Dairyland- SO2 Cap Annual v5.13 | 892 | 6000 | Rate Constraint in MTons | FALSE | L | Annual | Allowances Withdrawn (1:1) | Thousand Tons | 0 | 0 | 0 | 0 | 0 | 0 | 0 | 0
NSR Dairyland- SO2 Cap Annual v5.13 | 892 | 6000 | Rate Constraint in MTons | FALSE | L | Annual | Allowances Withdrawn (n:1) | Thousand Tons | 0 | 0 | 0 | 0 | 0 | 0 | 0 | 0
NSR Dairyland- SO2 Cap Annual v5.13 | 892 | 6000 | Rate Constraint in MTons | FALSE | L | Annual | Net Emissions Allowance Position | Thousand Tons | 0.9639 | 1.3254 | 1.2794 | 1.3887 | 1.2068 | 1.5363 | 1.4837 | 1.2467
NSR Dairyland- SO2 Cap Annual v5.13 | 892 | 6000 | Rate Constraint in MTons | FALSE | L | Annual | Fuel Consumed | TBtu | 24.5765 | 33.6801 | 32.4823 | 35.2484 | 30.7022 | 39.0078 | 37.6938 | 31.7094
NSR Dairyland- SO2 Cap Annual v5.13 | 892 | 6000 | Rate Constraint in MTons | FALSE | L | Annual | Rate | lb/MMBtu | 0.078441 | 0.078707 | 0.078774 | 0.078794 | 0.078616 | 0.078767 | 0.078724 | 0.078632
NSR Dairyland- SO2 Cap Annual v5.13 | 892 | 6000 | Rate Constraint in MTons | FALSE | L | Annual | Generation | TWh | 2.1636 | 2.9702 | 2.9418 | 3.1929 | 2.7766 | 3.5326 | 3.4123 | 2.8681
NSR Dairyland- SO2 Cap Annual v5.13 | 892 | 6000 | Rate Constraint in MTons | FALSE | L | Annual | Qualifying Generation | TWh | 2.1636 | 2.9702 | 2.9418 | 3.1929 | 2.7766 | 3.5326 | 3.4123 | 2.8681
NSR Dairyland- SO2 Cap Annual v5.13 | 892 | 6000 | Rate Constraint in MTons | FALSE | L | Annual | Rate | lb/MWh | 0.891 | 0.8925 | 0.86978 | 0.86985 | 0.86928 | 0.86976 | 0.86963 | 0.86933
NSR Dairyland- SO2 Cap Annual v5.13 | 892 | 6000 | Rate Constraint in MTons | FALSE | L | Annual | Constraint Shadow Price | US2016$/Ton | 0 | 0 | 0 | 0 | 0 | 0 | 0 | 0
NSR Dominion Consent - NOX Cap Annual v3.1 | 893 | 1840 | Rate Constraint in MTons | FALSE | L | Annual | Seasons Included | Seasons | Winter, WintShld, Summer | Winter, WintShld, Summer | Winter, WintShld, Summer | Winter, WintShld, Summer | Winter, WintShld, Summer | Winter, WintShld, Summer | Winter, WintShld, Summer | Winter, WintShld, Summer
NSR Dominion Consent - NOX Cap Annual v3.1 | 893 | 1840 | Rate Constraint in MTons | FALSE | L | Annual | Standard NOX | Thousand Tons | 30.25 | 30.25 | 30.25 | 30.25 | 30.25 | 30.25 | 30.25 | 30.25
NSR Dominion Consent - NOX Cap Annual v3.1 | 893 | 1840 | Rate Constraint in MTons | FALSE | L | Annual | Emissions at Affected Plants NOX | Thousand Tons | 3.2422 | 4.4029 | 3.2295 | 2.8437 | 0.41944 | 0.4257 | 0.39489 | 0.1122
NSR Dominion Consent - NOX Cap Annual v3.1 | 893 | 1840 | Rate Constraint in MTons | FALSE | L | Annual | Allowances Purchased NOX | Thousand Tons | 0 | 0 | 0 | 0 | 0 | 0 | 0 | 0
NSR Dominion Consent - NOX Cap Annual v3.1 | 893 | 1840 | Rate Constraint in MTons | FALSE | L | Annual | Allowances Sold NOX | Thousand Tons | 0 | 0 | 0 | 0 | 0 | 0 | 0 | 0
NSR Dominion Consent - NOX Cap Annual v3.1 | 893 | 1840 | Rate Constraint in MTons | FALSE | L | Annual | Allowances Banked | Thousand Tons | 0 | 0 | 0 | 0 | 0 | 0 | 0 | 0
NSR Dominion Consent - NOX Cap Annual v3.1 | 893 | 1840 | Rate Constraint in MTons | FALSE | L | Annual | Allowances Withdrawn (1:1) | Thousand Tons | 0 | 0 | 0 | 0 | 0 | 0 | 0 | 0
NSR Dominion Consent - NOX Cap Annual v3.1 | 893 | 1840 | Rate Constraint in MTons | FALSE | L | Annual | Allowances Withdrawn (n:1) | Thousand Tons | 0 | 0 | 0 | 0 | 0 | 0 | 0 | 0
NSR Dominion Consent - NOX Cap Annual v3.1 | 893 | 1840 | Rate Constraint in MTons | FALSE | L | Annual | Net Emissions Allowance Position | Thousand Tons | 3.2422 | 4.4029 | 3.2295 | 2.8437 | 0.41944 | 0.4257 | 0.39489 | 0.1122
NSR Dominion Consent - NOX Cap Annual v3.1 | 893 | 1840 | Rate Constraint in MTons | FALSE | L | Annual | Fuel Consumed | TBtu | 123.3904 | 154.2397 | 124.0494 | 114.1523 | 39.7761 | 40.0186 | 34.4277 | 20.3622
NSR Dominion Consent - NOX Cap Annual v3.1 | 893 | 1840 | Rate Constraint in MTons | FALSE | L | Annual | Rate | lb/MMBtu | 0.052552 | 0.057092 | 0.052068 | 0.049822 | 0.02109 | 0.021275 | 0.02294 | 0.01102
NSR Dominion Consent - NOX Cap Annual v3.1 | 893 | 1840 | Rate Constraint in MTons | FALSE | L | Annual | Generation | TWh | 13.4262 | 16.488 | 13.5629 | 12.5916 | 5.1234 | 5.1475 | 4.3729 | 2.821
NSR Dominion Consent - NOX Cap Annual v3.1 | 893 | 1840 | Rate Constraint in MTons | FALSE | L | Annual | Qualifying Generation | TWh | 13.4262 | 16.488 | 13.5629 | 12.5916 | 5.1234 | 5.1475 | 4.3729 | 2.821
NSR Dominion Consent - NOX Cap Annual v3.1 | 893 | 1840 | Rate Constraint in MTons | FALSE | L | Annual | Rate | lb/MWh | 0.48296 | 0.53408 | 0.47622 | 0.45168 | 0.16374 | 0.1654 | 0.18061 | 0.079542
NSR Dominion Consent - NOX Cap Annual v3.1 | 893 | 1840 | Rate Constraint in MTons | FALSE | L | Annual | Constraint Shadow Price | US2016$/Ton | 0 | 0 | 0 | 0 | 0 | 0 | 0 | 0
NSR Dominion Consent - NOX Rate Annual v3.1 | 894 | 1841 | Rate Constraint in lbs/MMBtu | FALSE | L | Annual | Seasons Included | Seasons | Winter, WintShld, Summer | Winter, WintShld, Summer | Winter, WintShld, Summer | Winter, WintShld, Summer | Winter, WintShld, Summer | Winter, WintShld, Summer | Winter, WintShld, Summer | Winter, WintShld, Summer
NSR Dominion Consent - NOX Rate Annual v3.1 | 894 | 1841 | Rate Constraint in lbs/MMBtu | FALSE | L | Annual | Standard NOX | lb/MMBtu | 0.15 | 0.15 | 0.15 | 0.15 | 0.15 | 0.15 | 0.15 | 0.15
NSR Dominion Consent - NOX Rate Annual v3.1 | 894 | 1841 | Rate Constraint in lbs/MMBtu | FALSE | L | Annual | Emissions at Affected Plants NOX | Thousand Tons | 3.2422 | 4.4029 | 3.2295 | 2.8437 | 0.41944 | 0.4257 | 0.39489 | 0.1122
NSR Dominion Consent - NOX Rate Annual v3.1 | 894 | 1841 | Rate Constraint in lbs/MMBtu | FALSE | L | Annual | Allowances Purchased NOX | Thousand Tons | 0 | 0 | 0 | 0 | 0 | 0 | 0 | 0
NSR Dominion Consent - NOX Rate Annual v3.1 | 894 | 1841 | Rate Constraint in lbs/MMBtu | FALSE | L | Annual | Allowances Sold NOX | Thousand Tons | 0 | 0 | 0 | 0 | 0 | 0 | 0 | 0
NSR Dominion Consent - NOX Rate Annual v3.1 | 894 | 1841 | Rate Constraint in lbs/MMBtu | FALSE | L | Annual | Allowances Banked | Thousand Tons | 0 | 0 | 0 | 0 | 0 | 0 | 0 | 0
NSR Dominion Consent - NOX Rate Annual v3.1 | 894 | 1841 | Rate Constraint in lbs/MMBtu | FALSE | L | Annual | Allowances Withdrawn (1:1) | Thousand Tons | 0 | 0 | 0 | 0 | 0 | 0 | 0 | 0
NSR Dominion Consent - NOX Rate Annual v3.1 | 894 | 1841 | Rate Constraint in lbs/MMBtu | FALSE | L | Annual | Allowances Withdrawn (n:1) | Thousand Tons | 0 | 0 | 0 | 0 | 0 | 0 | 0 | 0
NSR Dominion Consent - NOX Rate Annual v3.1 | 894 | 1841 | Rate Constraint in lbs/MMBtu | FALSE | L | Annual | Net Emissions Allowance Position | Thousand Tons | 3.2422 | 4.4029 | 3.2295 | 2.8437 | 0.41944 | 0.4257 | 0.39489 | 0.1122
NSR Dominion Consent - NOX Rate Annual v3.1 | 894 | 1841 | Rate Constraint in lbs/MMBtu | FALSE | L | Annual | Fuel Consumed | TBtu | 123.3904 | 154.2397 | 124.0494 | 114.1523 | 39.7761 | 40.0186 | 34.4277 | 20.3622
NSR Dominion Consent - NOX Rate Annual v3.1 | 894 | 1841 | Rate Constraint in lbs/MMBtu | FALSE | L | Annual | Rate | lb/MMBtu | 0.052552 | 0.057092 | 0.052068 | 0.049822 | 0.02109 | 0.021275 | 0.02294 | 0.01102
NSR Dominion Consent - NOX Rate Annual v3.1 | 894 | 1841 | Rate Constraint in lbs/MMBtu | FALSE | L | Annual | Generation | TWh | 13.4262 | 16.488 | 13.5629 | 12.5916 | 5.1234 | 5.1475 | 4.3729 | 2.821
NSR Dominion Consent - NOX Rate Annual v3.1 | 894 | 1841 | Rate Constraint in lbs/MMBtu | FALSE | L | Annual | Qualifying Generation | TWh | 13.4262 | 16.488 | 13.5629 | 12.5916 | 5.1234 | 5.1475 | 4.3729 | 2.821
NSR Dominion Consent - NOX Rate Annual v3.1 | 894 | 1841 | Rate Constraint in lbs/MMBtu | FALSE | L | Annual | Rate | lb/MWh | 0.48296 | 0.53408 | 0.47622 | 0.45168 | 0.16374 | 0.1654 | 0.18061 | 0.079542
NSR Dominion Consent - NOX Rate Annual v3.1 | 894 | 1841 | Rate Constraint in lbs/MMBtu | FALSE | L | Annual | Constraint Shadow Price | US2016$/Ton | 0 | 0 | 0 | 0 | 0 | 0 | 0 | 0
NSR Edgewater 3-5- NOx Cap Annual v5.13 | 895 | 5986 | Rate Constraint in MTons | FALSE | L | Annual | Seasons Included | Seasons | Winter, WintShld, Summer | Winter, WintShld, Summer | Winter, WintShld, Summer | Winter, WintShld, Summer | Winter, WintShld, Summer | Winter, WintShld, Summer | Winter, WintShld, Summer | Winter, WintShld, Summer
NSR Edgewater 3-5- NOx Cap Annual v5.13 | 895 | 5986 | Rate Constraint in MTons | FALSE | L | Annual | Standard NOX | Thousand Tons | 1.1 | 1.1 | 1.1 | 1.1 | 1.1 | 1.1 | 1.1 | 1.1
NSR Edgewater 3-5- NOx Cap Annual v5.13 | 895 | 5986 | Rate Constraint in MTons | FALSE | L | Annual | Emissions at Affected Plants NOX | Thousand Tons | 0 | 0 | 0 | 0 | 0 | 0 | 0 | 0
NSR Edgewater 3-5- NOx Cap Annual v5.13 | 895 | 5986 | Rate Constraint in MTons | FALSE | L | Annual | Allowances Purchased NOX | Thousand Tons | 0 | 0 | 0 | 0 | 0 | 0 | 0 | 0
NSR Edgewater 3-5- NOx Cap Annual v5.13 | 895 | 5986 | Rate Constraint in MTons | FALSE | L | Annual | Allowances Sold NOX | Thousand Tons | 0 | 0 | 0 | 0 | 0 | 0 | 0 | 0
NSR Edgewater 3-5- NOx Cap Annual v5.13 | 895 | 5986 | Rate Constraint in MTons | FALSE | L | Annual | Allowances Banked | Thousand Tons | 0 | 0 | 0 | 0 | 0 | 0 | 0 | 0
NSR Edgewater 3-5- NOx Cap Annual v5.13 | 895 | 5986 | Rate Constraint in MTons | FALSE | L | Annual | Allowances Withdrawn (1:1) | Thousand Tons | 0 | 0 | 0 | 0 | 0 | 0 | 0 | 0
NSR Edgewater 3-5- NOx Cap Annual v5.13 | 895 | 5986 | Rate Constraint in MTons | FALSE | L | Annual | Allowances Withdrawn (n:1) | Thousand Tons | 0 | 0 | 0 | 0 | 0 | 0 | 0 | 0
NSR Edgewater 3-5- NOx Cap Annual v5.13 | 895 | 5986 | Rate Constraint in MTons | FALSE | L | Annual | Net Emissions Allowance Position | Thousand Tons | 0 | 0 | 0 | 0 | 0 | 0 | 0 | 0
NSR Edgewater 3-5- NOx Cap Annual v5.13 | 895 | 5986 | Rate Constraint in MTons | FALSE | L | Annual | Fuel Consumed | TBtu | 0 | 0 | 0 | 0 | 0 | 0 | 0 | 0
NSR Edgewater 3-5- NOx Cap Annual v5.13 | 895 | 5986 | Rate Constraint in MTons | FALSE | L | Annual | Rate | lb/MMBtu | 0 | 0 | 0 | 0 | 0 | 0 | 0 | 0
NSR Edgewater 3-5- NOx Cap Annual v5.13 | 895 | 5986 | Rate Constraint in MTons | FALSE | L | Annual | Generation | TWh | 0 | 0 | 0 | 0 | 0 | 0 | 0 | 0
NSR Edgewater 3-5- NOx Cap Annual v5.13 | 895 | 5986 | Rate Constraint in MTons | FALSE | L | Annual | Qualifying Generation | TWh | 0 | 0 | 0 | 0 | 0 | 0 | 0 | 0
NSR Edgewater 3-5- NOx Cap Annual v5.13 | 895 | 5986 | Rate Constraint in MTons | FALSE | L | Annual | Rate | lb/MWh | 0 | 0 | 0 | 0 | 0 | 0 | 0 | 0
NSR Edgewater 3-5- NOx Cap Annual v5.13 | 895 | 5986 | Rate Constraint in MTons | FALSE | L | Annual | Constraint Shadow Price | US2016$/Ton | 0 | 0 | 0 | 0 | 0 | 0 | 0 | 0
NSR Edgewater 3-5- SO2 Cap Annual v5.13 | 896 | 5984 | Rate Constraint in MTons | FALSE | L | Annual | Seasons Included | Seasons | Winter, WintShld, Summer | Winter, WintShld, Summer | Winter, WintShld, Summer | Winter, WintShld, Summer | Winter, WintShld, Summer | Winter, WintShld, Summer | Winter, WintShld, Summer | Winter, WintShld, Summer
NSR Edgewater 3-5- SO2 Cap Annual v5.13 | 896 | 5984 | Rate Constraint in MTons | FALSE | L | Annual | Standard SO2 | Thousand Tons | 1.1 | 1.1 | 1.1 | 1.1 | 1.1 | 1.1 | 1.1 | 1.1
NSR Edgewater 3-5- SO2 Cap Annual v5.13 | 896 | 5984 | Rate Constraint in MTons | FALSE | L | Annual | Emissions at Affected Plants SO2 | Thousand Tons | 0 | 0 | 0 | 0 | 0 | 0 | 0 | 0
NSR Edgewater 3-5- SO2 Cap Annual v5.13 | 896 | 5984 | Rate Constraint in MTons | FALSE | L | Annual | Allowances Purchased SO2 | Thousand Tons | 0 | 0 | 0 | 0 | 0 | 0 | 0 | 0
NSR Edgewater 3-5- SO2 Cap Annual v5.13 | 896 | 5984 | Rate Constraint in MTons | FALSE | L | Annual | Allowances Sold SO2 | Thousand Tons | 0 | 0 | 0 | 0 | 0 | 0 | 0 | 0
NSR Edgewater 3-5- SO2 Cap Annual v5.13 | 896 | 5984 | Rate Constraint in MTons | FALSE | L | Annual | Allowances Banked | Thousand Tons | 0 | 0 | 0 | 0 | 0 | 0 | 0 | 0
NSR Edgewater 3-5- SO2 Cap Annual v5.13 | 896 | 5984 | Rate Constraint in MTons | FALSE | L | Annual | Allowances Withdrawn (1:1) | Thousand Tons | 0 | 0 | 0 | 0 | 0 | 0 | 0 | 0
NSR Edgewater 3-5- SO2 Cap Annual v5.13 | 896 | 5984 | Rate Constraint in MTons | FALSE | L | Annual | Allowances Withdrawn (n:1) | Thousand Tons | 0 | 0 | 0 | 0 | 0 | 0 | 0 | 0
NSR Edgewater 3-5- SO2 Cap Annual v5.13 | 896 | 5984 | Rate Constraint in MTons | FALSE | L | Annual | Net Emissions Allowance Position | Thousand Tons | 0 | 0 | 0 | 0 | 0 | 0 | 0 | 0
NSR Edgewater 3-5- SO2 Cap Annual v5.13 | 896 | 5984 | Rate Constraint in MTons | FALSE | L | Annual | Fuel Consumed | TBtu | 0 | 0 | 0 | 0 | 0 | 0 | 0 | 0
NSR Edgewater 3-5- SO2 Cap Annual v5.13 | 896 | 5984 | Rate Constraint in MTons | FALSE | L | Annual | Rate | lb/MMBtu | 0 | 0 | 0 | 0 | 0 | 0 | 0 | 0
NSR Edgewater 3-5- SO2 Cap Annual v5.13 | 896 | 5984 | Rate Constraint in MTons | FALSE | L | Annual | Generation | TWh | 0 | 0 | 0 | 0 | 0 | 0 | 0 | 0
NSR Edgewater 3-5- SO2 Cap Annual v5.13 | 896 | 5984 | Rate Constraint in MTons | FALSE | L | Annual | Qualifying Generation | TWh | 0 | 0 | 0 | 0 | 0 | 0 | 0 | 0
NSR Edgewater 3-5- SO2 Cap Annual v5.13 | 896 | 5984 | Rate Constraint in MTons | FALSE | L | Annual | Rate | lb/MWh | 0 | 0 | 0 | 0 | 0 | 0 | 0 | 0
NSR Edgewater 3-5- SO2 Cap Annual v5.13 | 896 | 5984 | Rate Constraint in MTons | FALSE | L | Annual | Constraint Shadow Price | US2016$/Ton | 0 | 0 | 0 | 0 | 0 | 0 | 0 | 0
NSR Edgewater 5- Hg Rate Annual v5.13 | 897 | 5990 | Rate Constraint in lbs/MMBtu | FALSE | L | Annual | Seasons Included | Seasons | Winter, WintShld, Summer | Winter, WintShld, Summer | Winter, WintShld, Summer | Winter, WintShld, Summer | Winter, WintShld, Summer | Winter, WintShld, Summer | Winter, WintShld, Summer | Winter, WintShld, Summer
NSR Edgewater 5- Hg Rate Annual v5.13 | 897 | 5990 | Rate Constraint in lbs/MMBtu | FALSE | L | Annual | Standard MER | lb/MMBtu | 0.015 | 0.015 | 0.015 | 0.015 | 0.015 | 0.015 | 0.015 | 0.015
NSR Edgewater 5- Hg Rate Annual v5.13 | 897 | 5990 | Rate Constraint in lbs/MMBtu | FALSE | L | Annual | Emissions at Affected Plants MER | lbs | 0 | 0 | 0 | 0 | 0 | 0 | 0 | 0
NSR Edgewater 5- Hg Rate Annual v5.13 | 897 | 5990 | Rate Constraint in lbs/MMBtu | FALSE | L | Annual | Allowances Purchased MER | lbs | 0 | 0 | 0 | 0 | 0 | 0 | 0 | 0
NSR Edgewater 5- Hg Rate Annual v5.13 | 897 | 5990 | Rate Constraint in lbs/MMBtu | FALSE | L | Annual | Allowances Sold MER | lbs | 0 | 0 | 0 | 0 | 0 | 0 | 0 | 0
NSR Edgewater 5- Hg Rate Annual v5.13 | 897 | 5990 | Rate Constraint in lbs/MMBtu | FALSE | L | Annual | Allowances Banked | lbs | 0 | 0 | 0 | 0 | 0 | 0 | 0 | 0
NSR Edgewater 5- Hg Rate Annual v5.13 | 897 | 5990 | Rate Constraint in lbs/MMBtu | FALSE | L | Annual | Allowances Withdrawn (1:1) | lbs | 0 | 0 | 0 | 0 | 0 | 0 | 0 | 0
NSR Edgewater 5- Hg Rate Annual v5.13 | 897 | 5990 | Rate Constraint in lbs/MMBtu | FALSE | L | Annual | Allowances Withdrawn (n:1) | lbs | 0 | 0 | 0 | 0 | 0 | 0 | 0 | 0
NSR Edgewater 5- Hg Rate Annual v5.13 | 897 | 5990 | Rate Constraint in lbs/MMBtu | FALSE | L | Annual | Net Emissions Allowance Position | lbs | 0 | 0 | 0 | 0 | 0 | 0 | 0 | 0
NSR Edgewater 5- Hg Rate Annual v5.13 | 897 | 5990 | Rate Constraint in lbs/MMBtu | FALSE | L | Annual | Fuel Consumed | TBtu | 0 | 0 | 0 | 0 | 0 | 0 | 0 | 0
NSR Edgewater 5- Hg Rate Annual v5.13 | 897 | 5990 | Rate Constraint in lbs/MMBtu | FALSE | L | Annual | Rate | lb/MMBtu | 0 | 0 | 0 | 0 | 0 | 0 | 0 | 0
NSR Edgewater 5- Hg Rate Annual v5.13 | 897 | 5990 | Rate Constraint in lbs/MMBtu | FALSE | L | Annual | Generation | TWh | 0 | 0 | 0 | 0 | 0 | 0 | 0 | 0
NSR Edgewater 5- Hg Rate Annual v5.13 | 897 | 5990 | Rate Constraint in lbs/MMBtu | FALSE | L | Annual | Qualifying Generation | TWh | 0 | 0 | 0 | 0 | 0 | 0 | 0 | 0
NSR Edgewater 5- Hg Rate Annual v5.13 | 897 | 5990 | Rate Constraint in lbs/MMBtu | FALSE | L | Annual | Rate | lb/MWh | 0 | 0 | 0 | 0 | 0 | 0 | 0 | 0
NSR Edgewater 5- Hg Rate Annual v5.13 | 897 | 5990 | Rate Constraint in lbs/MMBtu | FALSE | L | Annual | Constraint Shadow Price | US2016$/Lb | 0 | 0 | 0 | 0 | 0 | 0 | 0 | 0
NSR Edgewater 5- NOx Rate Annual v5.13 | 898 | 5989 | Rate Constraint in lbs/MMBtu | FALSE | L | Annual | Seasons Included | Seasons | Winter, WintShld, Summer | Winter, WintShld, Summer | Winter, WintShld, Summer | Winter, WintShld, Summer | Winter, WintShld, Summer | Winter, WintShld, Summer | Winter, WintShld, Summer | Winter, WintShld, Summer
NSR Edgewater 5- NOx Rate Annual v5.13 | 898 | 5989 | Rate Constraint in lbs/MMBtu | FALSE | L | Annual | Standard NOX | lb/MMBtu | 0.07 | 0.07 | 0.07 | 0.07 | 0.07 | 0.07 | 0.07 | 0.07
NSR Edgewater 5- NOx Rate Annual v5.13 | 898 | 5989 | Rate Constraint in lbs/MMBtu | FALSE | L | Annual | Emissions at Affected Plants NOX | Thousand Tons | 0 | 0 | 0 | 0 | 0 | 0 | 0 | 0
NSR Edgewater 5- NOx Rate Annual v5.13 | 898 | 5989 | Rate Constraint in lbs/MMBtu | FALSE | L | Annual | Allowances Purchased NOX | Thousand Tons | 0 | 0 | 0 | 0 | 0 | 0 | 0 | 0
NSR Edgewater 5- NOx Rate Annual v5.13 | 898 | 5989 | Rate Constraint in lbs/MMBtu | FALSE | L | Annual | Allowances Sold NOX | Thousand Tons | 0 | 0 | 0 | 0 | 0 | 0 | 0 | 0
NSR Edgewater 5- NOx Rate Annual v5.13 | 898 | 5989 | Rate Constraint in lbs/MMBtu | FALSE | L | Annual | Allowances Banked | Thousand Tons | 0 | 0 | 0 | 0 | 0 | 0 | 0 | 0
NSR Edgewater 5- NOx Rate Annual v5.13 | 898 | 5989 | Rate Constraint in lbs/MMBtu | FALSE | L | Annual | Allowances Withdrawn (1:1) | Thousand Tons | 0 | 0 | 0 | 0 | 0 | 0 | 0 | 0
NSR Edgewater 5- NOx Rate Annual v5.13 | 898 | 5989 | Rate Constraint in lbs/MMBtu | FALSE | L | Annual | Allowances Withdrawn (n:1) | Thousand Tons | 0 | 0 | 0 | 0 | 0 | 0 | 0 | 0
NSR Edgewater 5- NOx Rate Annual v5.13 | 898 | 5989 | Rate Constraint in lbs/MMBtu | FALSE | L | Annual | Net Emissions Allowance Position | Thousand Tons | 0 | 0 | 0 | 0 | 0 | 0 | 0 | 0
NSR Edgewater 5- NOx Rate Annual v5.13 | 898 | 5989 | Rate Constraint in lbs/MMBtu | FALSE | L | Annual | Fuel Consumed | TBtu | 0 | 0 | 0 | 0 | 0 | 0 | 0 | 0
NSR Edgewater 5- NOx Rate Annual v5.13 | 898 | 5989 | Rate Constraint in lbs/MMBtu | FALSE | L | Annual | Rate | lb/MMBtu | 0 | 0 | 0 | 0 | 0 | 0 | 0 | 0
NSR Edgewater 5- NOx Rate Annual v5.13 | 898 | 5989 | Rate Constraint in lbs/MMBtu | FALSE | L | Annual | Generation | TWh | 0 | 0 | 0 | 0 | 0 | 0 | 0 | 0
NSR Edgewater 5- NOx Rate Annual v5.13 | 898 | 5989 | Rate Constraint in lbs/MMBtu | FALSE | L | Annual | Qualifying Generation | TWh | 0 | 0 | 0 | 0 | 0 | 0 | 0 | 0
NSR Edgewater 5- NOx Rate Annual v5.13 | 898 | 5989 | Rate Constraint in lbs/MMBtu | FALSE | L | Annual | Rate | lb/MWh | 0 | 0 | 0 | 0 | 0 | 0 | 0 | 0
NSR Edgewater 5- NOx Rate Annual v5.13 | 898 | 5989 | Rate Constraint in lbs/MMBtu | FALSE | L | Annual | Constraint Shadow Price | US2016$/Ton | 0 | 0 | 0 | 0 | 0 | 0 | 0 | 0
NSR Edgewater 5- SO2 Rate Annual v5.13 | 899 | 5988 | Rate Constraint in lbs/MMBtu | FALSE | L | Annual | Seasons Included | Seasons | Winter, WintShld, Summer | Winter, WintShld, Summer | Winter, WintShld, Summer | Winter, WintShld, Summer | Winter, WintShld, Summer | Winter, WintShld, Summer | Winter, WintShld, Summer | Winter, WintShld, Summer
NSR Edgewater 5- SO2 Rate Annual v5.13 | 899 | 5988 | Rate Constraint in lbs/MMBtu | FALSE | L | Annual | Standard SO2 | lb/MMBtu | 0.075 | 0.075 | 0.075 | 0.075 | 0.075 | 0.075 | 0.075 | 0.075
NSR Edgewater 5- SO2 Rate Annual v5.13 | 899 | 5988 | Rate Constraint in lbs/MMBtu | FALSE | L | Annual | Emissions at Affected Plants SO2 | Thousand Tons | 0 | 0 | 0 | 0 | 0 | 0 | 0 | 0
NSR Edgewater 5- SO2 Rate Annual v5.13 | 899 | 5988 | Rate Constraint in lbs/MMBtu | FALSE | L | Annual | Allowances Purchased SO2 | Thousand Tons | 0 | 0 | 0 | 0 | 0 | 0 | 0 | 0
NSR Edgewater 5- SO2 Rate Annual v5.13 | 899 | 5988 | Rate Constraint in lbs/MMBtu | FALSE | L | Annual | Allowances Sold SO2 | Thousand Tons | 0 | 0 | 0 | 0 | 0 | 0 | 0 | 0
NSR Edgewater 5- SO2 Rate Annual v5.13 | 899 | 5988 | Rate Constraint in lbs/MMBtu | FALSE | L | Annual | Allowances Banked | Thousand Tons | 0 | 0 | 0 | 0 | 0 | 0 | 0 | 0
NSR Edgewater 5- SO2 Rate Annual v5.13 | 899 | 5988 | Rate Constraint in lbs/MMBtu | FALSE | L | Annual | Allowances Withdrawn (1:1) | Thousand Tons | 0 | 0 | 0 | 0 | 0 | 0 | 0 | 0
NSR Edgewater 5- SO2 Rate Annual v5.13 | 899 | 5988 | Rate Constraint in lbs/MMBtu | FALSE | L | Annual | Allowances Withdrawn (n:1) | Thousand Tons | 0 | 0 | 0 | 0 | 0 | 0 | 0 | 0
NSR Edgewater 5- SO2 Rate Annual v5.13 | 899 | 5988 | Rate Constraint in lbs/MMBtu | FALSE | L | Annual | Net Emissions Allowance Position | Thousand Tons | 0 | 0 | 0 | 0 | 0 | 0 | 0 | 0
NSR Edgewater 5- SO2 Rate Annual v5.13 | 899 | 5988 | Rate Constraint in lbs/MMBtu | FALSE | L | Annual | Fuel Consumed | TBtu | 0 | 0 | 0 | 0 | 0 | 0 | 0 | 0
NSR Edgewater 5- SO2 Rate Annual v5.13 | 899 | 5988 | Rate Constraint in lbs/MMBtu | FALSE | L | Annual | Rate | lb/MMBtu | 0 | 0 | 0 | 0 | 0 | 0 | 0 | 0
NSR Edgewater 5- SO2 Rate Annual v5.13 | 899 | 5988 | Rate Constraint in lbs/MMBtu | FALSE | L | Annual | Generation | TWh | 0 | 0 | 0 | 0 | 0 | 0 | 0 | 0
NSR Edgewater 5- SO2 Rate Annual v5.13 | 899 | 5988 | Rate Constraint in lbs/MMBtu | FALSE | L | Annual | Qualifying Generation | TWh | 0 | 0 | 0 | 0 | 0 | 0 | 0 | 0
NSR Edgewater 5- SO2 Rate Annual v5.13 | 899 | 5988 | Rate Constraint in lbs/MMBtu | FALSE | L | Annual | Rate | lb/MWh | 0 | 0 | 0 | 0 | 0 | 0 | 0 | 0
NSR Edgewater 5- SO2 Rate Annual v5.13 | 899 | 5988 | Rate Constraint in lbs/MMBtu | FALSE | L | Annual | Constraint Shadow Price | US2016$/Ton | 0 | 0 | 0 | 0 | 0 | 0 | 0 | 0
NSR EKPC Consent - NOX Cap Annual v3.1 | 900 | 1842 | Rate Constraint in MTons | FALSE | L | Annual | Seasons Included | Seasons | Winter, WintShld, Summer | Winter, WintShld, Summer | Winter, WintShld, Summer | Winter, WintShld, Summer | Winter, WintShld, Summer | Winter, WintShld, Summer | Winter, WintShld, Summer | Winter, WintShld, Summer
NSR EKPC Consent - NOX Cap Annual v3.1 | 900 | 1842 | Rate Constraint in MTons | FALSE | L | Annual | Standard NOX | Thousand Tons | 8 | 8 | 8 | 8 | 8 | 8 | 8 | 8
NSR EKPC Consent - NOX Cap Annual v3.1 | 900 | 1842 | Rate Constraint in MTons | FALSE | L | Annual | Emissions at Affected Plants NOX | Thousand Tons | 1.0231 | 1.0231 | 1.0037 | 1.0037 | 0.87044 | 0.87044 | 0.87044 | 0.68028
NSR EKPC Consent - NOX Cap Annual v3.1 | 900 | 1842 | Rate Constraint in MTons | FALSE | L | Annual | Allowances Purchased NOX | Thousand Tons | 0 | 0 | 0 | 0 | 0 | 0 | 0 | 0
NSR EKPC Consent - NOX Cap Annual v3.1 | 900 | 1842 | Rate Constraint in MTons | FALSE | L | Annual | Allowances Sold NOX | Thousand Tons | 0 | 0 | 0 | 0 | 0 | 0 | 0 | 0
NSR EKPC Consent - NOX Cap Annual v3.1 | 900 | 1842 | Rate Constraint in MTons | FALSE | L | Annual | Allowances Banked | Thousand Tons | 0 | 0 | 0 | 0 | 0 | 0 | 0 | 0
NSR EKPC Consent - NOX Cap Annual v3.1 | 900 | 1842 | Rate Constraint in MTons | FALSE | L | Annual | Allowances Withdrawn (1:1) | Thousand Tons | 0 | 0 | 0 | 0 | 0 | 0 | 0 | 0
NSR EKPC Consent - NOX Cap Annual v3.1 | 900 | 1842 | Rate Constraint in MTons | FALSE | L | Annual | Allowances Withdrawn (n:1) | Thousand Tons | 0 | 0 | 0 | 0 | 0 | 0 | 0 | 0
NSR EKPC Consent - NOX Cap Annual v3.1 | 900 | 1842 | Rate Constraint in MTons | FALSE | L | Annual | Net Emissions Allowance Position | Thousand Tons | 1.0231 | 1.0231 | 1.0037 | 1.0037 | 0.87044 | 0.87044 | 0.87044 | 0.68028
NSR EKPC Consent - NOX Cap Annual v3.1 | 900 | 1842 | Rate Constraint in MTons | FALSE | L | Annual | Fuel Consumed | TBtu | 22.5161 | 22.5161 | 22.0883 | 22.0883 | 19.1559 | 19.1559 | 19.1559 | 14.9709
NSR EKPC Consent - NOX Cap Annual v3.1 | 900 | 1842 | Rate Constraint in MTons | FALSE | L | Annual | Rate | lb/MMBtu | 0.09088 | 0.09088 | 0.09088 | 0.09088 | 0.09088 | 0.09088 | 0.09088 | 0.09088
NSR EKPC Consent - NOX Cap Annual v3.1 | 900 | 1842 | Rate Constraint in MTons | FALSE | L | Annual | Generation | TWh | 2.1526 | 2.1526 | 2.1526 | 2.1526 | 1.8668 | 1.8668 | 1.8668 | 1.459
NSR EKPC Consent - NOX Cap Annual v3.1 | 900 | 1842 | Rate Constraint in MTons | FALSE | L | Annual | Qualifying Generation | TWh | 2.1526 | 2.1526 | 2.1526 | 2.1526 | 1.8668 | 1.8668 | 1.8668 | 1.459
NSR EKPC Consent - NOX Cap Annual v3.1 | 900 | 1842 | Rate Constraint in MTons | FALSE | L | Annual | Rate | lb/MWh | 0.9506 | 0.9506 | 0.93254 | 0.93254 | 0.93254 | 0.93254 | 0.93254 | 0.93254
NSR EKPC Consent - NOX Cap Annual v3.1 | 900 | 1842 | Rate Constraint in MTons | FALSE | L | Annual | Constraint Shadow Price | US2016$/Ton | 0 | 0 | 0 | 0 | 0 | 0 | 0 | 0
NSR EKPC Consent - SO2 Cap Annual v3.1 | 901 | 1843 | Rate Constraint in MTons | FALSE | L | Annual | Seasons Included | Seasons | Winter, WintShld, Summer | Winter, WintShld, Summer | Winter, WintShld, Summer | Winter, WintShld, Summer | Winter, WintShld, Summer | Winter, WintShld, Summer | Winter, WintShld, Summer | Winter, WintShld, Summer
NSR EKPC Consent - SO2 Cap Annual v3.1 | 901 | 1843 | Rate Constraint in MTons | FALSE | L | Annual | Standard SO2 | Thousand Tons | 28 | 28 | 28 | 28 | 28 | 28 | 28 | 28
NSR EKPC Consent - SO2 Cap Annual v3.1 | 901 | 1843 | Rate Constraint in MTons | FALSE | L | Annual | Emissions at Affected Plants SO2 | Thousand Tons | 0.89526 | 0.89526 | 0.87825 | 0.87825 | 0.76165 | 0.76165 | 0.76165 | 0.59525
NSR EKPC Consent - SO2 Cap Annual v3.1 | 901 | 1843 | Rate Constraint in MTons | FALSE | L | Annual | Allowances Purchased SO2 | Thousand Tons | 0 | 0 | 0 | 0 | 0 | 0 | 0 | 0
NSR EKPC Consent - SO2 Cap Annual v3.1 | 901 | 1843 | Rate Constraint in MTons | FALSE | L | Annual | Allowances Sold SO2 | Thousand Tons | 0 | 0 | 0 | 0 | 0 | 0 | 0 | 0
NSR EKPC Consent - SO2 Cap Annual v3.1 | 901 | 1843 | Rate Constraint in MTons | FALSE | L | Annual | Allowances Banked | Thousand Tons | 0 | 0 | 0 | 0 | 0 | 0 | 0 | 0
NSR EKPC Consent - SO2 Cap Annual v3.1 | 901 | 1843 | Rate Constraint in MTons | FALSE | L | Annual | Allowances Withdrawn (1:1) | Thousand Tons | 0 | 0 | 0 | 0 | 0 | 0 | 0 | 0
NSR EKPC Consent - SO2 Cap Annual v3.1 | 901 | 1843 | Rate Constraint in MTons | FALSE | L | Annual | Allowances Withdrawn (n:1) | Thousand Tons | 0 | 0 | 0 | 0 | 0 | 0 | 0 | 0
NSR EKPC Consent - SO2 Cap Annual v3.1 | 901 | 1843 | Rate Constraint in MTons | FALSE | L | Annual | Net Emissions Allowance Position | Thousand Tons | 0.89526 | 0.89526 | 0.87825 | 0.87825 | 0.76165 | 0.76165 | 0.76165 | 0.59525
NSR EKPC Consent - SO2 Cap Annual v3.1 | 901 | 1843 | Rate Constraint in MTons | FALSE | L | Annual | Fuel Consumed | TBtu | 22.5161 | 22.5161 | 22.0883 | 22.0883 | 19.1559 | 19.1559 | 19.1559 | 14.9709
NSR EKPC Consent - SO2 Cap Annual v3.1 | 901 | 1843 | Rate Constraint in MTons | FALSE | L | Annual | Rate | lb/MMBtu | 0.079521 | 0.079521 | 0.079521 | 0.079521 | 0.079521 | 0.079521 | 0.079521 | 0.079521
NSR EKPC Consent - SO2 Cap Annual v3.1 | 901 | 1843 | Rate Constraint in MTons | FALSE | L | Annual | Generation | TWh | 2.1526 | 2.1526 | 2.1526 | 2.1526 | 1.8668 | 1.8668 | 1.8668 | 1.459
NSR EKPC Consent - SO2 Cap Annual v3.1 | 901 | 1843 | Rate Constraint in MTons | FALSE | L | Annual | Qualifying Generation | TWh | 2.1526 | 2.1526 | 2.1526 | 2.1526 | 1.8668 | 1.8668 | 1.8668 | 1.459
NSR EKPC Consent - SO2 Cap Annual v3.1 | 901 | 1843 | Rate Constraint in MTons | FALSE | L | Annual | Rate | lb/MWh | 0.83179 | 0.83179 | 0.81599 | 0.81599 | 0.81599 | 0.81599 | 0.81599 | 0.81599
NSR EKPC Consent - SO2 Cap Annual v3.1 | 901 | 1843 | Rate Constraint in MTons | FALSE | L | Annual | Constraint Shadow Price | US2016$/Ton | 0 | 0 | 0 | 0 | 0 | 0 | 0 | 0
NSR FB Culley 3 - NOX Rate Annual v3.1, Unit 4076 and retrofits | 902 | 1946 | Rate Constraint in lbs/MMBtu | FALSE | L | Annual | Seasons Included | Seasons | Winter, WintShld, Summer | Winter, WintShld, Summer | Winter, WintShld, Summer | Winter, WintShld, Summer | Winter, WintShld, Summer | Winter, WintShld, Summer | Winter, WintShld, Summer | Winter, WintShld, Summer
NSR FB Culley 3 - NOX Rate Annual v3.1, Unit 4076 and retrofits | 902 | 1946 | Rate Constraint in lbs/MMBtu | FALSE | L | Annual | Standard NOX | lb/MMBtu | 0.121 | 0.121 | 0.121 | 0.121 | 0.121 | 0.121 | 0.121 | 0.121
NSR FB Culley 3 - NOX Rate Annual v3.1, Unit 4076 and retrofits | 902 | 1946 | Rate Constraint in lbs/MMBtu | FALSE | L | Annual | Emissions at Affected Plants NOX | Thousand Tons | 1.0308 | 1.0912 | 1.0112 | 1.0705 | 0.9792 | 0.9792 | 0.66647 | 0.59089
NSR FB Culley 3 - NOX Rate Annual v3.1, Unit 4076 and retrofits | 902 | 1946 | Rate Constraint in lbs/MMBtu | FALSE | L | Annual | Allowances Purchased NOX | Thousand Tons | 0 | 0 | 0 | 0 | 0 | 0 | 0 | 0
NSR FB Culley 3 - NOX Rate Annual v3.1, Unit 4076 and retrofits | 902 | 1946 | Rate Constraint in lbs/MMBtu | FALSE | L | Annual | Allowances Sold NOX | Thousand Tons | 0 | 0 | 0 | 0 | 0 | 0 | 0 | 0
NSR FB Culley 3 - NOX Rate Annual v3.1, Unit 4076 and retrofits | 902 | 1946 | Rate Constraint in lbs/MMBtu | FALSE | L | Annual | Allowances Banked | Thousand Tons | 0 | 0 | 0 | 0 | 0 | 0 | 0 | 0
NSR FB Culley 3 - NOX Rate Annual v3.1, Unit 4076 and retrofits | 902 | 1946 | Rate Constraint in lbs/MMBtu | FALSE | L | Annual | Allowances Withdrawn (1:1) | Thousand Tons | 0 | 0 | 0 | 0 | 0 | 0 | 0 | 0
NSR FB Culley 3 - NOX Rate Annual v3.1, Unit 4076 and retrofits | 902 | 1946 | Rate Constraint in lbs/MMBtu | FALSE | L | Annual | Allowances Withdrawn (n:1) | Thousand Tons | 0 | 0 | 0 | 0 | 0 | 0 | 0 | 0
NSR FB Culley 3 - NOX Rate Annual v3.1, Unit 4076 and retrofits | 902 | 1946 | Rate Constraint in lbs/MMBtu | FALSE | L | Annual | Net Emissions Allowance Position | Thousand Tons | 1.0308 | 1.0912 | 1.0112 | 1.0705 | 0.9792 | 0.9792 | 0.66647 | 0.59089
NSR FB Culley 3 - NOX Rate Annual v3.1, Unit 4076 and retrofits | 902 | 1946 | Rate Constraint in lbs/MMBtu | FALSE | L | Annual | Fuel Consumed | TBtu | 19.1523 | 20.2752 | 18.7884 | 19.89 | 18.1939 | 18.1939 | 12.3833 | 10.979
NSR FB Culley 3 - NOX Rate Annual v3.1, Unit 4076 and retrofits | 902 | 1946 | Rate Constraint in lbs/MMBtu | FALSE | L | Annual | Rate | lb/MMBtu | 0.10764 | 0.10764 | 0.10764 | 0.10764 | 0.10764 | 0.10764 | 0.10764 | 0.10764
NSR FB Culley 3 - NOX Rate Annual v3.1, Unit 4076 and retrofits | 902 | 1946 | Rate Constraint in lbs/MMBtu | FALSE | L | Annual | Generation | TWh | 1.7632 | 1.8666 | 1.7632 | 1.8666 | 1.7074 | 1.7074 | 1.1621 | 1.0304
NSR FB Culley 3 - NOX Rate Annual v3.1, Unit 4076 and retrofits | 902 | 1946 | Rate Constraint in lbs/MMBtu | FALSE | L | Annual | Qualifying Generation | TWh | 1.7632 | 1.8666 | 1.7632 | 1.8666 | 1.7074 | 1.7074 | 1.1621 | 1.0304
NSR FB Culley 3 - NOX Rate Annual v3.1, Unit 4076 and retrofits | 902 | 1946 | Rate Constraint in lbs/MMBtu | FALSE | L | Annual | Rate | lb/MWh | 1.1692 | 1.1692 | 1.147 | 1.147 | 1.147 | 1.147 | 1.147 | 1.147
NSR FB Culley 3 - NOX Rate Annual v3.1, Unit 4076 and retrofits | 902 | 1946 | Rate Constraint in lbs/MMBtu | FALSE | L | Annual | Constraint Shadow Price | US2016$/Ton | 0 | 0 | 0 | 0 | 0 | 0 | 0 | 0
NSR Four Corners 4,5 - NOX Cap Annual v5.16 | 903 | 6696 | Rate Constraint in MTons | FALSE | L | Annual | Seasons Included | Seasons | Winter, WintShld, Summer | Winter, WintShld, Summer | Winter, WintShld, Summer | Winter, WintShld, Summer | Winter, WintShld, Summer | Winter, WintShld, Summer | Winter, WintShld, Summer | Winter, WintShld, Summer
NSR Four Corners 4,5 - NOX Cap Annual v5.16 | 903 | 6696 | Rate Constraint in MTons | FALSE | L | Annual | Standard NOX | Thousand Tons | 4.968 | 4.968 | 4.968 | 4.968 | 4.968 | 4.968 | 4.968 | 4.968
NSR Four Corners 4,5 - NOX Cap Annual v5.16 | 903 | 6696 | Rate Constraint in MTons | FALSE | L | Annual | Emissions at Affected Plants NOX | Thousand Tons | 2.2587 | 2.2587 | 2.2586 | 2.2587 | 2.2588 | 2.2588 | 2.2585 | 2.2585
NSR Four Corners 4,5 - NOX Cap Annual v5.16 | 903 | 6696 | Rate Constraint in MTons | FALSE | L | Annual | Allowances Purchased NOX | Thousand Tons | 0 | 0 | 0 | 0 | 0 | 0 | 0 | 0
NSR Four Corners 4,5 - NOX Cap Annual v5.16 | 903 | 6696 | Rate Constraint in MTons | FALSE | L | Annual | Allowances Sold NOX | Thousand Tons | 0 | 0 | 0 | 0 | 0 | 0 | 0 | 0
NSR Four Corners 4,5 - NOX Cap Annual v5.16 | 903 | 6696 | Rate Constraint in MTons | FALSE | L | Annual | Allowances Banked | Thousand Tons | 0 | 0 | 0 | 0 | 0 | 0 | 0 | 0
NSR Four Corners 4,5 - NOX Cap Annual v5.16 | 903 | 6696 | Rate Constraint in MTons | FALSE | L | Annual | Allowances Withdrawn (1:1) | Thousand Tons | 0 | 0 | 0 | 0 | 0 | 0 | 0 | 0
NSR Four Corners 4,5 - NOX Cap Annual v5.16 | 903 | 6696 | Rate Constraint in MTons | FALSE | L | Annual | Allowances Withdrawn (n:1) | Thousand Tons | 0 | 0 | 0 | 0 | 0 | 0 | 0 | 0
NSR Four Corners 4,5 - NOX Cap Annual v5.16 | 903 | 6696 | Rate Constraint in MTons | FALSE | L | Annual | Net Emissions Allowance Position | Thousand Tons | 2.2587 | 2.2587 | 2.2586 | 2.2587 | 2.2588 | 2.2588 | 2.2585 | 2.2585
NSR Four Corners 4,5 - NOX Cap Annual v5.16 | 903 | 6696 | Rate Constraint in MTons | FALSE | L | Annual | Fuel Consumed | TBtu | 89.4286 | 89.4286 | 89.4286 | 89.4286 | 89.4286 | 89.4286 | 89.4286 | 89.4286
NSR Four Corners 4,5 - NOX Cap Annual v5.16 | 903 | 6696 | Rate Constraint in MTons | FALSE | L | Annual | Rate | lb/MMBtu | 0.050513 | 0.050513 | 0.050512 | 0.050514 | 0.050517 | 0.050517 | 0.05051 | 0.05051
NSR Four Corners 4,5 - NOX Cap Annual v5.16 | 903 | 6696 | Rate Constraint in MTons | FALSE | L | Annual | Generation | TWh | 8.9206 | 8.9206 | 8.9926 | 8.9926 | 8.9927 | 8.9927 | 8.9925 | 8.9925
NSR Four Corners 4,5 - NOX Cap Annual v5.16 | 903 | 6696 | Rate Constraint in MTons | FALSE | L | Annual | Qualifying Generation | TWh | 8.9206 | 8.9206 | 8.9926 | 8.9926 | 8.9927 | 8.9927 | 8.9925 | 8.9925
NSR Four Corners 4,5 - NOX Cap Annual v5.16 | 903 | 6696 | Rate Constraint in MTons | FALSE | L | Annual | Rate | lb/MWh | 0.50639 | 0.50639 | 0.50233 | 0.50235 | 0.50237 | 0.50237 | 0.50231 | 0.50231
NSR Four Corners 4,5 - NOX Cap Annual v5.16 | 903 | 6696 | Rate Constraint in MTons | FALSE | L | Annual | Constraint Shadow Price | US2016$/Ton | 0 | 0 | 0 | 0 | 0 | 0 | 0 | 0
NSR Four Corners 4,5 - NOX Rate Annual v5.16 | 904 | 6695 | Rate Constraint in lbs/MMBtu | FALSE | L | Annual | Seasons Included | Seasons | Winter, WintShld, Summer | Winter, WintShld, Summer | Winter, WintShld, Summer | Winter, WintShld, Summer | Winter, WintShld, Summer | Winter, WintShld, Summer | Winter, WintShld, Summer | Winter, WintShld, Summer
NSR Four Corners 4,5 - NOX Rate Annual v5.16 | 904 | 6695 | Rate Constraint in lbs/MMBtu | FALSE | L | Annual | Standard NOX | lb/MMBtu | 0.08 | 0.08 | 0.08 | 0.08 | 0.08 | 0.08 | 0.08 | 0.08
NSR Four Corners 4,5 - NOX Rate Annual v5.16 | 904 | 6695 | Rate Constraint in lbs/MMBtu | FALSE | L | Annual | Emissions at Affected Plants NOX | Thousand Tons | 2.2587 | 2.2587 | 2.2586 | 2.2587 | 2.2588 | 2.2588 | 2.2585 | 2.2585
NSR Four Corners 4,5 - NOX Rate Annual v5.16 | 904 | 6695 | Rate Constraint in lbs/MMBtu | FALSE | L | Annual | Allowances Purchased NOX | Thousand Tons | 0 | 0 | 0 | 0 | 0 | 0 | 0 | 0
NSR Four Corners 4,5 - NOX Rate Annual v5.16 | 904 | 6695 | Rate Constraint in lbs/MMBtu | FALSE | L | Annual | Allowances Sold NOX | Thousand Tons | 0 | 0 | 0 | 0 | 0 | 0 | 0 | 0
NSR Four Corners 4,5 - NOX Rate Annual v5.16 | 904 | 6695 | Rate Constraint in lbs/MMBtu | FALSE | L | Annual | Allowances Banked | Thousand Tons | 0 | 0 | 0 | 0 | 0 | 0 | 0 | 0
NSR Four Corners 4,5 - NOX Rate Annual v5.16 | 904 | 6695 | Rate Constraint in lbs/MMBtu | FALSE | L | Annual | Allowances Withdrawn (1:1) | Thousand Tons | 0 | 0 | 0 | 0 | 0 | 0 | 0 | 0
NSR Four Corners 4,5 - NOX Rate Annual v5.16 | 904 | 6695 | Rate Constraint in lbs/MMBtu | FALSE | L | Annual | Allowances Withdrawn (n:1) | Thousand Tons | 0 | 0 | 0 | 0 | 0 | 0 | 0 | 0
NSR Four Corners 4,5 - NOX Rate Annual v5.16 | 904 | 6695 | Rate Constraint in lbs/MMBtu | FALSE | L | Annual | Net Emissions Allowance Position | Thousand Tons | 2.2587 | 2.2587 | 2.2586 | 2.2587 | 2.2588 | 2.2588 | 2.2585 | 2.2585
NSR Four Corners 4,5 - NOX Rate Annual v5.16 | 904 | 6695 | Rate Constraint in lbs/MMBtu | FALSE | L | Annual | Fuel Consumed | TBtu | 89.4286 | 89.4286 | 89.4286 | 89.4286 | 89.4286 | 89.4286 | 89.4286 | 89.4286
NSR Four Corners 4,5 - NOX Rate Annual v5.16 | 904 | 6695 | Rate Constraint in lbs/MMBtu | FALSE | L | Annual | Rate | lb/MMBtu | 0.050513 | 0.050513 | 0.050512 | 0.050514 | 0.050517 | 0.050517 | 0.05051 | 0.05051
NSR Four Corners 4,5 - NOX Rate Annual v5.16 | 904 | 6695 | Rate Constraint in lbs/MMBtu | FALSE | L | Annual | Generation | TWh | 8.9206 | 8.9206 | 8.9926 | 8.9926 | 8.9927 | 8.9927 | 8.9925 | 8.9925
NSR Four Corners 4,5 - NOX Rate Annual v5.16 | 904 | 6695 | Rate Constraint in lbs/MMBtu | FALSE | L | Annual | Qualifying Generation | TWh | 8.9206 | 8.9206 | 8.9926 | 8.9926 | 8.9927 | 8.9927 | 8.9925 | 8.9925
NSR Four Corners 4,5 - NOX Rate Annual v5.16 | 904 | 6695 | Rate Constraint in lbs/MMBtu | FALSE | L | Annual | Rate | lb/MWh | 0.50639 | 0.50639 | 0.50233 | 0.50235 | 0.50237 | 0.50237 | 0.50231 | 0.50231
NSR Four Corners 4,5 - NOX Rate Annual v5.16 | 904 | 6695 | Rate Constraint in lbs/MMBtu | FALSE | L | Annual | Constraint Shadow Price | US2016$/Ton | 0 | 0 | 0 | 0 | 0 | 0 | 0 | 0
NSR Four Corners 4,5 - SO2 Cap Annual v5.16 | 905 | 6697 | Rate Constraint in MTons | FALSE | L | Annual | Seasons Included | Seasons | Winter, WintShld, Summer | Winter, WintShld, Summer | Winter, WintShld, Summer | Winter, WintShld, Summer | Winter, WintShld, Summer | Winter, WintShld, Summer | Winter, WintShld, Summer | Winter, WintShld, Summer
NSR Four Corners 4,5 - SO2 Cap Annual v5.16 | 905 | 6697 | Rate Constraint in MTons | FALSE | L | Annual | Standard SO2 | Thousand Tons | 6.8 | 6.8 | 6.8 | 6.8 | 6.8 | 6.8 | 6.8 | 6.8
NSR Four Corners 4,5 - SO2 Cap Annual v5.16 | 905 | 6697 | Rate Constraint in MTons | FALSE | L | Annual | Emissions at Affected Plants SO2 | Thousand Tons | 6.8 | 6.8 | 6.8 | 6.8 | 6.8 | 6.8 | 6.8 | 6.8
NSR Four Corners 4,5 - SO2 Cap Annual v5.16 | 905 | 6697 | Rate Constraint in MTons | FALSE | L | Annual | Allowances Purchased SO2 | Thousand Tons | 0 | 0 | 0 | 0 | 0 | 0 | 0 | 0
NSR Four Corners 4,5 - SO2 Cap Annual v5.16 | 905 | 6697 | Rate Constraint in MTons | FALSE | L | Annual | Allowances Sold SO2 | Thousand Tons | 0 | 0 | 0 | 0 | 0 | 0 | 0 | 0
NSR Four Corners 4,5 - SO2 Cap Annual v5.16 | 905 | 6697 | Rate Constraint in MTons | FALSE | L | Annual | Allowances Banked | Thousand Tons | 0 | 0 | 0 | 0 | 0 | 0 | 0 | 0
NSR Four Corners 4,5 - SO2 Cap Annual v5.16 | 905 | 6697 | Rate Constraint in MTons | FALSE | L | Annual | Allowances Withdrawn (1:1) | Thousand Tons | 0 | 0 | 0 | 0 | 0 | 0 | 0 | 0
NSR Four Corners 4,5 - SO2 Cap Annual v5.16 | 905 | 6697 | Rate Constraint in MTons | FALSE | L | Annual | Allowances Withdrawn (n:1) | Thousand Tons | 0 | 0 | 0 | 0 | 0 | 0 | 0 | 0
NSR Four Corners 4,5 - SO2 Cap Annual v5.16 | 905 | 6697 | Rate Constraint in MTons | FALSE | L | Annual | Net Emissions Allowance Position | Thousand Tons | 6.8 | 6.8 | 6.8 | 6.8 | 6.8 | 6.8 | 6.8 | 6.8
NSR Four Corners 4,5 - SO2 Cap Annual v5.16 | 905 | 6697 | Rate Constraint in MTons | FALSE | L | Annual | Fuel Consumed | TBtu | 89.4286 | 89.4286 | 89.4286 | 89.4286 | 89.4286 | 89.4286 | 89.4286 | 89.4286
NSR Four Corners 4,5 - SO2 Cap Annual v5.16 | 905 | 6697 | Rate Constraint in MTons | FALSE | L | Annual | Rate | lb/MMBtu | 0.15208 | 0.15208 | 0.15208 | 0.15208 | 0.15208 | 0.15208 | 0.15208 | 0.15208
NSR Four Corners 4,5 - SO2 Cap Annual v5.16 | 905 | 6697 | Rate Constraint in MTons | FALSE | L | Annual | Generation | TWh | 8.9206 | 8.9206 | 8.9926 | 8.9926 | 8.9927 | 8.9927 | 8.9925 | 8.9925
NSR Four Corners 4,5 - SO2 Cap Annual v5.16 | 905 | 6697 | Rate Constraint in MTons | FALSE | L | Annual | Qualifying Generation | TWh | 8.9206 | 8.9206 | 8.9926 | 8.9926 | 8.9927 | 8.9927 | 8.9925 | 8.9925
NSR Four Corners 4,5 - SO2 Cap Annual v5.16 | 905 | 6697 | Rate Constraint in MTons | FALSE | L | Annual | Rate | lb/MWh | 1.5246 | 1.5246 | 1.5124 | 1.5124 | 1.5123 | 1.5123 | 1.5124 | 1.5124
NSR Four Corners 4,5 - SO2 Cap Annual v5.16 | 905 | 6697 | Rate Constraint in MTons | FALSE | L | Annual | Constraint Shadow Price | US2016$/Ton | 10364.854 | 11521.7266 | 12733.0666 | 8792.6392 | 2627.35 | 3060.3474 | 3772.5228 | 3606.8828
NSR Genoa 1 - Hg Rate Annual v5.13 | 906 | 5967 | Rate Constraint in lbs/MMBtu | FALSE | L | Annual | Seasons Included | Seasons | Winter, WintShld, Summer | Winter, WintShld, Summer | Winter, WintShld, Summer | Winter, WintShld, Summer | Winter, WintShld, Summer | Winter, WintShld, Summer | Winter, WintShld, Summer | Winter, WintShld, Summer
NSR Genoa 1 - Hg Rate Annual v5.13 | 906 | 5967 | Rate Constraint in lbs/MMBtu | FALSE | L | Annual | Standard MER | lb/MMBtu | 0.015 | 0.015 | 0.015 | 0.015 | 0.015 | 0.015 | 0.015 | 0.015
NSR Genoa 1 - Hg Rate Annual v5.13 | 906 | 5967 | Rate Constraint in lbs/MMBtu | FALSE | L | Annual | Emissions at Affected Plants MER | lbs | 5.3752 | 6.1074 | 5.586 | 5.9617 | 5.9617 | 6.7457 | 6.7457 | 6.0869
NSR Genoa 1 - Hg Rate Annual v5.13 | 906 | 5967 | Rate Constraint in lbs/MMBtu | FALSE | L | Annual | Allowances Purchased MER | lbs | 0 | 0 | 0 | 0 | 0 | 0 | 0 | 0
NSR Genoa 1 - Hg Rate Annual v5.13 | 906 | 5967 | Rate Constraint in lbs/MMBtu | FALSE | L | Annual | Allowances Sold MER | lbs | 0 | 0 | 0 | 0 | 0 | 0 | 0 | 0
NSR Genoa 1 - Hg Rate Annual v5.13 | 906 | 5967 | Rate Constraint in lbs/MMBtu | FALSE | L | Annual | Allowances Banked | lbs | 0 | 0 | 0 | 0 | 0 | 0 | 0 | 0
NSR Genoa 1 - Hg Rate Annual v5.13 | 906 | 5967 | Rate Constraint in lbs/MMBtu | FALSE | L | Annual | Allowances Withdrawn (1:1) | lbs | 0 | 0 | 0 | 0 | 0 | 0 | 0 | 0
NSR Genoa 1 - Hg Rate Annual v5.13 | 906 | 5967 | Rate Constraint in lbs/MMBtu | FALSE | L | Annual | Allowances Withdrawn (n:1) | lbs | 0 | 0 | 0 | 0 | 0 | 0 | 0 | 0
NSR Genoa 1 - Hg Rate Annual v5.13 | 906 | 5967 | Rate Constraint in lbs/MMBtu | FALSE | L | Annual | Net Emissions Allowance Position | lbs | 5.3752 | 6.1074 | 5.586 | 5.9617 | 5.9617 | 6.7457 | 6.7457 | 6.0869
NSR Genoa 1 - Hg Rate Annual v5.13 | 906 | 5967 | Rate Constraint in lbs/MMBtu | FALSE | L | Annual | Fuel Consumed | TBtu | 10.0582 | 11.4284 | 10.4527 | 11.1558 | 11.1558 | 12.6228 | 12.6228 | 11.3901
NSR Genoa 1 - Hg Rate Annual v5.13 | 906 | 5967 | Rate Constraint in lbs/MMBtu | FALSE | L | Annual | Rate | lb/MMBtu | 5.344e-07 | 5.344e-07 | 5.344e-07 | 5.344e-07 | 5.344e-07 | 5.344e-07 | 5.344e-07 | 5.344e-07
NSR Genoa 1 - Hg Rate Annual v5.13 | 906 | 5967 | Rate Constraint in lbs/MMBtu | FALSE | L | Annual | Generation | TWh | 0.87267 | 0.99155 | 0.92446 | 0.98664 | 0.98664 | 1.1164 | 1.1164 | 1.0074
NSR Genoa 1 - Hg Rate Annual v5.13 | 906 | 5967 | Rate Constraint in lbs/MMBtu | FALSE | L | Annual | Qualifying Generation | TWh | 0.87267 | 0.99155 | 0.92446 | 0.98664 | 0.98664 | 1.1164 | 1.1164 | 1.0074
NSR Genoa 1 - Hg Rate Annual v5.13 | 906 | 5967 | Rate Constraint in lbs/MMBtu | FALSE | L | Annual | Rate | lb/MWh | 6.1595e-06 | 6.1595e-06 | 6.0424e-06 | 6.0424e-06 | 6.0424e-06 | 6.0424e-06 | 6.0424e-06 | 6.0424e-06
NSR Genoa 1 - Hg Rate Annual v5.13 | 906 | 5967 | Rate Constraint in lbs/MMBtu | FALSE | L | Annual | Constraint Shadow Price | US2016$/Lb | 0 | 0 | 0 | 0 | 0 | 0 | 0 | 0
NSR Genoa 1 - NOx Cap Annual v5.13 | 907 | 5966 | Rate Constraint in MTons | FALSE | L | Annual | Seasons Included | Seasons | Winter, WintShld, Summer | Winter, WintShld, Summer | Winter, WintShld, Summer | Winter, WintShld, Summer | Winter, WintShld, Summer | Winter, WintShld, Summer | Winter, WintShld, Summer | Winter, WintShld, Summer
NSR Genoa 1 - NOx Cap Annual v5.13 | 907 | 5966 | Rate Constraint in MTons | FALSE | L | Annual | Standard NOX | Thousand Tons | 1.14 | 1.14 | 1.14 | 1.14 | 1.14 | 1.14 | 1.14 | 1.14
NSR Genoa 1 - NOx Cap Annual v5.13 | 907 | 5966 | Rate Constraint in MTons | FALSE | L | Annual | Emissions at Affected Plants NOX | Thousand Tons | 0.54415 | 0.61828 | 0.56549 | 0.60353 | 0.60353 | 0.6829 | 0.6829 | 0.61621
NSR Genoa 1 - NOx Cap Annual v5.13 | 907 | 5966 | Rate Constraint in MTons | FALSE | L | Annual | Allowances Purchased NOX | Thousand Tons | 0 | 0 | 0 | 0 | 0 | 0 | 0 | 0
NSR Genoa 1 - NOx Cap Annual v5.13 | 907 | 5966 | Rate Constraint in MTons | FALSE | L | Annual | Allowances Sold NOX | Thousand Tons | 0 | 0 | 0 | 0 | 0 | 0 | 0 | 0
NSR Genoa 1 - NOx Cap Annual v5.13 | 907 | 5966 | Rate Constraint in MTons | FALSE | L | Annual | Allowances Banked | Thousand Tons | 0 | 0 | 0 | 0 | 0 | 0 | 0 | 0
NSR Genoa 1 - NOx Cap Annual v5.13 | 907 | 5966 | Rate Constraint in MTons | FALSE | L | Annual | Allowances Withdrawn (1:1) | Thousand Tons | 0 | 0 | 0 | 0 | 0 | 0 | 0 | 0
NSR Genoa 1 - NOx Cap Annual v5.13 | 907 | 5966 | Rate Constraint in MTons | FALSE | L | Annual | Allowances Withdrawn (n:1) | Thousand Tons | 0 | 0 | 0 | 0 | 0 | 0 | 0 | 0
NSR Genoa 1 - NOx Cap Annual v5.13 | 907 | 5966 | Rate Constraint in MTons | FALSE | L | Annual | Net Emissions Allowance Position | Thousand Tons | 0.54415 | 0.61828 | 0.56549 | 0.60353 | 0.60353 | 0.6829 | 0.6829 | 0.61621
NSR Genoa 1 - NOx Cap Annual v5.13 | 907 | 5966 | Rate Constraint in MTons | FALSE | L | Annual | Fuel Consumed | TBtu | 10.0582 | 11.4284 | 10.4527 | 11.1558 | 11.1558 | 12.6228 | 12.6228 | 11.3901
NSR Genoa 1 - NOx Cap Annual v5.13 | 907 | 5966 | Rate Constraint in MTons | FALSE | L | Annual | Rate | lb/MMBtu | 0.1082 | 0.1082 | 0.1082 | 0.1082 | 0.1082 | 0.1082 | 0.1082 | 0.1082
NSR Genoa 1 - NOx Cap Annual v5.13 | 907 | 5966 | Rate Constraint in MTons | FALSE | L | Annual | Generation | TWh | 0.87267 | 0.99155 | 0.92446 | 0.98664 | 0.98664 | 1.1164 | 1.1164 | 1.0074
NSR Genoa 1 - NOx Cap Annual v5.13 | 907 | 5966 | Rate Constraint in MTons | FALSE | L | Annual | Qualifying Generation | TWh | 0.87267 | 0.99155 | 0.92446 | 0.98664 | 0.98664 | 1.1164 | 1.1164 | 1.0074
NSR Genoa 1 - NOx Cap Annual v5.13 | 907 | 5966 | Rate Constraint in MTons | FALSE | L | Annual | Rate | lb/MWh | 1.2471 | 1.2471 | 1.2234 | 1.2234 | 1.2234 | 1.2234 | 1.2234 | 1.2234
NSR Genoa 1 - NOx Cap Annual v5.13 | 907 | 5966 | Rate Constraint in MTons | FALSE | L | Annual | Constraint Shadow Price | US2016$/Ton | 0 | 0 | 0 | 0 | 0 | 0 | 0 | 0
NSR Genoa 1 - NOx Rate Annual v5.13 | 908 | 5965 | Rate Constraint in lbs/MMBtu | FALSE | L | Annual | Seasons Included | Seasons | Winter, WintShld, Summer | Winter, WintShld, Summer | Winter, WintShld, Summer | Winter, WintShld, Summer | Winter, WintShld, Summer | Winter, WintShld, Summer | Winter, WintShld, Summer | Winter, WintShld, Summer
NSR Genoa 1 - NOx Rate Annual v5.13 | 908 | 5965 | Rate Constraint in lbs/MMBtu | FALSE | L | Annual | Standard NOX | lb/MMBtu | 0.14 | 0.14 | 0.14 | 0.14 | 0.14 | 0.14 | 0.14 | 0.14
NSR Genoa 1 - NOx Rate Annual v5.13 | 908 | 5965 | Rate Constraint in lbs/MMBtu | FALSE | L | Annual | Emissions at Affected Plants NOX | Thousand Tons | 0.54415 | 0.61828 | 0.56549 | 0.60353 | 0.60353 | 0.6829 | 0.6829 | 0.61621
NSR Genoa 1 - NOx Rate Annual v5.13 | 908 | 5965 | Rate Constraint in lbs/MMBtu | FALSE | L | Annual | Allowances Purchased NOX | Thousand Tons | 0 | 0 | 0 | 0 | 0 | 0 | 0 | 0
NSR Genoa 1 - NOx Rate Annual v5.13 | 908 | 5965 | Rate Constraint in lbs/MMBtu | FALSE | L | Annual | Allowances Sold NOX | Thousand Tons | 0 | 0 | 0 | 0 | 0 | 0 | 0 | 0
NSR Genoa 1 - NOx Rate Annual v5.13 | 908 | 5965 | Rate Constraint in lbs/MMBtu | FALSE | L | Annual | Allowances Banked | Thousand Tons | 0 | 0 | 0 | 0 | 0 | 0 | 0 | 0
NSR Genoa 1 - NOx Rate Annual v5.13 | 908 | 5965 | Rate Constraint in lbs/MMBtu | FALSE | L | Annual | Allowances Withdrawn (1:1) | Thousand Tons | 0 | 0 | 0 | 0 | 0 | 0 | 0 | 0
NSR Genoa 1 - NOx Rate Annual v5.13 | 908 | 5965 | Rate Constraint in lbs/MMBtu | FALSE | L | Annual | Allowances Withdrawn (n:1) | Thousand Tons | 0 | 0 | 0 | 0 | 0 | 0 | 0 | 0
NSR Genoa 1 - NOx Rate Annual v5.13 | 908 | 5965 | Rate Constraint in lbs/MMBtu | FALSE | L | Annual | Net Emissions Allowance Position | Thousand Tons | 0.54415 | 0.61828 | 0.56549 | 0.60353 | 0.60353 | 0.6829 | 0.6829 | 0.61621
NSR Genoa 1 - NOx Rate Annual v5.13 | 908 | 5965 | Rate Constraint in lbs/MMBtu | FALSE | L | Annual | Fuel Consumed | TBtu | 10.0582 | 11.4284 | 10.4527 | 11.1558 | 11.1558 | 12.6228 | 12.6228 | 11.3901
NSR Genoa 1 - NOx Rate Annual v5.13 | 908 | 5965 | Rate Constraint in lbs/MMBtu | FALSE | L | Annual | Rate | lb/MMBtu | 0.1082 | 0.1082 | 0.1082 | 0.1082 | 0.1082 | 0.1082 | 0.1082 | 0.1082
NSR Genoa 1 - NOx Rate Annual v5.13 | 908 | 5965 | Rate Constraint in lbs/MMBtu | FALSE | L | Annual | Generation | TWh | 0.87267 | 0.99155 | 0.92446 | 0.98664 | 0.98664 | 1.1164 | 1.1164 | 1.0074
NSR Genoa 1 - NOx Rate Annual v5.13 | 908 | 5965 | Rate Constraint in lbs/MMBtu | FALSE | L | Annual | Qualifying Generation | TWh | 0.87267 | 0.99155 | 0.92446 | 0.98664 | 0.98664 | 1.1164 | 1.1164 | 1.0074
NSR Genoa 1 - NOx Rate Annual v5.13 | 908 | 5965 | Rate Constraint in lbs/MMBtu | FALSE | L | Annual | Rate | lb/MWh | 1.2471 | 1.2471 | 1.2234 | 1.2234 | 1.2234 | 1.2234 | 1.2234 | 1.2234
NSR Genoa 1 - NOx Rate Annual v5.13 | 908 | 5965 | Rate Constraint in lbs/MMBtu | FALSE | L | Annual | Constraint Shadow Price | US2016$/Ton | 0 | 0 | 0 | 0 | 0 | 0 | 0 | 0
NSR Genoa 1 - SO2 Rate Annual v5.13 | 909 | 5964 | Rate Constraint in lbs/MMBtu | FALSE | L | Annual | Seasons Included | Seasons | Winter, WintShld, Summer | Winter, WintShld, Summer | Winter, WintShld, Summer | Winter, WintShld, Summer | Winter, WintShld, Summer | Winter, WintShld, Summer | Winter, WintShld, Summer | Winter, WintShld, Summer
NSR Genoa 1 - SO2 Rate Annual v5.13 | 909 | 5964 | Rate Constraint in lbs/MMBtu | FALSE | L | Annual | Standard SO2 | lb/MMBtu | 0.09 | 0.09 | 0.09 | 0.09 | 0.09 | 0.09 | 0.09 | 0.09
NSR Genoa 1 - SO2 Rate Annual v5.13 | 909 | 5964 | Rate Constraint in lbs/MMBtu | FALSE | L | Annual | Emissions at Affected Plants SO2 | Thousand Tons | 0.38317 | 0.43537 | 0.3982 | 0.42498 | 0.42498 | 0.48087 | 0.48087 | 0.43391
NSR Genoa 1 - SO2 Rate Annual v5.13 | 909 | 5964 | Rate Constraint in lbs/MMBtu | FALSE | L | Annual | Allowances Purchased SO2 | Thousand Tons | 0 | 0 | 0 | 0 | 0 | 0 | 0 | 0
NSR Genoa 1 - SO2 Rate Annual v5.13 | 909 | 5964 | Rate Constraint in lbs/MMBtu | FALSE | L | Annual | Allowances Sold SO2 | Thousand Tons | 0 | 0 | 0 | 0 | 0 | 0 | 0 | 0
NSR Genoa 1 - SO2 Rate Annual v5.13 | 909 | 5964 | Rate Constraint in lbs/MMBtu | FALSE | L | Annual | Allowances Banked | Thousand Tons | 0 | 0 | 0 | 0 | 0 | 0 | 0 | 0
NSR Genoa 1 - SO2 Rate Annual v5.13 | 909 | 5964 | Rate Constraint in lbs/MMBtu | FALSE | L | Annual | Allowances Withdrawn (1:1) | Thousand Tons | 0 | 0 | 0 | 0 | 0 | 0 | 0 | 0
NSR Genoa 1 - SO2 Rate Annual v5.13 | 909 | 5964 | Rate Constraint in lbs/MMBtu | FALSE | L | Annual | Allowances Withdrawn (n:1) | Thousand Tons | 0 | 0 | 0 | 0 | 0 | 0 | 0 | 0
NSR Genoa 1 - SO2 Rate Annual v5.13 | 909 | 5964 | Rate Constraint in lbs/MMBtu | FALSE | L | Annual | Net Emissions Allowance Position | Thousand Tons | 0.38317 | 0.43537 | 0.3982 | 0.42498 | 0.42498 | 0.48087 | 0.48087 | 0.43391
NSR Genoa 1 - SO2 Rate Annual v5.13 | 909 | 5964 | Rate Constraint in lbs/MMBtu | FALSE | L | Annual | Fuel Consumed | TBtu | 10.0582 | 11.4284 | 10.4527 | 11.1558 | 11.1558 | 12.6228 | 12.6228 | 11.3901
NSR Genoa 1 - SO2 Rate Annual v5.13 | 909 | 5964 | Rate Constraint in lbs/MMBtu | FALSE | L | Annual | Rate | lb/MMBtu | 0.07619 | 0.07619 | 0.07619 | 0.07619 | 0.07619 | 0.07619 | 0.07619 | 0.07619
NSR Genoa 1 - SO2 Rate Annual v5.13 | 909 | 5964 | Rate Constraint in lbs/MMBtu | FALSE | L | Annual | Generation | TWh | 0.87267 | 0.99155 | 0.92446 | 0.98664 | 0.98664 | 1.1164 | 1.1164 | 1.0074
NSR Genoa 1 - SO2 Rate Annual v5.13 | 909 | 5964 | Rate Constraint in lbs/MMBtu | FALSE | L | Annual | Qualifying Generation | TWh | 0.87267 | 0.99155 | 0.92446 | 0.98664 | 0.98664 | 1.1164 | 1.1164 | 1.0074
NSR Genoa 1 - SO2 Rate Annual v5.13 | 909 | 5964 | Rate Constraint in lbs/MMBtu | FALSE | L | Annual | Rate | lb/MWh | 0.87816 | 0.87816 | 0.86147 | 0.86147 | 0.86147 | 0.86147 | 0.86147 | 0.86147
NSR Genoa 1 - SO2 Rate Annual v5.13 | 909 | 5964 | Rate Constraint in lbs/MMBtu | FALSE | L | Annual | Constraint Shadow Price | US2016$/Ton | 0 | 0 | 0 | 0 | 0 | 0 | 0 | 0
NSR Harrison 1-3 - NOX Rate Annual v5.16 | 910 | 6631 | Rate Constraint in lbs/MMBtu | FALSE | L | Annual | Seasons Included | Seasons | Winter, WintShld, Summer | Winter, WintShld, Summer | Winter, WintShld, Summer | Winter, WintShld, Summer | Winter, WintShld, Summer | Winter, WintShld, Summer | Winter, WintShld, Summer | Winter, WintShld, Summer
NSR Harrison 1-3 - NOX Rate Annual v5.16 | 910 | 6631 | Rate Constraint in lbs/MMBtu | FALSE | L | Annual | Standard NOX | lb/MMBtu | 0.25 | 0.25 | 0.25 | 0.25 | 0.25 | 0.25 | 0.25 | 0.25
NSR Harrison 1-3 - NOX Rate Annual v5.16 | 910 | 6631 | Rate Constraint in lbs/MMBtu | FALSE | L | Annual | Emissions at Affected Plants NOX | Thousand Tons | 8.6997 | 8.6997 | 8.6301 | 8.6301 | 5.8404 | 5.8404 | 5.8404 | 5.4731
NSR Harrison 1-3 - NOX Rate Annual v5.16 | 910 | 6631 | Rate Constraint in lbs/MMBtu | FALSE | L | Annual | Allowances Purchased NOX | Thousand Tons | 0 | 0 | 0 | 0 | 0 | 0 | 0 | 0
NSR Harrison 1-3 - NOX Rate Annual v5.16 | 910 | 6631 | Rate Constraint in lbs/MMBtu | FALSE | L | Annual | Allowances Sold NOX | Thousand Tons | 0 | 0 | 0 | 0 | 0 | 0 | 0 | 0
NSR Harrison 1-3 - NOX Rate Annual v5.16 | 910 | 6631 | Rate Constraint in lbs/MMBtu | FALSE | L | Annual | Allowances Banked | Thousand Tons | 0 | 0 | 0 | 0 | 0 | 0 | 0 | 0
NSR Harrison 1-3 - NOX Rate Annual v5.16 | 910 | 6631 | Rate Constraint in lbs/MMBtu | FALSE | L | Annual | Allowances Withdrawn (1:1) | Thousand Tons | 0 | 0 | 0 | 0 | 0 | 0 | 0 | 0
NSR Harrison 1-3 - NOX Rate Annual v5.16 | 910 | 6631 | Rate Constraint in lbs/MMBtu | FALSE | L | Annual | Allowances Withdrawn (n:1) | Thousand Tons | 0 | 0 | 0 | 0 | 0 | 0 | 0 | 0
NSR Harrison 1-3 - NOX Rate Annual v5.16 | 910 | 6631 | Rate Constraint in lbs/MMBtu | FALSE | L | Annual | Net Emissions Allowance Position | Thousand Tons | 8.6997 | 8.6997 | 8.6301 | 8.6301 | 5.8404 | 5.8404 | 5.8404 | 5.4731
NSR Harrison 1-3 - NOX Rate Annual v5.16 | 910 | 6631 | Rate Constraint in lbs/MMBtu | FALSE | L | Annual | Fuel Consumed | TBtu | 141.9893 | 141.9893 | 140.8534 | 140.8534 | 95.3228 | 95.3228 | 95.3228 | 89.3274
NSR Harrison 1-3 - NOX Rate Annual v5.16 | 910 | 6631 | Rate Constraint in lbs/MMBtu | FALSE | L | Annual | Rate | lb/MMBtu | 0.12254 | 0.12254 | 0.12254 | 0.12254 | 0.12254 | 0.12254 | 0.12254 | 0.12254
NSR Harrison 1-3 - NOX Rate Annual v5.16 | 910 | 6631 | Rate Constraint in lbs/MMBtu | FALSE | L | Annual | Generation | TWh | 14.0788 | 14.0788 | 14.0788 | 14.0788 | 9.5278 | 9.5278 | 9.5278 | 8.9286
NSR Harrison 1-3 - NOX Rate Annual v5.16 | 910 | 6631 | Rate Constraint in lbs/MMBtu | FALSE | L | Annual | Qualifying Generation | TWh | 14.0788 | 14.0788 | 14.0788 | 14.0788 | 9.5278 | 9.5278 | 9.5278 | 8.9286
NSR Harrison 1-3 - NOX Rate Annual v5.16 | 910 | 6631 | Rate Constraint in lbs/MMBtu | FALSE | L | Annual | Rate | lb/MWh | 1.2359 | 1.2359 | 1.226 | 1.226 | 1.226 | 1.226 | 1.226 | 1.226
NSR Harrison 1-3 - NOX Rate Annual v5.16 | 910 | 6631 | Rate Constraint in lbs/MMBtu | FALSE | L | Annual | Constraint Shadow Price | US2016$/Ton | 0 | 0 | 0 | 0 | 0 | 0 | 0 | 0
NSR Harrison 1-3 - NOX Rate Summer v5.16 | 911 | 6632 | Rate Constraint in lbs/MMBtu | FALSE | L | Annual | Seasons Included | Seasons | Summer | Summer | Summer | Summer | Summer | Summer | Summer | Summer
NSR Harrison 1-3 - NOX Rate Summer v5.16 | 911 | 6632 | Rate Constraint in lbs/MMBtu | FALSE | L | Annual | Standard NOX | lb/MMBtu | 0.2 | 0.2 | 0.2 | 0.2 | 0.2 | 0.2 | 0.2 | 0.2
NSR Harrison 1-3 - NOX Rate Summer v5.16 | 911 | 6632 | Rate Constraint in lbs/MMBtu | FALSE | L | Annual | Emissions at Affected Plants NOX | Thousand Tons | 3.5267 | 3.5267 | 3.4985 | 3.4985 | 3.4985 | 3.4985 | 3.4985 | 3.1312
NSR Harrison 1-3 - NOX Rate Summer v5.16 | 911 | 6632 | Rate Constraint in lbs/MMBtu | FALSE | L | Annual | Allowances Purchased NOX | Thousand Tons | 0 | 0 | 0 | 0 | 0 | 0 | 0 | 0
NSR Harrison 1-3 - NOX Rate Summer v5.16 | 911 | 6632 | Rate Constraint in lbs/MMBtu | FALSE | L | Annual | Allowances Sold NOX | Thousand Tons | 0 | 0 | 0 | 0 | 0 | 0 | 0 | 0
NSR Harrison 1-3 - NOX Rate Summer v5.16 | 911 | 6632 | Rate Constraint in lbs/MMBtu | FALSE | L | Annual | Allowances Banked | Thousand Tons | 0 | 0 | 0 | 0 | 0 | 0 | 0 | 0
NSR Harrison 1-3 - NOX Rate Summer v5.16 | 911 | 6632 | Rate Constraint in lbs/MMBtu | FALSE | L | Annual | Allowances Withdrawn (1:1) | Thousand Tons | 0 | 0 | 0 | 0 | 0 | 0 | 0 | 0
NSR Harrison 1-3 - NOX Rate Summer v5.16 | 911 | 6632 | Rate Constraint in lbs/MMBtu | FALSE | L | Annual | Allowances Withdrawn (n:1) | Thousand Tons | 0 | 0 | 0 | 0 | 0 | 0 | 0 | 0
NSR Harrison 1-3 - NOX Rate Summer v5.16 | 911 | 6632 | Rate Constraint in lbs/MMBtu | FALSE | L | Annual | Net Emissions Allowance Position | Thousand Tons | 3.5267 | 3.5267 | 3.4985 | 3.4985 | 3.4985 | 3.4985 | 3.4985 | 3.1312
NSR Harrison 1-3 - NOX Rate Summer v5.16 | 911 | 6632 | Rate Constraint in lbs/MMBtu | FALSE | L | Annual | Fuel Consumed | TBtu | 57.5602 | 57.5602 | 57.0998 | 57.0998 | 57.0998 | 57.0998 | 57.0998 | 51.1043
NSR Harrison 1-3 - NOX Rate Summer v5.16 | 911 | 6632 | Rate Constraint in lbs/MMBtu | FALSE | L | Annual | Rate | lb/MMBtu | 0.12254 | 0.12254 | 0.12254 | 0.12254 | 0.12254 | 0.12254 | 0.12254 | 0.12254
NSR Harrison 1-3 - NOX Rate Summer v5.16 | 911 | 6632 | Rate Constraint in lbs/MMBtu | FALSE | L | Annual | Generation | TWh | 5.7073 | 5.7073 | 5.7073 | 5.7073 | 5.7073 | 5.7073 | 5.7073 | 5.108
NSR Harrison 1-3 - NOX Rate Summer v5.16 | 911 | 6632 | Rate Constraint in lbs/MMBtu | FALSE | L | Annual | Qualifying Generation | TWh | 5.7073 | 5.7073 | 5.7073 | 5.7073 | 5.7073 | 5.7073 | 5.7073 | 5.108
NSR Harrison 1-3 - NOX Rate Summer v5.16 | 911 | 6632 | Rate Constraint in lbs/MMBtu | FALSE | L | Annual | Rate | lb/MWh | 1.2359 | 1.2359 | 1.226 | 1.226 | 1.226 | 1.226 | 1.226 | 1.226
NSR Harrison 1-3 - NOX Rate Summer v5.16 | 911 | 6632 | Rate Constraint in lbs/MMBtu | FALSE | L | Annual | Constraint Shadow Price | US2016$/Ton | 0 | 0 | 0 | 0 | 0 | 0 | 0 | 0
NSR Hennepin 1,2 - SO2 Rate Annual v3.1, Unit 4244 and retrofits | 912 | 1869 | Rate Constraint in lbs/MMBtu | FALSE | L | Annual | Seasons Included | Seasons | Winter, WintShld, Summer | Winter, WintShld, Summer | Winter, WintShld, Summer | Winter, WintShld, Summer | Winter, WintShld, Summer | Winter, WintShld, Summer | Winter, WintShld, Summer | Winter, WintShld, Summer
NSR Hennepin 1,2 - SO2 Rate Annual v3.1, Unit 4244 and retrofits | 912 | 1869 | Rate Constraint in lbs/MMBtu | FALSE | L | Annual | Standard SO2 | lb/MMBtu | 1.2 | 1.2 | 1.2 | 1.2 | 1.2 | 1.2 | 1.2 | 1.2
NSR Hennepin 1,2 - SO2 Rate Annual v3.1, Unit 4244 and retrofits | 912 | 1869 | Rate Constraint in lbs/MMBtu | FALSE | L | Annual | Emissions at Affected Plants SO2 | Thousand Tons | 0 | 0 | 0 | 0 | 0 | 0 | 0 | 0
NSR Hennepin 1,2 - SO2 Rate Annual v3.1, Unit 4244 and retrofits | 912 | 1869 | Rate Constraint in lbs/MMBtu | FALSE | L | Annual | Allowances Purchased SO2 | Thousand Tons | 0 | 0 | 0 | 0 | 0 | 0 | 0 | 0
NSR Hennepin 1,2 - SO2 Rate Annual v3.1, Unit 4244 and retrofits | 912 | 1869 | Rate Constraint in lbs/MMBtu | FALSE | L | Annual | Allowances Sold SO2 | Thousand Tons | 0 | 0 | 0 | 0 | 0 | 0 | 0 | 0
NSR Hennepin 1,2 - SO2 Rate Annual v3.1, Unit 4244 and retrofits | 912 | 1869 | Rate Constraint in lbs/MMBtu | FALSE | L | Annual | Allowances Banked | Thousand Tons | 0 | 0 | 0 | 0 | 0 | 0 | 0 | 0
NSR Hennepin 1,2 - SO2 Rate Annual v3.1, Unit 4244 and retrofits | 912 | 1869 | Rate Constraint in lbs/MMBtu | FALSE | L | Annual | Allowances Withdrawn (1:1) | Thousand Tons | 0 | 0 | 0 | 0 | 0 | 0 | 0 | 0
NSR Hennepin 1,2 - SO2 Rate Annual v3.1, Unit 4244 and retrofits | 912 | 1869 | Rate Constraint in lbs/MMBtu | FALSE | L | Annual | Allowances Withdrawn (n:1) | Thousand Tons | 0 | 0 | 0 | 0 | 0 | 0 | 0 | 0
NSR Hennepin 1,2 - SO2 Rate Annual v3.1, Unit 4244 and retrofits | 912 | 1869 | Rate Constraint in lbs/MMBtu | FALSE | L | Annual | Net Emissions Allowance Position | Thousand Tons | 0 | 0 | 0 | 0 | 0 | 0 | 0 | 0
NSR Hennepin 1,2 - SO2 Rate Annual v3.1, Unit 4244 and retrofits | 912 | 1869 | Rate Constraint in lbs/MMBtu | FALSE | L | Annual | Fuel Consumed | TBtu | 0 | 0 | 0 | 0 | 0 | 0 | 0 | 0
NSR Hennepin 1,2 - SO2 Rate Annual v3.1, Unit 4244 and retrofits | 912 | 1869 | Rate Constraint in lbs/MMBtu | FALSE | L | Annual | Rate | lb/MMBtu | 0 | 0 | 0 | 0 | 0 | 0 | 0 | 0
NSR Hennepin 1,2 - SO2 Rate Annual v3.1, Unit 4244 and retrofits | 912 | 1869 | Rate Constraint in lbs/MMBtu | FALSE | L | Annual | Generation | TWh | 0 | 0 | 0 | 0 | 0 | 0 | 0 | 0
NSR Hennepin 1,2 - SO2 Rate Annual v3.1, Unit 4244 and retrofits | 912 | 1869 | Rate Constraint in lbs/MMBtu | FALSE | L | Annual | Qualifying Generation | TWh | 0 | 0 | 0 | 0 | 0 | 0 | 0 | 0
NSR Hennepin 1,2 - SO2 Rate Annual v3.1, Unit 4244 and retrofits | 912 | 1869 | Rate Constraint in lbs/MMBtu | FALSE | L | Annual | Rate | lb/MWh | 0 | 0 | 0 | 0 | 0 | 0 | 0 | 0
NSR Hennepin 1,2 - SO2 Rate Annual v3.1, Unit 4244 and retrofits | 912 | 1869 | Rate Constraint in lbs/MMBtu | FALSE | L | Annual | Constraint Shadow Price | US2016$/Ton | 0 | 0 | 0 | 0 | 0 | 0 | 0 | 0
NSR Hennepin 1,2 - SO2 Rate Annual v3.1, Unit 4245 and retrofits | 913 | 1869 | Rate Constraint in lbs/MMBtu | FALSE | L | Annual | Seasons Included | Seasons | Winter, WintShld, Summer | Winter, WintShld, Summer | Winter, WintShld, Summer | Winter, WintShld, Summer | Winter, WintShld, Summer | Winter, WintShld, Summer | Winter, WintShld, Summer | Winter, WintShld, Summer
NSR Hennepin 1,2 - SO2 Rate Annual v3.1, Unit 4245 and retrofits | 913 | 1869 | Rate Constraint in lbs/MMBtu | FALSE | L | Annual | Standard SO2 | lb/MMBtu | 1.2 | 1.2 | 1.2 | 1.2 | 1.2 | 1.2 | 1.2 | 1.2
NSR Hennepin 1,2 - SO2 Rate Annual v3.1, Unit 4245 and retrofits | 913 | 1869 | Rate Constraint in lbs/MMBtu | FALSE | L | Annual | Emissions at Affected Plants SO2 | Thousand Tons | 3.9452 | 3.5975 | 3.6659 | 3.5596 | 3.1168 | 3.5369 | 3.5369 | 3.2703
NSR Hennepin 1,2 - SO2 Rate Annual v3.1, Unit 4245 and retrofits | 913 | 1869 | Rate Constraint in lbs/MMBtu | FALSE | L | Annual | Allowances Purchased SO2 | Thousand Tons | 0 | 0 | 0 | 0 | 0 | 0 | 0 | 0
NSR Hennepin 1,2 - SO2 Rate Annual v3.1, Unit 4245 and retrofits | 913 | 1869 | Rate Constraint in lbs/MMBtu | FALSE | L | Annual | Allowances Sold SO2 | Thousand Tons | 0 | 0 | 0 | 0 | 0 | 0 | 0 | 0
NSR Hennepin 1,2 - SO2 Rate Annual v3.1, Unit 4245 and retrofits | 913 | 1869 | Rate Constraint in lbs/MMBtu | FALSE | L | Annual | Allowances Banked | Thousand Tons | 0 | 0 | 0 | 0 | 0 | 0 | 0 | 0
NSR Hennepin 1,2 - SO2 Rate Annual v3.1, Unit 4245 and retrofits | 913 | 1869 | Rate Constraint in lbs/MMBtu | FALSE | L | Annual | Allowances Withdrawn (1:1) | Thousand Tons | 0 | 0 | 0 | 0 | 0 | 0 | 0 | 0
NSR Hennepin 1,2 - SO2 Rate Annual v3.1, Unit 4245 and retrofits | 913 | 1869 | Rate Constraint in lbs/MMBtu | FALSE | L | Annual | Allowances Withdrawn (n:1) | Thousand Tons | 0 | 0 | 0 | 0 | 0 | 0 | 0 | 0
NSR Hennepin 1,2 - SO2 Rate Annual v3.1, Unit 4245 and retrofits | 913 | 1869 | Rate Constraint in lbs/MMBtu | FALSE | L | Annual | Net Emissions Allowance Position | Thousand Tons | 3.9452 | 3.5975 | 3.6659 | 3.5596 | 3.1168 | 3.5369 | 3.5369 | 3.2703
NSR Hennepin 1,2 - SO2 Rate Annual v3.1, Unit 4245 and retrofits | 913 | 1869 | Rate Constraint in lbs/MMBtu | FALSE | L | Annual | Fuel Consumed | TBtu | 15.1065 | 13.7751 | 14.0369 | 13.6299 | 11.9346 | 13.5433 | 13.5433 | 12.5223
NSR Hennepin 1,2 - SO2 Rate Annual v3.1, Unit 4245 and retrofits | 913 | 1869 | Rate Constraint in lbs/MMBtu | FALSE | L | Annual | Rate | lb/MMBtu | 0.52232 | 0.52232 | 0.52232 | 0.52232 | 0.52232 | 0.52232 | 0.52232 | 0.52232
NSR Hennepin 1,2 - SO2 Rate Annual v3.1, Unit 4245 and retrofits | 913 | 1869 | Rate Constraint in lbs/MMBtu | FALSE | L | Annual | Generation | TWh | 1.41 | 1.2857 | 1.3355 | 1.2968 | 1.1355 | 1.2886 | 1.2886 | 1.1914
NSR Hennepin 1,2 - SO2 Rate Annual v3.1, Unit 4245 and retrofits | 913 | 1869 | Rate Constraint in lbs/MMBtu | FALSE | L | Annual | Qualifying Generation | TWh | 1.41 | 1.2857 | 1.3355 | 1.2968 | 1.1355 | 1.2886 | 1.2886 | 1.1914
NSR Hennepin 1,2 - SO2 Rate Annual v3.1, Unit 4245 and retrofits | 913 | 1869 | Rate Constraint in lbs/MMBtu | FALSE | L | Annual | Rate | lb/MWh | 5.5961 | 5.5961 | 5.4898 | 5.4898 | 5.4898 | 5.4898 | 5.4898 | 5.4898
NSR Hennepin 1,2 - SO2 Rate Annual v3.1, Unit 4245 and retrofits | 913 | 1869 | Rate Constraint in lbs/MMBtu | FALSE | L | Annual | Constraint Shadow Price | US2016$/Ton | 0 | 0 | 0 | 0 | 0 | 0 | 0 | 0
NSR HL Spurlock 1 - NOX Rate Annual v3.1, Unit 5676 and retrofits | 914 | 1955 | Rate Constraint in lbs/MMBtu | FALSE | L | Annual | Seasons Included | Seasons | Winter, WintShld, Summer | Winter, WintShld, Summer | Winter, WintShld, Summer | Winter, WintShld, Summer | Winter, WintShld, Summer | Winter, WintShld, Summer | Winter, WintShld, Summer | Winter, WintShld, Summer
NSR HL Spurlock 1 - NOX Rate Annual v3.1, Unit 5676 and retrofits | 914 | 1955 | Rate Constraint in lbs/MMBtu | FALSE | L | Annual | Standard NOX | lb/MMBtu | 0.1 | 0.1 | 0.1 | 0.1 | 0.1 | 0.1 | 0.1 | 0.1
NSR HL Spurlock 1 - NOX Rate Annual v3.1, Unit 5676 and retrofits | 914 | 1955 | Rate Constraint in lbs/MMBtu | FALSE | L | Annual | Emissions at Affected Plants NOX | Thousand Tons | 1.0231 | 1.0231 | 1.0037 | 1.0037 | 0.87044 | 0.87044 | 0.87044 | 0.68028
NSR HL Spurlock 1 - NOX Rate Annual v3.1, Unit 5676 and retrofits | 914 | 1955 | Rate Constraint in lbs/MMBtu | FALSE | L | Annual | Allowances Purchased NOX | Thousand Tons | 0 | 0 | 0 | 0 | 0 | 0 | 0 | 0
NSR HL Spurlock 1 - NOX Rate Annual v3.1, Unit 5676 and retrofits | 914 | 1955 | Rate Constraint in lbs/MMBtu | FALSE | L | Annual | Allowances Sold NOX | Thousand Tons | 0 | 0 | 0 | 0 | 0 | 0 | 0 | 0
NSR HL Spurlock 1 - NOX Rate Annual v3.1, Unit 5676 and retrofits | 914 | 1955 | Rate Constraint in lbs/MMBtu | FALSE | L | Annual | Allowances Banked | Thousand Tons | 0 | 0 | 0 | 0 | 0 | 0 | 0 | 0
NSR HL Spurlock 1 - NOX Rate Annual v3.1, Unit 5676 and retrofits | 914 | 1955 | Rate Constraint in lbs/MMBtu | FALSE | L | Annual | Allowances Withdrawn (1:1) | Thousand Tons | 0 | 0 | 0 | 0 | 0 | 0 | 0 | 0
NSR HL Spurlock 1 - NOX Rate Annual v3.1, Unit 5676 and retrofits | 914 | 1955 | Rate Constraint in lbs/MMBtu | FALSE | L | Annual | Allowances Withdrawn (n:1) | Thousand Tons | 0 | 0 | 0 | 0 | 0 | 0 | 0 | 0
NSR HL Spurlock 1 - NOX Rate Annual v3.1, Unit 5676 and retrofits | 914 | 1955 | Rate Constraint in lbs/MMBtu | FALSE | L | Annual | Net Emissions Allowance Position | Thousand Tons | 1.0231 | 1.0231 | 1.0037 | 1.0037 | 0.87044 | 0.87044 | 0.87044 | 0.68028
NSR HL Spurlock 1 - NOX Rate Annual v3.1, Unit 5676 and retrofits | 914 | 1955 | Rate Constraint in lbs/MMBtu | FALSE | L | Annual | Fuel Consumed | TBtu | 22.5161 | 22.5161 | 22.0883 | 22.0883 | 19.1559 | 19.1559 | 19.1559 | 14.9709
NSR HL Spurlock 1 - NOX Rate Annual v3.1, Unit 5676 and retrofits | 914 | 1955 | Rate Constraint in lbs/MMBtu | FALSE | L | Annual | Rate | lb/MMBtu | 0.09088 | 0.09088 | 0.09088 | 0.09088 | 0.09088 | 0.09088 | 0.09088 | 0.09088
NSR HL Spurlock 1 - NOX Rate Annual v3.1, Unit 5676 and retrofits | 914 | 1955 | Rate Constraint in lbs/MMBtu | FALSE | L | Annual | Generation | TWh | 2.1526 | 2.1526 | 2.1526 | 2.1526 | 1.8668 | 1.8668 | 1.8668 | 1.459
NSR HL Spurlock 1 - NOX Rate Annual v3.1, Unit 5676 and retrofits | 914 | 1955 | Rate Constraint in lbs/MMBtu | FALSE | L | Annual | Qualifying Generation | TWh | 2.1526 | 2.1526 | 2.1526 | 2.1526 | 1.8668 | 1.8668 | 1.8668 | 1.459
NSR HL Spurlock 1 - NOX Rate Annual v3.1, Unit 5676 and retrofits | 914 | 1955 | Rate Constraint in lbs/MMBtu | FALSE | L | Annual | Rate | lb/MWh | 0.9506 | 0.9506 | 0.93254 | 0.93254 | 0.93254 | 0.93254 | 0.93254 | 0.93254
NSR HL Spurlock 1 - NOX Rate Annual v3.1, Unit 5676 and retrofits | 914 | 1955 | Rate Constraint in lbs/MMBtu | FALSE | L | Annual | Constraint Shadow Price | US2016$/Ton | 0 | 0 | 0 | 0 | 0 | 0 | 0 | 0
NSR HL Spurlock 2 - NOX Rate Annual v3.1, Unit 5677 and retrofits | 915 | 1956 | Rate Constraint in lbs/MMBtu | FALSE | L | Annual | Seasons Included | Seasons | Winter, WintShld, Summer | Winter, WintShld, Summer | Winter, WintShld, Summer | Winter, WintShld, Summer | Winter, WintShld, Summer | Winter, WintShld, Summer | Winter, WintShld, Summer | Winter, WintShld, Summer
NSR HL Spurlock 2 - NOX Rate Annual v3.1, Unit 5677 and retrofits | 915 | 1956 | Rate Constraint in lbs/MMBtu | FALSE | L | Annual | Standard NOX | lb/MMBtu | 0.1 | 0.1 | 0.1 | 0.1 | 0.1 | 0.1 | 0.1 | 0.1
NSR HL Spurlock 2 - NOX Rate Annual v3.1, Unit 5677 and retrofits | 915 | 1956 | Rate Constraint in lbs/MMBtu | FALSE | L | Annual | Emissions at Affected Plants NOX | Thousand Tons | 0 | 0 | 0 | 0 | 0 | 0 | 0 | 0
NSR HL Spurlock 2 - NOX Rate Annual v3.1, Unit 5677 and retrofits | 915 | 1956 | Rate Constraint in lbs/MMBtu | FALSE | L | Annual | Allowances Purchased NOX | Thousand Tons | 0 | 0 | 0 | 0 | 0 | 0 | 0 | 0
NSR HL Spurlock 2 - NOX Rate Annual v3.1, Unit 5677 and retrofits | 915 | 1956 | Rate Constraint in lbs/MMBtu | FALSE | L | Annual | Allowances Sold NOX | Thousand Tons | 0 | 0 | 0 | 0 | 0 | 0 | 0 | 0
NSR HL Spurlock 2 - NOX Rate Annual v3.1, Unit 5677 and retrofits | 915 | 1956 | Rate Constraint in lbs/MMBtu | FALSE | L | Annual | Allowances Banked | Thousand Tons | 0 | 0 | 0 | 0 | 0 | 0 | 0 | 0
NSR HL Spurlock 2 - NOX Rate Annual v3.1, Unit 5677 and retrofits | 915 | 1956 | Rate Constraint in lbs/MMBtu | FALSE | L | Annual | Allowances Withdrawn (1:1) | Thousand Tons | 0 | 0 | 0 | 0 | 0 | 0 | 0 | 0
NSR HL Spurlock 2 - NOX Rate Annual v3.1, Unit 5677 and retrofits | 915 | 1956 | Rate Constraint in lbs/MMBtu | FALSE | L | Annual | Allowances Withdrawn (n:1) | Thousand Tons | 0 | 0 | 0 | 0 | 0 | 0 | 0 | 0
NSR HL Spurlock 2 - NOX Rate Annual v3.1, Unit 5677 and retrofits | 915 | 1956 | Rate Constraint in lbs/MMBtu | FALSE | L | Annual | Net Emissions Allowance Position | Thousand Tons | 0 | 0 | 0 | 0 | 0 | 0 | 0 | 0
NSR HL Spurlock 2 - NOX Rate Annual v3.1, Unit 5677 and retrofits | 915 | 1956 | Rate Constraint in lbs/MMBtu | FALSE | L | Annual | Fuel Consumed | TBtu | 0 | 0 | 0 | 0 | 0 | 0 | 0 | 0
NSR HL Spurlock 2 - NOX Rate Annual v3.1, Unit 5677 and retrofits | 915 | 1956 | Rate Constraint in lbs/MMBtu | FALSE | L | Annual | Rate | lb/MMBtu | 0 | 0 | 0 | 0 | 0 | 0 | 0 | 0
NSR HL Spurlock 2 - NOX Rate Annual v3.1, Unit 5677 and retrofits | 915 | 1956 | Rate Constraint in lbs/MMBtu | FALSE | L | Annual | Generation | TWh | 0 | 0 | 0 | 0 | 0 | 0 | 0 | 0
NSR HL Spurlock 2 - NOX Rate Annual v3.1, Unit 5677 and retrofits | 915 | 1956 | Rate Constraint in lbs/MMBtu | FALSE | L | Annual | Qualifying Generation | TWh | 0 | 0 | 0 | 0 | 0 | 0 | 0 | 0
NSR HL Spurlock 2 - NOX Rate Annual v3.1, Unit 5677 and retrofits | 915 | 1956 | Rate Constraint in lbs/MMBtu | FALSE | L | Annual | Rate | lb/MWh | 0 | 0 | 0 | 0 | 0 | 0 | 0 | 0
NSR HL Spurlock 2 - NOX Rate Annual v3.1, Unit 5677 and retrofits | 915 | 1956 | Rate Constraint in lbs/MMBtu | FALSE | L | Annual | Constraint Shadow Price | US2016$/Ton | 0 | 0 | 0 | 0 | 0 | 0 | 0 | 0
NSR HL Spurlock 2 - SO2 Rate Annual v3.1, Unit 5677 and retrofits | 916 | 1959 | Rate Constraint in lbs/MMBtu | FALSE | L | Annual | Seasons Included | Seasons | Winter, WintShld, Summer | Winter, WintShld, Summer | Winter, WintShld, Summer | Winter, WintShld, Summer | Winter, WintShld, Summer | Winter, WintShld, Summer | Winter, WintShld, Summer | Winter, WintShld, Summer
NSR HL Spurlock 2 - SO2 Rate Annual v3.1, Unit 5677 and retrofits | 916 | 1959 | Rate Constraint in lbs/MMBtu | FALSE | L | Annual | Standard SO2 | lb/MMBtu | 0.1 | 0.1 | 0.1 | 0.1 | 0.1 | 0.1 | 0.1 | 0.1
NSR HL Spurlock 2 - SO2 Rate Annual v3.1, Unit 5677 and retrofits | 916 | 1959 | Rate Constraint in lbs/MMBtu | FALSE | L | Annual | Emissions at Affected Plants SO2 | Thousand Tons | 0 | 0 | 0 | 0 | 0 | 0 | 0 | 0
NSR HL Spurlock 2 - SO2 Rate Annual v3.1, Unit 5677 and retrofits | 916 | 1959 | Rate Constraint in lbs/MMBtu | FALSE | L | Annual | Allowances Purchased SO2 | Thousand Tons | 0 | 0 | 0 | 0 | 0 | 0 | 0 | 0
NSR HL Spurlock 2 - SO2 Rate Annual v3.1, Unit 5677 and retrofits | 916 | 1959 | Rate Constraint in lbs/MMBtu | FALSE | L | Annual | Allowances Sold SO2 | Thousand Tons | 0 | 0 | 0 | 0 | 0 | 0 | 0 | 0
NSR HL Spurlock 2 - SO2 Rate Annual v3.1, Unit 5677 and retrofits | 916 | 1959 | Rate Constraint in lbs/MMBtu | FALSE | L | Annual | Allowances Banked | Thousand Tons | 0 | 0 | 0 | 0 | 0 | 0 | 0 | 0
NSR HL Spurlock 2 - SO2 Rate Annual v3.1, Unit 5677 and retrofits | 916 | 1959 | Rate Constraint in lbs/MMBtu | FALSE | L | Annual | Allowances Withdrawn (1:1) | Thousand Tons | 0 | 0 | 0 | 0 | 0 | 0 | 0 | 0
NSR HL Spurlock 2 - SO2 Rate Annual v3.1, Unit 5677 and retrofits | 916 | 1959 | Rate Constraint in lbs/MMBtu | FALSE | L | Annual | Allowances Withdrawn (n:1) | Thousand Tons | 0 | 0 | 0 | 0 | 0 | 0 | 0 | 0
NSR HL Spurlock 2 - SO2 Rate Annual v3.1, Unit 5677 and retrofits | 916 | 1959 | Rate Constraint in lbs/MMBtu | FALSE | L | Annual | Net Emissions Allowance Position | Thousand Tons | 0 | 0 | 0 | 0 | 0 | 0 | 0 | 0
NSR HL Spurlock 2 - SO2 Rate Annual v3.1, Unit 5677 and retrofits | 916 | 1959 | Rate Constraint in lbs/MMBtu | FALSE | L | Annual | Fuel Consumed | TBtu | 0 | 0 | 0 | 0 | 0 | 0 | 0 | 0
NSR HL Spurlock 2 - SO2 Rate Annual v3.1, Unit 5677 and retrofits | 916 | 1959 | Rate Constraint in lbs/MMBtu | FALSE | L | Annual | Rate | lb/MMBtu | 0 | 0 | 0 | 0 | 0 | 0 | 0 | 0
NSR HL Spurlock 2 - SO2 Rate Annual v3.1, Unit 5677 and retrofits | 916 | 1959 | Rate Constraint in lbs/MMBtu | FALSE | L | Annual | Generation | TWh | 0 | 0 | 0 | 0 | 0 | 0 | 0 | 0
NSR HL Spurlock 2 - SO2 Rate Annual v3.1, Unit 5677 and retrofits | 916 | 1959 | Rate Constraint in lbs/MMBtu | FALSE | L | Annual | Qualifying Generation | TWh | 0 | 0 | 0 | 0 | 0 | 0 | 0 | 0
NSR HL Spurlock 2 - SO2 Rate Annual v3.1, Unit 5677 and retrofits | 916 | 1959 | Rate Constraint in lbs/MMBtu | FALSE | L | Annual | Rate | lb/MWh | 0 | 0 | 0 | 0 | 0 | 0 | 0 | 0
NSR HL Spurlock 2 - SO2 Rate Annual v3.1, Unit 5677 and retrofits | 916 | 1959 | Rate Constraint in lbs/MMBtu | FALSE | L | Annual | Constraint Shadow Price | US2016$/Ton | 23904.694 | 19401.547 | 18257.4458 | 17184.1692 | 19313.4984 | 21283.3586 | 23189.9788 | 23150.2321
NSR Hoosier - NOX Cap Annual v4.10 Final | 917 | 2415 | Rate Constraint in MTons | FALSE | L | Annual | Seasons Included | Seasons | Winter, WintShld, Summer | Winter, WintShld, Summer | Winter, WintShld, Summer | Winter, WintShld, Summer | Winter, WintShld, Summer | Winter, WintShld, Summer | Winter, WintShld, Summer | Winter, WintShld, Summer
NSR Hoosier - NOX Cap Annual v4.10 Final | 917 | 2415 | Rate Constraint in MTons | FALSE | L | Annual | Standard NOX | Thousand Tons | 4.8 | 4.8 | 4.8 | 4.8 | 4.8 | 4.8 | 4.8 | 4.8
NSR Hoosier - NOX Cap Annual v4.10 Final | 917 | 2415 | Rate Constraint in MTons | FALSE | L | Annual | Emissions at Affected Plants NOX | Thousand Tons | 0 | 0 | 0 | 0 | 0 | 0 | 0 | 0
NSR Hoosier - NOX Cap Annual v4.10 Final | 917 | 2415 | Rate Constraint in MTons | FALSE | L | Annual | Allowances Purchased NOX | Thousand Tons | 0 | 0 | 0 | 0 | 0 | 0 | 0 | 0
NSR Hoosier - NOX Cap Annual v4.10 Final | 917 | 2415 | Rate Constraint in MTons | FALSE | L | Annual | Allowances Sold NOX | Thousand Tons | 0 | 0 | 0 | 0 | 0 | 0 | 0 | 0
NSR Hoosier - NOX Cap Annual v4.10 Final | 917 | 2415 | Rate Constraint in MTons | FALSE | L | Annual | Allowances Banked | Thousand Tons | 0 | 0 | 0 | 0 | 0 | 0 | 0 | 0
NSR Hoosier - NOX Cap Annual v4.10 Final | 917 | 2415 | Rate Constraint in MTons | FALSE | L | Annual | Allowances Withdrawn (1:1) | Thousand Tons | 0 | 0 | 0 | 0 | 0 | 0 | 0 | 0
NSR Hoosier - NOX Cap Annual v4.10 Final | 917 | 2415 | Rate Constraint in MTons | FALSE | L | Annual | Allowances Withdrawn (n:1) | Thousand Tons | 0 | 0 | 0 | 0 | 0 | 0 | 0 | 0
NSR Hoosier - NOX Cap Annual v4.10 Final | 917 | 2415 | Rate Constraint in MTons | FALSE | L | Annual | Net Emissions Allowance Position | Thousand Tons | 0 | 0 | 0 | 0 | 0 | 0 | 0 | 0
NSR Hoosier - NOX Cap Annual v4.10 Final | 917 | 2415 | Rate Constraint in MTons | FALSE | L | Annual | Fuel Consumed | TBtu | 0 | 0 | 0 | 0 | 0 | 0 | 0 | 0
NSR Hoosier - NOX Cap Annual v4.10 Final | 917 | 2415 | Rate Constraint in MTons | FALSE | L | Annual | Rate | lb/MMBtu | 0 | 0 | 0 | 0 | 0 | 0 | 0 | 0
NSR Hoosier - NOX Cap Annual v4.10 Final | 917 | 2415 | Rate Constraint in MTons | FALSE | L | Annual | Generation | TWh | 0 | 0 | 0 | 0 | 0 | 0 | 0 | 0
NSR Hoosier - NOX Cap Annual v4.10 Final | 917 | 2415 | Rate Constraint in MTons | FALSE | L | Annual | Qualifying Generation | TWh | 0 | 0 | 0 | 0 | 0 | 0 | 0 | 0
NSR Hoosier - NOX Cap Annual v4.10 Final | 917 | 2415 | Rate Constraint in MTons | FALSE | L | Annual | Rate | lb/MWh | 0 | 0 | 0 | 0 | 0 | 0 | 0 | 0
NSR Hoosier - NOX Cap Annual v4.10 Final | 917 | 2415 | Rate Constraint in MTons | FALSE | L | Annual | Constraint Shadow Price | US2016$/Ton | 0 | 0 | 0 | 0 | 0 | 0 | 0 | 0
NSR Hoosier System - SO2 Cap Annual v4.10 Final | 918 | 2417 | Rate Constraint in MTons | FALSE | L | Annual | Seasons Included | Seasons | Winter, WintShld, Summer | Winter, WintShld, Summer | Winter, WintShld, Summer | Winter, WintShld, Summer | Winter, WintShld, Summer | Winter, WintShld, Summer | Winter, WintShld, Summer | Winter, WintShld, Summer
NSR Hoosier System - SO2 Cap Annual v4.10 Final | 918 | 2417 | Rate Constraint in MTons | FALSE | L | Annual | Standard SO2 | Thousand Tons | 18.75 | 18.75 | 18.75 | 18.75 | 18.75 | 18.75 | 18.75 | 18.75
NSR Hoosier System - SO2 Cap Annual v4.10 Final | 918 | 2417 | Rate Constraint in MTons | FALSE | L | Annual | Emissions at Affected Plants SO2 | Thousand Tons | 0 | 0 | 0 | 0 | 0 | 0 | 0 | 0
NSR Hoosier System - SO2 Cap Annual v4.10 Final | 918 | 2417 | Rate Constraint in MTons | FALSE | L | Annual | Allowances Purchased SO2 | Thousand Tons | 0 | 0 | 0 | 0 | 0 | 0 | 0 | 0
NSR Hoosier System - SO2 Cap Annual v4.10 Final | 918 | 2417 | Rate Constraint in MTons | FALSE | L | Annual | Allowances Sold SO2 | Thousand Tons | 0 | 0 | 0 | 0 | 0 | 0 | 0 | 0
NSR Hoosier System - SO2 Cap Annual v4.10 Final | 918 | 2417 | Rate Constraint in MTons | FALSE | L | Annual | Allowances Banked | Thousand Tons | 0 | 0 | 0 | 0 | 0 | 0 | 0 | 0
NSR Hoosier System - SO2 Cap Annual v4.10 Final | 918 | 2417 | Rate Constraint in MTons | FALSE | L | Annual | Allowances Withdrawn (1:1) | Thousand Tons | 0 | 0 | 0 | 0 | 0 | 0 | 0 | 0
NSR Hoosier System - SO2 Cap Annual v4.10 Final | 918 | 2417 | Rate Constraint in MTons | FALSE | L | Annual | Allowances Withdrawn (n:1) | Thousand Tons | 0 | 0 | 0 | 0 | 0 | 0 | 0 | 0
NSR Hoosier System - SO2 Cap Annual v4.10 Final | 918 | 2417 | Rate Constraint in MTons | FALSE | L | Annual | Net Emissions Allowance Position | Thousand Tons | 0 | 0 | 0 | 0 | 0 | 0 | 0 | 0
NSR Hoosier System - SO2 Cap Annual v4.10 Final | 918 | 2417 | Rate Constraint in MTons | FALSE | L | Annual | Fuel Consumed | TBtu | 0 | 0 | 0 | 0 | 0 | 0 | 0 | 0
NSR Hoosier System - SO2 Cap Annual v4.10 Final | 918 | 2417 | Rate Constraint in MTons | FALSE | L | Annual | Rate | lb/MMBtu | 0 | 0 | 0 | 0 | 0 | 0 | 0 | 0
NSR Hoosier System - SO2 Cap Annual v4.10 Final | 918 | 2417 | Rate Constraint in MTons | FALSE | L | Annual | Generation | TWh | 0 | 0 | 0 | 0 | 0 | 0 | 0 | 0
NSR Hoosier System - SO2 Cap Annual v4.10 Final | 918 | 2417 | Rate Constraint in MTons | FALSE | L | Annual | Qualifying Generation | TWh | 0 | 0 | 0 | 0 | 0 | 0 | 0 | 0
NSR Hoosier System - SO2 Cap Annual v4.10 Final | 918 | 2417 | Rate Constraint in MTons | FALSE | L | Annual | Rate | lb/MWh | 0 | 0 | 0 | 0 | 0 | 0 | 0 | 0
NSR Hoosier System - SO2 Cap Annual v4.10 Final | 918 | 2417 | Rate Constraint in MTons | FALSE | L | Annual | Constraint Shadow Price | US2016$/Ton | 0 | 0 | 0 | 0 | 0 | 0 | 0 | 0
NSR IL Power - NOX Cap Annual v3.1 | 919 | 1844 | Rate Constraint in MTons | FALSE | L | Annual | Seasons Included | Seasons | Winter, WintShld, Summer | Winter, WintShld, Summer | Winter, WintShld, Summer | Winter, WintShld, Summer | Winter, WintShld, Summer | Winter, WintShld, Summer | Winter, WintShld, Summer | Winter, WintShld, Summer
NSR IL Power - NOX Cap Annual v3.1 | 919 | 1844 | Rate Constraint in MTons | FALSE | L | Annual | Standard NOX | Thousand Tons | 13.8 | 13.8 | 13.8 | 13.8 | 13.8 | 13.8 | 13.8 | 13.8
NSR IL Power - NOX Cap Annual v3.1 | 919 | 1844 | Rate Constraint in MTons | FALSE | L | Annual | Emissions at Affected Plants NOX | Thousand Tons | 3.2352 | 3.4032 | 3.4098 | 3.5258 | 3.0501 | 3.3689 | 3.2284 | 3.0755
NSR IL Power - NOX Cap Annual v3.1 | 919 | 1844 | Rate Constraint in MTons | FALSE | L | Annual | Allowances Purchased NOX | Thousand Tons | 0 | 0 | 0 | 0 | 0 | 0 | 0 | 0
NSR IL Power - NOX Cap Annual v3.1 | 919 | 1844 | Rate Constraint in MTons | FALSE | L | Annual | Allowances Sold NOX | Thousand Tons | 0 | 0 | 0 | 0 | 0 | 0 | 0 | 0
NSR IL Power - NOX Cap Annual v3.1 | 919 | 1844 | Rate Constraint in MTons | FALSE | L | Annual | Allowances Banked | Thousand Tons | 0 | 0 | 0 | 0 | 0 | 0 | 0 | 0
NSR IL Power - NOX Cap Annual v3.1 | 919 | 1844 | Rate Constraint in MTons | FALSE | L | Annual | Allowances Withdrawn (1:1) | Thousand Tons | 0 | 0 | 0 | 0 | 0 | 0 | 0 | 0
NSR IL Power - NOX Cap Annual v3.1 | 919 | 1844 | Rate Constraint in MTons | FALSE | L | Annual | Allowances Withdrawn (n:1) | Thousand Tons | 0 | 0 | 0 | 0 | 0 | 0 | 0 | 0
NSR IL Power - NOX Cap Annual v3.1 | 919 | 1844 | Rate Constraint in MTons | FALSE | L | Annual | Net Emissions Allowance Position | Thousand Tons | 3.2352 | 3.4032 | 3.4098 | 3.5258 | 3.0501 | 3.3689 | 3.2284 | 3.0755
NSR IL Power - NOX Cap Annual v3.1 | 919 | 1844 | Rate Constraint in MTons | FALSE | L | Annual | Fuel Consumed | TBtu | 67.836 | 73.0249 | 72.9827 | 76.162 | 65.7722 | 72.362 | 68.9002 | 65.9348
NSR IL Power - NOX Cap Annual v3.1 | 919 | 1844 | Rate Constraint in MTons | FALSE | L | Annual | Rate | lb/MMBtu | 0.095384 | 0.093206 | 0.093443 | 0.092587 | 0.092747 | 0.093112 | 0.093713 | 0.093288
NSR IL Power - NOX Cap Annual v3.1 | 919 | 1844 | Rate Constraint in MTons | FALSE | L | Annual | Generation | TWh | 6.406 | 6.8928 | 6.9757 | 7.2715 | 6.285 | 6.9024 | 6.5951 | 6.2996
NSR IL Power - NOX Cap Annual v3.1 | 919 | 1844 | Rate Constraint in MTons | FALSE | L | Annual | Qualifying Generation | TWh | 6.406 | 6.8928 | 6.9757 | 7.2715 | 6.285 | 6.9024 | 6.5951 | 6.2996
NSR IL Power - NOX Cap Annual v3.1 | 919 | 1844 | Rate Constraint in MTons | FALSE | L | Annual | Rate | lb/MWh | 1.0101 | 0.98746 | 0.97764 | 0.96976 | 0.97059 | 0.97614 | 0.97904 | 0.9764
NSR IL Power - NOX Cap Annual v3.1 | 919 | 1844 | Rate Constraint in MTons | FALSE | L | Annual | Constraint Shadow Price | US2016$/Ton | 0 | 0 | 0 | 0 | 0 | 0 | 0 | 0
NSR IL Power - SO2 Cap Annual v3.1 | 920 | 1845 | Rate Constraint in MTons | FALSE | L | Annual | Seasons Included | Seasons | Winter, WintShld, Summer | Winter, WintShld, Summer | Winter, WintShld, Summer | Winter, WintShld, Summer | Winter, WintShld, Summer | Winter, WintShld, Summer | Winter, WintShld, Summer | Winter, WintShld, Summer
NSR IL Power - SO2 Cap Annual v3.1 | 920 | 1845 | Rate Constraint in MTons | FALSE | L | Annual | Standard SO2 | Thousand Tons | 29 | 29 | 29 | 29 | 29 | 29 | 29 | 29
NSR IL Power - SO2 Cap Annual v3.1 | 920 | 1845 | Rate Constraint in MTons | FALSE | L | Annual | Emissions at Affected Plants SO2 | Thousand Tons | 5.7981 | 5.6755 | 5.7199 | 5.7326 | 4.9915 | 5.5766 | 5.4728 | 5.1298
NSR IL Power - SO2 Cap Annual v3.1 | 920 | 1845 | Rate Constraint in MTons | FALSE | L | Annual | Allowances Purchased SO2 | Thousand Tons | 0 | 0 | 0 | 0 | 0 | 0 | 0 | 0
NSR IL Power - SO2 Cap Annual v3.1 | 920 | 1845 | Rate Constraint in MTons | FALSE | L | Annual | Allowances Sold SO2 | Thousand Tons | 0 | 0 | 0 | 0 | 0 | 0 | 0 | 0
NSR IL Power - SO2 Cap Annual v3.1 | 920 | 1845 | Rate Constraint in MTons | FALSE | L | Annual | Allowances Banked | Thousand Tons | 0 | 0 | 0 | 0 | 0 | 0 | 0 | 0
NSR IL Power - SO2 Cap Annual v3.1 | 920 | 1845 | Rate Constraint in MTons | FALSE | L | Annual | Allowances Withdrawn (1:1) | Thousand Tons | 0 | 0 | 0 | 0 | 0 | 0 | 0 | 0
NSR IL Power - SO2 Cap Annual v3.1 | 920 | 1845 | Rate Constraint in MTons | FALSE | L | Annual | Allowances Withdrawn (n:1) | Thousand Tons | 0 | 0 | 0 | 0 | 0 | 0 | 0 | 0
NSR IL Power - SO2 Cap Annual v3.1 | 920 | 1845 | Rate Constraint in MTons | FALSE | L | Annual | Net Emissions Allowance Position | Thousand Tons | 5.7981 | 5.6755 | 5.7199 | 5.7326 | 4.9915 | 5.5766 | 5.4728 | 5.1298
NSR IL Power - SO2 Cap Annual v3.1 | 920 | 1845 | Rate Constraint in MTons | FALSE | L | Annual | Fuel Consumed | TBtu | 67.836 | 73.0249 | 72.9827 | 76.162 | 65.7722 | 72.362 | 68.9002 | 65.9348
NSR IL Power - SO2 Cap Annual v3.1 | 920 | 1845 | Rate Constraint in MTons | FALSE | L | Annual | Rate | lb/MMBtu | 0.17095 | 0.15544 | 0.15675 | 0.15054 | 0.15178 | 0.15413 | 0.15886 | 0.1556
NSR IL Power - SO2 Cap Annual v3.1 | 920 | 1845 | Rate Constraint in MTons | FALSE | L | Annual | Generation | TWh | 6.406 | 6.8928 | 6.9757 | 7.2715 | 6.285 | 6.9024 | 6.5951 | 6.2996
NSR IL Power - SO2 Cap Annual v3.1 | 920 | 1845 | Rate Constraint in MTons | FALSE | L | Annual | Qualifying Generation | TWh | 6.406 | 6.8928 | 6.9757 | 7.2715 | 6.285 | 6.9024 | 6.5951 | 6.2996
NSR IL Power - SO2 Cap Annual v3.1 | 920 | 1845 | Rate Constraint in MTons | FALSE | L | Annual | Rate | lb/MWh | 1.8102 | 1.6468 | 1.64 | 1.5767 | 1.5884 | 1.6158 | 1.6597 | 1.6286
NSR IL Power - SO2 Cap Annual v3.1 | 920 | 1845 | Rate Constraint in MTons | FALSE | L | Annual | Constraint Shadow Price | US2016$/Ton | 0 | 0 | 0 | 0 | 0 | 0 | 0 | 0
NSR Interstate System-Wide NOX Cap v5.16 | 921 | 6616 | Rate Constraint in MTons | FALSE | L | Annual | Seasons Included | Seasons | Winter, WintShld, Summer | Winter, WintShld, Summer | Winter, WintShld, Summer | Winter, WintShld, Summer | Winter, WintShld, Summer | Winter, WintShld, Summer | Winter, WintShld, Summer | Winter, WintShld, Summer
NSR Interstate System-Wide NOX Cap v5.16 | 921 | 6616 | Rate Constraint in MTons | FALSE | L | Annual | Standard NOX | Thousand Tons | 7.25 | 6.8 | 6.8 | 6.8 | 6.8 | 6.8 | 6.8 | 6.8
NSR Interstate System-Wide NOX Cap v5.16 | 921 | 6616 | Rate Constraint in MTons | FALSE | L | Annual | Emissions at Affected Plants NOX | Thousand Tons | 3.1427 | 2.6039 | 2.3827 | 2.2452 | 2.216 | 2.1641 | 2.1811 | 2.1488
NSR Interstate System-Wide NOX Cap v5.16 | 921 | 6616 | Rate Constraint in MTons | FALSE | L | Annual | Allowances Purchased NOX | Thousand Tons | 0 | 0 | 0 | 0 | 0 | 0 | 0 | 0
NSR Interstate System-Wide NOX Cap v5.16 | 921 | 6616 | Rate Constraint in MTons | FALSE | L | Annual | Allowances Sold NOX | Thousand Tons | 0 | 0 | 0 | 0 | 0 | 0 | 0 | 0
NSR Interstate System-Wide NOX Cap v5.16 | 921 | 6616 | Rate Constraint in MTons | FALSE | L | Annual | Allowances Banked | Thousand Tons | 0 | 0 | 0 | 0 | 0 | 0 | 0 | 0
NSR Interstate System-Wide NOX Cap v5.16 | 921 | 6616 | Rate Constraint in MTons | FALSE | L | Annual | Allowances Withdrawn (1:1) | Thousand Tons | 0 | 0 | 0 | 0 | 0 | 0 | 0 | 0
NSR Interstate System-Wide NOX Cap v5.16 | 921 | 6616 | Rate Constraint in MTons | FALSE | L | Annual | Allowances Withdrawn (n:1) | Thousand Tons | 0 | 0 | 0 | 0 | 0 | 0 | 0 | 0
NSR Interstate System-Wide NOX Cap v5.16 | 921 | 6616 | Rate Constraint in MTons | FALSE | L | Annual | Net Emissions Allowance Position | Thousand Tons | 3.1427 | 2.6039 | 2.3827 | 2.2452 | 2.216 | 2.1641 | 2.1811 | 2.1488
NSR Interstate System-Wide NOX Cap v5.16 | 921 | 6616 | Rate Constraint in MTons | FALSE | L | Annual | Fuel Consumed | TBtu | 65.5027 | 62.6726 | 62.4326 | 59.6824 | 58.9527 | 57.6536 | 58.4305 | 57.5605
NSR Interstate System-Wide NOX Cap v5.16 | 921 | 6616 | Rate Constraint in MTons | FALSE | L | Annual | Rate | lb/MMBtu | 0.095955 | 0.083096 | 0.07633 | 0.075238 | 0.07518 | 0.075071 | 0.074657 | 0.074661
NSR Interstate System-Wide NOX Cap v5.16 | 921 | 6616 | Rate Constraint in MTons | FALSE | L | Annual | Generation | TWh | 6.0627 | 5.7341 | 5.822 | 5.5411 | 5.472 | 5.3488 | 5.4116 | 5.3423
NSR Interstate System-Wide NOX Cap v5.16 | 921 | 6616 | Rate Constraint in MTons | FALSE | L | Annual | Qualifying Generation | TWh | 6.0627 | 5.7341 | 5.822 | 5.5411 | 5.472 | 5.3488 | 5.4116 | 5.3423
NSR Interstate System-Wide NOX Cap v5.16 | 921 | 6616 | Rate Constraint in MTons | FALSE | L | Annual | Rate | lb/MWh | 1.0367 | 0.90823 | 0.81852 | 0.81038 | 0.80995 | 0.80917 | 0.80609 | 0.80444
NSR Interstate System-Wide NOX Cap v5.16 | 921 | 6616 | Rate Constraint in MTons | FALSE | L | Annual | Constraint Shadow Price | US2016$/Ton | 0 | 0 | 0 | 0 | 0 | 0 | 0 | 0
NSR Interstate System-Wide SO2 Cap v5.16 | 922 | 6625 | Rate Constraint in MTons | FALSE | L | Annual | Seasons Included | Seasons | Winter, WintShld, Summer | Winter, WintShld, Summer | Winter, WintShld, Summer | Winter, WintShld, Summer | Winter, WintShld, Summer | Winter, WintShld, Summer | Winter, WintShld, Summer | Winter, WintShld, Summer
NSR Interstate System-Wide SO2 Cap v5.16 | 922 | 6625 | Rate Constraint in MTons | FALSE | L | Annual | Standard SO2 | Thousand Tons | 11 | 6 | 6 | 3.25 | 3.25 | 3.25 | 3.25 | 3.25
NSR Interstate System-Wide SO2 Cap v5.16 | 922 | 6625 | Rate Constraint in MTons | FALSE | L | Annual | Emissions at Affected Plants SO2 | Thousand Tons | 7.5897 | 2.7234 | 2.3972 | 2.2928 | 2.2655 | 2.2168 | 2.2463 | 2.1919
NSR Interstate System-Wide SO2 Cap v5.16 | 922 | 6625 | Rate Constraint in MTons | FALSE | L | Annual | Allowances Purchased SO2 | Thousand Tons | 0 | 0 | 0 | 0 | 0 | 0 | 0 | 0
NSR Interstate System-Wide SO2 Cap v5.16 | 922 | 6625 | Rate Constraint in MTons | FALSE | L | Annual | Allowances Sold SO2 | Thousand Tons | 0 | 0 | 0 | 0 | 0 | 0 | 0 | 0
NSR Interstate System-Wide SO2 Cap v5.16 | 922 | 6625 | Rate Constraint in MTons | FALSE | L | Annual | Allowances Banked | Thousand Tons | 0 | 0 | 0 | 0 | 0 | 0 | 0 | 0
NSR Interstate System-Wide SO2 Cap v5.16 | 922 | 6625 | Rate Constraint in MTons | FALSE | L | Annual | Allowances Withdrawn (1:1) | Thousand Tons | 0 | 0 | 0 | 0 | 0 | 0 | 0 | 0
NSR Interstate System-Wide SO2 Cap v5.16 | 922 | 6625 | Rate Constraint in MTons | FALSE | L | Annual | Allowances Withdrawn (n:1) | Thousand Tons | 0 | 0 | 0 | 0 | 0 | 0 | 0 | 0
NSR Interstate System-Wide SO2 Cap v5.16 | 922 | 6625 | Rate Constraint in MTons | FALSE | L | Annual | Net Emissions Allowance Position | Thousand Tons | 7.5897 | 2.7234 | 2.3972 | 2.2928 | 2.2655 | 2.2168 | 2.2463 | 2.1919
NSR Interstate System-Wide SO2 Cap v5.16 | 922 | 6625 | Rate Constraint in MTons | FALSE | L | Annual | Fuel Consumed | TBtu | 65.5027 | 62.6726 | 62.4326 | 59.6824 | 58.9527 | 57.6536 | 58.4305 | 57.5605
NSR Interstate System-Wide SO2 Cap v5.16 | 922 | 6625 | Rate Constraint in MTons | FALSE | L | Annual | Rate | lb/MMBtu | 0.23174 | 0.086909 | 0.076793 | 0.076834 | 0.076857 | 0.076899 | 0.076887 | 0.076161
NSR Interstate System-Wide SO2 Cap v5.16 | 922 | 6625 | Rate Constraint in MTons | FALSE | L | Annual | Generation | TWh | 6.0627 | 5.7341 | 5.822 | 5.5411 | 5.472 | 5.3488 | 5.4116 | 5.3423
NSR Interstate System-Wide SO2 Cap v5.16 | 922 | 6625 | Rate Constraint in MTons | FALSE | L | Annual | Qualifying Generation | TWh | 6.0627 | 5.7341 | 5.822 | 5.5411 | 5.472 | 5.3488 | 5.4116 | 5.3423
NSR Interstate System-Wide SO2 Cap v5.16 | 922 | 6625 | Rate Constraint in MTons | FALSE | L | Annual | Rate | lb/MWh | 2.5038 | 0.94991 | 0.82349 | 0.82757 | 0.82803 | 0.82887 | 0.83017 | 0.8206
NSR Interstate System-Wide SO2 Cap v5.16 | 922 | 6625 | Rate Constraint in MTons | FALSE | L | Annual | Constraint Shadow Price | US2016$/Ton | 0 | 0 | 0 | 0 | 0 | 0 | 0 | 0
NSR J P Madgett 1 - Hg Rate Annual v5.13 | 923 | 5963 | Rate Constraint in lbs/MMBtu | FALSE | L | Annual | Seasons Included | Seasons | Winter, WintShld, Summer | Winter, WintShld, Summer | Winter, WintShld, Summer | Winter, WintShld, Summer | Winter, WintShld, Summer | Winter, WintShld, Summer | Winter, WintShld, Summer | Winter, WintShld, Summer
NSR J P Madgett 1 - Hg Rate Annual v5.13 | 923 | 5963 | Rate Constraint in lbs/MMBtu | FALSE | L | Annual | Standard MER | lb/MMBtu | 0.015 | 0.015 | 0.015 | 0.015 | 0.015 | 0.015 | 0.015 | 0.015
NSR J P Madgett 1 - Hg Rate Annual v5.13 | 923 | 5963 | Rate Constraint in lbs/MMBtu | FALSE | L | Annual | Emissions at Affected Plants MER | lbs | 8.1466 | 12.486 | 12.3613 | 13.519 | 10.968 | 14.8053 | 14.0679 | 11.4016
NSR J P Madgett 1 - Hg Rate Annual v5.13 | 923 | 5963 | Rate Constraint in lbs/MMBtu | FALSE | L | Annual | Allowances Purchased MER | lbs | 0 | 0 | 0 | 0 | 0 | 0 | 0 | 0
NSR J P Madgett 1 - Hg Rate Annual v5.13 | 923 | 5963 | Rate Constraint in lbs/MMBtu | FALSE | L | Annual | Allowances Sold MER | lbs | 0 | 0 | 0 | 0 | 0 | 0 | 0 | 0
NSR J P Madgett 1 - Hg Rate Annual v5.13 | 923 | 5963 | Rate Constraint in lbs/MMBtu | FALSE | L | Annual | Allowances Banked | lbs | 0 | 0 | 0 | 0 | 0 | 0 | 0 | 0
NSR J P Madgett 1 - Hg Rate Annual v5.13 | 923 | 5963 | Rate Constraint in lbs/MMBtu | FALSE | L | Annual | Allowances Withdrawn (1:1) | lbs | 0 | 0 | 0 | 0 | 0 | 0 | 0 | 0
NSR J P Madgett 1 - Hg Rate Annual v5.13 | 923 | 5963 | Rate Constraint in lbs/MMBtu | FALSE | L | Annual | Allowances Withdrawn (n:1) | lbs | 0 | 0 | 0 | 0 | 0 | 0 | 0 | 0
NSR J P Madgett 1 - Hg Rate Annual v5.13 | 923 | 5963 | Rate Constraint in lbs/MMBtu | FALSE | L | Annual | Net Emissions Allowance Position | lbs | 8.1466 | 12.486 | 12.3613 | 13.519 | 10.968 | 14.8053 | 14.0679 | 11.4016
NSR J P Madgett 1 - Hg Rate Annual v5.13 | 923 | 5963 | Rate Constraint in lbs/MMBtu | FALSE | L | Annual | Fuel Consumed | TBtu | 14.5183 | 22.2517 | 22.0296 | 24.0926 | 19.5464 | 26.385 | 25.0709 | 20.3192
NSR J P Madgett 1 - Hg Rate Annual v5.13 | 923 | 5963 | Rate Constraint in lbs/MMBtu | FALSE | L | Annual | Rate | lb/MMBtu | 5.6112e-07 | 5.6112e-07 | 5.6112e-07 | 5.6112e-07 | 5.6112e-07 | 5.6112e-07 | 5.6112e-07 | 5.6112e-07
NSR J P Madgett 1 - Hg Rate Annual v5.13 | 923 | 5963 | Rate Constraint in lbs/MMBtu | FALSE | L | Annual | Generation | TWh | 1.291 | 1.9786 | 2.0174 | 2.2063 | 1.79 | 2.4162 | 2.2959 | 1.8608
NSR J P Madgett 1 - Hg Rate Annual v5.13 | 923 | 5963 | Rate Constraint in lbs/MMBtu | FALSE | L | Annual | Qualifying Generation | TWh | 1.291 | 1.9786 | 2.0174 | 2.2063 | 1.79 | 2.4162 | 2.2959 | 1.8608
NSR J P Madgett 1 - Hg Rate Annual v5.13 | 923 | 5963 | Rate Constraint in lbs/MMBtu | FALSE | L | Annual | Rate | lb/MWh | 6.3104e-06 | 6.3104e-06 | 6.1274e-06 | 6.1274e-06 | 6.1274e-06 | 6.1274e-06 | 6.1274e-06 | 6.1274e-06
NSR J P Madgett 1 - Hg Rate Annual v5.13 | 923 | 5963 | Rate Constraint in lbs/MMBtu | FALSE | L | Annual | Constraint Shadow Price | US2016$/Lb | 0 | 0 | 0 | 0 | 0 | 0 | 0 | 0
NSR J P Madgett 1 - NOx Rate Annual v5.13 | 924 | 5962 | Rate Constraint in lbs/MMBtu | FALSE | L | Annual | Seasons Included | Seasons | Winter, WintShld, Summer | Winter, WintShld, Summer | Winter, WintShld, Summer | Winter, WintShld, Summer | Winter, WintShld, Summer | Winter, WintShld, Summer | Winter, WintShld, Summer | Winter, WintShld, Summer
NSR J P Madgett 1 - NOx Rate Annual v5.13 | 924 | 5962 | Rate Constraint in lbs/MMBtu | FALSE | L | Annual | Standard NOX | lb/MMBtu | 0.08 | 0.08 | 0.08 | 0.08 | 0.08 | 0.08 | 0.08 | 0.08
NSR J P Madgett 1 - NOx Rate Annual v5.13 | 924 | 5962 | Rate Constraint in lbs/MMBtu | FALSE | L | Annual | Emissions at Affected Plants NOX | Thousand Tons | 0.52767 | 0.80874 | 0.80066 | 0.87565 | 0.71041 | 0.95896 | 0.9112 | 0.7385
NSR J P Madgett 1 - NOx Rate Annual v5.13 | 924 | 5962 | Rate Constraint in lbs/MMBtu | FALSE | L | Annual | Allowances Purchased NOX | Thousand Tons | 0 | 0 | 0 | 0 | 0 | 0 | 0 | 0
NSR J P Madgett 1 - NOx Rate Annual v5.13 | 924 | 5962 | Rate Constraint in lbs/MMBtu | FALSE | L | Annual | Allowances Sold NOX | Thousand Tons | 0 | 0 | 0 | 0 | 0 | 0 | 0 | 0
NSR J P Madgett 1 - NOx Rate Annual v5.13 | 924 | 5962 | Rate Constraint in lbs/MMBtu | FALSE | L | Annual | Allowances Banked | Thousand Tons | 0 | 0 | 0 | 0 | 0 | 0 | 0 | 0
NSR J P Madgett 1 - NOx Rate Annual v5.13 | 924 | 5962 | Rate Constraint in lbs/MMBtu | FALSE | L | Annual | Allowances Withdrawn (1:1) | Thousand Tons | 0 | 0 | 0 | 0 | 0 | 0 | 0 | 0
NSR J P Madgett 1 - NOx Rate Annual v5.13 | 924 | 5962 | Rate Constraint in lbs/MMBtu | FALSE | L | Annual | Allowances Withdrawn (n:1) | Thousand Tons | 0 | 0 | 0 | 0 | 0 | 0 | 0 | 0
NSR J P Madgett 1 - NOx Rate Annual v5.13 | 924 | 5962 | Rate Constraint in lbs/MMBtu | FALSE | L | Annual | Net Emissions Allowance Position | Thousand Tons | 0.52767 | 0.80874 | 0.80066 | 0.87565 | 0.71041 | 0.95896 | 0.9112 | 0.7385
NSR J P Madgett 1 - NOx Rate Annual v5.13 | 924 | 5962 | Rate Constraint in lbs/MMBtu | FALSE | L | Annual | Fuel Consumed | TBtu | 14.5183 | 22.2517 | 22.0296 | 24.0926 | 19.5464 | 26.385 | 25.0709 | 20.3192
NSR J P Madgett 1 - NOx Rate Annual v5.13 | 924 | 5962 | Rate Constraint in lbs/MMBtu | FALSE | L | Annual | Rate | lb/MMBtu | 0.07269 | 0.07269 | 0.07269 | 0.07269 | 0.07269 | 0.07269 | 0.07269 | 0.07269
NSR J P Madgett 1 - NOx Rate Annual v5.13 | 924 | 5962 | Rate Constraint in lbs/MMBtu | FALSE | L | Annual | Generation | TWh | 1.291 | 1.9786 | 2.0174 | 2.2063 | 1.79 | 2.4162 | 2.2959 | 1.8608
NSR J P Madgett 1 - NOx Rate Annual v5.13 | 924 | 5962 | Rate Constraint in lbs/MMBtu | FALSE | L | Annual | Qualifying Generation | TWh | 1.291 | 1.9786 | 2.0174 | 2.2063 | 1.79 | 2.4162 | 2.2959 | 1.8608
NSR J P Madgett 1 - NOx Rate Annual v5.13 | 924 | 5962 | Rate Constraint in lbs/MMBtu | FALSE | L | Annual | Rate | lb/MWh | 0.81747 | 0.81747 | 0.79377 | 0.79377 | 0.79377 | 0.79377 | 0.79377 | 0.79377
NSR J P Madgett 1 - NOx Rate Annual v5.13 | 924 | 5962 | Rate Constraint in lbs/MMBtu | FALSE | L | Annual | Constraint Shadow Price | US2016$/Ton | 0 | 0 | 0 | 0 | 0 | 0 | 0 | 0
NSR J P Madgett 1 - SO2 Rate Annual v5.13 | 925 | 5961 | Rate Constraint in lbs/MMBtu | FALSE | L | Annual | Seasons Included | Seasons | Winter, WintShld, Summer | Winter, WintShld, Summer | Winter, WintShld, Summer | Winter, WintShld, Summer | Winter, WintShld, Summer | Winter, WintShld, Summer | Winter, WintShld, Summer | Winter, WintShld, Summer
NSR J P Madgett 1 - SO2 Rate Annual v5.13 | 925 | 5961 | Rate Constraint in lbs/MMBtu | FALSE | L | Annual | Standard SO2 | lb/MMBtu | 0.09 | 0.09 | 0.09 | 0.09 | 0.09 | 0.09 | 0.09 | 0.09
NSR J P Madgett 1 - SO2 Rate Annual v5.13 | 925 | 5961 | Rate Constraint in lbs/MMBtu | FALSE | L | Annual | Emissions at Affected Plants SO2 | Thousand Tons | 0.58073 | 0.89007 | 0.88118 | 0.9637 | 0.78186 | 1.0554 | 1.0028 | 0.81277
NSR J P Madgett 1 - SO2 Rate Annual v5.13 | 925 | 5961 | Rate Constraint in lbs/MMBtu | FALSE | L | Annual | Allowances Purchased SO2 | Thousand Tons | 0 | 0 | 0 | 0 | 0 | 0 | 0 | 0
NSR J P Madgett 1 - SO2 Rate Annual v5.13 | 925 | 5961 | Rate Constraint in lbs/MMBtu | FALSE | L | Annual | Allowances Sold SO2 | Thousand Tons | 0 | 0 | 0 | 0 | 0 | 0 | 0 | 0
NSR J P Madgett 1 - SO2 Rate Annual v5.13 | 925 | 5961 | Rate Constraint in lbs/MMBtu | FALSE | L | Annual | Allowances Banked | Thousand Tons | 0 | 0 | 0 | 0 | 0 | 0 | 0 | 0
NSR J P Madgett 1 - SO2 Rate Annual v5.13 | 925 | 5961 | Rate Constraint in lbs/MMBtu | FALSE | L | Annual | Allowances Withdrawn (1:1) | Thousand Tons | 0 | 0 | 0 | 0 | 0 | 0 | 0 | 0
NSR J P Madgett 1 - SO2 Rate Annual v5.13 | 925 | 5961 | Rate Constraint in lbs/MMBtu | FALSE | L | Annual | Allowances Withdrawn (n:1) | Thousand Tons | 0 | 0 | 0 | 0 | 0 | 0 | 0 | 0
NSR J P Madgett 1 - SO2 Rate Annual v5.13 | 925 | 5961 | Rate Constraint in lbs/MMBtu | FALSE | L | Annual | Net Emissions Allowance Position | Thousand Tons | 0.58073 | 0.89007 | 0.88118 | 0.9637 | 0.78186 | 1.0554 | 1.0028 | 0.81277
NSR J P Madgett 1 - SO2 Rate Annual v5.13 | 925 | 5961 | Rate Constraint in lbs/MMBtu | FALSE | L | Annual | Fuel Consumed | TBtu | 14.5183 | 22.2517 | 22.0296 | 24.0926 | 19.5464 | 26.385 | 25.0709 | 20.3192
NSR J P Madgett 1 - SO2 Rate Annual v5.13 | 925 | 5961 | Rate Constraint in lbs/MMBtu | FALSE | L | Annual | Rate | lb/MMBtu | 0.08 | 0.08 | 0.08 | 0.08 | 0.08 | 0.08 | 0.08 | 0.08
NSR J P Madgett 1 - SO2 Rate Annual v5.13 | 925 | 5961 | Rate Constraint in lbs/MMBtu | FALSE | L | Annual | Generation | TWh | 1.291 | 1.9786 | 2.0174 | 2.2063 | 1.79 | 2.4162 | 2.2959 | 1.8608
NSR J P Madgett 1 - SO2 Rate Annual v5.13 | 925 | 5961 | Rate Constraint in lbs/MMBtu | FALSE | L | Annual | Qualifying Generation | TWh | 1.291 | 1.9786 | 2.0174 | 2.2063 | 1.79 | 2.4162 | 2.2959 | 1.8608
NSR J P Madgett 1 - SO2 Rate Annual v5.13 | 925 | 5961 | Rate Constraint in lbs/MMBtu | FALSE | L | Annual | Rate | lb/MWh | 0.89968 | 0.89968 | 0.87359 | 0.87359 | 0.87359 | 0.87359 | 0.87359 | 0.87359
NSR J P Madgett 1 - SO2 Rate Annual v5.13 | 925 | 5961 | Rate Constraint in lbs/MMBtu | FALSE | L | Annual | Constraint Shadow Price | US2016$/Ton | 0 | 0 | 0 | 0 | 0 | 0 | 0 | 0
NSR James Miller 3,4 - NOX Rate Annual v3.1, Unit 4088 and retrofits | 926 | 1871 | Rate Constraint in lbs/MMBtu | FALSE | L | Annual | Seasons Included | Seasons | Winter, WintShld, Summer | Winter, WintShld, Summer | Winter, WintShld, Summer | Winter, WintShld, Summer | Winter, WintShld, Summer | Winter, WintShld, Summer | Winter, WintShld, Summer | Winter, WintShld, Summer
NSR James Miller 3,4 - NOX Rate Annual v3.1, Unit 4088 and retrofits | 926 | 1871 | Rate Constraint in lbs/MMBtu | FALSE | L | Annual | Standard NOX | lb/MMBtu | 0.1 | 0.1 | 0.1 | 0.1 | 0.1 | 0.1 | 0.1 | 0.1
NSR James Miller 3,4 - NOX Rate Annual v3.1, Unit 4088 and retrofits | 926 | 1871 | Rate Constraint in lbs/MMBtu | FALSE | L | Annual | Emissions at Affected Plants NOX | Thousand Tons | 1.2564 | 1.1501 | 1.1625 | 1.4563 | 1.131 | 1.2391 | 1.2391 | 1.2391
NSR James Miller 3,4 - NOX Rate Annual v3.1, Unit 4088 and retrofits | 926 | 1871 | Rate Constraint in lbs/MMBtu | FALSE | L | Annual | Allowances Purchased NOX | Thousand Tons | 0 | 0 | 0 | 0 | 0 | 0 | 0 | 0
NSR James Miller 3,4 - NOX Rate Annual v3.1, Unit 4088 and retrofits | 926 | 1871 | Rate Constraint in lbs/MMBtu | FALSE | L | Annual | Allowances Sold NOX | Thousand Tons | 0 | 0 | 0 | 0 | 0 | 0 | 0 | 0
NSR James Miller 3,4 - NOX Rate Annual v3.1, Unit 4088 and retrofits | 926 | 1871 | Rate Constraint in lbs/MMBtu | FALSE | L | Annual | Allowances Banked | Thousand Tons | 0 | 0 | 0 | 0 | 0 | 0 | 0 | 0
NSR James Miller 3,4 - NOX Rate Annual v3.1, Unit 4088 and retrofits | 926 | 1871 | Rate Constraint in lbs/MMBtu | FALSE | L | Annual | Allowances Withdrawn (1:1) | Thousand Tons | 0 | 0 | 0 | 0 | 0 | 0 | 0 | 0
NSR James Miller 3,4 - NOX Rate Annual v3.1, Unit 4088 and retrofits | 926 | 1871 | Rate Constraint in lbs/MMBtu | FALSE | L | Annual | Allowances Withdrawn (n:1) | Thousand Tons | 0 | 0 | 0 | 0 | 0 | 0 | 0 | 0
NSR James Miller 3,4 - NOX Rate Annual v3.1, Unit 4088 and retrofits | 926 | 1871 | Rate Constraint in lbs/MMBtu | FALSE | L | Annual | Net Emissions Allowance Position | Thousand Tons | 1.2564 | 1.1501 | 1.1625 | 1.4563 | 1.131 | 1.2391 | 1.2391 | 1.2391
NSR James Miller 3,4 - NOX Rate Annual v3.1, Unit 4088 and retrofits | 926 | 1871 | Rate Constraint in lbs/MMBtu | FALSE | L | Annual | Fuel Consumed | TBtu | 34.1609 | 31.2687 | 31.6066 | 39.5941 | 30.7501 | 33.6904 | 33.6904 | 33.6904
NSR James Miller 3,4 - NOX Rate Annual v3.1, Unit 4088 and retrofits | 926 | 1871 | Rate Constraint in lbs/MMBtu | FALSE | L | Annual | Rate | lb/MMBtu | 0.07356 | 0.07356 | 0.07356 | 0.07356 | 0.07356 | 0.07356 | 0.07356 | 0.07356
NSR James Miller 3,4 - NOX Rate Annual v3.1, Unit 4088 and retrofits | 926 | 1871 | Rate Constraint in lbs/MMBtu | FALSE | L | Annual | Generation | TWh | 3.3269 | 3.0453 | 3.103 | 3.8872 | 3.0189 | 3.3076 | 3.3076 | 3.3076
NSR James Miller 3,4 - NOX Rate Annual v3.1, Unit 4088 and retrofits | 926 | 1871 | Rate Constraint in lbs/MMBtu | FALSE | L | Annual | Qualifying Generation | TWh | 3.3269 | 3.0453 | 3.103 | 3.8872 | 3.0189 | 3.3076 | 3.3076 | 3.3076
NSR James Miller 3,4 - NOX Rate Annual v3.1, Unit 4088 and retrofits | 926 | 1871 | Rate Constraint in lbs/MMBtu | FALSE | L | Annual | Rate | lb/MWh | 0.75531 | 0.75531 | 0.74927 | 0.74927 | 0.74927 | 0.74927 | 0.74927 | 0.74927
NSR James Miller 3,4 - NOX Rate Annual v3.1, Unit 4088 and retrofits | 926 | 1871 | Rate Constraint in lbs/MMBtu | FALSE | L | Annual | Constraint Shadow Price | US2016$/Ton | 0 | 0 | 0 | 0 | 0 | 0 | 0 | 0
NSR James Miller 3,4 - NOX Rate Annual v3.1, Unit 4089 and retrofits | 927 | 1871 | Rate Constraint in lbs/MMBtu | FALSE | L | Annual | Seasons Included | Seasons | Winter, WintShld, Summer | Winter, WintShld, Summer | Winter, WintShld, Summer | Winter, WintShld, Summer | Winter, WintShld, Summer | Winter, WintShld, Summer | Winter, WintShld, Summer | Winter, WintShld, Summer
NSR James Miller 3,4 - NOX Rate Annual v3.1, Unit 4089 and retrofits | 927 | 1871 | Rate Constraint in lbs/MMBtu | FALSE | L | Annual | Standard NOX | lb/MMBtu | 0.1 | 0.1 | 0.1 | 0.1 | 0.1 | 0.1 | 0.1 | 0.1
NSR James Miller 3,4 - NOX Rate Annual v3.1, Unit 4089 and retrofits | 927 | 1871 | Rate Constraint in lbs/MMBtu | FALSE | L | Annual | Emissions at Affected Plants NOX | Thousand Tons | 1.1894 | 1.0077 | 1.0305 | 1.2598 | 1.1498 | 1.0719 | 1.0719 | 1.0719
NSR James Miller 3,4 - NOX Rate Annual v3.1, Unit 4089 and retrofits | 927 | 1871 | Rate Constraint in lbs/MMBtu | FALSE | L | Annual | Allowances Purchased NOX | Thousand Tons | 0 | 0 | 0 | 0 | 0 | 0 | 0 | 0
NSR James Miller 3,4 - NOX Rate Annual v3.1, Unit 4089 and retrofits | 927 | 1871 | Rate Constraint in lbs/MMBtu | FALSE | L | Annual | Allowances Sold NOX | Thousand Tons | 0 | 0 | 0 | 0 | 0 | 0 | 0 | 0
NSR James Miller 3,4 - NOX Rate Annual v3.1, Unit 4089 and retrofits | 927 | 1871 | Rate Constraint in lbs/MMBtu | FALSE | L | Annual | Allowances Banked | Thousand Tons | 0 | 0 | 0 | 0 | 0 | 0 | 0 | 0
NSR James Miller 3,4 - NOX Rate Annual v3.1, Unit 4089 and retrofits | 927 | 1871 | Rate Constraint in lbs/MMBtu | FALSE | L | Annual | Allowances Withdrawn (1:1) | Thousand Tons | 0 | 0 | 0 | 0 | 0 | 0 | 0 | 0
NSR James Miller 3,4 - NOX Rate Annual v3.1, Unit 4089 and retrofits | 927 | 1871 | Rate Constraint in lbs/MMBtu | FALSE | L | Annual | Allowances Withdrawn (n:1) | Thousand Tons | 0 | 0 | 0 | 0 | 0 | 0 | 0 | 0
NSR James Miller 3,4 - NOX Rate Annual v3.1, Unit 4089 and retrofits | 927 | 1871 | Rate Constraint in lbs/MMBtu | FALSE | L | Annual | Net Emissions Allowance Position | Thousand Tons | 1.1894 | 1.0077 | 1.0305 | 1.2598 | 1.1498 | 1.0719 | 1.0719 | 1.0719
NSR James Miller 3,4 - NOX Rate Annual v3.1, Unit 4089 and retrofits | 927 | 1871 | Rate Constraint in lbs/MMBtu | FALSE | L | Annual | Fuel Consumed | TBtu | 37.3669 | 31.6598 | 32.3739 | 39.5787 | 36.1245 | 33.6773 | 33.6773 | 33.6773
NSR James Miller 3,4 - NOX Rate Annual v3.1, Unit 4089 and retrofits | 927 | 1871 | Rate Constraint in lbs/MMBtu | FALSE | L | Annual | Rate | lb/MMBtu | 0.06366 | 0.06366 | 0.06366 | 0.06366 | 0.06366 | 0.06366 | 0.06366 | 0.06366
NSR James Miller 3,4 - NOX Rate Annual v3.1, Unit 4089 and retrofits | 927 | 1871 | Rate Constraint in lbs/MMBtu | FALSE | L | Annual | Generation | TWh | 3.6406 | 3.0845 | 3.1796 | 3.8872 | 3.5479 | 3.3076 | 3.3076 | 3.3076
NSR James Miller 3,4 - NOX Rate Annual v3.1, Unit 4089 and retrofits | 927 | 1871 | Rate Constraint in lbs/MMBtu | FALSE | L | Annual | Qualifying Generation | TWh | 3.6406 | 3.0845 | 3.1796 | 3.8872 | 3.5479 | 3.3076 | 3.3076 | 3.3076
NSR James Miller 3,4 - NOX Rate Annual v3.1, Unit 4089 and retrofits | 927 | 1871 | Rate Constraint in lbs/MMBtu | FALSE | L | Annual | Rate | lb/MWh | 0.65341 | 0.65341 | 0.64818 | 0.64818 | 0.64818 | 0.64818 | 0.64818 | 0.64818
NSR James Miller 3,4 - NOX Rate Annual v3.1, Unit 4089 and retrofits | 927 | 1871 | Rate Constraint in lbs/MMBtu | FALSE | L | Annual | Constraint Shadow Price | US2016$/Ton | 0 | 0 | 0 | 0 | 0 | 0 | 0 | 0
NSR Karn 1,2 - NOX Rate Annual v5.16 | 928 | 6639 | Rate Constraint in lbs/MMBtu | FALSE | L | Annual | Seasons Included | Seasons | Winter, WintShld, Summer | Winter, WintShld, Summer | Winter, WintShld, Summer | Winter, WintShld, Summer | Winter, WintShld, Summer | Winter, WintShld, Summer | Winter, WintShld, Summer | Winter, WintShld, Summer
NSR Karn 1,2 - NOX Rate Annual v5.16 | 928 | 6639 | Rate Constraint in lbs/MMBtu | FALSE | L | Annual | Standard NOX | lb/MMBtu | 0.08 | 0.08 | 0.08 | 0.08 | 0.08 | 0.08 | 0.08 | 0.08
NSR Karn 1,2 - NOX Rate Annual v5.16 | 928 | 6639 | Rate Constraint in lbs/MMBtu | FALSE | L | Annual | Emissions at Affected Plants NOX | Thousand Tons | 0.65667 | 0.69962 | 0.72235 | 0.72216 | 0.57745 | 0.59455 | 0.63609 | 0
NSR Karn 1,2 - NOX Rate Annual v5.16 | 928 | 6639 | Rate Constraint in lbs/MMBtu | FALSE | L | Annual | Allowances Purchased NOX | Thousand Tons | 0 | 0 | 0 | 0 | 0 | 0 | 0 | 0
NSR Karn 1,2 - NOX Rate Annual v5.16 | 928 | 6639 | Rate Constraint in lbs/MMBtu | FALSE | L | Annual | Allowances Sold NOX | Thousand Tons | 0 | 0 | 0 | 0 | 0 | 0 | 0 | 0
NSR Karn 1,2 - NOX Rate Annual v5.16 | 928 | 6639 | Rate Constraint in lbs/MMBtu | FALSE | L | Annual | Allowances Banked | Thousand Tons | 0 | 0 | 0 | 0 | 0 | 0 | 0 | 0
NSR Karn 1,2 - NOX Rate Annual v5.16 | 928 | 6639 | Rate Constraint in lbs/MMBtu | FALSE | L | Annual | Allowances Withdrawn (1:1) | Thousand Tons | 0 | 0 | 0 | 0 | 0 | 0 | 0 | 0
NSR Karn 1,2 - NOX Rate Annual v5.16 | 928 | 6639 | Rate Constraint in lbs/MMBtu | FALSE | L | Annual | Allowances Withdrawn (n:1) | Thousand Tons | 0 | 0 | 0 | 0 | 0 | 0 | 0 | 0
NSR Karn 1,2 - NOX Rate Annual v5.16 | 928 | 6639 | Rate Constraint in lbs/MMBtu | FALSE | L | Annual | Net Emissions Allowance Position | Thousand Tons | 0.65667 | 0.69962 | 0.72235 | 0.72216 | 0.57745 | 0.59455 | 0.63609 | 0
NSR Karn 1,2 - NOX Rate Annual v5.16 | 928 | 6639 | Rate Constraint in lbs/MMBtu | FALSE | L | Annual | Fuel Consumed | TBtu | 32.3552 | 34.4775 | 35.6025 | 35.6195 | 28.5557 | 29.4205 | 31.4705 | 0
NSR Karn 1,2 - NOX Rate Annual v5.16 | 928 | 6639 | Rate Constraint in lbs/MMBtu | FALSE | L | Annual | Rate | lb/MMBtu | 0.040591 | 0.040584 | 0.040579 | 0.040548 | 0.040444 | 0.040417 | 0.040424 | 0
NSR Karn 1,2 - NOX Rate Annual v5.16 | 928 | 6639 | Rate Constraint in lbs/MMBtu | FALSE | L | Annual | Generation | TWh | 2.869 | 3.0572 | 3.2181 | 3.2198 | 2.5816 | 2.6599 | 2.8452 | 0
NSR Karn 1,2 - NOX Rate Annual v5.16 | 928 | 6639 | Rate Constraint in lbs/MMBtu | FALSE | L | Annual | Qualifying Generation | TWh | 2.869 | 3.0572 | 3.2181 | 3.2198 | 2.5816 | 2.6599 | 2.8452 | 0
NSR Karn 1,2 - NOX Rate Annual v5.16 | 928 | 6639 | Rate Constraint in lbs/MMBtu | FALSE | L | Annual | Rate | lb/MWh | 0.45777 | 0.45769 | 0.44893 | 0.44857 | 0.44736 | 0.44705 | 0.44713 | 0
NSR Karn 1,2 - NOX Rate Annual v5.16 | 928 | 6639 | Rate Constraint in lbs/MMBtu | FALSE | L | Annual | Constraint Shadow Price | US2016$/Ton | 0 | 0 | 0 | 0 | 0 | 0 | 0 | 0
NSR Karn 1,2 - SO2 Rate Annual v5.14 | 929 | 6143 | Rate Constraint in lbs/MMBtu | FALSE | L | Annual | Seasons Included | Seasons | Winter, WintShld, Summer | Winter, WintShld, Summer | Winter, WintShld, Summer | Winter, WintShld, Summer | Winter, WintShld, Summer | Winter, WintShld, Summer | Winter, WintShld, Summer | Winter, WintShld, Summer
NSR Karn 1,2 - SO2 Rate Annual v5.14 | 929 | 6143 | Rate Constraint in lbs/MMBtu | FALSE | L | Annual | Standard SO2 | lb/MMBtu | 0.075 | 0.075 | 0.075 | 0.075 | 0.075 | 0.075 | 0.075 | 0.075
NSR Karn 1,2 - SO2 Rate Annual v5.14 | 929 | 6143 | Rate Constraint in lbs/MMBtu | FALSE | L | Annual | Emissions at Affected Plants SO2 | Thousand Tons | 1.1401 | 1.2149 | 1.2546 | 1.2552 | 1.0062 | 1.0367 | 1.109 | 0
NSR Karn 1,2 - SO2 Rate Annual v5.14 | 929 | 6143 | Rate Constraint in lbs/MMBtu | FALSE | L | Annual | Allowances Purchased SO2 | Thousand Tons | 0 | 0 | 0 | 0 | 0 | 0 | 0 | 0
NSR Karn 1,2 - SO2 Rate Annual v5.14 | 929 | 6143 | Rate Constraint in lbs/MMBtu | FALSE | L | Annual | Allowances Sold SO2 | Thousand Tons | 0 | 0 | 0 | 0 | 0 | 0 | 0 | 0
NSR Karn 1,2 - SO2 Rate Annual v5.14 | 929 | 6143 | Rate Constraint in lbs/MMBtu | FALSE | L | Annual | Allowances Banked | Thousand Tons | 0 | 0 | 0 | 0 | 0 | 0 | 0 | 0
NSR Karn 1,2 - SO2 Rate Annual v5.14 | 929 | 6143 | Rate Constraint in lbs/MMBtu | FALSE | L | Annual | Allowances Withdrawn (1:1) | Thousand Tons | 0 | 0 | 0 | 0 | 0 | 0 | 0 | 0
NSR Karn 1,2 - SO2 Rate Annual v5.14 | 929 | 6143 | Rate Constraint in lbs/MMBtu | FALSE | L | Annual | Allowances Withdrawn (n:1) | Thousand Tons | 0 | 0 | 0 | 0 | 0 | 0 | 0 | 0
NSR Karn 1,2 - SO2 Rate Annual v5.14 | 929 | 6143 | Rate Constraint in lbs/MMBtu | FALSE | L | Annual | Net Emissions Allowance Position | Thousand Tons | 1.1401 | 1.2149 | 1.2546 | 1.2552 | 1.0062 | 1.0367 | 1.109 | 0
NSR Karn 1,2 - SO2 Rate Annual v5.14 | 929 | 6143 | Rate Constraint in lbs/MMBtu | FALSE | L | Annual | Fuel Consumed | TBtu | 32.3552 | 34.4775 | 35.6025 | 35.6195 | 28.5557 | 29.4205 | 31.4705 | 0
NSR Karn 1,2 - SO2 Rate Annual v5.14 | 929 | 6143 | Rate Constraint in lbs/MMBtu | FALSE | L | Annual | Rate | lb/MMBtu | 0.070476 | 0.070476 | 0.070476 | 0.070476 | 0.070476 | 0.070476 | 0.070476 | 0
NSR Karn 1,2 - SO2 Rate Annual v5.14 | 929 | 6143 | Rate Constraint in lbs/MMBtu | FALSE | L | Annual | Generation | TWh | 2.869 | 3.0572 | 3.2181 | 3.2198 | 2.5816 | 2.6599 | 2.8452 | 0
NSR Karn 1,2 - SO2 Rate Annual v5.14 | 929 | 6143 | Rate Constraint in lbs/MMBtu | FALSE | L | Annual | Qualifying Generation | TWh | 2.869 | 3.0572 | 3.2181 | 3.2198 | 2.5816 | 2.6599 | 2.8452 | 0
NSR Karn 1,2 - SO2 Rate Annual v5.14 | 929 | 6143 | Rate Constraint in lbs/MMBtu | FALSE | L | Annual | Rate | lb/MWh | 0.7948 | 0.79479 | 0.77968 | 0.77965 | 0.77955 | 0.77952 | 0.77953 | 0
NSR Karn 1,2 - SO2 Rate Annual v5.14 | 929 | 6143 | Rate Constraint in lbs/MMBtu | FALSE | L | Annual | Constraint Shadow Price | US2016$/Ton | 0 | 0 | 0 | 0 | 0 | 0 | 0 | 0
NSR Kincaid 1 & 2- Hg Rate Annual v5.13 | 930 | 5982 | Rate Constraint in lbs/MMBtu | FALSE | L | Annual | Seasons Included | Seasons | Winter, WintShld, Summer | Winter, WintShld, Summer | Winter, WintShld, Summer | Winter, WintShld, Summer | Winter, WintShld, Summer | Winter, WintShld, Summer | Winter, WintShld, Summer | Winter, WintShld, Summer
NSR Kincaid 1 & 2- Hg Rate Annual v5.13 | 930 | 5982 | Rate Constraint in lbs/MMBtu | FALSE | L | Annual | Standard MER | lb/MMBtu | 0.015 | 0.015 | 0.015 | 0.015 | 0.015 | 0.015 | 0.015 | 0.015
NSR Kincaid 1 & 2- Hg Rate Annual v5.13 | 930 | 5982 | Rate Constraint in lbs/MMBtu | FALSE | L | Annual | Emissions at Affected Plants MER | lbs | 0 | 0 | 0 | 0 | 0 | 0 | 0 | 0
NSR Kincaid 1 & 2- Hg Rate Annual v5.13 | 930 | 5982 | Rate Constraint in lbs/MMBtu | FALSE | L | Annual | Allowances Purchased MER | lbs | 0 | 0 | 0 | 0 | 0 | 0 | 0 | 0
NSR Kincaid 1 & 2- Hg Rate Annual v5.13 | 930 | 5982 | Rate Constraint in lbs/MMBtu | FALSE | L | Annual | Allowances Sold MER | lbs | 0 | 0 | 0 | 0 | 0 | 0 | 0 | 0
NSR Kincaid 1 & 2- Hg Rate Annual v5.13 | 930 | 5982 | Rate Constraint in lbs/MMBtu | FALSE | L | Annual | Allowances Banked | lbs | 0 | 0 | 0 | 0 | 0 | 0 | 0 | 0
NSR Kincaid 1 & 2- Hg Rate Annual v5.13 | 930 | 5982 | Rate Constraint in lbs/MMBtu | FALSE | L | Annual | Allowances Withdrawn (1:1) | lbs | 0 | 0 | 0 | 0 | 0 | 0 | 0 | 0
NSR Kincaid 1 & 2- Hg Rate Annual v5.13 | 930 | 5982 | Rate Constraint in lbs/MMBtu | FALSE | L | Annual | Allowances Withdrawn (n:1) | lbs | 0 | 0 | 0 | 0 | 0 | 0 | 0 | 0
NSR Kincaid 1 & 2- Hg Rate Annual v5.13 | 930 | 5982 | Rate Constraint in lbs/MMBtu | FALSE | L | Annual | Net Emissions Allowance Position | lbs | 0 | 0 | 0 | 0 | 0 | 0 | 0 | 0
NSR Kincaid 1 & 2- Hg Rate Annual v5.13 | 930 | 5982 | Rate Constraint in lbs/MMBtu | FALSE | L | Annual | Fuel Consumed | TBtu | 0 | 0 | 0 | 0 | 0 | 0 | 0 | 0
NSR Kincaid 1 & 2- Hg Rate Annual v5.13 | 930 | 5982 | Rate Constraint in lbs/MMBtu | FALSE | L | Annual | Rate | lb/MMBtu | 0 | 0 | 0 | 0 | 0 | 0 | 0 | 0
NSR Kincaid 1 & 2- Hg Rate Annual v5.13 | 930 | 5982 | Rate Constraint in lbs/MMBtu | FALSE | L | Annual | Generation | TWh | 0 | 0 | 0 | 0 | 0 | 0 | 0 | 0
NSR Kincaid 1 & 2- Hg Rate Annual v5.13 | 930 | 5982 | Rate Constraint in lbs/MMBtu | FALSE | L | Annual | Qualifying Generation | TWh | 0 | 0 | 0 | 0 | 0 | 0 | 0 | 0
NSR Kincaid 1 & 2- Hg Rate Annual v5.13 | 930 | 5982 | Rate Constraint in lbs/MMBtu | FALSE | L | Annual | Rate | lb/MWh | 0 | 0 | 0 | 0 | 0 | 0 | 0 | 0
NSR Kincaid 1 & 2- Hg Rate Annual v5.13 | 930 | 5982 | Rate Constraint in lbs/MMBtu | FALSE | L | Annual | Constraint Shadow Price | US2016$/Lb | 0 | 0 | 0 | 0 | 0 | 0 | 0 | 0
NSR Kincaid 1 & 2- NOx Cap Annual v5.13 | 931 | 5981 | Rate Constraint in MTons | FALSE | L | Annual | Seasons Included | Seasons | Winter, WintShld, Summer | Winter, WintShld, Summer | Winter, WintShld, Summer | Winter, WintShld, Summer | Winter, WintShld, Summer | Winter, WintShld, Summer | Winter, WintShld, Summer | Winter, WintShld, Summer
NSR Kincaid 1 & 2- NOx Cap Annual v5.13 | 931 | 5981 | Rate Constraint in MTons | FALSE | L | Annual | Standard NOX | Thousand Tons | 3.5 | 3.5 | 3.5 | 3.5 | 3.5 | 3.5 | 3.5 | 3.5
NSR Kincaid 1 & 2- NOx Cap Annual v5.13 | 931 | 5981 | Rate Constraint in MTons | FALSE | L | Annual | Emissions at Affected Plants NOX | Thousand Tons | 0 | 0 | 0 | 0 | 0 | 0 | 0 | 0
NSR Kincaid 1 & 2- NOx Cap Annual v5.13 | 931 | 5981 | Rate Constraint in MTons | FALSE | L | Annual | Allowances Purchased NOX | Thousand Tons | 0 | 0 | 0 | 0 | 0 | 0 | 0 | 0
NSR Kincaid 1 & 2- NOx Cap Annual v5.13 | 931 | 5981 | Rate Constraint in MTons | FALSE | L | Annual | Allowances Sold NOX | Thousand Tons | 0 | 0 | 0 | 0 | 0 | 0 | 0 | 0
NSR Kincaid 1 & 2- NOx Cap Annual v5.13 | 931 | 5981 | Rate Constraint in MTons | FALSE | L | Annual | Allowances Banked | Thousand Tons | 0 | 0 | 0 | 0 | 0 | 0 | 0 | 0
NSR Kincaid 1 & 2- NOx Cap Annual v5.13 | 931 | 5981 | Rate Constraint in MTons | FALSE | L | Annual | Allowances Withdrawn (1:1) | Thousand Tons | 0 | 0 | 0 | 0 | 0 | 0 | 0 | 0
NSR Kincaid 1 & 2- NOx Cap Annual v5.13 | 931 | 5981 | Rate Constraint in MTons | FALSE | L | Annual | Allowances Withdrawn (n:1) | Thousand Tons | 0 | 0 | 0 | 0 | 0 | 0 | 0 | 0
NSR Kincaid 1 & 2- NOx Cap Annual v5.13 | 931 | 5981 | Rate Constraint in MTons | FALSE | L | Annual | Net Emissions Allowance Position | Thousand Tons | 0 | 0 | 0 | 0 | 0 | 0 | 0 | 0
NSR Kincaid 1 & 2- NOx Cap Annual v5.13 | 931 | 5981 | Rate Constraint in MTons | FALSE | L | Annual | Fuel Consumed | TBtu | 0 | 0 | 0 | 0 | 0 | 0 | 0 | 0
NSR Kincaid 1 & 2- NOx Cap Annual v5.13 | 931 | 5981 | Rate Constraint in MTons | FALSE | L | Annual | Rate | lb/MMBtu | 0 | 0 | 0 | 0 | 0 | 0 | 0 | 0
NSR Kincaid 1 & 2- NOx Cap Annual v5.13 | 931 | 5981 | Rate Constraint in MTons | FALSE | L | Annual | Generation | TWh | 0 | 0 | 0 | 0 | 0 | 0 | 0 | 0
NSR Kincaid 1 & 2- NOx Cap Annual v5.13 | 931 | 5981 | Rate Constraint in MTons | FALSE | L | Annual | Qualifying Generation | TWh | 0 | 0 | 0 | 0 | 0 | 0 | 0 | 0
NSR Kincaid 1 & 2- NOx Cap Annual v5.13 | 931 | 5981 | Rate Constraint in MTons | FALSE | L | Annual | Rate | lb/MWh | 0 | 0 | 0 | 0 | 0 | 0 | 0 | 0
NSR Kincaid 1 & 2- NOx Cap Annual v5.13 | 931 | 5981 | Rate Constraint in MTons | FALSE | L | Annual | Constraint Shadow Price | US2016$/Ton | 0 | 0 | 0 | 0 | 0 | 0 | 0 | 0
NSR Kincaid 1 & 2- NOx Rate Annual v5.13 | 932 | 5980 | Rate Constraint in lbs/MMBtu | FALSE | L | Annual | Seasons Included | Seasons | Winter, WintShld, Summer | Winter, WintShld, Summer | Winter, WintShld, Summer | Winter, WintShld, Summer | Winter, WintShld, Summer | Winter, WintShld, Summer | Winter, WintShld, Summer | Winter, WintShld, Summer
NSR Kincaid 1 & 2- NOx Rate Annual v5.13 | 932 | 5980 | Rate Constraint in lbs/MMBtu | FALSE | L | Annual | Standard NOX | lb/MMBtu | 0.08 | 0.08 | 0.08 | 0.08 | 0.08 | 0.08 | 0.08 | 0.08
NSR Kincaid 1 & 2- NOx Rate Annual v5.13 | 932 | 5980 | Rate Constraint in lbs/MMBtu | FALSE | L | Annual | Emissions at Affected Plants NOX | Thousand Tons | 0 | 0 | 0 | 0 | 0 | 0 | 0 | 0
NSR Kincaid 1 & 2- NOx Rate Annual v5.13 | 932 | 5980 | Rate Constraint in lbs/MMBtu | FALSE | L | Annual | Allowances Purchased NOX | Thousand Tons | 0 | 0 | 0 | 0 | 0 | 0 | 0 | 0
NSR Kincaid 1 & 2- NOx Rate Annual v5.13 | 932 | 5980 | Rate Constraint in lbs/MMBtu | FALSE | L | Annual | Allowances Sold NOX | Thousand Tons | 0 | 0 | 0 | 0 | 0 | 0 | 0 | 0
NSR Kincaid 1 & 2- NOx Rate Annual v5.13 | 932 | 5980 | Rate Constraint in lbs/MMBtu | FALSE | L | Annual | Allowances Banked | Thousand Tons | 0 | 0 | 0 | 0 | 0 | 0 | 0 | 0
NSR Kincaid 1 & 2- NOx Rate Annual v5.13 | 932 | 5980 | Rate Constraint in lbs/MMBtu | FALSE | L | Annual | Allowances Withdrawn (1:1) | Thousand Tons | 0 | 0 | 0 | 0 | 0 | 0 | 0 | 0
NSR Kincaid 1 & 2- NOx Rate Annual v5.13 | 932 | 5980 | Rate Constraint in lbs/MMBtu | FALSE | L | Annual | Allowances Withdrawn (n:1) | Thousand Tons | 0 | 0 | 0 | 0 | 0 | 0 | 0 | 0
NSR Kincaid 1 & 2- NOx Rate Annual v5.13 | 932 | 5980 | Rate Constraint in lbs/MMBtu | FALSE | L | Annual | Net Emissions Allowance Position | Thousand Tons | 0 | 0 | 0 | 0 | 0 | 0 | 0 | 0
NSR Kincaid 1 & 2- NOx Rate Annual v5.13 | 932 | 5980 | Rate Constraint in lbs/MMBtu | FALSE | L | Annual | Fuel Consumed | TBtu | 0 | 0 | 0 | 0 | 0 | 0 | 0 | 0
NSR Kincaid 1 & 2- NOx Rate Annual v5.13 | 932 | 5980 | Rate Constraint in lbs/MMBtu | FALSE | L | Annual | Rate | lb/MMBtu | 0 | 0 | 0 | 0 | 0 | 0 | 0 | 0
NSR Kincaid 1 & 2- NOx Rate Annual v5.13 | 932 | 5980 | Rate Constraint in lbs/MMBtu | FALSE | L | Annual | Generation | TWh | 0 | 0 | 0 | 0 | 0 | 0 | 0 | 0
NSR Kincaid 1 & 2- NOx Rate Annual v5.13 | 932 | 5980 | Rate Constraint in lbs/MMBtu | FALSE | L | Annual | Qualifying Generation | TWh | 0 | 0 | 0 | 0 | 0 | 0 | 0 | 0
NSR Kincaid 1 & 2- NOx Rate Annual v5.13 | 932 | 5980 | Rate Constraint in lbs/MMBtu | FALSE | L | Annual | Rate | lb/MWh | 0 | 0 | 0 | 0 | 0 | 0 | 0 | 0
NSR Kincaid 1 & 2- NOx Rate Annual v5.13 | 932 | 5980 | Rate Constraint in lbs/MMBtu | FALSE | L | Annual | Constraint Shadow Price | US2016$/Ton | 0 | 0 | 0 | 0 | 0 | 0 | 0 | 0
NSR Kincaid 1 & 2- SO2 Cap Annual v5.13 | 933 | 5979 | Rate Constraint in MTons | FALSE | L | Annual | Seasons Included | Seasons | Winter, WintShld, Summer | Winter, WintShld, Summer | Winter, WintShld, Summer | Winter, WintShld, Summer | Winter, WintShld, Summer | Winter, WintShld, Summer | Winter, WintShld, Summer | Winter, WintShld, Summer
NSR Kincaid 1 & 2- SO2 Cap Annual v5.13 | 933 | 5979 | Rate Constraint in MTons | FALSE | L | Annual | Standard SO2 | Thousand Tons | 4.4 | 4.4 | 4.4 | 4.4 | 4.4 | 4.4 | 4.4 | 4.4
NSR Kincaid 1 & 2- SO2 Cap Annual v5.13 | 933 | 5979 | Rate Constraint in MTons | FALSE | L | Annual | Emissions at Affected Plants SO2 | Thousand Tons | 0 | 0 | 0 | 0 | 0 | 0 | 0 | 0
NSR Kincaid 1 & 2- SO2 Cap Annual v5.13 | 933 | 5979 | Rate Constraint in MTons | FALSE | L | Annual | Allowances Purchased SO2 | Thousand Tons | 0 | 0 | 0 | 0 | 0 | 0 | 0 | 0
NSR Kincaid 1 & 2- SO2 Cap Annual v5.13 | 933 | 5979 | Rate Constraint in MTons | FALSE | L | Annual | Allowances Sold SO2 | Thousand Tons | 0 | 0 | 0 | 0 | 0 | 0 | 0 | 0
NSR Kincaid 1 & 2- SO2 Cap Annual v5.13 | 933 | 5979 | Rate Constraint in MTons | FALSE | L | Annual | Allowances Banked | Thousand Tons | 0 | 0 | 0 | 0 | 0 | 0 | 0 | 0
NSR Kincaid 1 & 2- SO2 Cap Annual v5.13 | 933 | 5979 | Rate Constraint in MTons | FALSE | L | Annual | Allowances Withdrawn (1:1) | Thousand Tons | 0 | 0 | 0 | 0 | 0 | 0 | 0 | 0
NSR Kincaid 1 & 2- SO2 Cap Annual v5.13 | 933 | 5979 | Rate Constraint in MTons | FALSE | L | Annual | Allowances Withdrawn (n:1) | Thousand Tons | 0 | 0 | 0 | 0 | 0 | 0 | 0 | 0
NSR Kincaid 1 & 2- SO2 Cap Annual v5.13 | 933 | 5979 | Rate Constraint in MTons | FALSE | L | Annual | Net Emissions Allowance Position | Thousand Tons | 0 | 0 | 0 | 0 | 0 | 0 | 0 | 0
NSR Kincaid 1 & 2- SO2 Cap Annual v5.13 | 933 | 5979 | Rate Constraint in MTons | FALSE | L | Annual | Fuel Consumed | TBtu | 0 | 0 | 0 | 0 | 0 | 0 | 0 | 0
NSR Kincaid 1 & 2- SO2 Cap Annual v5.13 | 933 | 5979 | Rate Constraint in MTons | FALSE | L | Annual | Rate | lb/MMBtu | 0 | 0 | 0 | 0 | 0 | 0 | 0 | 0
NSR Kincaid 1 & 2- SO2 Cap Annual v5.13 | 933 | 5979 | Rate Constraint in MTons | FALSE | L | Annual | Generation | TWh | 0 | 0 | 0 | 0 | 0 | 0 | 0 | 0
NSR Kincaid 1 & 2- SO2 Cap Annual v5.13 | 933 | 5979 | Rate Constraint in MTons | FALSE | L | Annual | Qualifying Generation | TWh | 0 | 0 | 0 | 0 | 0 | 0 | 0 | 0
NSR Kincaid 1 & 2- SO2 Cap Annual v5.13 | 933 | 5979 | Rate Constraint in MTons | FALSE | L | Annual | Rate | lb/MWh | 0 | 0 | 0 | 0 | 0 | 0 | 0 | 0
NSR Kincaid 1 & 2- SO2 Cap Annual v5.13 | 933 | 5979 | Rate Constraint in MTons | FALSE | L | Annual | Constraint Shadow Price | US2016$/Ton | 0 | 0 | 0 | 0 | 0 | 0 | 0 | 0
NSR Kincaid 1 & 2- SO2 Rate Annual v5.13 | 934 | 5978 | Rate Constraint in lbs/MMBtu | FALSE | L | Annual | Seasons Included | Seasons | Winter, WintShld, Summer | Winter, WintShld, Summer | Winter, WintShld, Summer | Winter, WintShld, Summer | Winter, WintShld, Summer | Winter, WintShld, Summer | Winter, WintShld, Summer | Winter, WintShld, Summer
NSR Kincaid 1 & 2- SO2 Rate Annual v5.13 | 934 | 5978 | Rate Constraint in lbs/MMBtu | FALSE | L | Annual | Standard SO2 | lb/MMBtu | 0.1 | 0.1 | 0.1 | 0.1 | 0.1 | 0.1 | 0.1 | 0.1
NSR Kincaid 1 & 2- SO2 Rate Annual v5.13 | 934 | 5978 | Rate Constraint in lbs/MMBtu | FALSE | L | Annual | Emissions at Affected Plants SO2 | Thousand Tons | 0 | 0 | 0 | 0 | 0 | 0 | 0 | 0
NSR Kincaid 1 & 2- SO2 Rate Annual v5.13 | 934 | 5978 | Rate Constraint in lbs/MMBtu | FALSE | L | Annual | Allowances Purchased SO2 | Thousand Tons | 0 | 0 | 0 | 0 | 0 | 0 | 0 | 0
NSR Kincaid 1 & 2- SO2 Rate Annual v5.13 | 934 | 5978 | Rate Constraint in lbs/MMBtu | FALSE | L | Annual | Allowances Sold SO2 | Thousand Tons | 0 | 0 | 0 | 0 | 0 | 0 | 0 | 0
NSR Kincaid 1 & 2- SO2 Rate Annual v5.13 | 934 | 5978 | Rate Constraint in lbs/MMBtu | FALSE | L | Annual | Allowances Banked | Thousand Tons | 0 | 0 | 0 | 0 | 0 | 0 | 0 | 0
NSR Kincaid 1 & 2- SO2 Rate Annual v5.13 | 934 | 5978 | Rate Constraint in lbs/MMBtu | FALSE | L | Annual | Allowances Withdrawn (1:1) | Thousand Tons | 0 | 0 | 0 | 0 | 0 | 0 | 0 | 0
NSR Kincaid 1 & 2- SO2 Rate Annual v5.13 | 934 | 5978 | Rate Constraint in lbs/MMBtu | FALSE | L | Annual | Allowances Withdrawn (n:1) | Thousand Tons | 0 | 0 | 0 | 0 | 0 | 0 | 0 | 0
NSR Kincaid 1 & 2- SO2 Rate Annual v5.13 | 934 | 5978 | Rate Constraint in lbs/MMBtu | FALSE | L | Annual | Net Emissions Allowance Position | Thousand Tons | 0 | 0 | 0 | 0 | 0 | 0 | 0 | 0
NSR Kincaid 1 & 2- SO2 Rate Annual v5.13 | 934 | 5978 | Rate Constraint in lbs/MMBtu | FALSE | L | Annual | Fuel Consumed | TBtu | 0 | 0 | 0 | 0 | 0 | 0 | 0 | 0
NSR Kincaid 1 & 2- SO2 Rate Annual v5.13 | 934 | 5978 | Rate Constraint in lbs/MMBtu | FALSE | L | Annual | Rate | lb/MMBtu | 0 | 0 | 0 | 0 | 0 | 0 | 0 | 0
NSR Kincaid 1 & 2- SO2 Rate Annual v5.13 | 934 | 5978 | Rate Constraint in lbs/MMBtu | FALSE | L | Annual | Generation | TWh | 0 | 0 | 0 | 0 | 0 | 0 | 0 | 0
NSR Kincaid 1 & 2- SO2 Rate Annual v5.13 | 934 | 5978 | Rate Constraint in lbs/MMBtu | FALSE | L | Annual | Qualifying Generation | TWh | 0 | 0 | 0 | 0 | 0 | 0 | 0 | 0
NSR Kincaid 1 & 2- SO2 Rate Annual v5.13 | 934 | 5978 | Rate Constraint in lbs/MMBtu | FALSE | L | Annual | Rate | lb/MWh | 0 | 0 | 0 | 0 | 0 | 0 | 0 | 0
NSR Kincaid 1 & 2- SO2 Rate Annual v5.13 | 934 | 5978 | Rate Constraint in lbs/MMBtu | FALSE | L | Annual | Constraint Shadow Price | US2016$/Ton | 0 | 0 | 0 | 0 | 0 | 0 | 0 | 0
NSR KU Brown Unit 3 - SO2 Cap Annual v3.1 | 935 | 2113 | Rate Constraint in MTons | FALSE | L | Annual | Seasons Included | Seasons | Winter, WintShld, Summer | Winter, WintShld, Summer | Winter, WintShld, Summer | Winter, WintShld, Summer | Winter, WintShld, Summer | Winter, WintShld, Summer | Winter, WintShld, Summer | Winter, WintShld, Summer
NSR KU Brown Unit 3 - SO2 Cap Annual v3.1 | 935 | 2113 | Rate Constraint in MTons | FALSE | L | Annual | Standard SO2 | Thousand Tons | 2.3 | 2.3 | 2.3 | 2.3 | 2.3 | 2.3 | 2.3 | 2.3
NSR KU Brown Unit 3 - SO2 Cap Annual v3.1 | 935 | 2113 | Rate Constraint in MTons | FALSE | L | Annual | Emissions at Affected Plants SO2 | Thousand Tons | 0 | 0 | 0 | 0 | 0 | 0 | 0 | 0
NSR KU Brown Unit 3 - SO2 Cap Annual v3.1 | 935 | 2113 | Rate Constraint in MTons | FALSE | L | Annual | Allowances Purchased SO2 | Thousand Tons | 0 | 0 | 0 | 0 | 0 | 0 | 0 | 0
NSR KU Brown Unit 3 - SO2 Cap Annual v3.1 | 935 | 2113 | Rate Constraint in MTons | FALSE | L | Annual | Allowances Sold SO2 | Thousand Tons | 0 | 0 | 0 | 0 | 0 | 0 | 0 | 0
NSR KU Brown Unit 3 - SO2 Cap Annual v3.1 | 935 | 2113 | Rate Constraint in MTons | FALSE | L | Annual | Allowances Banked | Thousand Tons | 0 | 0 | 0 | 0 | 0 | 0 | 0 | 0
NSR KU Brown Unit 3 - SO2 Cap Annual v3.1 | 935 | 2113 | Rate Constraint in MTons | FALSE | L | Annual | Allowances Withdrawn (1:1) | Thousand Tons | 0 | 0 | 0 | 0 | 0 | 0 | 0 | 0
NSR KU Brown Unit 3 - SO2 Cap Annual v3.1 | 935 | 2113 | Rate Constraint in MTons | FALSE | L | Annual | Allowances Withdrawn (n:1) | Thousand Tons | 0 | 0 | 0 | 0 | 0 | 0 | 0 | 0
NSR KU Brown Unit 3 - SO2 Cap Annual v3.1 | 935 | 2113 | Rate Constraint in MTons | FALSE | L | Annual | Net Emissions Allowance Position | Thousand Tons | 0 | 0 | 0 | 0 | 0 | 0 | 0 | 0
NSR KU Brown Unit 3 - SO2 Cap Annual v3.1 | 935 | 2113 | Rate Constraint in MTons | FALSE | L | Annual | Fuel Consumed | TBtu | 0 | 0 | 0 | 0 | 0 | 0 | 0 | 0
NSR KU Brown Unit 3 - SO2 Cap Annual v3.1 | 935 | 2113 | Rate Constraint in MTons | FALSE | L | Annual | Rate | lb/MMBtu | 0 | 0 | 0 | 0 | 0 | 0 | 0 | 0
NSR KU Brown Unit 3 - SO2 Cap Annual v3.1 | 935 | 2113 | Rate Constraint in MTons | FALSE | L | Annual | Generation | TWh | 0 | 0 | 0 | 0 | 0 | 0 | 0 | 0
NSR KU Brown Unit 3 - SO2 Cap Annual v3.1 | 935 | 2113 | Rate Constraint in MTons | FALSE | L | Annual | Qualifying Generation | TWh | 0 | 0 | 0 | 0 | 0 | 0 | 0 | 0
NSR KU Brown Unit 3 - SO2 Cap Annual v3.1 | 935 | 2113 | Rate Constraint in MTons | FALSE | L | Annual | Rate | lb/MWh | 0 | 0 | 0 | 0 | 0 | 0 | 0 | 0
NSR KU Brown Unit 3 - SO2 Cap Annual v3.1 | 935 | 2113 | Rate Constraint in MTons | FALSE | L | Annual | Constraint Shadow Price | US2016$/Ton | 0 | 0 | 0 | 0 | 0 | 0 | 0 | 0
NSR KU Brown Unit 3 - SO2 Rate Annual v3.1 | 936 | 2114 | Rate Constraint in lbs/MMBtu | FALSE | L | Annual | Seasons Included | Seasons | Winter, WintShld, Summer | Winter, WintShld, Summer | Winter, WintShld, Summer | Winter, WintShld, Summer | Winter, WintShld, Summer | Winter, WintShld, Summer | Winter, WintShld, Summer | Winter, WintShld, Summer
NSR KU Brown Unit 3 - SO2 Rate Annual v3.1 | 936 | 2114 | Rate Constraint in lbs/MMBtu | FALSE | L | Annual | Standard SO2 | lb/MMBtu | 0.1 | 0.1 | 0.1 | 0.1 | 0.1 | 0.1 | 0.1 | 0.1
NSR KU Brown Unit 3 - SO2 Rate Annual v3.1 | 936 | 2114 | Rate Constraint in lbs/MMBtu | FALSE | L | Annual | Emissions at Affected Plants SO2 | Thousand Tons | 0 | 0 | 0 | 0 | 0 | 0 | 0 | 0
NSR KU Brown Unit 3 - SO2 Rate Annual v3.1 | 936 | 2114 | Rate Constraint in lbs/MMBtu | FALSE | L | Annual | Allowances Purchased SO2 | Thousand Tons | 0 | 0 | 0 | 0 | 0 | 0 | 0 | 0
NSR KU Brown Unit 3 - SO2 Rate Annual v3.1 | 936 | 2114 | Rate Constraint in lbs/MMBtu | FALSE | L | Annual | Allowances Sold SO2 | Thousand Tons | 0 | 0 | 0 | 0 | 0 | 0 | 0 | 0
NSR KU Brown Unit 3 - SO2 Rate Annual v3.1 | 936 | 2114 | Rate Constraint in lbs/MMBtu | FALSE | L | Annual | Allowances Banked | Thousand Tons | 0 | 0 | 0 | 0 | 0 | 0 | 0 | 0
NSR KU Brown Unit 3 - SO2 Rate Annual v3.1 | 936 | 2114 | Rate Constraint in lbs/MMBtu | FALSE | L | Annual | Allowances Withdrawn (1:1) | Thousand Tons | 0 | 0 | 0 | 0 | 0 | 0 | 0 | 0
NSR KU Brown Unit 3 - SO2 Rate Annual v3.1 | 936 | 2114 | Rate Constraint in lbs/MMBtu | FALSE | L | Annual | Allowances Withdrawn (n:1) | Thousand Tons | 0 | 0 | 0 | 0 | 0 | 0 | 0 | 0
NSR KU Brown Unit 3 - SO2 Rate Annual v3.1 | 936 | 2114 | Rate Constraint in lbs/MMBtu | FALSE | L | Annual | Net Emissions Allowance Position | Thousand Tons | 0 | 0 | 0 | 0 | 0 | 0 | 0 | 0
NSR KU Brown Unit 3 - SO2 Rate Annual v3.1 | 936 | 2114 | Rate Constraint in lbs/MMBtu | FALSE | L | Annual | Fuel Consumed | TBtu | 0 | 0 | 0 | 0 | 0 | 0 | 0 | 0
NSR KU Brown Unit 3 - SO2 Rate Annual v3.1 | 936 | 2114 | Rate Constraint in lbs/MMBtu | FALSE | L | Annual | Rate | lb/MMBtu | 0 | 0 | 0 | 0 | 0 | 0 | 0 | 0
NSR KU Brown Unit 3 - SO2 Rate Annual v3.1 | 936 | 2114 | Rate Constraint in lbs/MMBtu | FALSE | L | Annual | Generation | TWh | 0 | 0 | 0 | 0 | 0 | 0 | 0 | 0
NSR KU Brown Unit 3 - SO2 Rate Annual v3.1 | 936 | 2114 | Rate Constraint in lbs/MMBtu | FALSE | L | Annual | Qualifying Generation | TWh | 0 | 0 | 0 | 0 | 0 | 0 | 0 | 0
NSR KU Brown Unit 3 - SO2 Rate Annual v3.1 | 936 | 2114 | Rate Constraint in lbs/MMBtu | FALSE | L | Annual | Rate | lb/MWh | 0 | 0 | 0 | 0 | 0 | 0 | 0 | 0
NSR KU Brown Unit 3 - SO2 Rate Annual v3.1 | 936 | 2114 | Rate Constraint in lbs/MMBtu | FALSE | L | Annual | Constraint Shadow Price | US2016$/Ton | 0 | 0 | 0 | 0 | 0 | 0 | 0 | 0
NSR Lansing Unit 4 NOX Rate v5.16 | 937 | 6660 | Rate Constraint in lbs/MMBtu | FALSE | L | Annual | Seasons Included | Seasons | Winter, WintShld, Summer | Winter, WintShld, Summer | Winter, WintShld, Summer | Winter, WintShld, Summer | Winter, WintShld, Summer | Winter, WintShld, Summer | Winter, WintShld, Summer | Winter, WintShld, Summer
NSR Lansing Unit 4 NOX Rate v5.16 | 937 | 6660 | Rate Constraint in lbs/MMBtu | FALSE | L | Annual | Standard NOX | lb/MMBtu | 0.08 | 0.08 | 0.08 | 0.08 | 0.08 | 0.08 | 0.08 | 0.08
NSR Lansing Unit 4 NOX Rate v5.16 | 937 | 6660 | Rate Constraint in lbs/MMBtu | FALSE | L | Annual | Emissions at Affected Plants NOX | Thousand Tons | 0 | 0.093653 | 0.13774 | 0.16762 | 0.16762 | 0.16762 | 0.18343 | 0.16762
NSR Lansing Unit 4 NOX Rate v5.16 | 937 | 6660 | Rate Constraint in lbs/MMBtu | FALSE | L | Annual | Allowances Purchased NOX | Thousand Tons | 0 | 0 | 0 | 0 | 0 | 0 | 0 | 0
NSR Lansing Unit 4 NOX Rate v5.16 | 937 | 6660 | Rate Constraint in lbs/MMBtu | FALSE | L | Annual | Allowances Sold NOX | Thousand Tons | 0 | 0 | 0 | 0 | 0 | 0 | 0 | 0
NSR Lansing Unit 4 NOX Rate v5.16 | 937 | 6660 | Rate Constraint in lbs/MMBtu | FALSE | L | Annual | Allowances Banked | Thousand Tons | 0 | 0 | 0 | 0 | 0 | 0 | 0 | 0
NSR Lansing Unit 4 NOX Rate v5.16 | 937 | 6660 | Rate Constraint in lbs/MMBtu | FALSE | L | Annual | Allowances Withdrawn (1:1) | Thousand Tons | 0 | 0 | 0 | 0 | 0 | 0 | 0 | 0
NSR Lansing Unit 4 NOX Rate v5.16 | 937 | 6660 | Rate Constraint in lbs/MMBtu | FALSE | L | Annual | Allowances Withdrawn (n:1) | Thousand Tons | 0 | 0 | 0 | 0 | 0 | 0 | 0 | 0
NSR Lansing Unit 4 NOX Rate v5.16 | 937 | 6660 | Rate Constraint in lbs/MMBtu | FALSE | L | Annual | Net Emissions Allowance Position | Thousand Tons | 0 | 0.093653 | 0.13774 | 0.16762 | 0.16762 | 0.16762 | 0.18343 | 0.16762
NSR Lansing Unit 4 NOX Rate v5.16 | 937 | 6660 | Rate Constraint in lbs/MMBtu | FALSE | L | Annual | Fuel Consumed | TBtu | 0 | 4.5557 | 6.7003 | 8.1537 | 8.1537 | 8.1537 | 8.923 | 8.1537
NSR Lansing Unit 4 NOX Rate v5.16 | 937 | 6660 | Rate Constraint in lbs/MMBtu | FALSE | L | Annual | Rate | lb/MMBtu | 0 | 0.041114 | 0.041114 | 0.041114 | 0.041114 | 0.041114 | 0.041114 | 0.041114
NSR Lansing Unit 4 NOX Rate v5.16 | 937 | 6660 | Rate Constraint in lbs/MMBtu | FALSE | L | Annual | Generation | TWh | 0 | 0.35808 | 0.54237 | 0.66001 | 0.66001 | 0.66001 | 0.72228 | 0.66001
NSR Lansing Unit 4 NOX Rate v5.16 | 937 | 6660 | Rate Constraint in lbs/MMBtu | FALSE | L | Annual | Qualifying Generation | TWh | 0 | 0.35808 | 0.54237 | 0.66001 | 0.66001 | 0.66001 | 0.72228 | 0.66001
NSR Lansing Unit 4 NOX Rate v5.16 | 937 | 6660 | Rate Constraint in lbs/MMBtu | FALSE | L | Annual | Rate | lb/MWh | 0 | 0.52309 | 0.50792 | 0.50792 | 0.50792 | 0.50792 | 0.50792 | 0.50792
NSR Lansing Unit 4 NOX Rate v5.16 | 937 | 6660 | Rate Constraint in lbs/MMBtu | FALSE | L | Annual | Constraint Shadow Price | US2016$/Ton | 0 | 0 | 0 | 0 | 0 | 0 | 0 | 0
NSR Lansing Unit 4 SO2 Rate v5.16 | 938 | 6618 | Rate Constraint in lbs/MMBtu | FALSE | L | Annual | Seasons Included | Seasons | Winter, WintShld, Summer | Winter, WintShld, Summer | Winter, WintShld, Summer | Winter, WintShld, Summer | Winter, WintShld, Summer | Winter, WintShld, Summer | Winter, WintShld, Summer | Winter, WintShld, Summer
NSR Lansing Unit 4 SO2 Rate v5.16 | 938 | 6618 | Rate Constraint in lbs/MMBtu | FALSE | L | Annual | Standard SO2 | lb/MMBtu | 0.075 | 0.075 | 0.075 | 0.075 | 0.075 | 0.075 | 0.075 | 0.075
NSR Lansing Unit 4 SO2 Rate v5.16 | 938 | 6618 | Rate Constraint in lbs/MMBtu | FALSE | L | Annual | Emissions at Affected Plants SO2 | Thousand Tons | 0 | 0.16271 | 0.2393 | 0.29121 | 0.29121 | 0.29121 | 0.31868 | 0.29121
NSR Lansing Unit 4 SO2 Rate v5.16 | 938 | 6618 | Rate Constraint in lbs/MMBtu | FALSE | L | Annual | Allowances Purchased SO2 | Thousand Tons | 0 | 0 | 0 | 0 | 0 | 0 | 0 | 0
NSR Lansing Unit 4 SO2 Rate v5.16 | 938 | 6618 | Rate Constraint in lbs/MMBtu | FALSE | L | Annual | Allowances Sold SO2 | Thousand Tons | 0 | 0 | 0 | 0 | 0 | 0 | 0 | 0
NSR Lansing Unit 4 SO2 Rate v5.16 | 938 | 6618 | Rate Constraint in lbs/MMBtu | FALSE | L | Annual | Allowances Banked | Thousand Tons | 0 | 0 | 0 | 0 | 0 | 0 | 0 | 0
NSR Lansing Unit 4 SO2 Rate v5.16 | 938 | 6618 | Rate Constraint in lbs/MMBtu | FALSE | L | Annual | Allowances Withdrawn (1:1) | Thousand Tons | 0 | 0 | 0 | 0 | 0 | 0 | 0 | 0
NSR Lansing Unit 4 SO2 Rate v5.16 | 938 | 6618 | Rate Constraint in lbs/MMBtu | FALSE | L | Annual | Allowances Withdrawn (n:1) | Thousand Tons | 0 | 0 | 0 | 0 | 0 | 0 | 0 | 0
NSR Lansing Unit 4 SO2 Rate v5.16 | 938 | 6618 | Rate Constraint in lbs/MMBtu | FALSE | L | Annual | Net Emissions Allowance Position | Thousand Tons | 0 | 0.16271 | 0.2393 | 0.29121 | 0.29121 | 0.29121 | 0.31868 | 0.29121
NSR Lansing Unit 4 SO2 Rate v5.16 | 938 | 6618 | Rate Constraint in lbs/MMBtu | FALSE | L | Annual | Fuel Consumed | TBtu | 0 | 4.5557 | 6.7003 | 8.1537 | 8.1537 | 8.1537 | 8.923 | 8.1537
NSR Lansing Unit 4 SO2 Rate v5.16 | 938 | 6618 | Rate Constraint in lbs/MMBtu | FALSE | L | Annual | Rate | lb/MMBtu | 0 | 0.071429 | 0.071429 | 0.071429 | 0.071429 | 0.071429 | 0.071429 | 0.071429
NSR Lansing Unit 4 SO2 Rate v5.16 | 938 | 6618 | Rate Constraint in lbs/MMBtu | FALSE | L | Annual | Generation | TWh | 0 | 0.35808 | 0.54237 | 0.66001 | 0.66001 | 0.66001 | 0.72228 | 0.66001
NSR Lansing Unit 4 SO2 Rate v5.16 | 938 | 6618 | Rate Constraint in lbs/MMBtu | FALSE | L | Annual | Qualifying Generation | TWh | 0 | 0.35808 | 0.54237 | 0.66001 | 0.66001 | 0.66001 | 0.72228 | 0.66001
NSR Lansing Unit 4 SO2 Rate v5.16 | 938 | 6618 | Rate Constraint in lbs/MMBtu | FALSE | L | Annual | Rate | lb/MWh | 0 | 0.90877 | 0.88242 | 0.88242 | 0.88242 | 0.88242 | 0.88242 | 0.88242
NSR Lansing Unit 4 SO2 Rate v5.16 | 938 | 6618 | Rate Constraint in lbs/MMBtu | FALSE | L | Annual | Constraint Shadow Price | US2016$/Ton | 0 | 0 | 0 | 0 | 0 | 0 | 0 | 0
NSR Laskin 1,2 - NOX Rate Annual v5.14 | 939 | 6138 | Rate Constraint in lbs/MMBtu | FALSE | L | Annual | Seasons Included | Seasons | Winter, WintShld, Summer | Winter, WintShld, Summer | Winter, WintShld, Summer | Winter, WintShld, Summer | Winter, WintShld, Summer | Winter, WintShld, Summer | Winter, WintShld, Summer | Winter, WintShld, Summer
NSR Laskin 1,2 - NOX Rate Annual v5.14 | 939 | 6138 | Rate Constraint in lbs/MMBtu | FALSE | L | Annual | Standard NOX | lb/MMBtu | 0.19 | 0.19 | 0.19 | 0.19 | 0.19 | 0.19 | 0.19 | 0.19
NSR Laskin 1,2 - NOX Rate Annual v5.14 | 939 | 6138 | Rate Constraint in lbs/MMBtu | FALSE | L | Annual | Emissions at Affected Plants NOX | Thousand Tons | 0 | 0 | 0 | 0 | 0 | 0 | 0 | 0
NSR Laskin 1,2 - NOX Rate Annual v5.14 | 939 | 6138 | Rate Constraint in lbs/MMBtu | FALSE | L | Annual | Allowances Purchased NOX | Thousand Tons | 0 | 0 | 0 | 0 | 0 | 0 | 0 | 0
NSR Laskin 1,2 - NOX Rate Annual v5.14 | 939 | 6138 | Rate Constraint in lbs/MMBtu | FALSE | L | Annual | Allowances Sold NOX | Thousand Tons | 0 | 0 | 0 | 0 | 0 | 0 | 0 | 0
NSR Laskin 1,2 - NOX Rate Annual v5.14 | 939 | 6138 | Rate Constraint in lbs/MMBtu | FALSE | L | Annual | Allowances Banked | Thousand Tons | 0 | 0 | 0 | 0 | 0 | 0 | 0 | 0
NSR Laskin 1,2 - NOX Rate Annual v5.14 | 939 | 6138 | Rate Constraint in lbs/MMBtu | FALSE | L | Annual | Allowances Withdrawn (1:1) | Thousand Tons | 0 | 0 | 0 | 0 | 0 | 0 | 0 | 0
NSR Laskin 1,2 - NOX Rate Annual v5.14 | 939 | 6138 | Rate Constraint in lbs/MMBtu | FALSE | L | Annual | Allowances Withdrawn (n:1) | Thousand Tons | 0 | 0 | 0 | 0 | 0 | 0 | 0 | 0
NSR Laskin 1,2 - NOX Rate Annual v5.14 | 939 | 6138 | Rate Constraint in lbs/MMBtu | FALSE | L | Annual | Net Emissions Allowance Position | Thousand Tons | 0 | 0 | 0 | 0 | 0 | 0 | 0 | 0
NSR Laskin 1,2 - NOX Rate Annual v5.14 | 939 | 6138 | Rate Constraint in lbs/MMBtu | FALSE | L | Annual | Fuel Consumed | TBtu | 0 | 0 | 0 | 0 | 0 | 0 | 0 | 0
NSR Laskin 1,2 - NOX Rate Annual v5.14 | 939 | 6138 | Rate Constraint in lbs/MMBtu | FALSE | L | Annual | Rate | lb/MMBtu | 0 | 0 | 0 | 0 | 0 | 0 | 0 | 0
NSR Laskin 1,2 - NOX Rate Annual v5.14 | 939 | 6138 | Rate Constraint in lbs/MMBtu | FALSE | L | Annual | Generation | TWh | 0 | 0 | 0 | 0 | 0 | 0 | 0 | 0
NSR Laskin 1,2 - NOX Rate Annual v5.14 | 939 | 6138 | Rate Constraint in lbs/MMBtu | FALSE | L | Annual | Qualifying Generation | TWh | 0 | 0 | 0 | 0 | 0 | 0 | 0 | 0
NSR Laskin 1,2 - NOX Rate Annual v5.14 | 939 | 6138 | Rate Constraint in lbs/MMBtu | FALSE | L | Annual | Rate | lb/MWh | 0 | 0 | 0 | 0 | 0 | 0 | 0 | 0
NSR Laskin 1,2 - NOX Rate Annual v5.14 | 939 | 6138 | Rate Constraint in lbs/MMBtu | FALSE | L | Annual | Constraint Shadow Price | US2016$/Ton | 0 | 0 | 0 | 0 | 0 | 0 | 0 | 0
NSR Laskin 1,2 - SO2 Rate Annual v5.14 | 940 | 6137 | Rate Constraint in lbs/MMBtu | FALSE | L | Annual | Seasons Included | Seasons | Winter, WintShld, Summer | Winter, WintShld, Summer | Winter, WintShld, Summer | Winter, WintShld, Summer | Winter, WintShld, Summer | Winter, WintShld, Summer | Winter, WintShld, Summer | Winter, WintShld, Summer
NSR Laskin 1,2 - SO2 Rate Annual v5.14 | 940 | 6137 | Rate Constraint in lbs/MMBtu | FALSE | L | Annual | Standard SO2 | lb/MMBtu | 0.2 | 0.2 | 0.2 | 0.2 | 0.2 | 0.2 | 0.2 | 0.2
NSR Laskin 1,2 - SO2 Rate Annual v5.14 | 940 | 6137 | Rate Constraint in lbs/MMBtu | FALSE | L | Annual | Emissions at Affected Plants SO2 | Thousand Tons | 0 | 0 | 0 | 0 | 0 | 0 | 0 | 0
NSR Laskin 1,2 - SO2 Rate Annual v5.14 | 940 | 6137 | Rate Constraint in lbs/MMBtu | FALSE | L | Annual | Allowances Purchased SO2 | Thousand Tons | 0 | 0 | 0 | 0 | 0 | 0 | 0 | 0
NSR Laskin 1,2 - SO2 Rate Annual v5.14 | 940 | 6137 | Rate Constraint in lbs/MMBtu | FALSE | L | Annual | Allowances Sold SO2 | Thousand Tons | 0 | 0 | 0 | 0 | 0 | 0 | 0 | 0
NSR Laskin 1,2 - SO2 Rate Annual v5.14 | 940 | 6137 | Rate Constraint in lbs/MMBtu | FALSE | L | Annual | Allowances Banked | Thousand Tons | 0 | 0 | 0 | 0 | 0 | 0 | 0 | 0
NSR Laskin 1,2 - SO2 Rate Annual v5.14 | 940 | 6137 | Rate Constraint in lbs/MMBtu | FALSE | L | Annual | Allowances Withdrawn (1:1) | Thousand Tons | 0 | 0 | 0 | 0 | 0 | 0 | 0 | 0
NSR Laskin 1,2 - SO2 Rate Annual v5.14 | 940 | 6137 | Rate Constraint in lbs/MMBtu | FALSE | L | Annual | Allowances Withdrawn (n:1) | Thousand Tons | 0 | 0 | 0 | 0 | 0 | 0 | 0 | 0
NSR Laskin 1,2 - SO2 Rate Annual v5.14 | 940 | 6137 | Rate Constraint in lbs/MMBtu | FALSE | L | Annual | Net Emissions Allowance Position | Thousand Tons | 0 | 0 | 0 | 0 | 0 | 0 | 0 | 0
NSR Laskin 1,2 - SO2 Rate Annual v5.14 | 940 | 6137 | Rate Constraint in lbs/MMBtu | FALSE | L | Annual | Fuel Consumed | TBtu | 0 | 0 | 0 | 0 | 0 | 0 | 0 | 0
NSR Laskin 1,2 - SO2 Rate Annual v5.14 | 940 | 6137 | Rate Constraint in lbs/MMBtu | FALSE | L | Annual | Rate | lb/MMBtu | 0 | 0 | 0 | 0 | 0 | 0 | 0 | 0
NSR Laskin 1,2 - SO2 Rate Annual v5.14 | 940 | 6137 | Rate Constraint in lbs/MMBtu | FALSE | L | Annual | Generation | TWh | 0 | 0 | 0 | 0 | 0 | 0 | 0 | 0
NSR Laskin 1,2 - SO2 Rate Annual v5.14 | 940 | 6137 | Rate Constraint in lbs/MMBtu | FALSE | L | Annual | Qualifying Generation | TWh | 0 | 0 | 0 | 0 | 0 | 0 | 0 | 0
NSR Laskin 1,2 - SO2 Rate Annual v5.14 | 940 | 6137 | Rate Constraint in lbs/MMBtu | FALSE | L | Annual | Rate | lb/MWh | 0 | 0 | 0 | 0 | 0 | 0 | 0 | 0
NSR Laskin 1,2 - SO2 Rate Annual v5.14 | 940 | 6137 | Rate Constraint in lbs/MMBtu | FALSE | L | Annual | Constraint Shadow Price | US2016$/Ton | 0 | 0 | 0 | 0 | 0 | 0 | 0 | 0
NSR Level Havana 9 - SO2 Rate Annual v3.1, Unit 4168 and retrofits | 941 | 1868 | Rate Constraint in lbs/MMBtu | FALSE | L | Annual | Seasons Included | Seasons | Winter, WintShld, Summer | Winter, WintShld, Summer | Winter, WintShld, Summer | Winter, WintShld, Summer | Winter, WintShld, Summer | Winter, WintShld, Summer | Winter, WintShld, Summer | Winter, WintShld, Summer
NSR Level Havana 9 - SO2 Rate Annual v3.1, Unit 4168 and retrofits | 941 | 1868 | Rate Constraint in lbs/MMBtu | FALSE | L | Annual | Standard SO2 | lb/MMBtu | 0.1 | 0.1 | 0.1 | 0.1 | 0.1 | 0.1 | 0.1 | 0.1
NSR Level Havana 9 - SO2 Rate Annual v3.1, Unit 4168 and retrofits | 941 | 1868 | Rate Constraint in lbs/MMBtu | FALSE | L | Annual | Emissions at Affected Plants SO2 | Thousand Tons | 0.49769 | 0.57531 | 0.6258 | 0.68788 | 0.57681 | 0.66403 | 0.56018 | 0.57409
NSR Level Havana 9 - SO2 Rate Annual v3.1, Unit 4168 and retrofits | 941 | 1868 | Rate Constraint in lbs/MMBtu | FALSE | L | Annual | Allowances Purchased SO2 | Thousand Tons | 0 | 0 | 0 | 0 | 0 | 0 | 0 | 0
NSR Level Havana 9 - SO2 Rate Annual v3.1, Unit 4168 and retrofits | 941 | 1868 | Rate Constraint in lbs/MMBtu | FALSE | L | Annual | Allowances Sold SO2 | Thousand Tons | 0 | 0 | 0 | 0 | 0 | 0 | 0 | 0
NSR Level Havana 9 - SO2 Rate Annual v3.1, Unit 4168 and retrofits | 941 | 1868 | Rate Constraint in lbs/MMBtu | FALSE | L | Annual | Allowances Banked | Thousand Tons | 0 | 0 | 0 | 0 | 0 | 0 | 0 | 0
NSR Level Havana 9 - SO2 Rate Annual v3.1, Unit 4168 and retrofits | 941 | 1868 | Rate Constraint in lbs/MMBtu | FALSE | L | Annual | Allowances Withdrawn (1:1) | Thousand Tons | 0 | 0 | 0 | 0 | 0 | 0 | 0 | 0
NSR Level Havana 9 - SO2 Rate Annual v3.1, Unit 4168 and retrofits | 941 | 1868 | Rate Constraint in lbs/MMBtu | FALSE | L | Annual | Allowances Withdrawn (n:1) | Thousand Tons | 0 | 0 | 0 | 0 | 0 | 0 | 0 | 0
NSR Level Havana 9 - SO2 Rate Annual v3.1, Unit 4168 and retrofits | 941 | 1868 | Rate Constraint in lbs/MMBtu | FALSE | L | Annual | Net Emissions Allowance Position | Thousand Tons | 0.49769 | 0.57531 | 0.6258 | 0.68788 | 0.57681 | 0.66403 | 0.56018 | 0.57409
NSR Level Havana 9 - SO2 Rate Annual v3.1, Unit 4168 and retrofits | 941 | 1868 | Rate Constraint in lbs/MMBtu | FALSE | L | Annual | Fuel Consumed | TBtu | 16.5896 | 19.1771 | 20.8599 | 22.9295 | 19.227 | 22.1343 | 18.6725 | 19.1365
NSR Level Havana 9 - SO2 Rate Annual v3.1, Unit 4168 and retrofits | 941 | 1868 | Rate Constraint in lbs/MMBtu | FALSE | L | Annual | Rate | lb/MMBtu | 0.06 | 0.06 | 0.06 | 0.06 | 0.06 | 0.06 | 0.06 | 0.06
NSR Level Havana 9 - SO2 Rate Annual v3.1, Unit 4168 and retrofits | 941 | 1868 | Rate Constraint in lbs/MMBtu | FALSE | L | Annual | Generation | TWh | 1.4301 | 1.6532 | 1.852 | 2.0357 | 1.707 | 1.9651 | 1.6578 | 1.699
NSR Level Havana 9 - SO2 Rate Annual v3.1, Unit 4168 and retrofits | 941 | 1868 | Rate Constraint in lbs/MMBtu | FALSE | L | Annual | Qualifying Generation | TWh | 1.4301 | 1.6532 | 1.852 | 2.0357 | 1.707 | 1.9651 | 1.6578 | 1.699
NSR Level Havana 9 - SO2 Rate Annual v3.1, Unit 4168 and retrofits | 941 | 1868 | Rate Constraint in lbs/MMBtu | FALSE | L | Annual | Rate | lb/MWh | 0.696 | 0.696 | 0.67582 | 0.67582 | 0.67582 | 0.67582 | 0.67582 | 0.67582
NSR Level Havana 9 - SO2 Rate Annual v3.1, Unit 4168 and retrofits | 941 | 1868 | Rate Constraint in lbs/MMBtu | FALSE | L | Annual | Constraint Shadow Price | US2016$/Ton | 0 | 0 | 0 | 0 | 0 | 0 | 0 | 0
NSR M.L. Kapp Unit 2 SO2 Rate v5.16 | 942 | 6619 | Rate Constraint in lbs/MMBtu | FALSE | L | Annual | Seasons Included | Seasons | Winter, WintShld, Summer | Winter, WintShld, Summer | Winter, WintShld, Summer | Winter, WintShld, Summer | Winter, WintShld, Summer | Winter, WintShld, Summer | Winter, WintShld, Summer | Winter, WintShld, Summer
NSR M.L. Kapp Unit 2 SO2 Rate v5.16 | 942 | 6619 | Rate Constraint in lbs/MMBtu | FALSE | L | Annual | Standard SO2 | lb/MMBtu | 0.75 | 0.75 | 0.75 | 0.75 | 0.75 | 0.75 | 0.75 | 0.75
NSR M.L. Kapp Unit 2 SO2 Rate v5.16 | 942 | 6619 | Rate Constraint in lbs/MMBtu | FALSE | L | Annual | Emissions at Affected Plants SO2 | Thousand Tons | 0 | 0 | 0 | 0 | 0 | 0 | 0 | 0
NSR M.L. Kapp Unit 2 SO2 Rate v5.16 | 942 | 6619 | Rate Constraint in lbs/MMBtu | FALSE | L | Annual | Allowances Purchased SO2 | Thousand Tons | 0 | 0 | 0 | 0 | 0 | 0 | 0 | 0
NSR M.L. Kapp Unit 2 SO2 Rate v5.16 | 942 | 6619 | Rate Constraint in lbs/MMBtu | FALSE | L | Annual | Allowances Sold SO2 | Thousand Tons | 0 | 0 | 0 | 0 | 0 | 0 | 0 | 0
NSR M.L. Kapp Unit 2 SO2 Rate v5.16 | 942 | 6619 | Rate Constraint in lbs/MMBtu | FALSE | L | Annual | Allowances Banked | Thousand Tons | 0 | 0 | 0 | 0 | 0 | 0 | 0 | 0
NSR M.L. Kapp Unit 2 SO2 Rate v5.16 | 942 | 6619 | Rate Constraint in lbs/MMBtu | FALSE | L | Annual | Allowances Withdrawn (1:1) | Thousand Tons | 0 | 0 | 0 | 0 | 0 | 0 | 0 | 0
NSR M.L. Kapp Unit 2 SO2 Rate v5.16 | 942 | 6619 | Rate Constraint in lbs/MMBtu | FALSE | L | Annual | Allowances Withdrawn (n:1) | Thousand Tons | 0 | 0 | 0 | 0 | 0 | 0 | 0 | 0
NSR M.L. Kapp Unit 2 SO2 Rate v5.16 | 942 | 6619 | Rate Constraint in lbs/MMBtu | FALSE | L | Annual | Net Emissions Allowance Position | Thousand Tons | 0 | 0 | 0 | 0 | 0 | 0 | 0 | 0
NSR M.L. Kapp Unit 2 SO2 Rate v5.16 | 942 | 6619 | Rate Constraint in lbs/MMBtu | FALSE | L | Annual | Fuel Consumed | TBtu | 0 | 0 | 0 | 0 | 0 | 0 | 0 | 0
NSR M.L. Kapp Unit 2 SO2 Rate v5.16 | 942 | 6619 | Rate Constraint in lbs/MMBtu | FALSE | L | Annual | Rate | lb/MMBtu | 0 | 0 | 0 | 0 | 0 | 0 | 0 | 0
NSR M.L. Kapp Unit 2 SO2 Rate v5.16 | 942 | 6619 | Rate Constraint in lbs/MMBtu | FALSE | L | Annual | Generation | TWh | 0 | 0 | 0 | 0 | 0 | 0 | 0 | 0
NSR M.L. Kapp Unit 2 SO2 Rate v5.16 | 942 | 6619 | Rate Constraint in lbs/MMBtu | FALSE | L | Annual | Qualifying Generation | TWh | 0 | 0 | 0 | 0 | 0 | 0 | 0 | 0
NSR M.L. Kapp Unit 2 SO2 Rate v5.16 | 942 | 6619 | Rate Constraint in lbs/MMBtu | FALSE | L | Annual | Rate | lb/MWh | 0 | 0 | 0 | 0 | 0 | 0 | 0 | 0
NSR M.L. Kapp Unit 2 SO2 Rate v5.16 | 942 | 6619 | Rate Constraint in lbs/MMBtu | FALSE | L | Annual | Constraint Shadow Price | US2016$/Ton | 0 | 0 | 0 | 0 | 0 | 0 | 0 | 0
NSR Michigan City 12 - NOX Rate Annual v4.11, Unit 5470 and retrofits | 943 | 2303 | Rate Constraint in lbs/MMBtu | FALSE | L | Annual | Seasons Included | Seasons | Winter, WintShld, Summer | Winter, WintShld, Summer | Winter, WintShld, Summer | Winter, WintShld, Summer | Winter, WintShld, Summer | Winter, WintShld, Summer | Winter, WintShld, Summer | Winter, WintShld, Summer
NSR Michigan City 12 - NOX Rate Annual v4.11, Unit 5470 and retrofits | 943 | 2303 | Rate Constraint in lbs/MMBtu | FALSE | L | Annual | Standard NOX | lb/MMBtu | 0.1 | 0.1 | 0.1 | 0.1 | 0.1 | 0.1 | 0.1 | 0.1
NSR Michigan City 12 - NOX Rate Annual v4.11, Unit 5470 and retrofits | 943 | 2303 | Rate Constraint in lbs/MMBtu | FALSE | L | Annual | Emissions at Affected Plants NOX | Thousand Tons | 0.91453 | 1.3224 | 1.3224 | 0.91553 | 0.91553 | 0.91553 | 0.91553 | 0.8865
NSR Michigan City 12 - NOX Rate Annual v4.11, Unit 5470 and retrofits | 943 | 2303 | Rate Constraint in lbs/MMBtu | FALSE | L | Annual | Allowances Purchased NOX | Thousand Tons | 0 | 0 | 0 | 0 | 0 | 0 | 0 | 0
NSR Michigan City 12 - NOX Rate Annual v4.11, Unit 5470 and retrofits | 943 | 2303 | Rate Constraint in lbs/MMBtu | FALSE | L | Annual | Allowances Sold NOX | Thousand Tons | 0 | 0 | 0 | 0 | 0 | 0 | 0 | 0
NSR Michigan City 12 - NOX Rate Annual v4.11, Unit 5470 and retrofits | 943 | 2303 | Rate Constraint in lbs/MMBtu | FALSE | L | Annual | Allowances Banked | Thousand Tons | 0 | 0 | 0 | 0 | 0 | 0 | 0 | 0
NSR Michigan City 12 - NOX Rate Annual v4.11, Unit 5470 and retrofits | 943 | 2303 | Rate Constraint in lbs/MMBtu | FALSE | L | Annual | Allowances Withdrawn (1:1) | Thousand Tons | 0 | 0 | 0 | 0 | 0 | 0 | 0 | 0
NSR Michigan City 12 - NOX Rate Annual v4.11, Unit 5470 and retrofits | 943 | 2303 | Rate Constraint in lbs/MMBtu | FALSE | L | Annual | Allowances Withdrawn (n:1) | Thousand Tons | 0 | 0 | 0 | 0 | 0 | 0 | 0 | 0
NSR Michigan City 12 - NOX Rate Annual v4.11, Unit 5470 and retrofits | 943 | 2303 | Rate Constraint in lbs/MMBtu | FALSE | L | Annual | Net Emissions Allowance Position | Thousand Tons | 0.91453 | 1.3224 | 1.3224 | 0.91553 | 0.91553 | 0.91553 | 0.91553 | 0.8865
NSR Michigan City 12 - NOX Rate Annual v4.11, Unit 5470 and retrofits | 943 | 2303 | Rate Constraint in lbs/MMBtu | FALSE | L | Annual | Fuel Consumed | TBtu | 21.6958 | 31.3726 | 31.3726 | 21.7196 | 21.7196 | 21.7196 | 21.7196 | 21.0308
NSR Michigan City 12 - NOX Rate Annual v4.11, Unit 5470 and retrofits | 943 | 2303 | Rate Constraint in lbs/MMBtu | FALSE | L | Annual | Rate | lb/MMBtu | 0.084305 | 0.084305 | 0.084305 | 0.084305 | 0.084305 | 0.084305 | 0.084305 | 0.084305
NSR Michigan City 12 - NOX Rate Annual v4.11, Unit 5470 and retrofits | 943 | 2303 | Rate Constraint in lbs/MMBtu | FALSE | L | Annual | Generation | TWh | 1.9728 | 2.8527 | 2.9079 | 2.0132 | 2.0132 | 2.0132 | 2.0132 | 1.9493
NSR Michigan City 12 - NOX Rate Annual v4.11, Unit 5470 and retrofits | 943 | 2303 | Rate Constraint in lbs/MMBtu | FALSE | L | Annual | Qualifying Generation | TWh | 1.9728 | 2.8527 | 2.9079 | 2.0132 | 2.0132 | 2.0132 | 2.0132 | 1.9493
NSR Michigan City 12 - NOX Rate Annual v4.11, Unit 5470 and retrofits | 943 | 2303 | Rate Constraint in lbs/MMBtu | FALSE | L | Annual | Rate | lb/MWh | 0.92716 | 0.92716 | 0.90954 | 0.90954 | 0.90954 | 0.90954 | 0.90954 | 0.90954
NSR Michigan City 12 - NOX Rate Annual v4.11, Unit 5470 and retrofits | 943 | 2303 | Rate Constraint in lbs/MMBtu | FALSE | L | Annual | Constraint Shadow Price | US2016$/Ton | 0 | 0 | 0 | 0 | 0 | 0 | 0 | 0
NSR Michigan City 12 - SO2 Rate Annual v4.11, Unit 5470 and retrofits | 944 | 2297 | Rate Constraint in lbs/MMBtu | FALSE | L | Annual | Seasons Included | Seasons | Winter, WintShld, Summer | Winter, WintShld, Summer | Winter, WintShld, Summer | Winter, WintShld, Summer | Winter, WintShld, Summer | Winter, WintShld, Summer | Winter, WintShld, Summer | Winter, WintShld, Summer
NSR Michigan City 12 - SO2 Rate Annual v4.11, Unit 5470 and retrofits | 944 | 2297 | Rate Constraint in lbs/MMBtu | FALSE | L | Annual | Standard SO2 | lb/MMBtu | 0.1 | 0.1 | 0.1 | 0.1 | 0.1 | 0.1 | 0.1 | 0.1
NSR Michigan City 12 - SO2 Rate Annual v4.11, Unit 5470 and retrofits | 944 | 2297 | Rate Constraint in lbs/MMBtu | FALSE | L | Annual | Emissions at Affected Plants SO2 | Thousand Tons | 0.82651 | 1.1951 | 1.1951 | 0.82741 | 0.82741 | 0.82741 | 0.82741 | 0.80117
NSR Michigan City 12 - SO2 Rate Annual v4.11, Unit 5470 and retrofits | 944 | 2297 | Rate Constraint in lbs/MMBtu | FALSE | L | Annual | Allowances Purchased SO2 | Thousand Tons | 0 | 0 | 0 | 0 | 0 | 0 | 0 | 0
NSR Michigan City 12 - SO2 Rate Annual v4.11, Unit 5470 and retrofits | 944 | 2297 | Rate Constraint in lbs/MMBtu | FALSE | L | Annual | Allowances Sold SO2 | Thousand Tons | 0 | 0 | 0 | 0 | 0 | 0 | 0 | 0
NSR Michigan City 12 - SO2 Rate Annual v4.11, Unit 5470 and retrofits | 944 | 2297 | Rate Constraint in lbs/MMBtu | FALSE | L | Annual | Allowances Banked | Thousand Tons | 0 | 0 | 0 | 0 | 0 | 0 | 0 | 0
NSR Michigan City 12 - SO2 Rate Annual v4.11, Unit 5470 and retrofits | 944 | 2297 | Rate Constraint in lbs/MMBtu | FALSE | L | Annual | Allowances Withdrawn (1:1) | Thousand Tons | 0 | 0 | 0 | 0 | 0 | 0 | 0 | 0
NSR Michigan City 12 - SO2 Rate Annual v4.11, Unit 5470 and retrofits | 944 | 2297 | Rate Constraint in lbs/MMBtu | FALSE | L | Annual | Allowances Withdrawn (n:1) | Thousand Tons | 0 | 0 | 0 | 0 | 0 | 0 | 0 | 0
NSR Michigan City 12 - SO2 Rate Annual v4.11, Unit 5470 and retrofits | 944 | 2297 | Rate Constraint in lbs/MMBtu | FALSE | L | Annual | Net Emissions Allowance Position | Thousand Tons | 0.82651 | 1.1951 | 1.1951 | 0.82741 | 0.82741 | 0.82741 | 0.82741 | 0.80117
NSR Michigan City 12 - SO2 Rate Annual v4.11, Unit 5470 and retrofits | 944 | 2297 | Rate Constraint in lbs/MMBtu | FALSE | L | Annual | Fuel Consumed | TBtu | 21.6958 | 31.3726 | 31.3726 | 21.7196 | 21.7196 | 21.7196 | 21.7196 | 21.0308
NSR Michigan City 12 - SO2 Rate Annual v4.11, Unit 5470 and retrofits | 944 | 2297 | Rate Constraint in lbs/MMBtu | FALSE | L | Annual | Rate | lb/MMBtu | 0.07619 | 0.07619 | 0.07619 | 0.07619 | 0.07619 | 0.07619 | 0.07619 | 0.07619
NSR Michigan City 12 - SO2 Rate Annual v4.11, Unit 5470 and retrofits | 944 | 2297 | Rate Constraint in lbs/MMBtu | FALSE | L | Annual | Generation | TWh | 1.9728 | 2.8527 | 2.9079 | 2.0132 | 2.0132 | 2.0132 | 2.0132 | 1.9493
NSR Michigan City 12 - SO2 Rate Annual v4.11, Unit 5470 and retrofits | 944 | 2297 | Rate Constraint in lbs/MMBtu | FALSE | L | Annual | Qualifying Generation | TWh | 1.9728 | 2.8527 | 2.9079 | 2.0132 | 2.0132 | 2.0132 | 2.0132 | 1.9493
NSR Michigan City 12 - SO2 Rate Annual v4.11, Unit 5470 and retrofits | 944 | 2297 | Rate Constraint in lbs/MMBtu | FALSE | L | Annual | Rate | lb/MWh | 0.83792 | 0.83792 | 0.822 | 0.822 | 0.822 | 0.822 | 0.822 | 0.822
NSR Michigan City 12 - SO2 Rate Annual v4.11, Unit 5470 and retrofits | 944 | 2297 | Rate Constraint in lbs/MMBtu | FALSE | L | Annual | Constraint Shadow Price | US2016$/Ton | 0 | 0 | 0 | 0 | 0 | 0 | 0 | 0
NSR Milton Young 1,2 - NOX Rate Annual v3.1, Unit 4115 and retrofits | 945 | 1873 | Rate Constraint in lbs/MMBtu | FALSE | L | Annual | Seasons Included | Seasons | Winter, WintShld, Summer | Winter, WintShld, Summer | Winter, WintShld, Summer | Winter, WintShld, Summer | Winter, WintShld, Summer | Winter, WintShld, Summer | Winter, WintShld, Summer | Winter, WintShld, Summer
NSR Milton Young 1,2 - NOX Rate Annual v3.1, Unit 4115 and retrofits | 945 | 1873 | Rate Constraint in lbs/MMBtu | FALSE | L | Annual | Standard NOX | lb/MMBtu | 0.36 | 0.36 | 0.36 | 0.36 | 0.36 | 0.36 | 0.36 | 0.36
NSR Milton Young 1,2 - NOX Rate Annual v3.1, Unit 4115 and retrofits | 945 | 1873 | Rate Constraint in lbs/MMBtu | FALSE | L | Annual | Emissions at Affected Plants NOX | Thousand Tons | 3.4787 | 4.9408 | 4.7018 | 4.5756 | 4.5427 | 4.6547 | 4.6547 | 4.0978
NSR Milton Young 1,2 - NOX Rate Annual v3.1, Unit 4115 and retrofits | 945 | 1873 | Rate Constraint in lbs/MMBtu | FALSE | L | Annual | Allowances Purchased NOX | Thousand Tons | 0 | 0 | 0 | 0 | 0 | 0 | 0 | 0
NSR Milton Young 1,2 - NOX Rate Annual v3.1, Unit 4115 and retrofits | 945 | 1873 | Rate Constraint in lbs/MMBtu | FALSE | L | Annual | Allowances Sold NOX | Thousand Tons | 0 | 0 | 0 | 0 | 0 | 0 | 0 | 0
NSR Milton Young 1,2 - NOX Rate Annual v3.1, Unit 4115 and retrofits | 945 | 1873 | Rate Constraint in lbs/MMBtu | FALSE | L | Annual | Allowances Banked | Thousand Tons | 0 | 0 | 0 | 0 | 0 | 0 | 0 | 0
NSR Milton Young 1,2 - NOX Rate Annual v3.1, Unit 4115 and retrofits | 945 | 1873 | Rate Constraint in lbs/MMBtu | FALSE | L | Annual | Allowances Withdrawn (1:1) | Thousand Tons | 0 | 0 | 0 | 0 | 0 | 0 | 0 | 0
NSR Milton Young 1,2 - NOX Rate Annual v3.1, Unit 4115 and retrofits | 945 | 1873 | Rate Constraint in lbs/MMBtu | FALSE | L | Annual | Allowances Withdrawn (n:1) | Thousand Tons | 0 | 0 | 0 | 0 | 0 | 0 | 0 | 0
NSR Milton Young 1,2 - NOX Rate Annual v3.1, Unit 4115 and retrofits | 945 | 1873 | Rate Constraint in lbs/MMBtu | FALSE | L | Annual | Net Emissions Allowance Position | Thousand Tons | 3.4787 | 4.9408 | 4.7018 | 4.5756 | 4.5427 | 4.6547 | 4.6547 | 4.0978
NSR Milton Young 1,2 - NOX Rate Annual v3.1, Unit 4115 and retrofits | 945 | 1873 | Rate Constraint in lbs/MMBtu | FALSE | L | Annual | Fuel Consumed | TBtu | 24.6307 | 34.9829 | 33.2908 | 32.3969 | 32.1641 | 32.9571 | 32.9571 | 29.0141
NSR Milton Young 1,2 - NOX Rate Annual v3.1, Unit 4115 and retrofits | 945 | 1873 | Rate Constraint in lbs/MMBtu | FALSE | L | Annual | Rate | lb/MMBtu | 0.28247 | 0.28247 | 0.28247 | 0.28247 | 0.28247 | 0.28247 | 0.28247 | 0.28247
NSR Milton Young 1,2 - NOX Rate Annual v3.1, Unit 4115 and retrofits | 945 | 1873 | Rate Constraint in lbs/MMBtu | FALSE | L | Annual | Generation | TWh | 2.1875 | 3.1068 | 3.0449 | 2.9631 | 2.9418 | 3.0143 | 3.0143 | 2.6537
NSR Milton Young 1,2 - NOX Rate Annual v3.1, Unit 4115 and retrofits | 945 | 1873 | Rate Constraint in lbs/MMBtu | FALSE | L | Annual | Qualifying Generation | TWh | 2.1875 | 3.1068 | 3.0449 | 2.9631 | 2.9418 | 3.0143 | 3.0143 | 2.6537
NSR Milton Young 1,2 - NOX Rate Annual v3.1, Unit 4115 and retrofits | 945 | 1873 | Rate Constraint in lbs/MMBtu | FALSE | L | Annual | Rate | lb/MWh | 3.1806 | 3.1806 | 3.0884 | 3.0884 | 3.0884 | 3.0884 | 3.0884 | 3.0884
NSR Milton Young 1,2 - NOX Rate Annual v3.1, Unit 4115 and retrofits | 945 | 1873 | Rate Constraint in lbs/MMBtu | FALSE | L | Annual | Constraint Shadow Price | US2016$/Ton | 0 | 0 | 0 | 0 | 0 | 0 | 0 | 0
NSR Milton Young 1,2 - NOX Rate Annual v3.1, Unit 4116 and retrofits | 946 | 1873 | Rate Constraint in lbs/MMBtu | FALSE | L | Annual | Seasons Included | Seasons | Winter, WintShld, Summer | Winter, WintShld, Summer | Winter, WintShld, Summer | Winter, WintShld, Summer | Winter, WintShld, Summer | Winter, WintShld, Summer | Winter, WintShld, Summer | Winter, WintShld, Summer
NSR Milton Young 1,2 - NOX Rate Annual v3.1, Unit 4116 and retrofits | 946 | 1873 | Rate Constraint in lbs/MMBtu | FALSE | L | Annual | Standard NOX | lb/MMBtu | 0.36 | 0.36 | 0.36 | 0.36 | 0.36 | 0.36 | 0.36 | 0.36
NSR Milton Young 1,2 - NOX Rate Annual v3.1, Unit 4116 and retrofits | 946 | 1873 | Rate Constraint in lbs/MMBtu | FALSE | L | Annual | Emissions at Affected Plants NOX | Thousand Tons | 1.8988 | 2.5158 | 2.4348 | 2.4399 | 1.6665 | 1.7381 | 1.7381 | 1.6665
NSR Milton Young 1,2 - NOX Rate Annual v3.1, Unit 4116 and retrofits | 946 | 1873 | Rate Constraint in lbs/MMBtu | FALSE | L | Annual | Allowances Purchased NOX | Thousand Tons | 0 | 0 | 0 | 0 | 0 | 0 | 0 | 0
NSR Milton Young 1,2 - NOX Rate Annual v3.1, Unit 4116 and retrofits | 946 | 1873 | Rate Constraint in lbs/MMBtu | FALSE | L | Annual | Allowances Sold NOX | Thousand Tons | 0 | 0 | 0 | 0 | 0 | 0 | 0 | 0
NSR Milton Young 1,2 - NOX Rate Annual v3.1, Unit 4116 and retrofits | 946 | 1873 | Rate Constraint in lbs/MMBtu | FALSE | L | Annual | Allowances Banked | Thousand Tons | 0 | 0 | 0 | 0 | 0 | 0 | 0 | 0
NSR Milton Young 1,2 - NOX Rate Annual v3.1, Unit 4116 and retrofits | 946 | 1873 | Rate Constraint in lbs/MMBtu | FALSE | L | Annual | Allowances Withdrawn (1:1) | Thousand Tons | 0 | 0 | 0 | 0 | 0 | 0 | 0 | 0
NSR Milton Young 1,2 - NOX Rate Annual v3.1, Unit 4116 and retrofits | 946 | 1873 | Rate Constraint in lbs/MMBtu | FALSE | L | Annual | Allowances Withdrawn (n:1) | Thousand Tons | 0 | 0 | 0 | 0 | 0 | 0 | 0 | 0
NSR Milton Young 1,2 - NOX Rate Annual v3.1, Unit 4116 and retrofits | 946 | 1873 | Rate Constraint in lbs/MMBtu | FALSE | L | Annual | Net Emissions Allowance Position | Thousand Tons | 1.8988 | 2.5158 | 2.4348 | 2.4399 | 1.6665 | 1.7381 | 1.7381 | 1.6665
NSR Milton Young 1,2 - NOX Rate Annual v3.1, Unit 4116 and retrofits | 946 | 1873 | Rate Constraint in lbs/MMBtu | FALSE | L | Annual | Fuel Consumed | TBtu | 14.3439 | 19.0043 | 18.3924 | 18.4311 | 12.5887 | 13.1293 | 13.1293 | 12.5887
NSR Milton Young 1,2 - NOX Rate Annual v3.1, Unit 4116 and retrofits | 946 | 1873 | Rate Constraint in lbs/MMBtu | FALSE | L | Annual | Rate | lb/MMBtu | 0.26476 | 0.26476 | 0.26476 | 0.26476 | 0.26476 | 0.26476 | 0.26476 | 0.26476
NSR Milton Young 1,2 - NOX Rate Annual v3.1, Unit 4116 and retrofits | 946 | 1873 | Rate Constraint in lbs/MMBtu | FALSE | L | Annual | Generation | TWh | 1.2487 | 1.6544 | 1.649 | 1.6524 | 1.1286 | 1.1771 | 1.1771 | 1.1286
NSR Milton Young 1,2 - NOX Rate Annual v3.1, Unit 4116 and retrofits | 946 | 1873 | Rate Constraint in lbs/MMBtu | FALSE | L | Annual | Qualifying Generation | TWh | 1.2487 | 1.6544 | 1.649 | 1.6524 | 1.1286 | 1.1771 | 1.1771 | 1.1286
NSR Milton Young 1,2 - NOX Rate Annual v3.1, Unit 4116 and retrofits | 946 | 1873 | Rate Constraint in lbs/MMBtu | FALSE | L | Annual | Rate | lb/MWh | 3.0413 | 3.0413 | 2.9531 | 2.9531 | 2.9531 | 2.9531 | 2.9531 | 2.9531
NSR Milton Young 1,2 - NOX Rate Annual v3.1, Unit 4116 and retrofits | 946 | 1873 | Rate Constraint in lbs/MMBtu | FALSE | L | Annual | Constraint Shadow Price | US2016$/Ton | 0 | 0 | 0 | 0 | 0 | 0 | 0 | 0
NSR Minnkota Power - SO2 Cap Annual v3.1 | 947 | 1846 | Rate Constraint in MTons | FALSE | L | Annual | Seasons Included | Seasons | Winter, WintShld, Summer | Winter, WintShld, Summer | Winter, WintShld, Summer | Winter, WintShld, Summer | Winter, WintShld, Summer | Winter, WintShld, Summer | Winter, WintShld, Summer | Winter, WintShld, Summer
NSR Minnkota Power - SO2 Cap Annual v3.1 | 947 | 1846 | Rate Constraint in MTons | FALSE | L | Annual | Standard SO2 | Thousand Tons | 8.5 | 8.5 | 8.5 | 8.5 | 8.5 | 8.5 | 8.5 | 8.5
NSR Minnkota Power - SO2 Cap Annual v3.1 | 947 | 1846 | Rate Constraint in MTons | FALSE | L | Annual | Emissions at Affected Plants SO2 | Thousand Tons | 1.404 | 1.9468 | 1.8633 | 1.8316 | 1.6213 | 1.6693 | 1.6693 | 1.5051
NSR Minnkota Power - SO2 Cap Annual v3.1 | 947 | 1846 | Rate Constraint in MTons | FALSE | L | Annual | Allowances Purchased SO2 | Thousand Tons | 0 | 0 | 0 | 0 | 0 | 0 | 0 | 0
NSR Minnkota Power - SO2 Cap Annual v3.1 | 947 | 1846 | Rate Constraint in MTons | FALSE | L | Annual | Allowances Sold SO2 | Thousand Tons | 0 | 0 | 0 | 0 | 0 | 0 | 0 | 0
NSR Minnkota Power - SO2 Cap Annual v3.1 | 947 | 1846 | Rate Constraint in MTons | FALSE | L | Annual | Allowances Banked | Thousand Tons | 0 | 0 | 0 | 0 | 0 | 0 | 0 | 0
NSR Minnkota Power - SO2 Cap Annual v3.1 | 947 | 1846 | Rate Constraint in MTons | FALSE | L | Annual | Allowances Withdrawn (1:1) | Thousand Tons | 0 | 0 | 0 | 0 | 0 | 0 | 0 | 0
NSR Minnkota Power - SO2 Cap Annual v3.1 | 947 | 1846 | Rate Constraint in MTons | FALSE | L | Annual | Allowances Withdrawn (n:1) | Thousand Tons | 0 | 0 | 0 | 0 | 0 | 0 | 0 | 0
NSR Minnkota Power - SO2 Cap Annual v3.1 | 947 | 1846 | Rate Constraint in MTons | FALSE | L | Annual | Net Emissions Allowance Position | Thousand Tons | 1.404 | 1.9468 | 1.8633 | 1.8316 | 1.6213 | 1.6693 | 1.6693 | 1.5051
NSR Minnkota Power - SO2 Cap Annual v3.1 | 947 | 1846 | Rate Constraint in MTons | FALSE | L | Annual | Fuel Consumed | TBtu | 38.9746 | 53.9872 | 51.6831 | 50.828 | 44.7528 | 46.0864 | 46.0864 | 41.6029
NSR Minnkota Power - SO2 Cap Annual v3.1 | 947 | 1846 | Rate Constraint in MTons | FALSE | L | Annual | Rate | lb/MMBtu | 0.072045 | 0.072121 | 0.072103 | 0.072071 | 0.072458 | 0.072441 | 0.072441 | 0.072356
NSR Minnkota Power - SO2 Cap Annual v3.1 | 947 | 1846 | Rate Constraint in MTons | FALSE | L | Annual | Generation | TWh | 3.4362 | 4.7612 | 4.6938 | 4.6155 | 4.0704 | 4.1914 | 4.1914 | 3.7823
NSR Minnkota Power - SO2 Cap Annual v3.1 | 947 | 1846 | Rate Constraint in MTons | FALSE | L | Annual | Qualifying Generation | TWh | 3.4362 | 4.7612 | 4.6938 | 4.6155 | 4.0704 | 4.1914 | 4.1914 | 3.7823
NSR Minnkota Power - SO2 Cap Annual v3.1 | 947 | 1846 | Rate Constraint in MTons | FALSE | L | Annual | Rate | lb/MWh | 0.81717 | 0.81777 | 0.79392 | 0.79367 | 0.79664 | 0.79651 | 0.79651 | 0.79587
NSR Minnkota Power - SO2 Cap Annual v3.1 | 947 | 1846 | Rate Constraint in MTons | FALSE | L | Annual | Constraint Shadow Price | US2016$/Ton | 0 | 0 | 0 | 0 | 0 | 0 | 0 | 0
NSR Mirant Settlement - NOX Cap Annual v3.1 | 948 | 1847 | Rate Constraint in MTons | FALSE | L | Annual | Seasons Included | Seasons | Winter, WintShld, Summer | Winter, WintShld, Summer | Winter, WintShld, Summer | Winter, WintShld, Summer | Winter, WintShld, Summer | Winter, WintShld, Summer | Winter, WintShld, Summer | Winter, WintShld, Summer
NSR Mirant Settlement - NOX Cap Annual v3.1 | 948 | 1847 | Rate Constraint in MTons | FALSE | L | Annual | Standard NOX | Thousand Tons | 16 | 16 | 16 | 16 | 16 | 16 | 16 | 16
NSR Mirant Settlement - NOX Cap Annual v3.1 | 948 | 1847 | Rate Constraint in MTons | FALSE | L | Annual | Emissions at Affected Plants NOX | Thousand Tons | 0.23066 | 0.68984 | 0.55482 | 0.20175 | 0 | 0 | 0 | 0
NSR Mirant Settlement - NOX Cap Annual v3.1 | 948 | 1847 | Rate Constraint in MTons | FALSE | L | Annual | Allowances Purchased NOX | Thousand Tons | 0 | 0 | 0 | 0 | 0 | 0 | 0 | 0
NSR Mirant Settlement - NOX Cap Annual v3.1 | 948 | 1847 | Rate Constraint in MTons | FALSE | L | Annual | Allowances Sold NOX | Thousand Tons | 0 | 0 | 0 | 0 | 0 | 0 | 0 | 0
NSR Mirant Settlement - NOX Cap Annual v3.1 | 948 | 1847 | Rate Constraint in MTons | FALSE | L | Annual | Allowances Banked | Thousand Tons | 0 | 0 | 0 | 0 | 0 | 0 | 0 | 0
NSR Mirant Settlement - NOX Cap Annual v3.1 | 948 | 1847 | Rate Constraint in MTons | FALSE | L | Annual | Allowances Withdrawn (1:1) | Thousand Tons | 0 | 0 | 0 | 0 | 0 | 0 | 0 | 0
NSR Mirant Settlement - NOX Cap Annual v3.1 | 948 | 1847 | Rate Constraint in MTons | FALSE | L | Annual | Allowances Withdrawn (n:1) | Thousand Tons | 0 | 0 | 0 | 0 | 0 | 0 | 0 | 0
NSR Mirant Settlement - NOX Cap Annual v3.1 | 948 | 1847 | Rate Constraint in MTons | FALSE | L | Annual | Net Emissions Allowance Position | Thousand Tons | 0.23066 | 0.68984 | 0.55482 | 0.20175 | 0 | 0 | 0 | 0
NSR Mirant Settlement - NOX Cap Annual v3.1 | 948 | 1847 | Rate Constraint in MTons | FALSE | L | Annual | Fuel Consumed | TBtu | 11.7704 | 35.1798 | 28.2885 | 10.2864 | 0 | 0 | 0 | 0
NSR Mirant Settlement - NOX Cap Annual v3.1 | 948 | 1847 | Rate Constraint in MTons | FALSE | L | Annual | Rate | lb/MMBtu | 0.039193 | 0.039218 | 0.039226 | 0.039226 | 0 | 0 | 0 | 0
NSR Mirant Settlement - NOX Cap Annual v3.1 | 948 | 1847 | Rate Constraint in MTons | FALSE | L | Annual | Generation | TWh | 1.1835 | 3.536 | 2.8659 | 1.0421 | 0 | 0 | 0 | 0
NSR Mirant Settlement - NOX Cap Annual v3.1 | 948 | 1847 | Rate Constraint in MTons | FALSE | L | Annual | Qualifying Generation | TWh | 1.1835 | 3.536 | 2.8659 | 1.0421 | 0 | 0 | 0 | 0
NSR Mirant Settlement - NOX Cap Annual v3.1 | 948 | 1847 | Rate Constraint in MTons | FALSE | L | Annual | Rate | lb/MWh | 0.38979 | 0.39018 | 0.38719 | 0.38719 | 0 | 0 | 0 | 0
NSR Mirant Settlement - NOX Cap Annual v3.1 | 948 | 1847 | Rate Constraint in MTons | FALSE | L | Annual | Constraint Shadow Price | US2016$/Ton | 0 | 0 | 0 | 0 | 0 | 0 | 0 | 0
NSR Mirant Settlement - NOX Cap Summer v3.1 | 949 | 1848 | Rate Constraint in MTons | FALSE | L | Annual | Seasons Included | Seasons | Summer | Summer | Summer | Summer | Summer | Summer | Summer | Summer
NSR Mirant Settlement - NOX Cap Summer v3.1 | 949 | 1848 | Rate Constraint in MTons | FALSE | L | Annual | Standard NOX | Thousand Tons | 5.2 | 5.2 | 5.2 | 5.2 | 5.2 | 5.2 | 5.2 | 5.2
NSR Mirant Settlement - NOX Cap Summer v3.1 | 949 | 1848 | Rate Constraint in MTons | FALSE | L | Annual | Emissions at Affected Plants NOX | Thousand Tons | 0.027284 | 0.46416 | 0.35308 | 0 | 0 | 0 | 0 | 0
NSR Mirant Settlement - NOX Cap Summer v3.1 | 949 | 1848 | Rate Constraint in MTons | FALSE | L | Annual | Allowances Purchased NOX | Thousand Tons | 0 | 0 | 0 | 0 | 0 | 0 | 0 | 0
NSR Mirant Settlement - NOX Cap Summer v3.1 | 949 | 1848 | Rate Constraint in MTons | FALSE | L | Annual | Allowances Sold NOX | Thousand Tons | 0 | 0 | 0 | 0 | 0 | 0 | 0 | 0
NSR Mirant Settlement - NOX Cap Summer v3.1 | 949 | 1848 | Rate Constraint in MTons | FALSE | L | Annual | Allowances Banked | Thousand Tons | 0 | 0 | 0 | 0 | 0 | 0 | 0 | 0
NSR Mirant Settlement - NOX Cap Summer v3.1 | 949 | 1848 | Rate Constraint in MTons | FALSE | L | Annual | Allowances Withdrawn (1:1) | Thousand Tons | 0 | 0 | 0 | 0 | 0 | 0 | 0 | 0
NSR Mirant Settlement - NOX Cap Summer v3.1 | 949 | 1848 | Rate Constraint in MTons | FALSE | L | Annual | Allowances Withdrawn (n:1) | Thousand Tons | 0 | 0 | 0 | 0 | 0 | 0 | 0 | 0
NSR Mirant Settlement - NOX Cap Summer v3.1 | 949 | 1848 | Rate Constraint in MTons | FALSE | L | Annual | Net Emissions Allowance Position | Thousand Tons | 0.027284 | 0.46416 | 0.35308 | 0 | 0 | 0 | 0 | 0
NSR Mirant Settlement - NOX Cap Summer v3.1 | 949 | 1848 | Rate Constraint in MTons | FALSE | L | Annual | Fuel Consumed | TBtu | 1.401 | 23.6653 | 18.0021 | 0 | 0 | 0 | 0 | 0
NSR Mirant Settlement - NOX Cap Summer v3.1 | 949 | 1848 | Rate Constraint in MTons | FALSE | L | Annual | Rate | lb/MMBtu | 0.03895 | 0.039227 | 0.039226 | 0 | 0 | 0 | 0 | 0
NSR Mirant Settlement - NOX Cap Summer v3.1 | 949 | 1848 | Rate Constraint in MTons | FALSE | L | Annual | Generation | TWh | 0.14137 | 2.3783 | 1.8238 | 0 | 0 | 0 | 0 | 0
NSR Mirant Settlement - NOX Cap Summer v3.1 | 949 | 1848 | Rate Constraint in MTons | FALSE | L | Annual | Qualifying Generation | TWh | 0.14137 | 2.3783 | 1.8238 | 0 | 0 | 0 | 0 | 0
NSR Mirant Settlement - NOX Cap Summer v3.1 | 949 | 1848 | Rate Constraint in MTons | FALSE | L | Annual | Rate | lb/MWh | 0.38599 | 0.39033 | 0.38719 | 0 | 0 | 0 | 0 | 0
NSR Mirant Settlement - NOX Cap Summer v3.1 | 949 | 1848 | Rate Constraint in MTons | FALSE | L | Annual | Constraint Shadow Price | US2016$/Ton | 0 | 0 | 0 | 0 | 0 | 0 | 0 | 0
NSR Mirant Settlement - NOX Rate Summer v3.1 | 950 | 1849 | Rate Constraint in lbs/MMBtu | FALSE | L | Annual | Seasons Included | Seasons | Summer | Summer | Summer | Summer | Summer | Summer | Summer | Summer
NSR Mirant Settlement - NOX Rate Summer v3.1 | 950 | 1849 | Rate Constraint in lbs/MMBtu | FALSE | L | Annual | Standard NOX | lb/MMBtu | 0.15 | 0.15 | 0.15 | 0.15 | 0.15 | 0.15 | 0.15 | 0.15
NSR Mirant Settlement - NOX Rate Summer v3.1 | 950 | 1849 | Rate Constraint in lbs/MMBtu | FALSE | L | Annual | Emissions at Affected Plants NOX | Thousand Tons | 0.027284 | 0.46416 | 0.35308 | 0 | 0 | 0 | 0 | 0
NSR Mirant Settlement - NOX Rate Summer v3.1 | 950 | 1849 | Rate Constraint in lbs/MMBtu | FALSE | L | Annual | Allowances Purchased NOX | Thousand Tons | 0 | 0 | 0 | 0 | 0 | 0 | 0 | 0
NSR Mirant Settlement - NOX Rate Summer v3.1 | 950 | 1849 | Rate Constraint in lbs/MMBtu | FALSE | L | Annual | Allowances Sold NOX | Thousand Tons | 0 | 0 | 0 | 0 | 0 | 0 | 0 | 0
NSR Mirant Settlement - NOX Rate Summer v3.1 | 950 | 1849 | Rate Constraint in lbs/MMBtu | FALSE | L | Annual | Allowances Banked | Thousand Tons | 0 | 0 | 0 | 0 | 0 | 0 | 0 | 0
NSR Mirant Settlement - NOX Rate Summer v3.1 | 950 | 1849 | Rate Constraint in lbs/MMBtu | FALSE | L | Annual | Allowances Withdrawn (1:1) | Thousand Tons | 0 | 0 | 0 | 0 | 0 | 0 | 0 | 0
NSR Mirant Settlement - NOX Rate Summer v3.1 | 950 | 1849 | Rate Constraint in lbs/MMBtu | FALSE | L | Annual | Allowances Withdrawn (n:1) | Thousand Tons | 0 | 0 | 0 | 0 | 0 | 0 | 0 | 0
NSR Mirant Settlement - NOX Rate Summer v3.1 | 950 | 1849 | Rate Constraint in lbs/MMBtu | FALSE | L | Annual | Net Emissions Allowance Position | Thousand Tons | 0.027284 | 0.46416 | 0.35308 | 0 | 0 | 0 | 0 | 0
NSR Mirant Settlement - NOX Rate Summer v3.1 | 950 | 1849 | Rate Constraint in lbs/MMBtu | FALSE | L | Annual | Fuel Consumed | TBtu | 1.401 | 23.6653 | 18.0021 | 0 | 0 | 0 | 0 | 0
NSR Mirant Settlement - NOX Rate Summer v3.1 | 950 | 1849 | Rate Constraint in lbs/MMBtu | FALSE | L | Annual | Rate | lb/MMBtu | 0.03895 | 0.039227 | 0.039226 | 0 | 0 | 0 | 0 | 0
NSR Mirant Settlement - NOX Rate Summer v3.1 | 950 | 1849 | Rate Constraint in lbs/MMBtu | FALSE | L | Annual | Generation | TWh | 0.14137 | 2.3783 | 1.8238 | 0 | 0 | 0 | 0 | 0
NSR Mirant Settlement - NOX Rate Summer v3.1 | 950 | 1849 | Rate Constraint in lbs/MMBtu | FALSE | L | Annual | Qualifying Generation | TWh | 0.14137 | 2.3783 | 1.8238 | 0 | 0 | 0 | 0 | 0
NSR Mirant Settlement - NOX Rate Summer v3.1 | 950 | 1849 | Rate Constraint in lbs/MMBtu | FALSE | L | Annual | Rate | lb/MWh | 0.38599 | 0.39033 | 0.38719 | 0 | 0 | 0 | 0 | 0
NSR Mirant Settlement - NOX Rate Summer v3.1 | 950 | 1849 | Rate Constraint in lbs/MMBtu | FALSE | L | Annual | Constraint Shadow Price | US2016$/Ton | 0 | 0 | 0 | 0 | 0 | 0 | 0 | 0
NSR Morgantown G P 1,2 - NOX Rate Annual v3.1, Unit 5648 and retrofits | 951 | 1954 | Rate Constraint in lbs/MMBtu | FALSE | L | Annual | Seasons Included | Seasons | Winter, WintShld, Summer | Winter, WintShld, Summer | Winter, WintShld, Summer | Winter, WintShld, Summer | Winter, WintShld, Summer | Winter, WintShld, Summer | Winter, WintShld, Summer | Winter, WintShld, Summer
NSR Morgantown G P 1,2 - NOX Rate Annual v3.1, Unit 5648 and retrofits | 951 | 1954 | Rate Constraint in lbs/MMBtu | FALSE | L | Annual | Standard NOX | lb/MMBtu | 0.1 | 0.1 | 0.1 | 0.1 | 0.1 | 0.1 | 0.1 | 0.1
NSR Morgantown G P 1,2 - NOX Rate Annual v3.1, Unit 5648 and retrofits | 951 | 1954 | Rate Constraint in lbs/MMBtu | FALSE | L | Annual | Emissions at Affected Plants NOX | Thousand Tons | 0.1297 | 0.35749 | 0.27932 | 0.1016 | 0 | 0 | 0 | 0
NSR Morgantown G P 1,2 - NOX Rate Annual v3.1, Unit 5648 and retrofits | 951 | 1954 | Rate Constraint in lbs/MMBtu | FALSE | L | Annual | Allowances Purchased NOX | Thousand Tons | 0 | 0 | 0 | 0 | 0 | 0 | 0 | 0
NSR Morgantown G P 1,2 - NOX Rate Annual v3.1, Unit 5648 and retrofits | 951 | 1954 | Rate Constraint in lbs/MMBtu | FALSE | L | Annual | Allowances Sold NOX | Thousand Tons | 0 | 0 | 0 | 0 | 0 | 0 | 0 | 0
NSR Morgantown G P 1,2 - NOX Rate Annual v3.1, Unit 5648 and retrofits | 951 | 1954 | Rate Constraint in lbs/MMBtu | FALSE | L | Annual | Allowances Banked | Thousand Tons | 0 | 0 | 0 | 0 | 0 | 0 | 0 | 0
NSR Morgantown G P 1,2 - NOX Rate Annual v3.1, Unit 5648 and retrofits | 951 | 1954 | Rate Constraint in lbs/MMBtu | FALSE | L | Annual | Allowances Withdrawn (1:1) | Thousand Tons | 0 | 0 | 0 | 0 | 0 | 0 | 0 | 0
NSR Morgantown G P 1,2 - NOX Rate Annual v3.1, Unit 5648 and retrofits | 951 | 1954 | Rate Constraint in lbs/MMBtu | FALSE | L | Annual | Allowances Withdrawn (n:1) | Thousand Tons | 0 | 0 | 0 | 0 | 0 | 0 | 0 | 0
NSR Morgantown G P 1,2 - NOX Rate Annual v3.1, Unit 5648 and retrofits | 951 | 1954 | Rate Constraint in lbs/MMBtu | FALSE | L | Annual | Net Emissions Allowance Position | Thousand Tons | 0.1297 | 0.35749 | 0.27932 | 0.1016 | 0 | 0 | 0 | 0
NSR Morgantown G P 1,2 - NOX Rate Annual v3.1, Unit 5648 and retrofits | 951 | 1954 | Rate Constraint in lbs/MMBtu | FALSE | L | Annual | Fuel Consumed | TBtu | 6.66 | 18.3564 | 14.3426 | 5.2169 | 0 | 0 | 0 | 0
NSR Morgantown G P 1,2 - NOX Rate Annual v3.1, Unit 5648 and retrofits | 951 | 1954 | Rate Constraint in lbs/MMBtu | FALSE | L | Annual | Rate | lb/MMBtu | 0.03895 | 0.03895 | 0.03895 | 0.03895 | 0 | 0 | 0 | 0
NSR Morgantown G P 1,2 - NOX Rate Annual v3.1, Unit 5648 and retrofits | 951 | 1954 | Rate Constraint in lbs/MMBtu | FALSE | L | Annual | Generation | TWh | 0.67205 | 1.8523 | 1.459 | 0.53068 | 0 | 0 | 0 | 0
NSR Morgantown G P 1,2 - NOX Rate Annual v3.1, Unit 5648 and retrofits | 951 | 1954 | Rate Constraint in lbs/MMBtu | FALSE | L | Annual | Qualifying Generation | TWh | 0.67205 | 1.8523 | 1.459 | 0.53068 | 0 | 0 | 0 | 0
NSR Morgantown G P 1,2 - NOX Rate Annual v3.1, Unit 5648 and retrofits | 951 | 1954 | Rate Constraint in lbs/MMBtu | FALSE | L | Annual | Rate | lb/MWh | 0.38599 | 0.38599 | 0.38291 | 0.38291 | 0 | 0 | 0 | 0
NSR Morgantown G P 1,2 - NOX Rate Annual v3.1, Unit 5648 and retrofits | 951 | 1954 | Rate Constraint in lbs/MMBtu | FALSE | L | Annual | Constraint Shadow Price | US2016$/Ton | 0 | 0 | 0 | 0 | 0 | 0 | 0 | 0
NSR Morgantown G P 1,2 - NOX Rate Annual v3.1, Unit 5649 and retrofits | 952 | 1954 | Rate Constraint in lbs/MMBtu | FALSE | L | Annual | Seasons Included | Seasons | Winter, WintShld, Summer | Winter, WintShld, Summer | Winter, WintShld, Summer | Winter, WintShld, Summer | Winter, WintShld, Summer | Winter, WintShld, Summer | Winter, WintShld, Summer | Winter, WintShld, Summer
NSR Morgantown G P 1,2 - NOX Rate Annual v3.1, Unit 5649 and retrofits | 952 | 1954 | Rate Constraint in lbs/MMBtu | FALSE | L | Annual | Standard NOX | lb/MMBtu | 0.1 | 0.1 | 0.1 | 0.1 | 0.1 | 0.1 | 0.1 | 0.1
NSR Morgantown G P 1,2 - NOX Rate Annual v3.1, Unit 5649 and retrofits | 952 | 1954 | Rate Constraint in lbs/MMBtu | FALSE | L | Annual | Emissions at Affected Plants NOX | Thousand Tons | 0.10096 | 0.33234 | 0.2755 | 0.10015 | 0 | 0 | 0 | 0
NSR Morgantown G P 1,2 - NOX Rate Annual v3.1, Unit 5649 and retrofits | 952 | 1954 | Rate Constraint in lbs/MMBtu | FALSE | L | Annual | Allowances Purchased NOX | Thousand Tons | 0 | 0 | 0 | 0 | 0 | 0 | 0 | 0
NSR Morgantown G P 1,2 - NOX Rate Annual v3.1, Unit 5649 and retrofits | 952 | 1954 | Rate Constraint in lbs/MMBtu | FALSE | L | Annual | Allowances Sold NOX | Thousand Tons | 0 | 0 | 0 | 0 | 0 | 0 | 0 | 0
NSR Morgantown G P 1,2 - NOX Rate Annual v3.1, Unit 5649 and retrofits | 952 | 1954 | Rate Constraint in lbs/MMBtu | FALSE | L | Annual | Allowances Banked | Thousand Tons | 0 | 0 | 0 | 0 | 0 | 0 | 0 | 0
NSR Morgantown G P 1,2 - NOX Rate Annual v3.1, Unit 5649 and retrofits | 952 | 1954 | Rate Constraint in lbs/MMBtu | FALSE | L | Annual | Allowances Withdrawn (1:1) | Thousand Tons | 0 | 0 | 0 | 0 | 0 | 0 | 0 | 0
NSR Morgantown G P 1,2 - NOX Rate Annual v3.1, Unit 5649 and retrofits | 952 | 1954 | Rate Constraint in lbs/MMBtu | FALSE | L | Annual | Allowances Withdrawn (n:1) | Thousand Tons | 0 | 0 | 0 | 0 | 0 | 0 | 0 | 0
NSR Morgantown G P 1,2 - NOX Rate Annual v3.1, Unit 5649 and retrofits | 952 | 1954 | Rate Constraint in lbs/MMBtu | FALSE | L | Annual | Net Emissions Allowance Position | Thousand Tons | 0.10096 | 0.33234 | 0.2755 | 0.10015 | 0 | 0 | 0 | 0
NSR Morgantown G P 1,2 - NOX Rate Annual v3.1, Unit 5649 and retrofits | 952 | 1954 | Rate Constraint in lbs/MMBtu | FALSE | L | Annual | Fuel Consumed | TBtu | 5.1104 | 16.8233 | 13.946 | 5.0695 | 0 | 0 | 0 | 0
NSR Morgantown G P 1,2 - NOX Rate Annual v3.1, Unit 5649 and retrofits | 952 | 1954 | Rate Constraint in lbs/MMBtu | FALSE | L | Annual | Rate | lb/MMBtu | 0.03951 | 0.03951 | 0.03951 | 0.03951 | 0 | 0 | 0 | 0
NSR Morgantown G P 1,2 - NOX Rate Annual v3.1, Unit 5649 and retrofits | 952 | 1954 | Rate Constraint in lbs/MMBtu | FALSE | L | Annual | Generation | TWh | 0.51144 | 1.6837 | 1.407 | 0.51144 | 0 | 0 | 0 | 0
NSR Morgantown G P 1,2 - NOX Rate Annual v3.1, Unit 5649 and retrofits | 952 | 1954 | Rate Constraint in lbs/MMBtu | FALSE | L | Annual | Qualifying Generation | TWh | 0.51144 | 1.6837 | 1.407 | 0.51144 | 0 | 0 | 0 | 0
NSR Morgantown G P 1,2 - NOX Rate Annual v3.1, Unit 5649 and retrofits | 952 | 1954 | Rate Constraint in lbs/MMBtu | FALSE | L | Annual | Rate | lb/MWh | 0.39478 | 0.39478 | 0.39163 | 0.39163 | 0 | 0 | 0 | 0
NSR Morgantown G P 1,2 - NOX Rate Annual v3.1, Unit 5649 and retrofits | 952 | 1954 | Rate Constraint in lbs/MMBtu | FALSE | L | Annual | Constraint Shadow Price | US2016$/Ton | 0 | 0 | 0 | 0 | 0 | 0 | 0 | 0
NSR Mt Storm 1-3 - NOX Rate Annual v3.1, Unit 5733 and retrofits | 953 | 1948 | Rate Constraint in lbs/MMBtu | FALSE | L | Annual | Seasons Included | Seasons | Winter, WintShld, Summer | Winter, WintShld, Summer | Winter, WintShld, Summer | Winter, WintShld, Summer | Winter, WintShld, Summer | Winter, WintShld, Summer | Winter, WintShld, Summer | Winter, WintShld, Summer
NSR Mt Storm 1-3 - NOX Rate Annual v3.1, Unit 5733 and retrofits | 953 | 1948 | Rate Constraint in lbs/MMBtu | FALSE | L | Annual | Standard NOX | lb/MMBtu | 0.11 | 0.11 | 0.11 | 0.11 | 0.11 | 0.11 | 0.11 | 0.11
NSR Mt Storm 1-3 - NOX Rate Annual v3.1, Unit 5733 and retrofits | 953 | 1948 | Rate Constraint in lbs/MMBtu | FALSE | L | Annual | Emissions at Affected Plants NOX | Thousand Tons | 0.82679 | 1.1721 | 0.78961 | 0.7844 | 0 | 0 | 0 | 0
NSR Mt Storm 1-3 - NOX Rate Annual v3.1, Unit 5733 and retrofits | 953 | 1948 | Rate Constraint in lbs/MMBtu | FALSE | L | Annual | Allowances Purchased NOX | Thousand Tons | 0 | 0 | 0 | 0 | 0 | 0 | 0 | 0
NSR Mt Storm 1-3 - NOX Rate Annual v3.1, Unit 5733 and retrofits | 953 | 1948 | Rate Constraint in lbs/MMBtu | FALSE | L | Annual | Allowances Sold NOX | Thousand Tons | 0 | 0 | 0 | 0 | 0 | 0 | 0 | 0
NSR Mt Storm 1-3 - NOX Rate Annual v3.1, Unit 5733 and retrofits | 953 | 1948 | Rate Constraint in lbs/MMBtu | FALSE | L | Annual | Allowances Banked | Thousand Tons | 0 | 0 | 0 | 0 | 0 | 0 | 0 | 0
NSR Mt Storm 1-3 - NOX Rate Annual v3.1, Unit 5733 and retrofits | 953 | 1948 | Rate Constraint in lbs/MMBtu | FALSE | L | Annual | Allowances Withdrawn (1:1) | Thousand Tons | 0 | 0 | 0 | 0 | 0 | 0 | 0 | 0
NSR Mt Storm 1-3 - NOX Rate Annual v3.1, Unit 5733 and retrofits | 953 | 1948 | Rate Constraint in lbs/MMBtu | FALSE | L | Annual | Allowances Withdrawn (n:1) | Thousand Tons | 0 | 0 | 0 | 0 | 0 | 0 | 0 | 0
NSR Mt Storm 1-3 - NOX Rate Annual v3.1, Unit 5733 and retrofits | 953 | 1948 | Rate Constraint in lbs/MMBtu | FALSE | L | Annual | Net Emissions Allowance Position | Thousand Tons | 0.82679 | 1.1721 | 0.78961 | 0.7844 | 0 | 0 | 0 | 0
NSR Mt Storm 1-3 - NOX Rate Annual v3.1, Unit 5733 and retrofits | 953 | 1948 | Rate Constraint in lbs/MMBtu | FALSE | L | Annual | Fuel Consumed | TBtu | 23.6091 | 33.4691 | 22.5474 | 22.3988 | 0 | 0 | 0 | 0
NSR Mt Storm 1-3 - NOX Rate Annual v3.1, Unit 5733 and retrofits | 953 | 1948 | Rate Constraint in lbs/MMBtu | FALSE | L | Annual | Rate | lb/MMBtu | 0.07004 | 0.07004 | 0.07004 | 0.07004 | 0 | 0 | 0 | 0
NSR Mt Storm 1-3 - NOX Rate Annual v3.1, Unit 5733 and retrofits | 953 | 1948 | Rate Constraint in lbs/MMBtu | FALSE | L | Annual | Generation | TWh | 2.3661 | 3.3543 | 2.2779 | 2.2629 | 0 | 0 | 0 | 0
NSR Mt Storm 1-3 - NOX Rate Annual v3.1, Unit 5733 and retrofits | 953 | 1948 | Rate Constraint in lbs/MMBtu | FALSE | L | Annual | Qualifying Generation | TWh | 2.3661 | 3.3543 | 2.2779 | 2.2629 | 0 | 0 | 0 | 0
NSR Mt Storm 1-3 - NOX Rate Annual v3.1, Unit 5733 and retrofits | 953 | 1948 | Rate Constraint in lbs/MMBtu | FALSE | L | Annual | Rate | lb/MWh | 0.69886 | 0.69886 | 0.69327 | 0.69327 | 0 | 0 | 0 | 0
NSR Mt Storm 1-3 - NOX Rate Annual v3.1, Unit 5733 and retrofits | 953 | 1948 | Rate Constraint in lbs/MMBtu | FALSE | L | Annual | Constraint Shadow Price | US2016$/Ton | 0 | 0 | 0 | 0 | 0 | 0 | 0 | 0
NSR Mt Storm 1-3 - NOX Rate Annual v3.1, Unit 5734 and retrofits | 954 | 1948 | Rate Constraint in lbs/MMBtu | FALSE | L | Annual | Seasons Included | Seasons | Winter, WintShld, Summer | Winter, WintShld, Summer | Winter, WintShld, Summer | Winter, WintShld, Summer | Winter, WintShld, Summer | Winter, WintShld, Summer | Winter, WintShld, Summer | Winter, WintShld, Summer
NSR Mt Storm 1-3 - NOX Rate Annual v3.1, Unit 5734 and retrofits | 954 | 1948 | Rate Constraint in lbs/MMBtu | FALSE | L | Annual | Standard NOX | lb/MMBtu | 0.11 | 0.11 | 0.11 | 0.11 | 0.11 | 0.11 | 0.11 | 0.11
NSR Mt Storm 1-3 - NOX Rate Annual v3.1, Unit 5734 and retrofits | 954 | 1948 | Rate Constraint in lbs/MMBtu | FALSE | L | Annual | Emissions at Affected Plants NOX | Thousand Tons | 0.9573 | 1.3544 | 0.91255 | 0.90624 | 0 | 0 | 0 | 0
NSR Mt Storm 1-3 - NOX Rate Annual v3.1, Unit 5734 and retrofits | 954 | 1948 | Rate Constraint in lbs/MMBtu | FALSE | L | Annual | Allowances Purchased NOX | Thousand Tons | 0 | 0 | 0 | 0 | 0 | 0 | 0 | 0
NSR Mt Storm 1-3 - NOX Rate Annual v3.1, Unit 5734 and retrofits | 954 | 1948 | Rate Constraint in lbs/MMBtu | FALSE | L | Annual | Allowances Sold NOX | Thousand Tons | 0 | 0 | 0 | 0 | 0 | 0 | 0 | 0
NSR Mt Storm 1-3 - NOX Rate Annual v3.1, Unit 5734 and retrofits | 954 | 1948 | Rate Constraint in lbs/MMBtu | FALSE | L | Annual | Allowances Banked | Thousand Tons | 0 | 0 | 0 | 0 | 0 | 0 | 0 | 0
NSR Mt Storm 1-3 - NOX Rate Annual v3.1, Unit 5734 and retrofits | 954 | 1948 | Rate Constraint in lbs/MMBtu | FALSE | L | Annual | Allowances Withdrawn (1:1) | Thousand Tons | 0 | 0 | 0 | 0 | 0 | 0 | 0 | 0
NSR Mt Storm 1-3 - NOX Rate Annual v3.1, Unit 5734 and retrofits | 954 | 1948 | Rate Constraint in lbs/MMBtu | FALSE | L | Annual | Allowances Withdrawn (n:1) | Thousand Tons | 0 | 0 | 0 | 0 | 0 | 0 | 0 | 0
NSR Mt Storm 1-3 - NOX Rate Annual v3.1, Unit 5734 and retrofits | 954 | 1948 | Rate Constraint in lbs/MMBtu | FALSE | L | Annual | Net Emissions Allowance Position | Thousand Tons | 0.9573 | 1.3544 | 0.91255 | 0.90624 | 0 | 0 | 0 | 0
NSR Mt Storm 1-3 - NOX Rate Annual v3.1, Unit 5734 and retrofits | 954 | 1948 | Rate Constraint in lbs/MMBtu | FALSE | L | Annual | Fuel Consumed | TBtu | 23.4775 | 33.2159 | 22.3801 | 22.2253 | 0 | 0 | 0 | 0
NSR Mt Storm 1-3 - NOX Rate Annual v3.1, Unit 5734 and retrofits | 954 | 1948 | Rate Constraint in lbs/MMBtu | FALSE | L | Annual | Rate | lb/MMBtu | 0.08155 | 0.08155 | 0.08155 | 0.08155 | 0 | 0 | 0 | 0
NSR Mt Storm 1-3 - NOX Rate Annual v3.1, Unit 5734 and retrofits | 954 | 1948 | Rate Constraint in lbs/MMBtu | FALSE | L | Annual | Generation | TWh | 2.3562 | 3.3336 | 2.2642 | 2.2485 | 0 | 0 | 0 | 0
NSR Mt Storm 1-3 - NOX Rate Annual v3.1, Unit 5734 and retrofits | 954 | 1948 | Rate Constraint in lbs/MMBtu | FALSE | L | Annual | Qualifying Generation | TWh | 2.3562 | 3.3336 | 2.2642 | 2.2485 | 0 | 0 | 0 | 0
NSR Mt Storm 1-3 - NOX Rate Annual v3.1, Unit 5734 and retrofits | 954 | 1948 | Rate Constraint in lbs/MMBtu | FALSE | L | Annual | Rate | lb/MWh | 0.81256 | 0.81256 | 0.80606 | 0.80606 | 0 | 0 | 0 | 0
NSR Mt Storm 1-3 - NOX Rate Annual v3.1, Unit 5734 and retrofits | 954 | 1948 | Rate Constraint in lbs/MMBtu | FALSE | L | Annual | Constraint Shadow Price | US2016$/Ton | 0 | 0 | 0 | 0 | 0 | 0 | 0 | 0
NSR Mt Storm 1-3 - NOX Rate Annual v3.1, Unit 5735 and retrofits | 955 | 1948 | Rate Constraint in lbs/MMBtu | FALSE | L | Annual | Seasons Included | Seasons | Winter, WintShld, Summer | Winter, WintShld, Summer | Winter, WintShld, Summer | Winter, WintShld, Summer | Winter, WintShld, Summer | Winter, WintShld, Summer | Winter, WintShld, Summer | Winter, WintShld, Summer
NSR Mt Storm 1-3 - NOX Rate Annual v3.1, Unit 5735 and retrofits | 955 | 1948 | Rate Constraint in lbs/MMBtu | FALSE | L | Annual | Standard NOX | lb/MMBtu | 0.11 | 0.11 | 0.11 | 0.11 | 0.11 | 0.11 | 0.11 | 0.11
NSR Mt Storm 1-3 - NOX Rate Annual v3.1, Unit 5735 and retrofits | 955 | 1948 | Rate Constraint in lbs/MMBtu | FALSE | L | Annual | Emissions at Affected Plants NOX | Thousand Tons | 0.33805 | 0.6805 | 0.33534 | 0 | 0 | 0 | 0 | 0
NSR Mt Storm 1-3 - NOX Rate Annual v3.1, Unit 5735 and retrofits | 955 | 1948 | Rate Constraint in lbs/MMBtu | FALSE | L | Annual | Allowances Purchased NOX | Thousand Tons | 0 | 0 | 0 | 0 | 0 | 0 | 0 | 0
NSR Mt Storm 1-3 - NOX Rate Annual v3.1, Unit 5735 and retrofits | 955 | 1948 | Rate Constraint in lbs/MMBtu | FALSE | L | Annual | Allowances Sold NOX | Thousand Tons | 0 | 0 | 0 | 0 | 0 | 0 | 0 | 0
NSR Mt Storm 1-3 - NOX Rate Annual v3.1, Unit 5735 and retrofits | 955 | 1948 | Rate Constraint in lbs/MMBtu | FALSE | L | Annual | Allowances Banked | Thousand Tons | 0 | 0 | 0 | 0 | 0 | 0 | 0 | 0
NSR Mt Storm 1-3 - NOX Rate Annual v3.1, Unit 5735 and retrofits | 955 | 1948 | Rate Constraint in lbs/MMBtu | FALSE | L | Annual | Allowances Withdrawn (1:1) | Thousand Tons | 0 | 0 | 0 | 0 | 0 | 0 | 0 | 0
NSR Mt Storm 1-3 - NOX Rate Annual v3.1, Unit 5735 and retrofits | 955 | 1948 | Rate Constraint in lbs/MMBtu | FALSE | L | Annual | Allowances Withdrawn (n:1) | Thousand Tons | 0 | 0 | 0 | 0 | 0 | 0 | 0 | 0
NSR Mt Storm 1-3 - NOX Rate Annual v3.1, Unit 5735 and retrofits | 955 | 1948 | Rate Constraint in lbs/MMBtu | FALSE | L | Annual | Net Emissions Allowance Position | Thousand Tons | 0.33805 | 0.6805 | 0.33534 | 0 | 0 | 0 | 0 | 0
NSR Mt Storm 1-3 - NOX Rate Annual v3.1, Unit 5735 and retrofits | 955 | 1948 | Rate Constraint in lbs/MMBtu | FALSE | L | Annual | Fuel Consumed | TBtu | 8.097 | 16.2994 | 8.0322 | 0 | 0 | 0 | 0 | 0
NSR Mt Storm 1-3 - NOX Rate Annual v3.1, Unit 5735 and retrofits | 955 | 1948 | Rate Constraint in lbs/MMBtu | FALSE | L | Annual | Rate | lb/MMBtu | 0.0835 | 0.0835 | 0.0835 | 0 | 0 | 0 | 0 | 0
NSR Mt Storm 1-3 - NOX Rate Annual v3.1, Unit 5735 and retrofits | 955 | 1948 | Rate Constraint in lbs/MMBtu | FALSE | L | Annual | Generation | TWh | 0.7855 | 1.5812 | 0.7855 | 0 | 0 | 0 | 0 | 0
NSR Mt Storm 1-3 - NOX Rate Annual v3.1, Unit 5735 and retrofits | 955 | 1948 | Rate Constraint in lbs/MMBtu | FALSE | L | Annual | Qualifying Generation | TWh | 0.7855 | 1.5812 | 0.7855 | 0 | 0 | 0 | 0 | 0
NSR Mt Storm 1-3 - NOX Rate Annual v3.1, Unit 5735 and retrofits | 955 | 1948 | Rate Constraint in lbs/MMBtu | FALSE | L | Annual | Rate | lb/MWh | 0.86072 | 0.86072 | 0.85383 | 0 | 0 | 0 | 0 | 0
NSR Mt Storm 1-3 - NOX Rate Annual v3.1, Unit 5735 and retrofits | 955 | 1948 | Rate Constraint in lbs/MMBtu | FALSE | L | Annual | Constraint Shadow Price | US2016$/Ton | 0 | 0 | 0 | 0 | 0 | 0 | 0 | 0
NSR NIPSCO System - SO2 Cap Annual v4.11 | 956 | 2301 | Rate Constraint in MTons | FALSE | L | Annual | Seasons Included | Seasons | Winter, WintShld, Summer | Winter, WintShld, Summer | Winter, WintShld, Summer | Winter, WintShld, Summer | Winter, WintShld, Summer | Winter, WintShld, Summer | Winter, WintShld, Summer | Winter, WintShld, Summer
NSR NIPSCO System - SO2 Cap Annual v4.11 | 956 | 2301 | Rate Constraint in MTons | FALSE | L | Annual | Standard SO2 | Thousand Tons | 11.6 | 11.6 | 11.6 | 11.6 | 11.6 | 11.6 | 11.6 | 11.6
NSR NIPSCO System - SO2 Cap Annual v4.11 | 956 | 2301 | Rate Constraint in MTons | FALSE | L | Annual | Emissions at Affected Plants SO2 | Thousand Tons | 1.8377 | 2.5715 | 2.5468 | 2.2216 | 2.1073 | 2.1548 | 2.1558 | 1.5643
NSR NIPSCO System - SO2 Cap Annual v4.11 | 956 | 2301 | Rate Constraint in MTons | FALSE | L | Annual | Allowances Purchased SO2 | Thousand Tons | 0 | 0 | 0 | 0 | 0 | 0 | 0 | 0
NSR NIPSCO System - SO2 Cap Annual v4.11 | 956 | 2301 | Rate Constraint in MTons | FALSE | L | Annual | Allowances Sold SO2 | Thousand Tons | 0 | 0 | 0 | 0 | 0 | 0 | 0 | 0
NSR NIPSCO System - SO2 Cap Annual v4.11 | 956 | 2301 | Rate Constraint in MTons | FALSE | L | Annual | Allowances Banked | Thousand Tons | 0 | 0 | 0 | 0 | 0 | 0 | 0 | 0
NSR NIPSCO System - SO2 Cap Annual v4.11 | 956 | 2301 | Rate Constraint in MTons | FALSE | L | Annual | Allowances Withdrawn (1:1) | Thousand Tons | 0 | 0 | 0 | 0 | 0 | 0 | 0 | 0
NSR NIPSCO System - SO2 Cap Annual v4.11 | 956 | 2301 | Rate Constraint in MTons | FALSE | L | Annual | Allowances Withdrawn (n:1) | Thousand Tons | 0 | 0 | 0 | 0 | 0 | 0 | 0 | 0
NSR NIPSCO System - SO2 Cap Annual v4.11 | 956 | 2301 | Rate Constraint in MTons | FALSE | L | Annual | Net Emissions Allowance Position | Thousand Tons | 1.8377 | 2.5715 | 2.5468 | 2.2216 | 2.1073 | 2.1548 | 2.1558 | 1.5643
NSR NIPSCO System - SO2 Cap Annual v4.11 | 956 | 2301 | Rate Constraint in MTons | FALSE | L | Annual | Fuel Consumed | TBtu | 55.7204 | 78.1227 | 77.2974 | 69.0649 | 65.1718 | 66.8061 | 66.8698 | 46.4687
NSR NIPSCO System - SO2 Cap Annual v4.11 | 956 | 2301 | Rate Constraint in MTons | FALSE | L | Annual | Rate | lb/MMBtu | 0.065961 | 0.065833 | 0.065895 | 0.064335 | 0.064668 | 0.064509 | 0.064477 | 0.067327
NSR NIPSCO System - SO2 Cap Annual v4.11 | 956 | 2301 | Rate Constraint in MTons | FALSE | L | Annual | Generation | TWh | 4.9716 | 6.9361 | 7.0377 | 6.2731 | 5.9236 | 6.0688 | 6.072 | 4.2793
NSR NIPSCO System - SO2 Cap Annual v4.11 | 956 | 2301 | Rate Constraint in MTons | FALSE | L | Annual | Qualifying Generation | TWh | 4.9716 | 6.9361 | 7.0377 | 6.2731 | 5.9236 | 6.0688 | 6.072 | 4.2793
NSR NIPSCO System - SO2 Cap Annual v4.11 | 956 | 2301 | Rate Constraint in MTons | FALSE | L | Annual | Rate | lb/MWh | 0.73927 | 0.74149 | 0.72375 | 0.70831 | 0.71149 | 0.71012 | 0.71008 | 0.73111
NSR NIPSCO System - SO2 Cap Annual v4.11 | 956 | 2301 | Rate Constraint in MTons | FALSE | L | Annual | Constraint Shadow Price | US2016$/Ton | 0 | 0 | 0 | 0 | 0 | 0 | 0 | 0
NSR NIPSCO System - NOx Cap Annual 4.11 | 957 | 2300 | Rate Constraint in MTons | FALSE | L | Annual | Seasons Included | Seasons | Winter, WintShld, Summer | Winter, WintShld, Summer | Winter, WintShld, Summer | Winter, WintShld, Summer | Winter, WintShld, Summer | Winter, WintShld, Summer | Winter, WintShld, Summer | Winter, WintShld, Summer
NSR NIPSCO System - NOx Cap Annual 4.11 | 957 | 2300 | Rate Constraint in MTons | FALSE | L | Annual | Standard NOX | Thousand Tons | 11.704 | 11.704 | 11.704 | 11.704 | 11.704 | 11.704 | 11.704 | 11.704
NSR NIPSCO System - NOx Cap Annual 4.11 | 957 | 2300 | Rate Constraint in MTons | FALSE | L | Annual | Emissions at Affected Plants NOX | Thousand Tons | 2.3095 | 3.2854 | 3.2524 | 2.9023 | 2.7379 | 2.8087 | 2.8145 | 1.904
NSR NIPSCO System - NOx Cap Annual 4.11 | 957 | 2300 | Rate Constraint in MTons | FALSE | L | Annual | Allowances Purchased NOX | Thousand Tons | 0 | 0 | 0 | 0 | 0 | 0 | 0 | 0
NSR NIPSCO System - NOx Cap Annual 4.11 | 957 | 2300 | Rate Constraint in MTons | FALSE | L | Annual | Allowances Sold NOX | Thousand Tons | 0 | 0 | 0 | 0 | 0 | 0 | 0 | 0
NSR NIPSCO System - NOx Cap Annual 4.11 | 957 | 2300 | Rate Constraint in MTons | FALSE | L | Annual | Allowances Banked | Thousand Tons | 0 | 0 | 0 | 0 | 0 | 0 | 0 | 0
NSR NIPSCO System - NOx Cap Annual 4.11 | 957 | 2300 | Rate Constraint in MTons | FALSE | L | Annual | Allowances Withdrawn (1:1) | Thousand Tons | 0 | 0 | 0 | 0 | 0 | 0 | 0 | 0
NSR NIPSCO System - NOx Cap Annual 4.11 | 957 | 2300 | Rate Constraint in MTons | FALSE | L | Annual | Allowances Withdrawn (n:1) | Thousand Tons | 0 | 0 | 0 | 0 | 0 | 0 | 0 | 0
NSR NIPSCO System - NOx Cap Annual 4.11 | 957 | 2300 | Rate Constraint in MTons | FALSE | L | Annual | Net Emissions Allowance Position | Thousand Tons | 2.3095 | 3.2854 | 3.2524 | 2.9023 | 2.7379 | 2.8087 | 2.8145 | 1.904
NSR NIPSCO System - NOx Cap Annual 4.11 | 957 | 2300 | Rate Constraint in MTons | FALSE | L | Annual | Fuel Consumed | TBtu | 55.7204 | 78.1227 | 77.2974 | 69.0649 | 65.1718 | 66.8061 | 66.8698 | 46.4687
NSR NIPSCO System - NOx Cap Annual 4.11 | 957 | 2300 | Rate Constraint in MTons | FALSE | L | Annual | Rate | lb/MMBtu | 0.082896 | 0.084108 | 0.084152 | 0.084045 | 0.084022 | 0.084085 | 0.084178 | 0.081948
NSR NIPSCO System - NOx Cap Annual 4.11 | 957 | 2300 | Rate Constraint in MTons | FALSE | L | Annual | Generation | TWh | 4.9716 | 6.9361 | 7.0377 | 6.2731 | 5.9236 | 6.0688 | 6.072 | 4.2793
NSR NIPSCO System - NOx Cap Annual 4.11 | 957 | 2300 | Rate Constraint in MTons | FALSE | L | Annual | Qualifying Generation | TWh | 4.9716 | 6.9361 | 7.0377 | 6.2731 | 5.9236 | 6.0688 | 6.072 | 4.2793
NSR NIPSCO System - NOx Cap Annual 4.11 | 957 | 2300 | Rate Constraint in MTons | FALSE | L | Annual | Rate | lb/MWh | 0.92907 | 0.94733 | 0.92427 | 0.92532 | 0.92442 | 0.92562 | 0.92704 | 0.88987
NSR NIPSCO System - NOx Cap Annual 4.11 | 957 | 2300 | Rate Constraint in MTons | FALSE | L | Annual | Constraint Shadow Price | US2016$/Ton | 0 | 0 | 0 | 0 | 0 | 0 | 0 | 0
NSR NV Power Consent - NOX Cap Annual v3.1 | 958 | 1852 | Rate Constraint in MTons | FALSE | L | Annual | Seasons Included | Seasons | Winter, WintShld, Summer | Winter, WintShld, Summer | Winter, WintShld, Summer | Winter, WintShld, Summer | Winter, WintShld, Summer | Winter, WintShld, Summer | Winter, WintShld, Summer | Winter, WintShld, Summer
NSR NV Power Consent - NOX Cap Annual v3.1 | 958 | 1852 | Rate Constraint in MTons | FALSE | L | Annual | Standard NOX | Thousand Tons | 0.36 | 0.36 | 0.36 | 0.36 | 0.36 | 0.36 | 0.36 | 0.36
NSR NV Power Consent - NOX Cap Annual v3.1 | 958 | 1852 | Rate Constraint in MTons | FALSE | L | Annual | Emissions at Affected Plants NOX | Thousand Tons | 0.0050898 | 0 | 0.00071361 | 0.0043761 | 0.062429 | 0.081841 | 0.28786 | 0.16804
NSR NV Power Consent - NOX Cap Annual v3.1 | 958 | 1852 | Rate Constraint in MTons | FALSE | L | Annual | Allowances Purchased NOX | Thousand Tons | 0 | 0 | 0 | 0 | 0 | 0 | 0 | 0
NSR NV Power Consent - NOX Cap Annual v3.1 | 958 | 1852 | Rate Constraint in MTons | FALSE | L | Annual | Allowances Sold NOX | Thousand Tons | 0 | 0 | 0 | 0 | 0 | 0 | 0 | 0
NSR NV Power Consent - NOX Cap Annual v3.1 | 958 | 1852 | Rate Constraint in MTons | FALSE | L | Annual | Allowances Banked | Thousand Tons | 0 | 0 | 0 | 0 | 0 | 0 | 0 | 0
NSR NV Power Consent - NOX Cap Annual v3.1 | 958 | 1852 | Rate Constraint in MTons | FALSE | L | Annual | Allowances Withdrawn (1:1) | Thousand Tons | 0 | 0 | 0 | 0 | 0 | 0 | 0 | 0
NSR NV Power Consent - NOX Cap Annual v3.1 | 958 | 1852 | Rate Constraint in MTons | FALSE | L | Annual | Allowances Withdrawn (n:1) | Thousand Tons | 0 | 0 | 0 | 0 | 0 | 0 | 0 | 0
NSR NV Power Consent - NOX Cap Annual v3.1 | 958 | 1852 | Rate Constraint in MTons | FALSE | L | Annual | Net Emissions Allowance Position | Thousand Tons | 0.0050898 | 0 | 0.00071361 | 0.0043761 | 0.062429 | 0.081841 | 0.28786 | 0.16804
NSR NV Power Consent - NOX Cap Annual v3.1 | 958 | 1852 | Rate Constraint in MTons | FALSE | L | Annual | Fuel Consumed | TBtu | 0.10962 | 0 | 0.01537 | 0.094253 | 1.3446 | 1.7627 | 6.1998 | 3.6193
NSR NV Power Consent - NOX Cap Annual v3.1 | 958 | 1852 | Rate Constraint in MTons | FALSE | L | Annual | Rate | lb/MMBtu | 0.09286 | 0 | 0.09286 | 0.09286 | 0.09286 | 0.09286 | 0.09286 | 0.09286
NSR NV Power Consent - NOX Cap Annual v3.1 | 958 | 1852 | Rate Constraint in MTons | FALSE | L | Annual | Generation | TWh | 0.011838 | 0 | 0.0016598 | 0.010178 | 0.1452 | 0.19035 | 0.66952 | 0.39085
NSR NV Power Consent - NOX Cap Annual v3.1 | 958 | 1852 | Rate Constraint in MTons | FALSE | L | Annual | Qualifying Generation | TWh | 0.011838 | 0 | 0.0016598 | 0.010178 | 0.1452 | 0.19035 | 0.66952 | 0.39085
NSR NV Power Consent - NOX Cap Annual v3.1 | 958 | 1852 | Rate Constraint in MTons | FALSE | L | Annual | Rate | lb/MWh | 0.85988 | 0 | 0.85988 | 0.85988 | 0.85988 | 0.85988 | 0.85988 | 0.85988
NSR NV Power Consent - NOX Cap Annual v3.1 | 958 | 1852 | Rate Constraint in MTons | FALSE | L | Annual | Constraint Shadow Price | US2016$/Ton | 0 | 0 | 0 | 0 | 0 | 0 | 0 | 0
NSR Oak Creek 5-8 - NOX Rate Annual v3.1, Unit 5717 and retrofits | 959 | 1874 | Rate Constraint in lbs/MMBtu | FALSE | L | Annual | Seasons Included | Seasons | Winter, WintShld, Summer | Winter, WintShld, Summer | Winter, WintShld, Summer | Winter, WintShld, Summer | Winter, WintShld, Summer | Winter, WintShld, Summer | Winter, WintShld, Summer | Winter, WintShld, Summer
NSR Oak Creek 5-8 - NOX Rate Annual v3.1, Unit 5717 and retrofits | 959 | 1874 | Rate Constraint in lbs/MMBtu | FALSE | L | Annual | Standard NOX | lb/MMBtu | 0.08 | 0.08 | 0.08 | 0.08 | 0.08 | 0.08 | 0.08 | 0.08
NSR Oak Creek 5-8 - NOX Rate Annual v3.1, Unit 5717 and retrofits | 959 | 1874 | Rate Constraint in lbs/MMBtu | FALSE | L | Annual | Emissions at Affected Plants NOX | Thousand Tons | 0.40544 | 0.43811 | 0.43693 | 0.46921 | 0.30692 | 0.47241 | 0.35003 | 0.34132
NSR Oak Creek 5-8 - NOX Rate Annual v3.1, Unit 5717 and retrofits | 959 | 1874 | Rate Constraint in lbs/MMBtu | FALSE | L | Annual | Allowances Purchased NOX | Thousand Tons | 0 | 0 | 0 | 0 | 0 | 0 | 0 | 0
NSR Oak Creek 5-8 - NOX Rate Annual v3.1, Unit 5717 and retrofits | 959 | 1874 | Rate Constraint in lbs/MMBtu | FALSE | L | Annual | Allowances Sold NOX | Thousand Tons | 0 | 0 | 0 | 0 | 0 | 0 | 0 | 0
NSR Oak Creek 5-8 - NOX Rate Annual v3.1, Unit 5717 and retrofits | 959 | 1874 | Rate Constraint in lbs/MMBtu | FALSE | L | Annual | Allowances Banked | Thousand Tons | 0 | 0 | 0 | 0 | 0 | 0 | 0 | 0
NSR Oak Creek 5-8 - NOX Rate Annual v3.1, Unit 5717 and retrofits | 959 | 1874 | Rate Constraint in lbs/MMBtu | FALSE | L | Annual | Allowances Withdrawn (1:1) | Thousand Tons | 0 | 0 | 0 | 0 | 0 | 0 | 0 | 0
NSR Oak Creek 5-8 - NOX Rate Annual v3.1, Unit 5717 and retrofits | 959 | 1874 | Rate Constraint in lbs/MMBtu | FALSE | L | Annual | Allowances Withdrawn (n:1) | Thousand Tons | 0 | 0 | 0 | 0 | 0 | 0 | 0 | 0
NSR Oak Creek 5-8 - NOX Rate Annual v3.1, Unit 5717 and retrofits | 959 | 1874 | Rate Constraint in lbs/MMBtu | FALSE | L | Annual | Net Emissions Allowance Position | Thousand Tons | 0.40544 | 0.43811 | 0.43693 | 0.46921 | 0.30692 | 0.47241 | 0.35003 | 0.34132
NSR Oak Creek 5-8 - NOX Rate Annual v3.1, Unit 5717 and retrofits | 959 | 1874 | Rate Constraint in lbs/MMBtu | FALSE | L | Annual | Fuel Consumed | TBtu | 13.6442 | 14.7436 | 14.7039 | 15.7902 | 10.3289 | 15.8979 | 11.7795 | 11.4866
NSR Oak Creek 5-8 - NOX Rate Annual v3.1, Unit 5717 and retrofits | 959 | 1874 | Rate Constraint in lbs/MMBtu | FALSE | L | Annual | Rate | lb/MMBtu | 0.05943 | 0.05943 | 0.05943 | 0.05943 | 0.05943 | 0.05943 | 0.05943 | 0.05943
NSR Oak Creek 5-8 - NOX Rate Annual v3.1, Unit 5717 and retrofits | 959 | 1874 | Rate Constraint in lbs/MMBtu | FALSE | L | Annual | Generation | TWh | 1.351 | 1.4599 | 1.4677 | 1.5762 | 1.031 | 1.5869 | 1.1758 | 1.1466
NSR Oak Creek 5-8 - NOX Rate Annual v3.1, Unit 5717 and retrofits | 959 | 1874 | Rate Constraint in lbs/MMBtu | FALSE | L | Annual | Qualifying Generation | TWh | 1.351 | 1.4599 | 1.4677 | 1.5762 | 1.031 | 1.5869 | 1.1758 | 1.1466
NSR Oak Creek 5-8 - NOX Rate Annual v3.1, Unit 5717 and retrofits | 959 | 1874 | Rate Constraint in lbs/MMBtu | FALSE | L | Annual | Rate | lb/MWh | 0.60018 | 0.60018 | 0.59538 | 0.59538 | 0.59538 | 0.59538 | 0.59538 | 0.59538
NSR Oak Creek 5-8 - NOX Rate Annual v3.1, Unit 5717 and retrofits | 959 | 1874 | Rate Constraint in lbs/MMBtu | FALSE | L | Annual | Constraint Shadow Price | US2016$/Ton | 0 | 0 | 0 | 0 | 0 | 0 | 0 | 0
NSR Oak Creek 5-8 - NOX Rate Annual v3.1, Unit 5718 and retrofits | 960 | 1874 | Rate Constraint in lbs/MMBtu | FALSE | L | Annual | Seasons Included | Seasons | Winter, WintShld, Summer | Winter, WintShld, Summer | Winter, WintShld, Summer | Winter, WintShld, Summer | Winter, WintShld, Summer | Winter, WintShld, Summer | Winter, WintShld, Summer | Winter, WintShld, Summer
NSR Oak Creek 5-8 - NOX Rate Annual v3.1, Unit 5718 and retrofits | 960 | 1874 | Rate Constraint in lbs/MMBtu | FALSE | L | Annual | Standard NOX | lb/MMBtu | 0.08 | 0.08 | 0.08 | 0.08 | 0.08 | 0.08 | 0.08 | 0.08
NSR Oak Creek 5-8 - NOX Rate Annual v3.1, Unit 5718 and retrofits | 960 | 1874 | Rate Constraint in lbs/MMBtu | FALSE | L | Annual | Emissions at Affected Plants NOX | Thousand Tons | 0.42261 | 0.45727 | 0.44913 | 0.4259 | 0.31962 | 0.35077 | 0.35077 | 0.31962
NSR Oak Creek 5-8 - NOX Rate Annual v3.1, Unit 5718 and retrofits | 960 | 1874 | Rate Constraint in lbs/MMBtu | FALSE | L | Annual | Allowances Purchased NOX | Thousand Tons | 0 | 0 | 0 | 0 | 0 | 0 | 0 | 0
NSR Oak Creek 5-8 - NOX Rate Annual v3.1, Unit 5718 and retrofits | 960 | 1874 | Rate Constraint in lbs/MMBtu | FALSE | L | Annual | Allowances Sold NOX | Thousand Tons | 0 | 0 | 0 | 0 | 0 | 0 | 0 | 0
NSR Oak Creek 5-8 - NOX Rate Annual v3.1, Unit 5718 and retrofits | 960 | 1874 | Rate Constraint in lbs/MMBtu | FALSE | L | Annual | Allowances Banked | Thousand Tons | 0 | 0 | 0 | 0 | 0 | 0 | 0 | 0
NSR Oak Creek 5-8 - NOX Rate Annual v3.1, Unit 5718 and retrofits | 960 | 1874 | Rate Constraint in lbs/MMBtu | FALSE | L | Annual | Allowances Withdrawn (1:1) | Thousand Tons | 0 | 0 | 0 | 0 | 0 | 0 | 0 | 0
NSR Oak Creek 5-8 - NOX Rate Annual v3.1, Unit 5718 and retrofits | 960 | 1874 | Rate Constraint in lbs/MMBtu | FALSE | L | Annual | Allowances Withdrawn (n:1) | Thousand Tons | 0 | 0 | 0 | 0 | 0 | 0 | 0 | 0
NSR Oak Creek 5-8 - NOX Rate Annual v3.1, Unit 5718 and retrofits | 960 | 1874 | Rate Constraint in lbs/MMBtu | FALSE | L | Annual | Net Emissions Allowance Position | Thousand Tons | 0.42261 | 0.45727 | 0.44913 | 0.4259 | 0.31962 | 0.35077 | 0.35077 | 0.31962
NSR Oak Creek 5-8 - NOX Rate Annual v3.1, Unit 5718 and retrofits | 960 | 1874 | Rate Constraint in lbs/MMBtu | FALSE | L | Annual | Fuel Consumed | TBtu | 14.1981 | 15.3626 | 15.0892 | 14.3086 | 10.738 | 11.7846 | 11.7846 | 10.738
NSR Oak Creek 5-8 - NOX Rate Annual v3.1, Unit 5718 and retrofits | 960 | 1874 | Rate Constraint in lbs/MMBtu | FALSE | L | Annual | Rate | lb/MMBtu | 0.05953 | 0.05953 | 0.05953 | 0.05953 | 0.05953 | 0.05953 | 0.05953 | 0.05953
NSR Oak Creek 5-8 - NOX Rate Annual v3.1, Unit 5718 and retrofits | 960 | 1874 | Rate Constraint in lbs/MMBtu | FALSE | L | Annual | Generation | TWh | 1.3886 | 1.5025 | 1.4876 | 1.4107 | 1.0586 | 1.1618 | 1.1618 | 1.0586
NSR Oak Creek 5-8 - NOX Rate Annual v3.1, Unit 5718 and retrofits | 960 | 1874 | Rate Constraint in lbs/MMBtu | FALSE | L | Annual | Qualifying Generation | TWh | 1.3886 | 1.5025 | 1.4876 | 1.4107 | 1.0586 | 1.1618 | 1.1618 | 1.0586
NSR Oak Creek 5-8 - NOX Rate Annual v3.1, Unit 5718 and retrofits | 960 | 1874 | Rate Constraint in lbs/MMBtu | FALSE | L | Annual | Rate | lb/MWh | 0.60869 | 0.60869 | 0.60382 | 0.60382 | 0.60382 | 0.60382 | 0.60382 | 0.60382
NSR Oak Creek 5-8 - NOX Rate Annual v3.1, Unit 5718 and retrofits | 960 | 1874 | Rate Constraint in lbs/MMBtu | FALSE | L | Annual | Constraint Shadow Price | US2016$/Ton | 0 | 0 | 0 | 0 | 0 | 0 | 0 | 0
NSR Oak Creek 5-8 - NOX Rate Annual v3.1, Unit 5719 and retrofits | 961 | 1874 | Rate Constraint in lbs/MMBtu | FALSE | L | Annual | Seasons Included | Seasons | Winter, WintShld, Summer | Winter, WintShld, Summer | Winter, WintShld, Summer | Winter, WintShld, Summer | Winter, WintShld, Summer | Winter, WintShld, Summer | Winter, WintShld, Summer | Winter, WintShld, Summer
NSR Oak Creek 5-8 - NOX Rate Annual v3.1, Unit 5719 and retrofits | 961 | 1874 | Rate Constraint in lbs/MMBtu | FALSE | L | Annual | Standard NOX | lb/MMBtu | 0.08 | 0.08 | 0.08 | 0.08 | 0.08 | 0.08 | 0.08 | 0.08
NSR Oak Creek 5-8 - NOX Rate Annual v3.1, Unit 5719 and retrofits | 961 | 1874 | Rate Constraint in lbs/MMBtu | FALSE | L | Annual | Emissions at Affected Plants NOX | Thousand Tons | 0.37794 | 0.43619 | 0.4327 | 0.4469 | 0.40308 | 0.43779 | 0.43779 | 0.37639
NSR Oak Creek 5-8 - NOX Rate Annual v3.1, Unit 5719 and retrofits | 961 | 1874 | Rate Constraint in lbs/MMBtu | FALSE | L | Annual | Allowances Purchased NOX | Thousand Tons | 0 | 0 | 0 | 0 | 0 | 0 | 0 | 0
NSR Oak Creek 5-8 - NOX Rate Annual v3.1, Unit 5719 and retrofits | 961 | 1874 | Rate Constraint in lbs/MMBtu | FALSE | L | Annual | Allowances Sold NOX | Thousand Tons | 0 | 0 | 0 | 0 | 0 | 0 | 0 | 0
NSR Oak Creek 5-8 - NOX Rate Annual v3.1, Unit 5719 and retrofits | 961 | 1874 | Rate Constraint in lbs/MMBtu | FALSE | L | Annual | Allowances Banked | Thousand Tons | 0 | 0 | 0 | 0 | 0 | 0 | 0 | 0
NSR Oak Creek 5-8 - NOX Rate Annual v3.1, Unit 5719 and retrofits | 961 | 1874 | Rate Constraint in lbs/MMBtu | FALSE | L | Annual | Allowances Withdrawn (1:1) | Thousand Tons | 0 | 0 | 0 | 0 | 0 | 0 | 0 | 0
NSR Oak Creek 5-8 - NOX Rate Annual v3.1, Unit 5719 and retrofits | 961 | 1874 | Rate Constraint in lbs/MMBtu | FALSE | L | Annual | Allowances Withdrawn (n:1) | Thousand Tons | 0 | 0 | 0 | 0 | 0 | 0 | 0 | 0
NSR Oak Creek 5-8 - NOX Rate Annual v3.1, Unit 5719 and retrofits | 961 | 1874 | Rate Constraint in lbs/MMBtu | FALSE | L | Annual | Net Emissions Allowance Position | Thousand Tons | 0.37794 | 0.43619 | 0.4327 | 0.4469 | 0.40308 | 0.43779 | 0.43779 | 0.37639
NSR Oak Creek 5-8 - NOX Rate Annual v3.1, Unit 5719 and retrofits | 961 | 1874 | Rate Constraint in lbs/MMBtu | FALSE | L | Annual | Fuel Consumed | TBtu | 12.1037 | 13.9693 | 13.8575 | 14.3122 | 12.909 | 14.0204 | 14.0204 | 12.0541
NSR Oak Creek 5-8 - NOX Rate Annual v3.1, Unit 5719 and retrofits | 961 | 1874 | Rate Constraint in lbs/MMBtu | FALSE | L | Annual | Rate | lb/MMBtu | 0.06245 | 0.06245 | 0.06245 | 0.06245 | 0.06245 | 0.06245 | 0.06245 | 0.06245
NSR Oak Creek 5-8 - NOX Rate Annual v3.1, Unit 5719 and retrofits | 961 | 1874 | Rate Constraint in lbs/MMBtu | FALSE | L | Annual | Generation | TWh | 1.2135 | 1.4006 | 1.4006 | 1.4465 | 1.3047 | 1.417 | 1.417 | 1.2183
NSR Oak Creek 5-8 - NOX Rate Annual v3.1, Unit 5719 and retrofits | 961 | 1874 | Rate Constraint in lbs/MMBtu | FALSE | L | Annual | Qualifying Generation | TWh | 1.2135 | 1.4006 | 1.4006 | 1.4465 | 1.3047 | 1.417 | 1.417 | 1.2183
NSR Oak Creek 5-8 - NOX Rate Annual v3.1, Unit 5719 and retrofits | 961 | 1874 | Rate Constraint in lbs/MMBtu | FALSE | L | Annual | Rate | lb/MWh | 0.62288 | 0.62288 | 0.61789 | 0.61789 | 0.61789 | 0.61789 | 0.61789 | 0.61789
NSR Oak Creek 5-8 - NOX Rate Annual v3.1, Unit 5719 and retrofits | 961 | 1874 | Rate Constraint in lbs/MMBtu | FALSE | L | Annual | Constraint Shadow Price | US2016$/Ton | 0 | 0 | 0 | 0 | 0 | 0 | 0 | 0
NSR Oak Creek 5-8 - NOX Rate Annual v3.1, Unit 5720 and retrofits | 962 | 1874 | Rate Constraint in lbs/MMBtu | FALSE | L | Annual | Seasons Included | Seasons | Winter, WintShld, Summer | Winter, WintShld, Summer | Winter, WintShld, Summer | Winter, WintShld, Summer | Winter, WintShld, Summer | Winter, WintShld, Summer | Winter, WintShld, Summer | Winter, WintShld, Summer
NSR Oak Creek 5-8 - NOX Rate Annual v3.1, Unit 5720 and retrofits | 962 | 1874 | Rate Constraint in lbs/MMBtu | FALSE | L | Annual | Standard NOX | lb/MMBtu | 0.08 | 0.08 | 0.08 | 0.08 | 0.08 | 0.08 | 0.08 | 0.08
NSR Oak Creek 5-8 - NOX Rate Annual v3.1, Unit 5720 and retrofits | 962 | 1874 | Rate Constraint in lbs/MMBtu | FALSE | L | Annual | Emissions at Affected Plants NOX | Thousand Tons | 0.35148 | 0.42019 | 0.40241 | 0.41562 | 0.37487 | 0.40714 | 0.40714 | 0.35004
NSR Oak Creek 5-8 - NOX Rate Annual v3.1, Unit 5720 and retrofits | 962 | 1874 | Rate Constraint in lbs/MMBtu | FALSE | L | Annual | Allowances Purchased NOX | Thousand Tons | 0 | 0 | 0 | 0 | 0 | 0 | 0 | 0
NSR Oak Creek 5-8 - NOX Rate Annual v3.1, Unit 5720 and retrofits | 962 | 1874 | Rate Constraint in lbs/MMBtu | FALSE | L | Annual | Allowances Sold NOX | Thousand Tons | 0 | 0 | 0 | 0 | 0 | 0 | 0 | 0
NSR Oak Creek 5-8 - NOX Rate Annual v3.1, Unit 5720 and retrofits | 962 | 1874 | Rate Constraint in lbs/MMBtu | FALSE | L | Annual | Allowances Banked | Thousand Tons | 0 | 0 | 0 | 0 | 0 | 0 | 0 | 0
NSR Oak Creek 5-8 - NOX Rate Annual v3.1, Unit 5720 and retrofits | 962 | 1874 | Rate Constraint in lbs/MMBtu | FALSE | L | Annual | Allowances Withdrawn (1:1) | Thousand Tons | 0 | 0 | 0 | 0 | 0 | 0 | 0 | 0
NSR Oak Creek 5-8 - NOX Rate Annual v3.1, Unit 5720 and retrofits | 962 | 1874 | Rate Constraint in lbs/MMBtu | FALSE | L | Annual | Allowances Withdrawn (n:1) | Thousand Tons | 0 | 0 | 0 | 0 | 0 | 0 | 0 | 0
NSR Oak Creek 5-8 - NOX Rate Annual v3.1, Unit 5720 and retrofits | 962 | 1874 | Rate Constraint in lbs/MMBtu | FALSE | L | Annual | Net Emissions Allowance Position | Thousand Tons | 0.35148 | 0.42019 | 0.40241 | 0.41562 | 0.37487 | 0.40714 | 0.40714 | 0.35004
NSR Oak Creek 5-8 - NOX Rate Annual v3.1, Unit 5720 and retrofits | 962 | 1874 | Rate Constraint in lbs/MMBtu | FALSE | L | Annual | Fuel Consumed | TBtu | 11.8264 | 14.1383 | 13.5401 | 13.9844 | 12.6133 | 13.6992 | 13.6992 | 11.778
NSR Oak Creek 5-8 - NOX Rate Annual v3.1, Unit 5720 and retrofits | 962 | 1874 | Rate Constraint in lbs/MMBtu | FALSE | L | Annual | Rate | lb/MMBtu | 0.05944 | 0.05944 | 0.05944 | 0.05944 | 0.05944 | 0.05944 | 0.05944 | 0.05944
NSR Oak Creek 5-8 - NOX Rate Annual v3.1, Unit 5720 and retrofits | 962 | 1874 | Rate Constraint in lbs/MMBtu | FALSE | L | Annual | Generation | TWh | 1.1866 | 1.4185 | 1.3694 | 1.4144 | 1.2757 | 1.3855 | 1.3855 | 1.1912
NSR Oak Creek 5-8 - NOX Rate Annual v3.1, Unit 5720 and retrofits | 962 | 1874 | Rate Constraint in lbs/MMBtu | FALSE | L | Annual | Qualifying Generation | TWh | 1.1866 | 1.4185 | 1.3694 | 1.4144 | 1.2757 | 1.3855 | 1.3855 | 1.1912
NSR Oak Creek 5-8 - NOX Rate Annual v3.1, Unit 5720 and retrofits | 962 | 1874 | Rate Constraint in lbs/MMBtu | FALSE | L | Annual | Rate | lb/MWh | 0.59244 | 0.59244 | 0.5877 | 0.5877 | 0.5877 | 0.5877 | 0.5877 | 0.5877
NSR Oak Creek 5-8 - NOX Rate Annual v3.1, Unit 5720 and retrofits | 962 | 1874 | Rate Constraint in lbs/MMBtu | FALSE | L | Annual | Constraint Shadow Price | US2016$/Ton | 0 | 0 | 0 | 0 | 0 | 0 | 0 | 0
NSR Oak Creek 5-8 - SO2 Rate Annual v5.16 | 963 | 6628 | Rate Constraint in lbs/MMBtu | FALSE | L | Annual | Seasons Included | Seasons | Winter, WintShld, Summer | Winter, WintShld, Summer | Winter, WintShld, Summer | Winter, WintShld, Summer | Winter, WintShld, Summer | Winter, WintShld, Summer | Winter, WintShld, Summer | Winter, WintShld, Summer
NSR Oak Creek 5-8 - SO2 Rate Annual v5.16 | 963 | 6628 | Rate Constraint in lbs/MMBtu | FALSE | L | Annual | Standard SO2 | lb/MMBtu | 0.08 | 0.08 | 0.08 | 0.08 | 0.08 | 0.08 | 0.08 | 0.08
NSR Oak Creek 5-8 - SO2 Rate Annual v5.16 | 963 | 6628 | Rate Constraint in lbs/MMBtu | FALSE | L | Annual | Emissions at Affected Plants SO2 | Thousand Tons | 1.5532 | 1.7464 | 1.7157 | 1.7519 | 1.3977 | 1.6621 | 1.5385 | 1.3817
NSR Oak Creek 5-8 - SO2 Rate Annual v5.16 | 963 | 6628 | Rate Constraint in lbs/MMBtu | FALSE | L | Annual | Allowances Purchased SO2 | Thousand Tons | 0 | 0 | 0 | 0 | 0 | 0 | 0 | 0
NSR Oak Creek 5-8 - SO2 Rate Annual v5.16 | 963 | 6628 | Rate Constraint in lbs/MMBtu | FALSE | L | Annual | Allowances Sold SO2 | Thousand Tons | 0 | 0 | 0 | 0 | 0 | 0 | 0 | 0
NSR Oak Creek 5-8 - SO2 Rate Annual v5.16 | 963 | 6628 | Rate Constraint in lbs/MMBtu | FALSE | L | Annual | Allowances Banked | Thousand Tons | 0 | 0 | 0 | 0 | 0 | 0 | 0 | 0
NSR Oak Creek 5-8 - SO2 Rate Annual v5.16 | 963 | 6628 | Rate Constraint in lbs/MMBtu | FALSE | L | Annual | Allowances Withdrawn (1:1) | Thousand Tons | 0 | 0 | 0 | 0 | 0 | 0 | 0 | 0
NSR Oak Creek 5-8 - SO2 Rate Annual v5.16 | 963 | 6628 | Rate Constraint in lbs/MMBtu | FALSE | L | Annual | Allowances Withdrawn (n:1) | Thousand Tons | 0 | 0 | 0 | 0 | 0 | 0 | 0 | 0
NSR Oak Creek 5-8 - SO2 Rate Annual v5.16 | 963 | 6628 | Rate Constraint in lbs/MMBtu | FALSE | L | Annual | Net Emissions Allowance Position | Thousand Tons | 1.5532 | 1.7464 | 1.7157 | 1.7519 | 1.3977 | 1.6621 | 1.5385 | 1.3817
NSR Oak Creek 5-8 - SO2 Rate Annual v5.16 | 963 | 6628 | Rate Constraint in lbs/MMBtu | FALSE | L | Annual | Fuel Consumed | TBtu | 51.7724 | 58.2138 | 57.1907 | 58.3954 | 46.5891 | 55.4021 | 51.2838 | 46.0567
NSR Oak Creek 5-8 - SO2 Rate Annual v5.16 | 963 | 6628 | Rate Constraint in lbs/MMBtu | FALSE | L | Annual | Rate | lb/MMBtu | 0.06 | 0.06 | 0.06 | 0.06 | 0.06 | 0.06 | 0.06 | 0.06
NSR Oak Creek 5-8 - SO2 Rate Annual v5.16 | 963 | 6628 | Rate Constraint in lbs/MMBtu | FALSE | L | Annual | Generation | TWh | 5.1397 | 5.7814 | 5.7254 | 5.8477 | 4.6701 | 5.5513 | 5.1402 | 4.6147
NSR Oak Creek 5-8 - SO2 Rate Annual v5.16 | 963 | 6628 | Rate Constraint in lbs/MMBtu | FALSE | L | Annual | Qualifying Generation | TWh | 5.1397 | 5.7814 | 5.7254 | 5.8477 | 4.6701 | 5.5513 | 5.1402 | 4.6147
NSR Oak Creek 5-8 - SO2 Rate Annual v5.16 | 963 | 6628 | Rate Constraint in lbs/MMBtu | FALSE | L | Annual | Rate | lb/MWh | 0.60438 | 0.60414 | 0.59934 | 0.59916 | 0.59857 | 0.5988 | 0.59862 | 0.59882
NSR Oak Creek 5-8 - SO2 Rate Annual v5.16 | 963 | 6628 | Rate Constraint in lbs/MMBtu | FALSE | L | Annual | Constraint Shadow Price | US2016$/Ton | 0 | 0 | 0 | 0 | 0 | 0 | 0 | 0
NSR OH Edison - NOX Cap Annual v3.1 | 964 | 1853 | Rate Constraint in MTons | FALSE | L | Annual | Seasons Included | Seasons | Winter, WintShld, Summer | Winter, WintShld, Summer | Winter, WintShld, Summer | Winter, WintShld, Summer | Winter, WintShld, Summer | Winter, WintShld, Summer | Winter, WintShld, Summer | Winter, WintShld, Summer
NSR OH Edison - NOX Cap Annual v3.1 | 964 | 1853 | Rate Constraint in MTons | FALSE | L | Annual | Standard NOX | Thousand Tons | 11.86 | 11.86 | 11.86 | 11.86 | 11.86 | 11.86 | 11.86 | 11.86
NSR OH Edison - NOX Cap Annual v3.1 | 964 | 1853 | Rate Constraint in MTons | FALSE | L | Annual | Emissions at Affected Plants NOX | Thousand Tons | 5.9695 | 0 | 0 | 0 | 0 | 0 | 0 | 0
NSR OH Edison - NOX Cap Annual v3.1 | 964 | 1853 | Rate Constraint in MTons | FALSE | L | Annual | Allowances Purchased NOX | Thousand Tons | 0 | 0 | 0 | 0 | 0 | 0 | 0 | 0
NSR OH Edison - NOX Cap Annual v3.1 | 964 | 1853 | Rate Constraint in MTons | FALSE | L | Annual | Allowances Sold NOX | Thousand Tons | 0 | 0 | 0 | 0 | 0 | 0 | 0 | 0
NSR OH Edison - NOX Cap Annual v3.1 | 964 | 1853 | Rate Constraint in MTons | FALSE | L | Annual | Allowances Banked | Thousand Tons | 0 | 0 | 0 | 0 | 0 | 0 | 0 | 0
NSR OH Edison - NOX Cap Annual v3.1 | 964 | 1853 | Rate Constraint in MTons | FALSE | L | Annual | Allowances Withdrawn (1:1) | Thousand Tons | 0 | 0 | 0 | 0 | 0 | 0 | 0 | 0
NSR OH Edison - NOX Cap Annual v3.1 | 964 | 1853 | Rate Constraint in MTons | FALSE | L | Annual | Allowances Withdrawn (n:1) | Thousand Tons | 0 | 0 | 0 | 0 | 0 | 0 | 0 | 0
NSR OH Edison - NOX Cap Annual v3.1 | 964 | 1853 | Rate Constraint in MTons | FALSE | L | Annual | Net Emissions Allowance Position | Thousand Tons | 5.9695 | 0 | 0 | 0 | 0 | 0 | 0 | 0
NSR OH Edison - NOX Cap Annual v3.1 | 964 | 1853 | Rate Constraint in MTons | FALSE | L | Annual | Fuel Consumed | TBtu | 108.7201 | 0 | 0 | 0 | 0 | 0 | 0 | 0
NSR OH Edison - NOX Cap Annual v3.1 | 964 | 1853 | Rate Constraint in MTons | FALSE | L | Annual | Rate | lb/MMBtu | 0.10981 | 0 | 0 | 0 | 0 | 0 | 0 | 0
NSR OH Edison - NOX Cap Annual v3.1 | 964 | 1853 | Rate Constraint in MTons | FALSE | L | Annual | Generation | TWh | 9.9314 | 0 | 0 | 0 | 0 | 0 | 0 | 0
NSR OH Edison - NOX Cap Annual v3.1 | 964 | 1853 | Rate Constraint in MTons | FALSE | L | Annual | Qualifying Generation | TWh | 9.9314 | 0 | 0 | 0 | 0 | 0 | 0 | 0
NSR OH Edison - NOX Cap Annual v3.1 | 964 | 1853 | Rate Constraint in MTons | FALSE | L | Annual | Rate | lb/MWh | 1.2022 | 0 | 0 | 0 | 0 | 0 | 0 | 0
NSR OH Edison - NOX Cap Annual v3.1 | 964 | 1853 | Rate Constraint in MTons | FALSE | L | Annual | Constraint Shadow Price | US2016$/Ton | 0 | 0 | 0 | 0 | 0 | 0 | 0 | 0
NSR OH Edison - SO2 Cap Annual v3.1 | 965 | 1854 | Rate Constraint in MTons | FALSE | L | Annual | Seasons Included | Seasons | Winter, WintShld, Summer | Winter, WintShld, Summer | Winter, WintShld, Summer | Winter, WintShld, Summer | Winter, WintShld, Summer | Winter, WintShld, Summer | Winter, WintShld, Summer | Winter, WintShld, Summer
NSR OH Edison - SO2 Cap Annual v3.1 | 965 | 1854 | Rate Constraint in MTons | FALSE | L | Annual | Standard SO2 | Thousand Tons | 29.9 | 29.9 | 29.9 | 29.9 | 29.9 | 29.9 | 29.9 | 29.9
NSR OH Edison - SO2 Cap Annual v3.1 | 965 | 1854 | Rate Constraint in MTons | FALSE | L | Annual | Emissions at Affected Plants SO2 | Thousand Tons | 4.4119 | 0 | 0 | 0 | 0 | 0 | 0 | 0
NSR OH Edison - SO2 Cap Annual v3.1 | 965 | 1854 | Rate Constraint in MTons | FALSE | L | Annual | Allowances Purchased SO2 | Thousand Tons | 0 | 0 | 0 | 0 | 0 | 0 | 0 | 0
NSR OH Edison - SO2 Cap Annual v3.1 | 965 | 1854 | Rate Constraint in MTons | FALSE | L | Annual | Allowances Sold SO2 | Thousand Tons | 0 | 0 | 0 | 0 | 0 | 0 | 0 | 0
NSR OH Edison - SO2 Cap Annual v3.1 | 965 | 1854 | Rate Constraint in MTons | FALSE | L | Annual | Allowances Banked | Thousand Tons | 0 | 0 | 0 | 0 | 0 | 0 | 0 | 0
NSR OH Edison - SO2 Cap Annual v3.1 | 965 | 1854 | Rate Constraint in MTons | FALSE | L | Annual | Allowances Withdrawn (1:1) | Thousand Tons | 0 | 0 | 0 | 0 | 0 | 0 | 0 | 0
NSR OH Edison - SO2 Cap Annual v3.1 | 965 | 1854 | Rate Constraint in MTons | FALSE | L | Annual | Allowances Withdrawn (n:1) | Thousand Tons | 0 | 0 | 0 | 0 | 0 | 0 | 0 | 0
NSR OH Edison - SO2 Cap Annual v3.1 | 965 | 1854 | Rate Constraint in MTons | FALSE | L | Annual | Net Emissions Allowance Position | Thousand Tons | 4.4119 | 0 | 0 | 0 | 0 | 0 | 0 | 0
NSR OH Edison - SO2 Cap Annual v3.1 | 965 | 1854 | Rate Constraint in MTons | FALSE | L | Annual | Fuel Consumed | TBtu | 108.7201 | 0 | 0 | 0 | 0 | 0 | 0 | 0
NSR OH Edison - SO2 Cap Annual v3.1 | 965 | 1854 | Rate Constraint in MTons | FALSE | L | Annual | Rate | lb/MMBtu | 0.081161 | 0 | 0 | 0 | 0 | 0 | 0 | 0
NSR OH Edison - SO2 Cap Annual v3.1 | 965 | 1854 | Rate Constraint in MTons | FALSE | L | Annual | Generation | TWh | 9.9314 | 0 | 0 | 0 | 0 | 0 | 0 | 0
NSR OH Edison - SO2 Cap Annual v3.1 | 965 | 1854 | Rate Constraint in MTons | FALSE | L | Annual | Qualifying Generation | TWh | 9.9314 | 0 | 0 | 0 | 0 | 0 | 0 | 0
NSR OH Edison - SO2 Cap Annual v3.1 | 965 | 1854 | Rate Constraint in MTons | FALSE | L | Annual | Rate | lb/MWh | 0.88848 | 0 | 0 | 0 | 0 | 0 | 0 | 0
NSR OH Edison - SO2 Cap Annual v3.1 | 965 | 1854 | Rate Constraint in MTons | FALSE | L | Annual | Constraint Shadow Price | US2016$/Ton | 0 | 0 | 0 | 0 | 0 | 0 | 0 | 0
NSR Ottumwa Unit 1 NOX Rate v5.16 | 966 | 6659 | Rate Constraint in lbs/MMBtu | FALSE | L | Annual | Seasons Included | Seasons | Winter, WintShld, Summer | Winter, WintShld, Summer | Winter, WintShld, Summer | Winter, WintShld, Summer | Winter, WintShld, Summer | Winter, WintShld, Summer | Winter, WintShld, Summer | Winter, WintShld, Summer
NSR Ottumwa Unit 1 NOX Rate v5.16 | 966 | 6659 | Rate Constraint in lbs/MMBtu | FALSE | L | Annual | Standard NOX | lb/MMBtu | 0.08 | 0.08 | 0.08 | 0.08 | 0.08 | 0.08 | 0.08 | 0.08
NSR Ottumwa Unit 1 NOX Rate v5.16 | 966 | 6659 | Rate Constraint in lbs/MMBtu | FALSE | L | Annual | Emissions at Affected Plants NOX | Thousand Tons | 1.9697 | 2.2604 | 2.2197 | 2.0513 | 2.0222 | 1.9702 | 1.9702 | 1.9702
NSR Ottumwa Unit 1 NOX Rate v5.16 | 966 | 6659 | Rate Constraint in lbs/MMBtu | FALSE | L | Annual | Allowances Purchased NOX | Thousand Tons | 0 | 0 | 0 | 0 | 0 | 0 | 0 | 0
NSR Ottumwa Unit 1 NOX Rate v5.16 | 966 | 6659 | Rate Constraint in lbs/MMBtu | FALSE | L | Annual | Allowances Sold NOX | Thousand Tons | 0 | 0 | 0 | 0 | 0 | 0 | 0 | 0
NSR Ottumwa Unit 1 NOX Rate v5.16 | 966 | 6659 | Rate Constraint in lbs/MMBtu | FALSE | L | Annual | Allowances Banked | Thousand Tons | 0 | 0 | 0 | 0 | 0 | 0 | 0 | 0
NSR Ottumwa Unit 1 NOX Rate v5.16 | 966 | 6659 | Rate Constraint in lbs/MMBtu | FALSE | L | Annual | Allowances Withdrawn (1:1) | Thousand Tons | 0 | 0 | 0 | 0 | 0 | 0 | 0 | 0
NSR Ottumwa Unit 1 NOX Rate v5.16 | 966 | 6659 | Rate Constraint in lbs/MMBtu | FALSE | L | Annual | Allowances Withdrawn (n:1) | Thousand Tons | 0 | 0 | 0 | 0 | 0 | 0 | 0 | 0
NSR Ottumwa Unit 1 NOX Rate v5.16 | 966 | 6659 | Rate Constraint in lbs/MMBtu | FALSE | L | Annual | Net Emissions Allowance Position | Thousand Tons | 1.9697 | 2.2604 | 2.2197 | 2.0513 | 2.0222 | 1.9702 | 1.9702 | 1.9702
NSR Ottumwa Unit 1 NOX Rate v5.16 | 966 | 6659 | Rate Constraint in lbs/MMBtu | FALSE | L | Annual | Fuel Consumed | TBtu | 49.2419 | 56.5105 | 55.4933 | 51.2836 | 50.5539 | 49.2548 | 49.2548 | 49.2548
NSR Ottumwa Unit 1 NOX Rate v5.16 | 966 | 6659 | Rate Constraint in lbs/MMBtu | FALSE | L | Annual | Rate | lb/MMBtu | 0.08 | 0.08 | 0.08 | 0.08 | 0.08 | 0.08 | 0.08 | 0.08
NSR Ottumwa Unit 1 NOX Rate v5.16 | 966 | 6659 | Rate Constraint in lbs/MMBtu | FALSE | L | Annual | Generation | TWh | 4.5832 | 5.2597 | 5.2597 | 4.8607 | 4.7916 | 4.6684 | 4.6684 | 4.6684
NSR Ottumwa Unit 1 NOX Rate v5.16 | 966 | 6659 | Rate Constraint in lbs/MMBtu | FALSE | L | Annual | Qualifying Generation | TWh | 4.5832 | 5.2597 | 5.2597 | 4.8607 | 4.7916 | 4.6684 | 4.6684 | 4.6684
NSR Ottumwa Unit 1 NOX Rate v5.16 | 966 | 6659 | Rate Constraint in lbs/MMBtu | FALSE | L | Annual | Rate | lb/MWh | 0.85952 | 0.85952 | 0.84405 | 0.84405 | 0.84405 | 0.84405 | 0.84405 | 0.84405
NSR Ottumwa Unit 1 NOX Rate v5.16 | 966 | 6659 | Rate Constraint in lbs/MMBtu | FALSE | L | Annual | Constraint Shadow Price | US2016$/Ton | 0 | 0 | 0 | 0 | 0 | 0 | 0 | 0
NSR Ottumwa Unit 1 SO2 Rate v5.16 | 967 | 6617 | Rate Constraint in lbs/MMBtu | FALSE | L | Annual | Seasons Included | Seasons | Winter, WintShld, Summer | Winter, WintShld, Summer | Winter, WintShld, Summer | Winter, WintShld, Summer | Winter, WintShld, Summer | Winter, WintShld, Summer | Winter, WintShld, Summer | Winter, WintShld, Summer
NSR Ottumwa Unit 1 SO2 Rate v5.16 | 967 | 6617 | Rate Constraint in lbs/MMBtu | FALSE | L | Annual | Standard SO2 | lb/MMBtu | 0.075 | 0.075 | 0.075 | 0.075 | 0.075 | 0.075 | 0.075 | 0.075
NSR Ottumwa Unit 1 SO2 Rate v5.16 | 967 | 6617 | Rate Constraint in lbs/MMBtu | FALSE | L | Annual | Emissions at Affected Plants SO2 | Thousand Tons | 1.8466 | 2.1191 | 2.081 | 1.9231 | 1.8958 | 1.8471 | 1.8471 | 1.8471
NSR Ottumwa Unit 1 SO2 Rate v5.16 | 967 | 6617 | Rate Constraint in lbs/MMBtu | FALSE | L | Annual | Allowances Purchased SO2 | Thousand Tons | 0 | 0 | 0 | 0 | 0 | 0 | 0 | 0
NSR Ottumwa Unit 1 SO2 Rate v5.16 | 967 | 6617 | Rate Constraint in lbs/MMBtu | FALSE | L | Annual | Allowances Sold SO2 | Thousand Tons | 0 | 0 | 0 | 0 | 0 | 0 | 0 | 0
NSR Ottumwa Unit 1 SO2 Rate v5.16 | 967 | 6617 | Rate Constraint in lbs/MMBtu | FALSE | L | Annual | Allowances Banked | Thousand Tons | 0 | 0 | 0 | 0 | 0 | 0 | 0 | 0
NSR Ottumwa Unit 1 SO2 Rate v5.16 | 967 | 6617 | Rate Constraint in lbs/MMBtu | FALSE | L | Annual | Allowances Withdrawn (1:1) | Thousand Tons | 0 | 0 | 0 | 0 | 0 | 0 | 0 | 0
NSR Ottumwa Unit 1 SO2 Rate v5.16 | 967 | 6617 | Rate Constraint in lbs/MMBtu | FALSE | L | Annual | Allowances Withdrawn (n:1) | Thousand Tons | 0 | 0 | 0 | 0 | 0 | 0 | 0 | 0
NSR Ottumwa Unit 1 SO2 Rate v5.16 | 967 | 6617 | Rate Constraint in lbs/MMBtu | FALSE | L | Annual | Net Emissions Allowance Position | Thousand Tons | 1.8466 | 2.1191 | 2.081 | 1.9231 | 1.8958 | 1.8471 | 1.8471 | 1.8471
NSR Ottumwa Unit 1 SO2 Rate v5.16 | 967 | 6617 | Rate Constraint in lbs/MMBtu | FALSE | L | Annual | Fuel Consumed | TBtu | 49.2419 | 56.5105 | 55.4933 | 51.2836 | 50.5539 | 49.2548 | 49.2548 | 49.2548
NSR Ottumwa Unit 1 SO2 Rate v5.16 | 967 | 6617 | Rate Constraint in lbs/MMBtu | FALSE | L | Annual | Rate | lb/MMBtu | 0.075 | 0.075 | 0.075 | 0.075 | 0.075 | 0.075 | 0.075 | 0.075
NSR Ottumwa Unit 1 SO2 Rate v5.16 | 967 | 6617 | Rate Constraint in lbs/MMBtu | FALSE | L | Annual | Generation | TWh | 4.5832 | 5.2597 | 5.2597 | 4.8607 | 4.7916 | 4.6684 | 4.6684 | 4.6684
NSR Ottumwa Unit 1 SO2 Rate v5.16 | 967 | 6617 | Rate Constraint in lbs/MMBtu | FALSE | L | Annual | Qualifying Generation | TWh | 4.5832 | 5.2597 | 5.2597 | 4.8607 | 4.7916 | 4.6684 | 4.6684 | 4.6684
NSR Ottumwa Unit 1 SO2 Rate v5.16 | 967 | 6617 | Rate Constraint in lbs/MMBtu | FALSE | L | Annual | Rate | lb/MWh | 0.8058 | 0.8058 | 0.7913 | 0.7913 | 0.7913 | 0.7913 | 0.7913 | 0.7913
NSR Ottumwa Unit 1 SO2 Rate v5.16 | 967 | 6617 | Rate Constraint in lbs/MMBtu | FALSE | L | Annual | Constraint Shadow Price | US2016$/Ton | 0 | 0 | 0 | 0 | 0 | 0 | 0 | 0
NSR Pleasant Prairie 1,2 - NOX Rate Annual v3.1, Unit 4105 and retrofits | 968 | 1947 | Rate Constraint in lbs/MMBtu | FALSE | L | Annual | Seasons Included | Seasons | Winter, WintShld, Summer | Winter, WintShld, Summer | Winter, WintShld, Summer | Winter, WintShld, Summer | Winter, WintShld, Summer | Winter, WintShld, Summer | Winter, WintShld, Summer | Winter, WintShld, Summer
NSR Pleasant Prairie 1,2 - NOX Rate Annual v3.1, Unit 4105 and retrofits | 968 | 1947 | Rate Constraint in lbs/MMBtu | FALSE | L | Annual | Standard NOX | lb/MMBtu | 0.08 | 0.08 | 0.08 | 0.08 | 0.08 | 0.08 | 0.08 | 0.08
NSR Pleasant Prairie 1,2 - NOX Rate Annual v3.1, Unit 4105 and retrofits | 968 | 1947 | Rate Constraint in lbs/MMBtu | FALSE | L | Annual | Emissions at Affected Plants NOX | Thousand Tons | 0 | 0 | 0 | 0 | 0 | 0 | 0 | 0
NSR Pleasant Prairie 1,2 - NOX Rate Annual v3.1, Unit 4105 and retrofits | 968 | 1947 | Rate Constraint in lbs/MMBtu | FALSE | L | Annual | Allowances Purchased NOX | Thousand Tons | 0 | 0 | 0 | 0 | 0 | 0 | 0 | 0
NSR Pleasant Prairie 1,2 - NOX Rate Annual v3.1, Unit 4105 and retrofits | 968 | 1947 | Rate Constraint in lbs/MMBtu | FALSE | L | Annual | Allowances Sold NOX | Thousand Tons | 0 | 0 | 0 | 0 | 0 | 0 | 0 | 0
NSR Pleasant Prairie 1,2 - NOX Rate Annual v3.1, Unit 4105 and retrofits | 968 | 1947 | Rate Constraint in lbs/MMBtu | FALSE | L | Annual | Allowances Banked | Thousand Tons | 0 | 0 | 0 | 0 | 0 | 0 | 0 | 0
NSR Pleasant Prairie 1,2 - NOX Rate Annual v3.1, Unit 4105 and retrofits | 968 | 1947 | Rate Constraint in lbs/MMBtu | FALSE | L | Annual | Allowances Withdrawn (1:1) | Thousand Tons | 0 | 0 | 0 | 0 | 0 | 0 | 0 | 0
NSR Pleasant Prairie 1,2 - NOX Rate Annual v3.1, Unit 4105 and retrofits | 968 | 1947 | Rate Constraint in lbs/MMBtu | FALSE | L | Annual | Allowances Withdrawn (n:1) | Thousand Tons | 0 | 0 | 0 | 0 | 0 | 0 | 0 | 0
NSR Pleasant Prairie 1,2 - NOX Rate Annual v3.1, Unit 4105 and retrofits | 968 | 1947 | Rate Constraint in lbs/MMBtu | FALSE | L | Annual | Net Emissions Allowance Position | Thousand Tons | 0 | 0 | 0 | 0 | 0 | 0 | 0 | 0
NSR Pleasant Prairie 1,2 - NOX Rate Annual v3.1, Unit 4105 and retrofits | 968 | 1947 | Rate Constraint in lbs/MMBtu | FALSE | L | Annual | Fuel Consumed | TBtu | 0 | 0 | 0 | 0 | 0 | 0 | 0 | 0
NSR Pleasant Prairie 1,2 - NOX Rate Annual v3.1, Unit 4105 and retrofits | 968 | 1947 | Rate Constraint in lbs/MMBtu | FALSE | L | Annual | Rate | lb/MMBtu | 0 | 0 | 0 | 0 | 0 | 0 | 0 | 0
NSR Pleasant Prairie 1,2 - NOX Rate Annual v3.1, Unit 4105 and retrofits | 968 | 1947 | Rate Constraint in lbs/MMBtu | FALSE | L | Annual | Generation | TWh | 0 | 0 | 0 | 0 | 0 | 0 | 0 | 0
NSR Pleasant Prairie 1,2 - NOX Rate Annual v3.1, Unit 4105 and retrofits | 968 | 1947 | Rate Constraint in lbs/MMBtu | FALSE | L | Annual | Qualifying Generation | TWh | 0 | 0 | 0 | 0 | 0 | 0 | 0 | 0
NSR Pleasant Prairie 1,2 - NOX Rate Annual v3.1, Unit 4105 and retrofits | 968 | 1947 | Rate Constraint in lbs/MMBtu | FALSE | L | Annual | Rate | lb/MWh | 0 | 0 | 0 | 0 | 0 | 0 | 0 | 0
NSR Pleasant Prairie 1,2 - NOX Rate Annual v3.1, Unit 4105 and retrofits | 968 | 1947 | Rate Constraint in lbs/MMBtu | FALSE | L | Annual | Constraint Shadow Price | US2016$/Ton | 0 | 0 | 0 | 0 | 0 | 0 | 0 | 0
NSR Pleasant Prairie 1,2 - NOX Rate Annual v3.1, Unit 4106 and retrofits | 969 | 1947 | Rate Constraint in lbs/MMBtu | FALSE | L | Annual | Seasons Included | Seasons | Winter, WintShld, Summer | Winter, WintShld, Summer | Winter, WintShld, Summer | Winter, WintShld, Summer | Winter, WintShld, Summer | Winter, WintShld, Summer | Winter, WintShld, Summer | Winter, WintShld, Summer
NSR Pleasant Prairie 1,2 - NOX Rate Annual v3.1, Unit 4106 and retrofits | 969 | 1947 | Rate Constraint in lbs/MMBtu | FALSE | L | Annual | Standard NOX | lb/MMBtu | 0.08 | 0.08 | 0.08 | 0.08 | 0.08 | 0.08 | 0.08 | 0.08
NSR Pleasant Prairie 1,2 - NOX Rate Annual v3.1, Unit 4106 and retrofits | 969 | 1947 | Rate Constraint in lbs/MMBtu | FALSE | L | Annual | Emissions at Affected Plants NOX | Thousand Tons | 0 | 0 | 0 | 0 | 0 | 0 | 0 | 0
NSR Pleasant Prairie 1,2 - NOX Rate Annual v3.1, Unit 4106 and retrofits | 969 | 1947 | Rate Constraint in lbs/MMBtu | FALSE | L | Annual | Allowances Purchased NOX | Thousand Tons | 0 | 0 | 0 | 0 | 0 | 0 | 0 | 0
NSR Pleasant Prairie 1,2 - NOX Rate Annual v3.1, Unit 4106 and retrofits | 969 | 1947 | Rate Constraint in lbs/MMBtu | FALSE | L | Annual | Allowances Sold NOX | Thousand Tons | 0 | 0 | 0 | 0 | 0 | 0 | 0 | 0
NSR Pleasant Prairie 1,2 - NOX Rate Annual v3.1, Unit 4106 and retrofits | 969 | 1947 | Rate Constraint in lbs/MMBtu | FALSE | L | Annual | Allowances Banked | Thousand Tons | 0 | 0 | 0 | 0 | 0 | 0 | 0 | 0
NSR Pleasant Prairie 1,2 - NOX Rate Annual v3.1, Unit 4106 and retrofits | 969 | 1947 | Rate Constraint in lbs/MMBtu | FALSE | L | Annual | Allowances Withdrawn (1:1) | Thousand Tons | 0 | 0 | 0 | 0 | 0 | 0 | 0 | 0
NSR Pleasant Prairie 1,2 - NOX Rate Annual v3.1, Unit 4106 and retrofits | 969 | 1947 | Rate Constraint in lbs/MMBtu | FALSE | L | Annual | Allowances Withdrawn (n:1) | Thousand Tons | 0 | 0 | 0 | 0 | 0 | 0 | 0 | 0
NSR Pleasant Prairie 1,2 - NOX Rate Annual v3.1, Unit 4106 and retrofits | 969 | 1947 | Rate Constraint in lbs/MMBtu | FALSE | L | Annual | Net Emissions Allowance Position | Thousand Tons | 0 | 0 | 0 | 0 | 0 | 0 | 0 | 0
NSR Pleasant Prairie 1,2 - NOX Rate Annual v3.1, Unit 4106 and retrofits | 969 | 1947 | Rate Constraint in lbs/MMBtu | FALSE | L | Annual | Fuel Consumed | TBtu | 0 | 0 | 0 | 0 | 0 | 0 | 0 | 0
NSR Pleasant Prairie 1,2 - NOX Rate Annual v3.1, Unit 4106 and retrofits | 969 | 1947 | Rate Constraint in lbs/MMBtu | FALSE | L | Annual | Rate | lb/MMBtu | 0 | 0 | 0 | 0 | 0 | 0 | 0 | 0
NSR Pleasant Prairie 1,2 - NOX Rate Annual v3.1, Unit 4106 and retrofits | 969 | 1947 | Rate Constraint in lbs/MMBtu | FALSE | L | Annual | Generation | TWh | 0 | 0 | 0 | 0 | 0 | 0 | 0 | 0
NSR Pleasant Prairie 1,2 - NOX Rate Annual v3.1, Unit 4106 and retrofits | 969 | 1947 | Rate Constraint in lbs/MMBtu | FALSE | L | Annual | Qualifying Generation | TWh | 0 | 0 | 0 | 0 | 0 | 0 | 0 | 0
NSR Pleasant Prairie 1,2 - NOX Rate Annual v3.1, Unit 4106 and retrofits | 969 | 1947 | Rate Constraint in lbs/MMBtu | FALSE | L | Annual | Rate | lb/MWh | 0 | 0 | 0 | 0 | 0 | 0 | 0 | 0
NSR Pleasant Prairie 1,2 - NOX Rate Annual v3.1, Unit 4106 and retrofits | 969 | 1947 | Rate Constraint in lbs/MMBtu | FALSE | L | Annual | Constraint Shadow Price | US2016$/Ton | 0 | 0 | 0 | 0 | 0 | 0 | 0 | 0
NSR Pleasant Prairie 1,2 - SO2 Rate Annual v5.16 | 970 | 6627 | Rate Constraint in lbs/MMBtu | FALSE | L | Annual | Seasons Included | Seasons | Winter, WintShld, Summer | Winter, WintShld, Summer | Winter, WintShld, Summer | Winter, WintShld, Summer | Winter, WintShld, Summer | Winter, WintShld, Summer | Winter, WintShld, Summer | Winter, WintShld, Summer
NSR Pleasant Prairie 1,2 - SO2 Rate Annual v5.16 | 970 | 6627 | Rate Constraint in lbs/MMBtu | FALSE | L | Annual | Standard SO2 | lb/MMBtu | 0.08 | 0.08 | 0.08 | 0.08 | 0.08 | 0.08 | 0.08 | 0.08
NSR Pleasant Prairie 1,2 - SO2 Rate Annual v5.16 | 970 | 6627 | Rate Constraint in lbs/MMBtu | FALSE | L | Annual | Emissions at Affected Plants SO2 | Thousand Tons | 0 | 0 | 0 | 0 | 0 | 0 | 0 | 0
NSR Pleasant Prairie 1,2 - SO2 Rate Annual v5.16 | 970 | 6627 | Rate Constraint in lbs/MMBtu | FALSE | L | Annual | Allowances Purchased SO2 | Thousand Tons | 0 | 0 | 0 | 0 | 0 | 0 | 0 | 0
NSR Pleasant Prairie 1,2 - SO2 Rate Annual v5.16 | 970 | 6627 | Rate Constraint in lbs/MMBtu | FALSE | L | Annual | Allowances Sold SO2 | Thousand Tons | 0 | 0 | 0 | 0 | 0 | 0 | 0 | 0
NSR Pleasant Prairie 1,2 - SO2 Rate Annual v5.16 | 970 | 6627 | Rate Constraint in lbs/MMBtu | FALSE | L | Annual | Allowances Banked | Thousand Tons | 0 | 0 | 0 | 0 | 0 | 0 | 0 | 0
NSR Pleasant Prairie 1,2 - SO2 Rate Annual v5.16 | 970 | 6627 | Rate Constraint in lbs/MMBtu | FALSE | L | Annual | Allowances Withdrawn (1:1) | Thousand Tons | 0 | 0 | 0 | 0 | 0 | 0 | 0 | 0
NSR Pleasant Prairie 1,2 - SO2 Rate Annual v5.16 | 970 | 6627 | Rate Constraint in lbs/MMBtu | FALSE | L | Annual | Allowances Withdrawn (n:1) | Thousand Tons | 0 | 0 | 0 | 0 | 0 | 0 | 0 | 0
NSR Pleasant Prairie 1,2 - SO2 Rate Annual v5.16 | 970 | 6627 | Rate Constraint in lbs/MMBtu | FALSE | L | Annual | Net Emissions Allowance Position | Thousand Tons | 0 | 0 | 0 | 0 | 0 | 0 | 0 | 0
NSR Pleasant Prairie 1,2 - SO2 Rate Annual v5.16 | 970 | 6627 | Rate Constraint in lbs/MMBtu | FALSE | L | Annual | Fuel Consumed | TBtu | 0 | 0 | 0 | 0 | 0 | 0 | 0 | 0
NSR Pleasant Prairie 1,2 - SO2 Rate Annual v5.16 | 970 | 6627 | Rate Constraint in lbs/MMBtu | FALSE | L | Annual | Rate | lb/MMBtu | 0 | 0 | 0 | 0 | 0 | 0 | 0 | 0
NSR Pleasant Prairie 1,2 - SO2 Rate Annual v5.16 | 970 | 6627 | Rate Constraint in lbs/MMBtu | FALSE | L | Annual | Generation | TWh | 0 | 0 | 0 | 0 | 0 | 0 | 0 | 0
NSR Pleasant Prairie 1,2 - SO2 Rate Annual v5.16 | 970 | 6627 | Rate Constraint in lbs/MMBtu | FALSE | L | Annual | Qualifying Generation | TWh | 0 | 0 | 0 | 0 | 0 | 0 | 0 | 0
NSR Pleasant Prairie 1,2 - SO2 Rate Annual v5.16 | 970 | 6627 | Rate Constraint in lbs/MMBtu | FALSE | L | Annual | Rate | lb/MWh | 0 | 0 | 0 | 0 | 0 | 0 | 0 | 0
NSR Pleasant Prairie 1,2 - SO2 Rate Annual v5.16 | 970 | 6627 | Rate Constraint in lbs/MMBtu | FALSE | L | Annual | Constraint Shadow Price | US2016$/Ton | 0 | 0 | 0 | 0 | 0 | 0 | 0 | 0
NSR Pleasants 1-3 - NOX Rate Annual v5.16 | 971 | 6633 | Rate Constraint in lbs/MMBtu | FALSE | L | Annual | Seasons Included | Seasons | Winter, WintShld, Summer | Winter, WintShld, Summer | Winter, WintShld, Summer | Winter, WintShld, Summer | Winter, WintShld, Summer | Winter, WintShld, Summer | Winter, WintShld, Summer | Winter, WintShld, Summer
NSR Pleasants 1-3 - NOX Rate Annual v5.16 | 971 | 6633 | Rate Constraint in lbs/MMBtu | FALSE | L | Annual | Standard NOX | lb/MMBtu | 0.25 | 0.25 | 0.25 | 0.25 | 0.25 | 0.25 | 0.25 | 0.25
NSR Pleasants 1-3 - NOX Rate Annual v5.16 | 971 | 6633 | Rate Constraint in lbs/MMBtu | FALSE | L | Annual | Emissions at Affected Plants NOX | Thousand Tons | 6.9441 | 0 | 0 | 0 | 0 | 0 | 0 | 0
NSR Pleasants 1-3 - NOX Rate Annual v5.16 | 971 | 6633 | Rate Constraint in lbs/MMBtu | FALSE | L | Annual | Allowances Purchased NOX | Thousand Tons | 0 | 0 | 0 | 0 | 0 | 0 | 0 | 0
NSR Pleasants 1-3 - NOX Rate Annual v5.16 | 971 | 6633 | Rate Constraint in lbs/MMBtu | FALSE | L | Annual | Allowances Sold NOX | Thousand Tons | 0 | 0 | 0 | 0 | 0 | 0 | 0 | 0
NSR Pleasants 1-3 - NOX Rate Annual v5.16 | 971 | 6633 | Rate Constraint in lbs/MMBtu | FALSE | L | Annual | Allowances Banked | Thousand Tons | 0 | 0 | 0 | 0 | 0 | 0 | 0 | 0
NSR Pleasants 1-3 - NOX Rate Annual v5.16 | 971 | 6633 | Rate Constraint in lbs/MMBtu | FALSE | L | Annual | Allowances Withdrawn (1:1) | Thousand Tons | 0 | 0 | 0 | 0 | 0 | 0 | 0 | 0
NSR Pleasants 1-3 - NOX Rate Annual v5.16 | 971 | 6633 | Rate Constraint in lbs/MMBtu | FALSE | L | Annual | Allowances Withdrawn (n:1) | Thousand Tons | 0 | 0 | 0 | 0 | 0 | 0 | 0 | 0
NSR Pleasants 1-3 - NOX Rate Annual v5.16 | 971 | 6633 | Rate Constraint in lbs/MMBtu | FALSE | L | Annual | Net Emissions Allowance Position | Thousand Tons | 6.9441 | 0 | 0 | 0 | 0 | 0 | 0 | 0
NSR Pleasants 1-3 - NOX Rate Annual v5.16 | 971 | 6633 | Rate Constraint in lbs/MMBtu | FALSE | L | Annual | Fuel Consumed | TBtu | 89.7112 | 0 | 0 | 0 | 0 | 0 | 0 | 0
NSR Pleasants 1-3 - NOX Rate Annual v5.16 | 971 | 6633 | Rate Constraint in lbs/MMBtu | FALSE | L | Annual | Rate | lb/MMBtu | 0.15481 | 0 | 0 | 0 | 0 | 0 | 0 | 0
NSR Pleasants 1-3 - NOX Rate Annual v5.16 | 971 | 6633 | Rate Constraint in lbs/MMBtu | FALSE | L | Annual | Generation | TWh | 8.6816 | 0 | 0 | 0 | 0 | 0 | 0 | 0
NSR Pleasants 1-3 - NOX Rate Annual v5.16 | 971 | 6633 | Rate Constraint in lbs/MMBtu | FALSE | L | Annual | Qualifying Generation | TWh | 8.6816 | 0 | 0 | 0 | 0 | 0 | 0 | 0
NSR Pleasants 1-3 - NOX Rate Annual v5.16 | 971 | 6633 | Rate Constraint in lbs/MMBtu | FALSE | L | Annual | Rate | lb/MWh | 1.5997 | 0 | 0 | 0 | 0 | 0 | 0 | 0
NSR Pleasants 1-3 - NOX Rate Annual v5.16 | 971 | 6633 | Rate Constraint in lbs/MMBtu | FALSE | L | Annual | Constraint Shadow Price | US2016$/Ton | 0 | 0 | 0 | 0 | 0 | 0 | 0 | 0
NSR Pleasants 1-3 - NOX Rate Summer v5.16 | 972 | 6634 | Rate Constraint in lbs/MMBtu | FALSE | L | Annual | Seasons Included | Seasons | Summer | Summer | Summer | Summer | Summer | Summer | Summer | Summer
NSR Pleasants 1-3 - NOX Rate Summer v5.16 | 972 | 6634 | Rate Constraint in lbs/MMBtu | FALSE | L | Annual | Standard NOX | lb/MMBtu | 0.2 | 0.2 | 0.2 | 0.2 | 0.2 | 0.2 | 0.2 | 0.2
NSR Pleasants 1-3 - NOX Rate Summer v5.16 | 972 | 6634 | Rate Constraint in lbs/MMBtu | FALSE | L | Annual | Emissions at Affected Plants NOX | Thousand Tons | 2.7212 | 0 | 0 | 0 | 0 | 0 | 0 | 0
NSR Pleasants 1-3 - NOX Rate Summer v5.16 | 972 | 6634 | Rate Constraint in lbs/MMBtu | FALSE | L | Annual | Allowances Purchased NOX | Thousand Tons | 0 | 0 | 0 | 0 | 0 | 0 | 0 | 0
NSR Pleasants 1-3 - NOX Rate Summer v5.16 | 972 | 6634 | Rate Constraint in lbs/MMBtu | FALSE | L | Annual | Allowances Sold NOX | Thousand Tons | 0 | 0 | 0 | 0 | 0 | 0 | 0 | 0
NSR Pleasants 1-3 - NOX Rate Summer v5.16 | 972 | 6634 | Rate Constraint in lbs/MMBtu | FALSE | L | Annual | Allowances Banked | Thousand Tons | 0 | 0 | 0 | 0 | 0 | 0 | 0 | 0
NSR Pleasants 1-3 - NOX Rate Summer v5.16 | 972 | 6634 | Rate Constraint in lbs/MMBtu | FALSE | L | Annual | Allowances Withdrawn (1:1) | Thousand Tons | 0 | 0 | 0 | 0 | 0 | 0 | 0 | 0
NSR Pleasants 1-3 - NOX Rate Summer v5.16 | 972 | 6634 | Rate Constraint in lbs/MMBtu | FALSE | L | Annual | Allowances Withdrawn (n:1) | Thousand Tons | 0 | 0 | 0 | 0 | 0 | 0 | 0 | 0
NSR Pleasants 1-3 - NOX Rate Summer v5.16 | 972 | 6634 | Rate Constraint in lbs/MMBtu | FALSE | L | Annual | Net Emissions Allowance Position | Thousand Tons | 2.7212 | 0 | 0 | 0 | 0 | 0 | 0 | 0
NSR Pleasants 1-3 - NOX Rate Summer v5.16 | 972 | 6634 | Rate Constraint in lbs/MMBtu | FALSE | L | Annual | Fuel Consumed | TBtu | 35.1551 | 0 | 0 | 0 | 0 | 0 | 0 | 0
NSR Pleasants 1-3 - NOX Rate Summer v5.16 | 972 | 6634 | Rate Constraint in lbs/MMBtu | FALSE | L | Annual | Rate | lb/MMBtu | 0.15481 | 0 | 0 | 0 | 0 | 0 | 0 | 0
NSR Pleasants 1-3 - NOX Rate Summer v5.16 | 972 | 6634 | Rate Constraint in lbs/MMBtu | FALSE | L | Annual | Generation | TWh | 3.4021 | 0 | 0 | 0 | 0 | 0 | 0 | 0
NSR Pleasants 1-3 - NOX Rate Summer v5.16 | 972 | 6634 | Rate Constraint in lbs/MMBtu | FALSE | L | Annual | Qualifying Generation | TWh | 3.4021 | 0 | 0 | 0 | 0 | 0 | 0 | 0
NSR Pleasants 1-3 - NOX Rate Summer v5.16 | 972 | 6634 | Rate Constraint in lbs/MMBtu | FALSE | L | Annual | Rate | lb/MWh | 1.5997 | 0 | 0 | 0 | 0 | 0 | 0 | 0
NSR Pleasants 1-3 - NOX Rate Summer v5.16 | 972 | 6634 | Rate Constraint in lbs/MMBtu | FALSE | L | Annual | Constraint Shadow Price | US2016$/Ton | 0 | 0 | 0 | 0 | 0 | 0 | 0 | 0
NSR Prairie Creek NOX Cap v5.16 | 973 | 6615 | Rate Constraint in MTons | FALSE | L | Annual | Seasons Included | Seasons | Winter, WintShld, Summer | Winter, WintShld, Summer | Winter, WintShld, Summer | Winter, WintShld, Summer | Winter, WintShld, Summer | Winter, WintShld, Summer | Winter, WintShld, Summer | Winter, WintShld, Summer
NSR Prairie Creek NOX Cap v5.16 | 973 | 6615 | Rate Constraint in MTons | FALSE | L | Annual | Standard NOX | Thousand Tons | 2.65 | 2.65 | 2.65 | 1.5 | 1.5 | 1.5 | 1.5 | 1.5
NSR Prairie Creek NOX Cap v5.16 | 973 | 6615 | Rate Constraint in MTons | FALSE | L | Annual | Emissions at Affected Plants NOX | Thousand Tons | 0 | 0.23892 | 0.014295 | 0.015281 | 0.015281 | 0.015281 | 0.016551 | 0
NSR Prairie Creek NOX Cap v5.16 | 973 | 6615 | Rate Constraint in MTons | FALSE | L | Annual | Allowances Purchased NOX | Thousand Tons | 0 | 0 | 0 | 0 | 0 | 0 | 0 | 0
NSR Prairie Creek NOX Cap v5.16 | 973 | 6615 | Rate Constraint in MTons | FALSE | L | Annual | Allowances Sold NOX | Thousand Tons | 0 | 0 | 0 | 0 | 0 | 0 | 0 | 0
NSR Prairie Creek NOX Cap v5.16 | 973 | 6615 | Rate Constraint in MTons | FALSE | L | Annual | Allowances Banked | Thousand Tons | 0 | 0 | 0 | 0 | 0 | 0 | 0 | 0
NSR Prairie Creek NOX Cap v5.16 | 973 | 6615 | Rate Constraint in MTons | FALSE | L | Annual | Allowances Withdrawn (1:1) | Thousand Tons | 0 | 0 | 0 | 0 | 0 | 0 | 0 | 0
NSR Prairie Creek NOX Cap v5.16 | 973 | 6615 | Rate Constraint in MTons | FALSE | L | Annual | Allowances Withdrawn (n:1) | Thousand Tons | 0 | 0 | 0 | 0 | 0 | 0 | 0 | 0
NSR Prairie Creek NOX Cap v5.16 | 973 | 6615 | Rate Constraint in MTons | FALSE | L | Annual | Net Emissions Allowance Position | Thousand Tons | 0 | 0.23892 | 0.014295 | 0.015281 | 0.015281 | 0.015281 | 0.016551 | 0
NSR Prairie Creek NOX Cap v5.16 | 973 | 6615 | Rate Constraint in MTons | FALSE | L | Annual | Fuel Consumed | TBtu | 0 | 1.4547 | 0.087042 | 0.093042 | 0.093042 | 0.093042 | 0.10078 | 0
NSR Prairie Creek NOX Cap v5.16 | 973 | 6615 | Rate Constraint in MTons | FALSE | L | Annual | Rate | lb/MMBtu | 0 | 0.32847 | 0.32847 | 0.32847 | 0.32847 | 0.32847 | 0.32847 | 0
NSR Prairie Creek NOX Cap v5.16 | 973 | 6615 | Rate Constraint in MTons | FALSE | L | Annual | Generation | TWh | 0 | 0.10246 | 0.0061306 | 0.0065531 | 0.0065531 | 0.0065531 | 0.0070978 | 0
NSR Prairie Creek NOX Cap v5.16 | 973 | 6615 | Rate Constraint in MTons | FALSE | L | Annual | Qualifying Generation | TWh | 0 | 0.10246 | 0.0061306 | 0.0065531 | 0.0065531 | 0.0065531 | 0.0070978 | 0
NSR Prairie Creek NOX Cap v5.16 | 973 | 6615 | Rate Constraint in MTons | FALSE | L | Annual | Rate | lb/MWh | 0 | 4.6636 | 4.6636 | 4.6636 | 4.6636 | 4.6636 | 4.6636 | 0
NSR Prairie Creek NOX Cap v5.16 | 973 | 6615 | Rate Constraint in MTons | FALSE | L | Annual | Constraint Shadow Price | US2016$/Ton | 0 | 0 | 0 | 0 | 0 | 0 | 0 | 0
NSR Prairie Creek SO2 Cap v5.16 | 974 | 6624 | Rate Constraint in MTons | FALSE | L | Annual | Seasons Included | Seasons | Winter, WintShld, Summer | Winter, WintShld, Summer | Winter, WintShld, Summer | Winter, WintShld, Summer | Winter, WintShld, Summer | Winter, WintShld, Summer | Winter, WintShld, Summer | Winter, WintShld, Summer
NSR Prairie Creek SO2 Cap v5.16 | 974 | 6624 | Rate Constraint in MTons | FALSE | L | Annual | Standard SO2 | Thousand Tons | 3 | 3 | 3 | 0.1 | 0.1 | 0.1 | 0.1 | 0.1
NSR Prairie Creek SO2 Cap v5.16 | 974 | 6624 | Rate Constraint in MTons | FALSE | L | Annual | Emissions at Affected Plants SO2 | Thousand Tons | 0 | 0.388 | 0.023215 | 0.024815 | 0.024815 | 0.024815 | 0.026878 | 0
NSR Prairie Creek SO2 Cap v5.16 | 974 | 6624 | Rate Constraint in MTons | FALSE | L | Annual | Allowances Purchased SO2 | Thousand Tons | 0 | 0 | 0 | 0 | 0 | 0 | 0 | 0
NSR Prairie Creek SO2 Cap v5.16 | 974 | 6624 | Rate Constraint in MTons | FALSE | L | Annual | Allowances Sold SO2 | Thousand Tons | 0 | 0 | 0 | 0 | 0 | 0 | 0 | 0
NSR Prairie Creek SO2 Cap v5.16 | 974 | 6624 | Rate Constraint in MTons | FALSE | L | Annual | Allowances Banked | Thousand Tons | 0 | 0 | 0 | 0 | 0 | 0 | 0 | 0
NSR Prairie Creek SO2 Cap v5.16 | 974 | 6624 | Rate Constraint in MTons | FALSE | L | Annual | Allowances Withdrawn (1:1) | Thousand Tons | 0 | 0 | 0 | 0 | 0 | 0 | 0 | 0
NSR Prairie Creek SO2 Cap v5.16 | 974 | 6624 | Rate Constraint in MTons | FALSE | L | Annual | Allowances Withdrawn (n:1) | Thousand Tons | 0 | 0 | 0 | 0 | 0 | 0 | 0 | 0
NSR Prairie Creek SO2 Cap v5.16 | 974 | 6624 | Rate Constraint in MTons | FALSE | L | Annual | Net Emissions Allowance Position | Thousand Tons | 0 | 0.388 | 0.023215 | 0.024815 | 0.024815 | 0.024815 | 0.026878 | 0
NSR Prairie Creek SO2 Cap v5.16 | 974 | 6624 | Rate Constraint in MTons | FALSE | L | Annual | Fuel Consumed | TBtu | 0 | 1.4547 | 0.087042 | 0.093042 | 0.093042 | 0.093042 | 0.10078 | 0
NSR Prairie Creek SO2 Cap v5.16 | 974 | 6624 | Rate Constraint in MTons | FALSE | L | Annual | Rate | lb/MMBtu | 0 | 0.53342 | 0.53342 | 0.53342 | 0.53342 | 0.53342 | 0.53342 | 0
NSR Prairie Creek SO2 Cap v5.16 | 974 | 6624 | Rate Constraint in MTons | FALSE | L | Annual | Generation | TWh | 0 | 0.10246 | 0.0061306 | 0.0065531 | 0.0065531 | 0.0065531 | 0.0070978 | 0
NSR Prairie Creek SO2 Cap v5.16 | 974 | 6624 | Rate Constraint in MTons | FALSE | L | Annual | Qualifying Generation | TWh | 0 | 0.10246 | 0.0061306 | 0.0065531 | 0.0065531 | 0.0065531 | 0.0070978 | 0
NSR Prairie Creek SO2 Cap v5.16 | 974 | 6624 | Rate Constraint in MTons | FALSE | L | Annual | Rate | lb/MWh | 0 | 7.5736 | 7.5736 | 7.5736 | 7.5736 | 7.5736 | 7.5736 | 0
NSR Prairie Creek SO2 Cap v5.16 | 974 | 6624 | Rate Constraint in MTons | FALSE | L | Annual | Constraint Shadow Price | US2016$/Ton | 0 | 0 | 0 | 0 | 0 | 0 | 0 | 0
NSR Prairie Creek Unit 3 SO2 Rate v5.16 | 975 | 6622 | Rate Constraint in lbs/MMBtu | FALSE | L | Annual | Seasons Included | Seasons | Winter, WintShld, Summer | Winter, WintShld, Summer | Winter, WintShld, Summer | Winter, WintShld, Summer | Winter, WintShld, Summer | Winter, WintShld, Summer | Winter, WintShld, Summer | Winter, WintShld, Summer
NSR Prairie Creek Unit 3 SO2 Rate v5.16 | 975 | 6622 | Rate Constraint in lbs/MMBtu | FALSE | L | Annual | Standard SO2 | lb/MMBtu | 0.7 | 0.7 | 0.7 | 0.7 | 0.7 | 0.7 | 0.7 | 0.7
NSR Prairie Creek Unit 3 SO2 Rate v5.16 | 975 | 6622 | Rate Constraint in lbs/MMBtu | FALSE | L | Annual | Emissions at Affected Plants SO2 | Thousand Tons | 0 | 0.388 | 0.023215 | 0.024815 | 0.024815 | 0.024815 | 0.026878 | 0
NSR Prairie Creek Unit 3 SO2 Rate v5.16 | 975 | 6622 | Rate Constraint in lbs/MMBtu | FALSE | L | Annual | Allowances Purchased SO2 | Thousand Tons | 0 | 0 | 0 | 0 | 0 | 0 | 0 | 0
NSR Prairie Creek Unit 3 SO2 Rate v5.16 | 975 | 6622 | Rate Constraint in lbs/MMBtu | FALSE | L | Annual | Allowances Sold SO2 | Thousand Tons | 0 | 0 | 0 | 0 | 0 | 0 | 0 | 0
NSR Prairie Creek Unit 3 SO2 Rate v5.16 | 975 | 6622 | Rate Constraint in lbs/MMBtu | FALSE | L | Annual | Allowances Banked | Thousand Tons | 0 | 0 | 0 | 0 | 0 | 0 | 0 | 0
NSR Prairie Creek Unit 3 SO2 Rate v5.16 | 975 | 6622 | Rate Constraint in lbs/MMBtu | FALSE | L | Annual | Allowances Withdrawn (1:1) | Thousand Tons | 0 | 0 | 0 | 0 | 0 | 0 | 0 | 0
NSR Prairie Creek Unit 3 SO2 Rate v5.16 | 975 | 6622 | Rate Constraint in lbs/MMBtu | FALSE | L | Annual | Allowances Withdrawn (n:1) | Thousand Tons | 0 | 0 | 0 | 0 | 0 | 0 | 0 | 0
NSR Prairie Creek Unit 3 SO2 Rate v5.16 | 975 | 6622 | Rate Constraint in lbs/MMBtu | FALSE | L | Annual | Net Emissions Allowance Position | Thousand Tons | 0 | 0.388 | 0.023215 | 0.024815 | 0.024815 | 0.024815 | 0.026878 | 0
NSR Prairie Creek Unit 3 SO2 Rate v5.16 | 975 | 6622 | Rate Constraint in lbs/MMBtu | FALSE | L | Annual | Fuel Consumed | TBtu | 0 | 1.4547 | 0.087042 | 0.093042 | 0.093042 | 0.093042 | 0.10078 | 0
NSR Prairie Creek Unit 3 SO2 Rate v5.16 | 975 | 6622 | Rate Constraint in lbs/MMBtu | FALSE | L | Annual | Rate | lb/MMBtu | 0 | 0.53342 | 0.53342 | 0.53342 | 0.53342 | 0.53342 | 0.53342 | 0
NSR Prairie Creek Unit 3 SO2 Rate v5.16 | 975 | 6622 | Rate Constraint in lbs/MMBtu | FALSE | L | Annual | Generation | TWh | 0 | 0.10246 | 0.0061306 | 0.0065531 | 0.0065531 | 0.0065531 | 0.0070978 | 0
NSR Prairie Creek Unit 3 SO2 Rate v5.16 | 975 | 6622 | Rate Constraint in lbs/MMBtu | FALSE | L | Annual | Qualifying Generation | TWh | 0 | 0.10246 | 0.0061306 | 0.0065531 | 0.0065531 | 0.0065531 | 0.0070978 | 0
NSR Prairie Creek Unit 3 SO2 Rate v5.16 | 975 | 6622 | Rate Constraint in lbs/MMBtu | FALSE | L | Annual | Rate | lb/MWh | 0 | 7.5736 | 7.5736 | 7.5736 | 7.5736 | 7.5736 | 7.5736 | 0
NSR Prairie Creek Unit 3 SO2 Rate v5.16 | 975 | 6622 | Rate Constraint in lbs/MMBtu | FALSE | L | Annual | Constraint Shadow Price | US2016$/Ton | 0 | 0 | 0 | 0 | 0 | 0 | 0 | 0
NSR Prairie Creek Unit 4 SO2 Rate v5.16 | 976 | 6623 | Rate Constraint in lbs/MMBtu | FALSE | L | Annual | Seasons Included | Seasons | Winter, WintShld, Summer | Winter, WintShld, Summer | Winter, WintShld, Summer | Winter, WintShld, Summer | Winter, WintShld, Summer | Winter, WintShld, Summer | Winter, WintShld, Summer | Winter, WintShld, Summer
NSR Prairie Creek Unit 4 SO2 Rate v5.16 | 976 | 6623 | Rate Constraint in lbs/MMBtu | FALSE | L | Annual | Standard SO2 | lb/MMBtu | 0.7 | 0.7 | 0.7 | 0.7 | 0.7 | 0.7 | 0.7 | 0.7
NSR Prairie Creek Unit 4 SO2 Rate v5.16 | 976 | 6623 | Rate Constraint in lbs/MMBtu | FALSE | L | Annual | Emissions at Affected Plants SO2 | Thousand Tons | 0 | 0 | 0 | 0 | 0 | 0 | 0 | 0
NSR Prairie Creek Unit 4 SO2 Rate v5.16 | 976 | 6623 | Rate Constraint in lbs/MMBtu | FALSE | L | Annual | Allowances Purchased SO2 | Thousand Tons | 0 | 0 | 0 | 0 | 0 | 0 | 0 | 0
NSR Prairie Creek Unit 4 SO2 Rate v5.16 | 976 | 6623 | Rate Constraint in lbs/MMBtu | FALSE | L | Annual | Allowances Sold SO2 | Thousand Tons | 0 | 0 | 0 | 0 | 0 | 0 | 0 | 0
NSR Prairie Creek Unit 4 SO2 Rate v5.16 | 976 | 6623 | Rate Constraint in lbs/MMBtu | FALSE | L | Annual | Allowances Banked | Thousand Tons | 0 | 0 | 0 | 0 | 0 | 0 | 0 | 0
NSR Prairie Creek Unit 4 SO2 Rate v5.16 | 976 | 6623 | Rate Constraint in lbs/MMBtu | FALSE | L | Annual | Allowances Withdrawn (1:1) | Thousand Tons | 0 | 0 | 0 | 0 | 0 | 0 | 0 | 0
NSR Prairie Creek Unit 4 SO2 Rate v5.16 | 976 | 6623 | Rate Constraint in lbs/MMBtu | FALSE | L | Annual | Allowances Withdrawn (n:1) | Thousand Tons | 0 | 0 | 0 | 0 | 0 | 0 | 0 | 0
NSR Prairie Creek Unit 4 SO2 Rate v5.16 | 976 | 6623 | Rate Constraint in lbs/MMBtu | FALSE | L | Annual | Net Emissions Allowance Position | Thousand Tons | 0 | 0 | 0 | 0 | 0 | 0 | 0 | 0
NSR Prairie Creek Unit 4 SO2 Rate v5.16 | 976 | 6623 | Rate Constraint in lbs/MMBtu | FALSE | L | Annual | Fuel Consumed | TBtu | 0 | 0 | 0 | 0 | 0 | 0 | 0 | 0
NSR Prairie Creek Unit 4 SO2 Rate v5.16 | 976 | 6623 | Rate Constraint in lbs/MMBtu | FALSE | L | Annual | Rate | lb/MMBtu | 0 | 0 | 0 | 0 | 0 | 0 | 0 | 0
NSR Prairie Creek Unit 4 SO2 Rate v5.16 | 976 | 6623 | Rate Constraint in lbs/MMBtu | FALSE | L | Annual | Generation | TWh | 0 | 0 | 0 | 0 | 0 | 0 | 0 | 0
NSR Prairie Creek Unit 4 SO2 Rate v5.16 | 976 | 6623 | Rate Constraint in lbs/MMBtu | FALSE | L | Annual | Qualifying Generation | TWh | 0 | 0 | 0 | 0 | 0 | 0 | 0 | 0
NSR Prairie Creek Unit 4 SO2 Rate v5.16 | 976 | 6623 | Rate Constraint in lbs/MMBtu | FALSE | L | Annual | Rate | lb/MWh | 0 | 0 | 0 | 0 | 0 | 0 | 0 | 0
NSR Prairie Creek Unit 4 SO2 Rate v5.16 | 976 | 6623 | Rate Constraint in lbs/MMBtu | FALSE | L | Annual | Constraint Shadow Price | US2016$/Ton | 0 | 0 | 0 | 0 | 0 | 0 | 0 | 0
NSR Rapids 5,6 - NOX Rate Annual v5.14 | 977 | 6974 | Rate Constraint in lbs/MMBtu | FALSE | L | Annual | Seasons Included | Seasons | Winter, WintShld, Summer | Winter, WintShld, Summer | Winter, WintShld, Summer | Winter, WintShld, Summer | Winter, WintShld, Summer | Winter, WintShld, Summer | Winter, WintShld, Summer | Winter, WintShld, Summer
NSR Rapids 5,6 - NOX Rate Annual v5.14 | 977 | 6974 | Rate Constraint in lbs/MMBtu | FALSE | L | Annual | Standard NOX | lb/MMBtu | 0.44927 | 0.44927 | 0.44927 | 0.44927 | 0.44927 | 0.44927 | 0.44927 | 0.44927
NSR Rapids 5,6 - NOX Rate Annual v5.14 | 977 | 6974 | Rate Constraint in lbs/MMBtu | FALSE | L | Annual | Emissions at Affected Plants NOX | Thousand Tons | 0 | 0 | 0 | 0 | 0 | 0 | 0 | 0
NSR Rapids 5,6 - NOX Rate Annual v5.14 | 977 | 6974 | Rate Constraint in lbs/MMBtu | FALSE | L | Annual | Allowances Purchased NOX | Thousand Tons | 0 | 0 | 0 | 0 | 0 | 0 | 0 | 0
NSR Rapids 5,6 - NOX Rate Annual v5.14 | 977 | 6974 | Rate Constraint in lbs/MMBtu | FALSE | L | Annual | Allowances Sold NOX | Thousand Tons | 0 | 0 | 0 | 0 | 0 | 0 | 0 | 0
NSR Rapids 5,6 - NOX Rate Annual v5.14 | 977 | 6974 | Rate Constraint in lbs/MMBtu | FALSE | L | Annual | Allowances Banked | Thousand Tons | 0 | 0 | 0 | 0 | 0 | 0 | 0 | 0
NSR Rapids 5,6 - NOX Rate Annual v5.14 | 977 | 6974 | Rate Constraint in lbs/MMBtu | FALSE | L | Annual | Allowances Withdrawn (1:1) | Thousand Tons | 0 | 0 | 0 | 0 | 0 | 0 | 0 | 0
NSR Rapids 5,6 - NOX Rate Annual v5.14 | 977 | 6974 | Rate Constraint in lbs/MMBtu | FALSE | L | Annual | Allowances Withdrawn (n:1) | Thousand Tons | 0 | 0 | 0 | 0 | 0 | 0 | 0 | 0
NSR Rapids 5,6 - NOX Rate Annual v5.14 | 977 | 6974 | Rate Constraint in lbs/MMBtu | FALSE | L | Annual | Net Emissions Allowance Position | Thousand Tons | 0 | 0 | 0 | 0 | 0 | 0 | 0 | 0
NSR Rapids 5,6 - NOX Rate Annual v5.14 | 977 | 6974 | Rate Constraint in lbs/MMBtu | FALSE | L | Annual | Fuel Consumed | TBtu | 0 | 0 | 0 | 0 | 0 | 0 | 0 | 0
NSR Rapids 5,6 - NOX Rate Annual v5.14 | 977 | 6974 | Rate Constraint in lbs/MMBtu | FALSE | L | Annual | Rate | lb/MMBtu | 0 | 0 | 0 | 0 | 0 | 0 | 0 | 0
NSR Rapids 5,6 - NOX Rate Annual v5.14 | 977 | 6974 | Rate Constraint in lbs/MMBtu | FALSE | L | Annual | Generation | TWh | 0 | 0 | 0 | 0 | 0 | 0 | 0 | 0
NSR Rapids 5,6 - NOX Rate Annual v5.14 | 977 | 6974 | Rate Constraint in lbs/MMBtu | FALSE | L | Annual | Qualifying Generation | TWh | 0 | 0 | 0 | 0 | 0 | 0 | 0 | 0
NSR Rapids 5,6 - NOX Rate Annual v5.14 | 977 | 6974 | Rate Constraint in lbs/MMBtu | FALSE | L | Annual | Rate | lb/MWh | 0 | 0 | 0 | 0 | 0 | 0 | 0 | 0
NSR Rapids 5,6 - NOX Rate Annual v5.14 | 977 | 6974 | Rate Constraint in lbs/MMBtu | FALSE | L | Annual | Constraint Shadow Price | US2016$/Ton | 0 | 0 | 0 | 0 | 0 | 0 | 0 | 0
NSR Rapids 5,6 - SO2 Rate Annual v5.14 | 978 | 6975 | Rate Constraint in lbs/MMBtu | FALSE | L | Annual | Seasons Included | Seasons | Winter, WintShld, Summer | Winter, WintShld, Summer | Winter, WintShld, Summer | Winter, WintShld, Summer | Winter, WintShld, Summer | Winter, WintShld, Summer | Winter, WintShld, Summer | Winter, WintShld, Summer
NSR Rapids 5,6 - SO2 Rate Annual v5.14 | 978 | 6975 | Rate Constraint in lbs/MMBtu | FALSE | L | Annual | Standard SO2 | lb/MMBtu | 0.15 | 0.15 | 0.15 | 0.15 | 0.15 | 0.15 | 0.15 | 0.15
NSR Rapids 5,6 - SO2 Rate Annual v5.14 | 978 | 6975 | Rate Constraint in lbs/MMBtu | FALSE | L | Annual | Emissions at Affected Plants SO2 | Thousand Tons | 0 | 0 | 0 | 0 | 0 | 0 | 0 | 0
NSR Rapids 5,6 - SO2 Rate Annual v5.14 | 978 | 6975 | Rate Constraint in lbs/MMBtu | FALSE | L | Annual | Allowances Purchased SO2 | Thousand Tons | 0 | 0 | 0 | 0 | 0 | 0 | 0 | 0
NSR Rapids 5,6 - SO2 Rate Annual v5.14 | 978 | 6975 | Rate Constraint in lbs/MMBtu | FALSE | L | Annual | Allowances Sold SO2 | Thousand Tons | 0 | 0 | 0 | 0 | 0 | 0 | 0 | 0
NSR Rapids 5,6 - SO2 Rate Annual v5.14 | 978 | 6975 | Rate Constraint in lbs/MMBtu | FALSE | L | Annual | Allowances Banked | Thousand Tons | 0 | 0 | 0 | 0 | 0 | 0 | 0 | 0
NSR Rapids 5,6 - SO2 Rate Annual v5.14 | 978 | 6975 | Rate Constraint in lbs/MMBtu | FALSE | L | Annual | Allowances Withdrawn (1:1) | Thousand Tons | 0 | 0 | 0 | 0 | 0 | 0 | 0 | 0
NSR Rapids 5,6 - SO2 Rate Annual v5.14 | 978 | 6975 | Rate Constraint in lbs/MMBtu | FALSE | L | Annual | Allowances Withdrawn (n:1) | Thousand Tons | 0 | 0 | 0 | 0 | 0 | 0 | 0 | 0
NSR Rapids 5,6 - SO2 Rate Annual v5.14 | 978 | 6975 | Rate Constraint in lbs/MMBtu | FALSE | L | Annual | Net Emissions Allowance Position | Thousand Tons | 0 | 0 | 0 | 0 | 0 | 0 | 0 | 0
NSR Rapids 5,6 - SO2 Rate Annual v5.14 | 978 | 6975 | Rate Constraint in lbs/MMBtu | FALSE | L | Annual | Fuel Consumed | TBtu | 0 | 0 | 0 | 0 | 0 | 0 | 0 | 0
NSR Rapids 5,6 - SO2 Rate Annual v5.14 | 978 | 6975 | Rate Constraint in lbs/MMBtu | FALSE | L | Annual | Rate | lb/MMBtu | 0 | 0 | 0 | 0 | 0 | 0 | 0 | 0
NSR Rapids 5,6 - SO2 Rate Annual v5.14 | 978 | 6975 | Rate Constraint in lbs/MMBtu | FALSE | L | Annual | Generation | TWh | 0 | 0 | 0 | 0 | 0 | 0 | 0 | 0
NSR Rapids 5,6 - SO2 Rate Annual v5.14 | 978 | 6975 | Rate Constraint in lbs/MMBtu | FALSE | L | Annual | Qualifying Generation | TWh | 0 | 0 | 0 | 0 | 0 | 0 | 0 | 0
NSR Rapids 5,6 - SO2 Rate Annual v5.14 | 978 | 6975 | Rate Constraint in lbs/MMBtu | FALSE | L | Annual | Rate | lb/MWh | 0 | 0 | 0 | 0 | 0 | 0 | 0 | 0
NSR Rapids 5,6 - SO2 Rate Annual v5.14 | 978 | 6975 | Rate Constraint in lbs/MMBtu | FALSE | L | Annual | Constraint Shadow Price | US2016$/Ton | 0 | 0 | 0 | 0 | 0 | 0 | 0 | 0
NSR Rockport 1 & 2 - SO2 Cap Annual v5.13 | 979 | 5898 | Rate Constraint in MTons | FALSE | L | Annual | Seasons Included | Seasons | Winter, WintShld, Summer | Winter, WintShld, Summer | Winter, WintShld, Summer | Winter, WintShld, Summer | Winter, WintShld, Summer | Winter, WintShld, Summer | Winter, WintShld, Summer | Winter, WintShld, Summer
NSR Rockport 1 & 2 - SO2 Cap Annual v5.13 | 979 | 5898 | Rate Constraint in MTons | FALSE | L | Annual | Standard SO2 | Thousand Tons | 22 | 22 | 22 | 10 | 10 | 10 | 10 | 10
NSR Rockport 1 & 2 - SO2 Cap Annual v5.13 | 979 | 5898 | Rate Constraint in MTons | FALSE | L | Annual | Emissions at Affected Plants SO2 | Thousand Tons | 0 | 4.9317 | 2.6631 | 0.87679 | 0 | 0 | 0 | 0
NSR Rockport 1 & 2 - SO2 Cap Annual v5.13 | 979 | 5898 | Rate Constraint in MTons | FALSE | L | Annual | Allowances Purchased SO2 | Thousand Tons | 0 | 0 | 0 | 0 | 0 | 0 | 0 | 0
NSR Rockport 1 & 2 - SO2 Cap Annual v5.13 | 979 | 5898 | Rate Constraint in MTons | FALSE | L | Annual | Allowances Sold SO2 | Thousand Tons | 0 | 0 | 0 | 0 | 0 | 0 | 0 | 0
NSR Rockport 1 & 2 - SO2 Cap Annual v5.13 | 979 | 5898 | Rate Constraint in MTons | FALSE | L | Annual | Allowances Banked | Thousand Tons | 0 | 0 | 0 | 0 | 0 | 0 | 0 | 0
NSR Rockport 1 & 2 - SO2 Cap Annual v5.13 | 979 | 5898 | Rate Constraint in MTons | FALSE | L | Annual | Allowances Withdrawn (1:1) | Thousand Tons | 0 | 0 | 0 | 0 | 0 | 0 | 0 | 0
NSR Rockport 1 & 2 - SO2 Cap Annual v5.13 | 979 | 5898 | Rate Constraint in MTons | FALSE | L | Annual | Allowances Withdrawn (n:1) | Thousand Tons | 0 | 0 | 0 | 0 | 0 | 0 | 0 | 0
NSR Rockport 1 & 2 - SO2 Cap Annual v5.13 | 979 | 5898 | Rate Constraint in MTons | FALSE | L | Annual | Net Emissions Allowance Position | Thousand Tons | 0 | 4.9317 | 2.6631 | 0.87679 | 0 | 0 | 0 | 0
NSR Rockport 1 & 2 - SO2 Cap Annual v5.13 | 979 | 5898 | Rate Constraint in MTons | FALSE | L | Annual | Fuel Consumed | TBtu | 0 | 30.935 | 30.935 | 30.6875 | 0 | 0 | 0 | 0
NSR Rockport 1 & 2 - SO2 Cap Annual v5.13 | 979 | 5898 | Rate Constraint in MTons | FALSE | L | Annual | Rate | lb/MMBtu | 0 | 0.31884 | 0.17217 | 0.057143 | 0 | 0 | 0 | 0
NSR Rockport 1 & 2 - SO2 Cap Annual v5.13 | 979 | 5898 | Rate Constraint in MTons | FALSE | L | Annual | Generation | TWh | 0 | 2.9912 | 3.0153 | 2.9912 | 0 | 0 | 0 | 0
NSR Rockport 1 & 2 - SO2 Cap Annual v5.13 | 979 | 5898 | Rate Constraint in MTons | FALSE | L | Annual | Qualifying Generation | TWh | 0 | 2.9912 | 3.0153 | 2.9912 | 0 | 0 | 0 | 0
NSR Rockport 1 & 2 - SO2 Cap Annual v5.13 | 979 | 5898 | Rate Constraint in MTons | FALSE | L | Annual | Rate | lb/MWh | 0 | 3.2975 | 1.7664 | 0.58624 | 0 | 0 | 0 | 0
NSR Rockport 1 & 2 - SO2 Cap Annual v5.13 | 979 | 5898 | Rate Constraint in MTons | FALSE | L | Annual | Constraint Shadow Price | US2016$/Ton | 0 | 0 | 0 | 0 | 0 | 0 | 0 | 0
NSR Santee Cooper - NOX Cap Annual v3.1 | 980 | 1857 | Rate Constraint in MTons | FALSE | L | Annual | Seasons Included | Seasons | Winter, WintShld, Summer | Winter, WintShld, Summer | Winter, WintShld, Summer | Winter, WintShld, Summer | Winter, WintShld, Summer | Winter, WintShld, Summer | Winter, WintShld, Summer | Winter, WintShld, Summer
NSR Santee Cooper - NOX Cap Annual v3.1 | 980 | 1857 | Rate Constraint in MTons | FALSE | L | Annual | Standard NOX | Thousand Tons | 20 | 20 | 20 | 20 | 20 | 20 | 20 | 20
NSR Santee Cooper - NOX Cap Annual v3.1 | 980 | 1857 | Rate Constraint in MTons | FALSE | L | Annual | Emissions at Affected Plants NOX | Thousand Tons | 4.1495 | 3.8871 | 4.1741 | 3.1236 | 2.9601 | 3.1514 | 3.3041 | 3.2854
NSR Santee Cooper - NOX Cap Annual v3.1 | 980 | 1857 | Rate Constraint in MTons | FALSE | L | Annual | Allowances Purchased NOX | Thousand Tons | 0 | 0 | 0 | 0 | 0 | 0 | 0 | 0
NSR Santee Cooper - NOX Cap Annual v3.1 | 980 | 1857 | Rate Constraint in MTons | FALSE | L | Annual | Allowances Sold NOX | Thousand Tons | 0 | 0 | 0 | 0 | 0 | 0 | 0 | 0
NSR Santee Cooper - NOX Cap Annual v3.1 | 980 | 1857 | Rate Constraint in MTons | FALSE | L | Annual | Allowances Banked | Thousand Tons | 0 | 0 | 0 | 0 | 0 | 0 | 0 | 0
NSR Santee Cooper - NOX Cap Annual v3.1 | 980 | 1857 | Rate Constraint in MTons | FALSE | L | Annual | Allowances Withdrawn (1:1) | Thousand Tons | 0 | 0 | 0 | 0 | 0 | 0 | 0 | 0
NSR Santee Cooper - NOX Cap Annual v3.1 | 980 | 1857 | Rate Constraint in MTons | FALSE | L | Annual | Allowances Withdrawn (n:1) | Thousand Tons | 0 | 0 | 0 | 0 | 0 | 0 | 0 | 0
NSR Santee Cooper - NOX Cap Annual v3.1 | 980 | 1857 | Rate Constraint in MTons | FALSE | L | Annual | Net Emissions Allowance Position | Thousand Tons | 4.1495 | 3.8871 | 4.1741 | 3.1236 | 2.9601 | 3.1514 | 3.3041 | 3.2854
NSR Santee Cooper - NOX Cap Annual v3.1 | 980 | 1857 | Rate Constraint in MTons | FALSE | L | Annual | Fuel Consumed | TBtu | 116.3607 | 108.9135 | 117.1794 | 86.2048 | 81.8738 | 87.5887 | 91.9894 | 91.4721
NSR Santee Cooper - NOX Cap Annual v3.1 | 980 | 1857 | Rate Constraint in MTons | FALSE | L | Annual | Rate | lb/MMBtu | 0.071321 | 0.071379 | 0.071243 | 0.072469 | 0.072309 | 0.07196 | 0.071837 | 0.071835
NSR Santee Cooper - NOX Cap Annual v3.1 | 980 | 1857 | Rate Constraint in MTons | FALSE | L | Annual | Generation | TWh | 11.7066 | 10.979 | 11.8542 | 8.6735 | 8.2402 | 8.8351 | 9.2763 | 9.2251
NSR Santee Cooper - NOX Cap Annual v3.1 | 980 | 1857 | Rate Constraint in MTons | FALSE | L | Annual | Qualifying Generation | TWh | 11.7066 | 10.979 | 11.8542 | 8.6735 | 8.2402 | 8.8351 | 9.2763 | 9.2251
NSR Santee Cooper - NOX Cap Annual v3.1 | 980 | 1857 | Rate Constraint in MTons | FALSE | L | Annual | Rate | lb/MWh | 0.70891 | 0.70809 | 0.70424 | 0.72025 | 0.71846 | 0.71339 | 0.71238 | 0.71228
NSR Santee Cooper - NOX Cap Annual v3.1 | 980 | 1857 | Rate Constraint in MTons | FALSE | L | Annual | Constraint Shadow Price | US2016$/Ton | 0 | 0 | 0 | 0 | 0 | 0 | 0 | 0
NSR Santee Cooper - NOX Rate Annual v3.1 | 981 | 1858 | Rate Constraint in lbs/MMBtu | FALSE | L | Annual | Seasons Included | Seasons | Winter, WintShld, Summer | Winter, WintShld, Summer | Winter, WintShld, Summer | Winter, WintShld, Summer | Winter, WintShld, Summer | Winter, WintShld, Summer | Winter, WintShld, Summer | Winter, WintShld, Summer
NSR Santee Cooper - NOX Rate Annual v3.1 | 981 | 1858 | Rate Constraint in lbs/MMBtu | FALSE | L | Annual | Standard NOX | lb/MMBtu | 0.15 | 0.15 | 0.15 | 0.15 | 0.15 | 0.15 | 0.15 | 0.15
NSR Santee Cooper - NOX Rate Annual v3.1 | 981 | 1858 | Rate Constraint in lbs/MMBtu | FALSE | L | Annual | Emissions at Affected Plants NOX | Thousand Tons | 4.1495 | 3.8871 | 4.1741 | 3.1236 | 2.9601 | 3.1514 | 3.3041 | 3.2854
NSR Santee Cooper - NOX Rate Annual v3.1 | 981 | 1858 | Rate Constraint in lbs/MMBtu | FALSE | L | Annual | Allowances Purchased NOX | Thousand Tons | 0 | 0 | 0 | 0 | 0 | 0 | 0 | 0
NSR Santee Cooper - NOX Rate Annual v3.1 | 981 | 1858 | Rate Constraint in lbs/MMBtu | FALSE | L | Annual | Allowances Sold NOX | Thousand Tons | 0 | 0 | 0 | 0 | 0 | 0 | 0 | 0
NSR Santee Cooper - NOX Rate Annual v3.1 | 981 | 1858 | Rate Constraint in lbs/MMBtu | FALSE | L | Annual | Allowances Banked | Thousand Tons | 0 | 0 | 0 | 0 | 0 | 0 | 0 | 0
NSR Santee Cooper - NOX Rate Annual v3.1 | 981 | 1858 | Rate Constraint in lbs/MMBtu | FALSE | L | Annual | Allowances Withdrawn (1:1) | Thousand Tons | 0 | 0 | 0 | 0 | 0 | 0 | 0 | 0
NSR Santee Cooper - NOX Rate Annual v3.1 | 981 | 1858 | Rate Constraint in lbs/MMBtu | FALSE | L | Annual | Allowances Withdrawn (n:1) | Thousand Tons | 0 | 0 | 0 | 0 | 0 | 0 | 0 | 0
NSR Santee Cooper - NOX Rate Annual v3.1 | 981 | 1858 | Rate Constraint in lbs/MMBtu | FALSE | L | Annual | Net Emissions Allowance Position | Thousand Tons | 4.1495 | 3.8871 | 4.1741 | 3.1236 | 2.9601 | 3.1514 | 3.3041 | 3.2854
NSR Santee Cooper - NOX Rate Annual v3.1 | 981 | 1858 | Rate Constraint in lbs/MMBtu | FALSE | L | Annual | Fuel Consumed | TBtu | 116.3607 | 108.9135 | 117.1794 | 86.2048 | 81.8738 | 87.5887 | 91.9894 | 91.4721
NSR Santee Cooper - NOX Rate Annual v3.1 | 981 | 1858 | Rate Constraint in lbs/MMBtu | FALSE | L | Annual | Rate | lb/MMBtu | 0.071321 | 0.071379 | 0.071243 | 0.072469 | 0.072309 | 0.07196 | 0.071837 | 0.071835
NSR Santee Cooper - NOX Rate Annual v3.1 | 981 | 1858 | Rate Constraint in lbs/MMBtu | FALSE | L | Annual | Generation | TWh | 11.7066 | 10.979 | 11.8542 | 8.6735 | 8.2402 | 8.8351 | 9.2763 | 9.2251
NSR Santee Cooper - NOX Rate Annual v3.1 | 981 | 1858 | Rate Constraint in lbs/MMBtu | FALSE | L | Annual | Qualifying Generation | TWh | 11.7066 | 10.979 | 11.8542 | 8.6735 | 8.2402 | 8.8351 | 9.2763 | 9.2251
NSR Santee Cooper - NOX Rate Annual v3.1 | 981 | 1858 | Rate Constraint in lbs/MMBtu | FALSE | L | Annual | Rate | lb/MWh | 0.70891 | 0.70809 | 0.70424 | 0.72025 | 0.71846 | 0.71339 | 0.71238 | 0.71228
NSR Santee Cooper - NOX Rate Annual v3.1 | 981 | 1858 | Rate Constraint in lbs/MMBtu | FALSE | L | Annual | Constraint Shadow Price | US2016$/Ton | 0 | 0 | 0 | 0 | 0 | 0 | 0 | 0
NSR Santee Cooper - SO2 Cap Annual v3.1 | 982 | 1859 | Rate Constraint in MTons | FALSE | L | Annual | Seasons Included | Seasons | Winter, WintShld, Summer | Winter, WintShld, Summer | Winter, WintShld, Summer | Winter, WintShld, Summer | Winter, WintShld, Summer | Winter, WintShld, Summer | Winter, WintShld, Summer | Winter, WintShld, Summer
NSR Santee Cooper - SO2 Cap Annual v3.1 | 982 | 1859 | Rate Constraint in MTons | FALSE | L | Annual | Standard SO2 | Thousand Tons | 65 | 65 | 65 | 65 | 65 | 65 | 65 | 65
NSR Santee Cooper - SO2 Cap Annual v3.1 | 982 | 1859 | Rate Constraint in MTons | FALSE | L | Annual | Emissions at Affected Plants SO2 | Thousand Tons | 9.6326 | 10.5719 | 11.4902 | 7.5447 | 7.0925 | 7.4892 | 8.1661 | 9.0645
NSR Santee Cooper - SO2 Cap Annual v3.1 | 982 | 1859 | Rate Constraint in MTons | FALSE | L | Annual | Allowances Purchased SO2 | Thousand Tons | 0 | 0 | 0 | 0 | 0 | 0 | 0 | 0
NSR Santee Cooper - SO2 Cap Annual v3.1 | 982 | 1859 | Rate Constraint in MTons | FALSE | L | Annual | Allowances Sold SO2 | Thousand Tons | 0 | 0 | 0 | 0 | 0 | 0 | 0 | 0
NSR Santee Cooper - SO2 Cap Annual v3.1 | 982 | 1859 | Rate Constraint in MTons | FALSE | L | Annual | Allowances Banked | Thousand Tons | 0 | 0 | 0 | 0 | 0 | 0 | 0 | 0
NSR Santee Cooper - SO2 Cap Annual v3.1 | 982 | 1859 | Rate Constraint in MTons | FALSE | L | Annual | Allowances Withdrawn (1:1) | Thousand Tons | 0 | 0 | 0 | 0 | 0 | 0 | 0 | 0
NSR Santee Cooper - SO2 Cap Annual v3.1 | 982 | 1859 | Rate Constraint in MTons | FALSE | L | Annual | Allowances Withdrawn (n:1) | Thousand Tons | 0 | 0 | 0 | 0 | 0 | 0 | 0 | 0
NSR Santee Cooper - SO2 Cap Annual v3.1 | 982 | 1859 | Rate Constraint in MTons | FALSE | L | Annual | Net Emissions Allowance Position | Thousand Tons | 9.6326 | 10.5719 | 11.4902 | 7.5447 | 7.0925 | 7.4892 | 8.1661 | 9.0645
NSR Santee Cooper - SO2 Cap Annual v3.1 | 982 | 1859 | Rate Constraint in MTons | FALSE | L | Annual | Fuel Consumed | TBtu | 116.3607 | 108.9135 | 117.1794 | 86.2048 | 81.8738 | 87.5887 | 91.9894 | 91.4721
NSR Santee Cooper - SO2 Cap Annual v3.1 | 982 | 1859 | Rate Constraint in MTons | FALSE | L | Annual | Rate | lb/MMBtu | 0.16557 | 0.19413 | 0.19611 | 0.17504 | 0.17325 | 0.17101 | 0.17755 | 0.19819
NSR Santee Cooper - SO2 Cap Annual v3.1 | 982 | 1859 | Rate Constraint in MTons | FALSE | L | Annual | Generation | TWh | 11.7066 | 10.979 | 11.8542 | 8.6735 | 8.2402 | 8.8351 | 9.2763 | 9.2251
NSR Santee Cooper - SO2 Cap Annual v3.1 | 982 | 1859 | Rate Constraint in MTons | FALSE | L | Annual | Qualifying Generation | TWh | 11.7066 | 10.979 | 11.8542 | 8.6735 | 8.2402 | 8.8351 | 9.2763 | 9.2251
NSR Santee Cooper - SO2 Cap Annual v3.1 | 982 | 1859 | Rate Constraint in MTons | FALSE | L | Annual | Rate | lb/MWh | 1.6457 | 1.9258 | 1.9386 | 1.7397 | 1.7214 | 1.6953 | 1.7606 | 1.9652
NSR Santee Cooper - SO2 Cap Annual v3.1 | 982 | 1859 | Rate Constraint in MTons | FALSE | L | Annual | Constraint Shadow Price | US2016$/Ton | 0 | 0 | 0 | 0 | 0 | 0 | 0 | 0
NSR Santee Cooper - SO2 Rate Annual v3.1 | 983 | 1860 | Rate Constraint in lbs/MMBtu | FALSE | L | Annual | Seasons Included | Seasons | Winter, WintShld, Summer | Winter, WintShld, Summer | Winter, WintShld, Summer | Winter, WintShld, Summer | Winter, WintShld, Summer | Winter, WintShld, Summer | Winter, WintShld, Summer | Winter, WintShld, Summer
NSR Santee Cooper - SO2 Rate Annual v3.1 | 983 | 1860 | Rate Constraint in lbs/MMBtu | FALSE | L | Annual | Standard SO2 | lb/MMBtu | 0.5 | 0.5 | 0.5 | 0.5 | 0.5 | 0.5 | 0.5 | 0.5
NSR Santee Cooper - SO2 Rate Annual v3.1 | 983 | 1860 | Rate Constraint in lbs/MMBtu | FALSE | L | Annual | Emissions at Affected Plants SO2 | Thousand Tons | 9.6326 | 10.5719 | 11.4902 | 7.5447 | 7.0925 | 7.4892 | 8.1661 | 9.0645
NSR Santee Cooper - SO2 Rate Annual v3.1 | 983 | 1860 | Rate Constraint in lbs/MMBtu | FALSE | L | Annual | Allowances Purchased SO2 | Thousand Tons | 0 | 0 | 0 | 0 | 0 | 0 | 0 | 0
NSR Santee Cooper - SO2 Rate Annual v3.1 | 983 | 1860 | Rate Constraint in lbs/MMBtu | FALSE | L | Annual | Allowances Sold SO2 | Thousand Tons | 0 | 0 | 0 | 0 | 0 | 0 | 0 | 0
NSR Santee Cooper - SO2 Rate Annual v3.1 | 983 | 1860 | Rate Constraint in lbs/MMBtu | FALSE | L | Annual | Allowances Banked | Thousand Tons | 0 | 0 | 0 | 0 | 0 | 0 | 0 | 0
NSR Santee Cooper - SO2 Rate Annual v3.1 | 983 | 1860 | Rate Constraint in lbs/MMBtu | FALSE | L | Annual | Allowances Withdrawn (1:1) | Thousand Tons | 0 | 0 | 0 | 0 | 0 | 0 | 0 | 0
NSR Santee Cooper - SO2 Rate Annual v3.1 | 983 | 1860 | Rate Constraint in lbs/MMBtu | FALSE | L | Annual | Allowances Withdrawn (n:1) | Thousand Tons | 0 | 0 | 0 | 0 | 0 | 0 | 0 | 0
NSR Santee Cooper - SO2 Rate Annual v3.1 | 983 | 1860 | Rate Constraint in lbs/MMBtu | FALSE | L | Annual | Net Emissions Allowance Position | Thousand Tons | 9.6326 | 10.5719 | 11.4902 | 7.5447 | 7.0925 | 7.4892 | 8.1661 | 9.0645
NSR Santee Cooper - SO2 Rate Annual v3.1 | 983 | 1860 | Rate Constraint in lbs/MMBtu | FALSE | L | Annual | Fuel Consumed | TBtu | 116.3607 | 108.9135 | 117.1794 | 86.2048 | 81.8738 | 87.5887 | 91.9894 | 91.4721
NSR Santee Cooper - SO2 Rate Annual v3.1 | 983 | 1860 | Rate Constraint in lbs/MMBtu | FALSE | L | Annual | Rate | lb/MMBtu | 0.16557 | 0.19413 | 0.19611 | 0.17504 | 0.17325 | 0.17101 | 0.17755 | 0.19819
NSR Santee Cooper - SO2 Rate Annual v3.1 | 983 | 1860 | Rate Constraint in lbs/MMBtu | FALSE | L | Annual | Generation | TWh | 11.7066 | 10.979 | 11.8542 | 8.6735 | 8.2402 | 8.8351 | 9.2763 | 9.2251
NSR Santee Cooper - SO2 Rate Annual v3.1 | 983 | 1860 | Rate Constraint in lbs/MMBtu | FALSE | L | Annual | Qualifying Generation | TWh | 11.7066 | 10.979 | 11.8542 | 8.6735 | 8.2402 | 8.8351 | 9.2763 | 9.2251
NSR Santee Cooper - SO2 Rate Annual v3.1 | 983 | 1860 | Rate Constraint in lbs/MMBtu | FALSE | L | Annual | Rate | lb/MWh | 1.6457 | 1.9258 | 1.9386 | 1.7397 | 1.7214 | 1.6953 | 1.7606 | 1.9652
NSR Santee Cooper - SO2 Rate Annual v3.1 | 983 | 1860 | Rate Constraint in lbs/MMBtu | FALSE | L | Annual | Constraint Shadow Price | US2016$/Ton | 0 | 0 | 0 | 0 | 0 | 0 | 0 | 0
NSR Schahfer 14 - NOX Rate Annual v4.11, Unit 5447 and retrofits | 984 | 2304 | Rate Constraint in lbs/MMBtu | FALSE | L | Annual | Seasons Included | Seasons | Winter, WintShld, Summer | Winter, WintShld, Summer | Winter, WintShld, Summer | Winter, WintShld, Summer | Winter, WintShld, Summer | Winter, WintShld, Summer | Winter, WintShld, Summer | Winter, WintShld, Summer
NSR Schahfer 14 - NOX Rate Annual v4.11, Unit 5447 and retrofits | 984 | 2304 | Rate Constraint in lbs/MMBtu | FALSE | L | Annual | Standard NOX | lb/MMBtu | 0.1 | 0.1 | 0.1 | 0.1 | 0.1 | 0.1 | 0.1 | 0.1
NSR Schahfer 14 - NOX Rate Annual v4.11, Unit 5447 and retrofits | 984 | 2304 | Rate Constraint in lbs/MMBtu | FALSE | L | Annual | Emissions at Affected Plants NOX | Thousand Tons | 0.30142 | 0.82461 | 0.82461 | 0.82461 | 0.74807 | 0.79598 | 0.82461 | 0
NSR Schahfer 14 - NOX Rate Annual v4.11, Unit 5447 and retrofits | 984 | 2304 | Rate Constraint in lbs/MMBtu | FALSE | L | Annual | Allowances Purchased NOX | Thousand Tons | 0 | 0 | 0 | 0 | 0 | 0 | 0 | 0
NSR Schahfer 14 - NOX Rate Annual v4.11, Unit 5447 and retrofits | 984 | 2304 | Rate Constraint in lbs/MMBtu | FALSE | L | Annual | Allowances Sold NOX | Thousand Tons | 0 | 0 | 0 | 0 | 0 | 0 | 0 | 0
NSR Schahfer 14 - NOX Rate Annual v4.11, Unit 5447 and retrofits | 984 | 2304 | Rate Constraint in lbs/MMBtu | FALSE | L | Annual | Allowances Banked | Thousand Tons | 0 | 0 | 0 | 0 | 0 | 0 | 0 | 0
NSR Schahfer 14 - NOX Rate Annual v4.11, Unit 5447 and retrofits | 984 | 2304 | Rate Constraint in lbs/MMBtu | FALSE | L | Annual | Allowances Withdrawn (1:1) | Thousand Tons | 0 | 0 | 0 | 0 | 0 | 0 | 0 | 0
NSR Schahfer 14 - NOX Rate Annual v4.11, Unit 5447 and retrofits | 984 | 2304 | Rate Constraint in lbs/MMBtu | FALSE | L | Annual | Allowances Withdrawn (n:1) | Thousand Tons | 0 | 0 | 0 | 0 | 0 | 0 | 0 | 0
NSR Schahfer 14 - NOX Rate Annual v4.11, Unit 5447 and retrofits | 984 | 2304 | Rate Constraint in lbs/MMBtu | FALSE | L | Annual | Net Emissions Allowance Position | Thousand Tons | 0.30142 | 0.82461 | 0.82461 | 0.82461 | 0.74807 | 0.79598 | 0.82461 | 0
NSR Schahfer 14 - NOX Rate Annual v4.11, Unit 5447 and retrofits | 984 | 2304 | Rate Constraint in lbs/MMBtu | FALSE | L | Annual | Fuel Consumed | TBtu | 6.6861 | 18.2918 | 18.2918 | 18.2918 | 16.5938 | 17.6568 | 18.2918 | 0
NSR Schahfer 14 - NOX Rate Annual v4.11, Unit 5447 and retrofits | 984 | 2304 | Rate Constraint in lbs/MMBtu | FALSE | L | Annual | Rate | lb/MMBtu | 0.090162 | 0.090162 | 0.090162 | 0.090162 | 0.090162 | 0.090162 | 0.090162 | 0
NSR Schahfer 14 - NOX Rate Annual v4.11, Unit 5447 and retrofits | 984 | 2304 | Rate Constraint in lbs/MMBtu | FALSE | L | Annual | Generation | TWh | 0.56743 | 1.5524 | 1.5987 | 1.5987 | 1.4503 | 1.5432 | 1.5987 | 0
NSR Schahfer 14 - NOX Rate Annual v4.11, Unit 5447 and retrofits | 984 | 2304 | Rate Constraint in lbs/MMBtu | FALSE | L | Annual | Qualifying Generation | TWh | 0.56743 | 1.5524 | 1.5987 | 1.5987 | 1.4503 | 1.5432 | 1.5987 | 0
NSR Schahfer 14 - NOX Rate Annual v4.11, Unit 5447 and retrofits | 984 | 2304 | Rate Constraint in lbs/MMBtu | FALSE | L | Annual | Rate | lb/MWh | 1.0624 | 1.0624 | 1.0316 | 1.0316 | 1.0316 | 1.0316 | 1.0316 | 0
NSR Schahfer 14 - NOX Rate Annual v4.11, Unit 5447 and retrofits | 984 | 2304 | Rate Constraint in lbs/MMBtu | FALSE | L | Annual | Constraint Shadow Price | US2016$/Ton | 0 | 0 | 0 | 0 | 0 | 0 | 0 | 0
NSR Schahfer 14 - SO2 Rate Annual v4.11, Unit 5447 and retrofits | 985 | 2298 | Rate Constraint in lbs/MMBtu | FALSE | L | Annual | Seasons Included | Seasons | Winter, WintShld, Summer | Winter, WintShld, Summer | Winter, WintShld, Summer | Winter, WintShld, Summer | Winter, WintShld, Summer | Winter, WintShld, Summer | Winter, WintShld, Summer | Winter, WintShld, Summer
NSR Schahfer 14 - SO2 Rate Annual v4.11, Unit 5447 and retrofits | 985 | 2298 | Rate Constraint in lbs/MMBtu | FALSE | L | Annual | Standard SO2 | lb/MMBtu | 0.08 | 0.08 | 0.08 | 0.08 | 0.08 | 0.08 | 0.08 | 0.08
NSR Schahfer 14 - SO2 Rate Annual v4.11, Unit 5447 and retrofits | 985 | 2298 | Rate Constraint in lbs/MMBtu | FALSE | L | Annual | Emissions at Affected Plants SO2 | Thousand Tons | 0.19103 | 0.52262 | 0.52262 | 0.52262 | 0.47411 | 0.50448 | 0.52262 | 0
NSR Schahfer 14 - SO2 Rate Annual v4.11, Unit 5447 and retrofits | 985 | 2298 | Rate Constraint in lbs/MMBtu | FALSE | L | Annual | Allowances Purchased SO2 | Thousand Tons | 0 | 0 | 0 | 0 | 0 | 0 | 0 | 0
NSR Schahfer 14 - SO2 Rate Annual v4.11, Unit 5447 and retrofits | 985 | 2298 | Rate Constraint in lbs/MMBtu | FALSE | L | Annual | Allowances Sold SO2 | Thousand Tons | 0 | 0 | 0 | 0 | 0 | 0 | 0 | 0
NSR Schahfer 14 - SO2 Rate Annual v4.11, Unit 5447 and retrofits | 985 | 2298 | Rate Constraint in lbs/MMBtu | FALSE | L | Annual | Allowances Banked | Thousand Tons | 0 | 0 | 0 | 0 | 0 | 0 | 0 | 0
NSR Schahfer 14 - SO2 Rate Annual v4.11, Unit 5447 and retrofits | 985 | 2298 | Rate Constraint in lbs/MMBtu | FALSE | L | Annual | Allowances Withdrawn (1:1) | Thousand Tons | 0 | 0 | 0 | 0 | 0 | 0 | 0 | 0
NSR Schahfer 14 - SO2 Rate Annual v4.11, Unit 5447 and retrofits | 985 | 2298 | Rate Constraint in lbs/MMBtu | FALSE | L | Annual | Allowances Withdrawn (n:1) | Thousand Tons | 0 | 0 | 0 | 0 | 0 | 0 | 0 | 0
NSR Schahfer 14 - SO2 Rate Annual v4.11, Unit 5447 and retrofits | 985 | 2298 | Rate Constraint in lbs/MMBtu | FALSE | L | Annual | Net Emissions Allowance Position | Thousand Tons | 0.19103 | 0.52262 | 0.52262 | 0.52262 | 0.47411 | 0.50448 | 0.52262 | 0
NSR Schahfer 14 - SO2 Rate Annual v4.11, Unit 5447 and retrofits | 985 | 2298 | Rate Constraint in lbs/MMBtu | FALSE | L | Annual | Fuel Consumed | TBtu | 6.6861 | 18.2918 | 18.2918 | 18.2918 | 16.5938 | 17.6568 | 18.2918 | 0
NSR Schahfer 14 - SO2 Rate Annual v4.11, Unit 5447 and retrofits | 985 | 2298 | Rate Constraint in lbs/MMBtu | FALSE | L | Annual | Rate | lb/MMBtu | 0.057143 | 0.057143 | 0.057143 | 0.057143 | 0.057143 | 0.057143 | 0.057143 | 0
NSR Schahfer 14 - SO2 Rate Annual v4.11, Unit 5447 and retrofits | 985 | 2298 | Rate Constraint in lbs/MMBtu | FALSE | L | Annual | Generation | TWh | 0.56743 | 1.5524 | 1.5987 | 1.5987 | 1.4503 | 1.5432 | 1.5987 | 0
NSR Schahfer 14 - SO2 Rate Annual v4.11, Unit 5447 and retrofits | 985 | 2298 | Rate Constraint in lbs/MMBtu | FALSE | L | Annual | Qualifying Generation | TWh | 0.56743 | 1.5524 | 1.5987 | 1.5987 | 1.4503 | 1.5432 | 1.5987 | 0
NSR Schahfer 14 - SO2 Rate Annual v4.11, Unit 5447 and retrofits | 985 | 2298 | Rate Constraint in lbs/MMBtu | FALSE | L | Annual | Rate | lb/MWh | 0.67332 | 0.67332 | 0.65379 | 0.65379 | 0.65379 | 0.65379 | 0.65379 | 0
NSR Schahfer 14 - SO2 Rate Annual v4.11, Unit 5447 and retrofits | 985 | 2298 | Rate Constraint in lbs/MMBtu | FALSE | L | Annual | Constraint Shadow Price | US2016$/Ton | 0 | 0 | 0 | 0 | 0 | 0 | 0 | 0
NSR Schahfer 15 - NOX Rate Annual v4.11, Unit 4117 and retrofits | 986 | 2305 | Rate Constraint in lbs/MMBtu | FALSE | L | Annual | Seasons Included | Seasons | Winter, WintShld, Summer | Winter, WintShld, Summer | Winter, WintShld, Summer | Winter, WintShld, Summer | Winter, WintShld, Summer | Winter, WintShld, Summer | Winter, WintShld, Summer | Winter, WintShld, Summer
NSR Schahfer 15 - NOX Rate Annual v4.11, Unit 4117 and retrofits | 986 | 2305 | Rate Constraint in lbs/MMBtu | FALSE | L | Annual | Standard NOX | lb/MMBtu | 0.08 | 0.08 | 0.08 | 0.08 | 0.08 | 0.08 | 0.08 | 0.08
NSR Schahfer 15 - NOX Rate Annual v4.11, Unit 4117 and retrofits | 986 | 2305 | Rate Constraint in lbs/MMBtu | FALSE | L | Annual | Emissions at Affected Plants NOX | Thousand Tons | 1.0935 | 1.1383 | 1.1053 | 1.1621 | 1.0743 | 1.0972 | 1.0743 | 1.0175
NSR Schahfer 15 - NOX Rate Annual v4.11, Unit 4117 and retrofits | 986 | 2305 | Rate Constraint in lbs/MMBtu | FALSE | L | Annual | Allowances Purchased NOX | Thousand Tons | 0 | 0 | 0 | 0 | 0 | 0 | 0 | 0
NSR Schahfer 15 - NOX Rate Annual v4.11, Unit 4117 and retrofits | 986 | 2305 | Rate Constraint in lbs/MMBtu | FALSE | L | Annual | Allowances Sold NOX | Thousand Tons | 0 | 0 | 0 | 0 | 0 | 0 | 0 | 0
NSR Schahfer 15 - NOX Rate Annual v4.11, Unit 4117 and retrofits | 986 | 2305 | Rate Constraint in lbs/MMBtu | FALSE | L | Annual | Allowances Banked | Thousand Tons | 0 | 0 | 0 | 0 | 0 | 0 | 0 | 0
NSR Schahfer 15 - NOX Rate Annual v4.11, Unit 4117 and retrofits | 986 | 2305 | Rate Constraint in lbs/MMBtu | FALSE | L | Annual | Allowances Withdrawn (1:1) | Thousand Tons | 0 | 0 | 0 | 0 | 0 | 0 | 0 | 0
NSR Schahfer 15 - NOX Rate Annual v4.11, Unit 4117 and retrofits | 986 | 2305 | Rate Constraint in lbs/MMBtu | FALSE | L | Annual | Allowances Withdrawn (n:1) | Thousand Tons | 0 | 0 | 0 | 0 | 0 | 0 | 0 | 0
NSR Schahfer 15 - NOX Rate Annual v4.11, Unit 4117 and retrofits | 986 | 2305 | Rate Constraint in lbs/MMBtu | FALSE | L | Annual | Net Emissions Allowance Position | Thousand Tons | 1.0935 | 1.1383 | 1.1053 | 1.1621 | 1.0743 | 1.0972 | 1.0743 | 1.0175
NSR Schahfer 15 - NOX Rate Annual v4.11, Unit 4117 and retrofits | 986 | 2305 | Rate Constraint in lbs/MMBtu | FALSE | L | Annual | Fuel Consumed | TBtu | 27.3384 | 28.4583 | 27.633 | 29.0535 | 26.8584 | 27.4298 | 26.8584 | 25.4379
NSR Schahfer 15 - NOX Rate Annual v4.11, Unit 4117 and retrofits | 986 | 2305 | Rate Constraint in lbs/MMBtu | FALSE | L | Annual | Rate | lb/MMBtu | 0.08 | 0.08 | 0.08 | 0.08 | 0.08 | 0.08 | 0.08 | 0.08
NSR Schahfer 15 - NOX Rate Annual v4.11, Unit 4117 and retrofits | 986 | 2305 | Rate Constraint in lbs/MMBtu | FALSE | L | Annual | Generation | TWh | 2.4314 | 2.531 | 2.531 | 2.6611 | 2.4601 | 2.5124 | 2.4601 | 2.33
NSR Schahfer 15 - NOX Rate Annual v4.11, Unit 4117 and retrofits | 986 | 2305 | Rate Constraint in lbs/MMBtu | FALSE | L | Annual | Qualifying Generation | TWh | 2.4314 | 2.531 | 2.531 | 2.6611 | 2.4601 | 2.5124 | 2.4601 | 2.33
NSR Schahfer 15 - NOX Rate Annual v4.11, Unit 4117 and retrofits | 986 | 2305 | Rate Constraint in lbs/MMBtu | FALSE | L | Annual | Rate | lb/MWh | 0.8995 | 0.8995 | 0.87341 | 0.87341 | 0.87341 | 0.87341 | 0.87341 | 0.87341
NSR Schahfer 15 - NOX Rate Annual v4.11, Unit 4117 and retrofits | 986 | 2305 | Rate Constraint in lbs/MMBtu | FALSE | L | Annual | Constraint Shadow Price | US2016$/Ton | 6485.275 | 7501.7476 | 10966.1458 | 6287.3862 | 7422.2779 | 8692.4653 | 13651.7634 | 13183.6745
NSR Schahfer 15 - SO2 Rate Annual v4.11, Unit 4117 and retrofits | 987 | 2299 | Rate Constraint in lbs/MMBtu | FALSE | L | Annual | Seasons Included | Seasons | Winter, WintShld, Summer | Winter, WintShld, Summer | Winter, WintShld, Summer | Winter, WintShld, Summer | Winter, WintShld, Summer | Winter, WintShld, Summer | Winter, WintShld, Summer | Winter, WintShld, Summer
NSR Schahfer 15 - SO2 Rate Annual v4.11, Unit 4117 and retrofits | 987 | 2299 | Rate Constraint in lbs/MMBtu | FALSE | L | Annual | Standard SO2 | lb/MMBtu | 0.08 | 0.08 | 0.08 | 0.08 | 0.08 | 0.08 | 0.08 | 0.08
NSR Schahfer 15 - SO2 Rate Annual v4.11, Unit 4117 and retrofits | 987 | 2299 | Rate Constraint in lbs/MMBtu | FALSE | L | Annual | Emissions at Affected Plants SO2 | Thousand Tons | 0.82015 | 0.85375 | 0.82899 | 0.8716 | 0.80575 | 0.82289 | 0.80575 | 0.76314
NSR Schahfer 15 - SO2 Rate Annual v4.11, Unit 4117 and retrofits | 987 | 2299 | Rate Constraint in lbs/MMBtu | FALSE | L | Annual | Allowances Purchased SO2 | Thousand Tons | 0 | 0 | 0 | 0 | 0 | 0 | 0 | 0
NSR Schahfer 15 - SO2 Rate Annual v4.11, Unit 4117 and retrofits | 987 | 2299 | Rate Constraint in lbs/MMBtu | FALSE | L | Annual | Allowances Sold SO2 | Thousand Tons | 0 | 0 | 0 | 0 | 0 | 0 | 0 | 0
NSR Schahfer 15 - SO2 Rate Annual v4.11, Unit 4117 and retrofits | 987 | 2299 | Rate Constraint in lbs/MMBtu | FALSE | L | Annual | Allowances Banked | Thousand Tons | 0 | 0 | 0 | 0 | 0 | 0 | 0 | 0
NSR Schahfer 15 - SO2 Rate Annual v4.11, Unit 4117 and retrofits | 987 | 2299 | Rate Constraint in lbs/MMBtu | FALSE | L | Annual | Allowances Withdrawn (1:1) | Thousand Tons | 0 | 0 | 0 | 0 | 0 | 0 | 0 | 0
NSR Schahfer 15 - SO2 Rate Annual v4.11, Unit 4117 and retrofits | 987 | 2299 | Rate Constraint in lbs/MMBtu | FALSE | L | Annual | Allowances Withdrawn (n:1) | Thousand Tons | 0 | 0 | 0 | 0 | 0 | 0 | 0 | 0
NSR Schahfer 15 - SO2 Rate Annual v4.11, Unit 4117 and retrofits | 987 | 2299 | Rate Constraint in lbs/MMBtu | FALSE | L | Annual | Net Emissions Allowance Position | Thousand Tons | 0.82015 | 0.85375 | 0.82899 | 0.8716 | 0.80575 | 0.82289 | 0.80575 | 0.76314
NSR Schahfer 15 - SO2 Rate Annual v4.11, Unit 4117 and retrofits | 987 | 2299 | Rate Constraint in lbs/MMBtu | FALSE | L | Annual | Fuel Consumed | TBtu | 27.3384 | 28.4583 | 27.633 | 29.0535 | 26.8584 | 27.4298 | 26.8584 | 25.4379
NSR Schahfer 15 - SO2 Rate Annual v4.11, Unit 4117 and retrofits | 987 | 2299 | Rate Constraint in lbs/MMBtu | FALSE | L | Annual | Rate | lb/MMBtu | 0.06 | 0.06 | 0.06 | 0.06 | 0.06 | 0.06 | 0.06 | 0.06
NSR Schahfer 15 - SO2 Rate Annual v4.11, Unit 4117 and retrofits | 987 | 2299 | Rate Constraint in lbs/MMBtu | FALSE | L | Annual | Generation | TWh | 2.4314 | 2.531 | 2.531 | 2.6611 | 2.4601 | 2.5124 | 2.4601 | 2.33
NSR Schahfer 15 - SO2 Rate Annual v4.11, Unit 4117 and retrofits | 987 | 2299 | Rate Constraint in lbs/MMBtu | FALSE | L | Annual | Qualifying Generation | TWh | 2.4314 | 2.531 | 2.531 | 2.6611 | 2.4601 | 2.5124 | 2.4601 | 2.33
NSR Schahfer 15 - SO2 Rate Annual v4.11, Unit 4117 and retrofits | 987 | 2299 | Rate Constraint in lbs/MMBtu | FALSE | L | Annual | Rate | lb/MWh | 0.67462 | 0.67462 | 0.65506 | 0.65506 | 0.65506 | 0.65506 | 0.65506 | 0.65506
NSR Schahfer 15 - SO2 Rate Annual v4.11, Unit 4117 and retrofits | 987 | 2299 | Rate Constraint in lbs/MMBtu | FALSE | L | Annual | Constraint Shadow Price | US2016$/Ton | 0 | 0 | 0 | 0 | 0 | 0 | 0 | 0
NSR Schahfer 17 & 18 - NOX Rate Annual v4.11, Unit 5425 and retrofits | 988 | 2306 | Rate Constraint in lbs/MMBtu | FALSE | L | Annual | Seasons Included | Seasons | Winter, WintShld, Summer | Winter, WintShld, Summer | Winter, WintShld, Summer | Winter, WintShld, Summer | Winter, WintShld, Summer | Winter, WintShld, Summer | Winter, WintShld, Summer | Winter, WintShld, Summer
NSR Schahfer 17 & 18 - NOX Rate Annual v4.11, Unit 5425 and retrofits | 988 | 2306 | Rate Constraint in lbs/MMBtu | FALSE | L | Annual | Standard NOX | lb/MMBtu | 0.2 | 0.2 | 0.2 | 0.2 | 0.2 | 0.2 | 0.2 | 0.2
NSR Schahfer 17 & 18 - NOX Rate Annual v4.11, Unit 5425 and retrofits | 988 | 2306 | Rate Constraint in lbs/MMBtu | FALSE | L | Annual | Emissions at Affected Plants NOX | Thousand Tons | 0 | 0 | 0 | 0 | 0 | 0 | 0 | 0
NSR Schahfer 17 & 18 - NOX Rate Annual v4.11, Unit 5425 and retrofits | 988 | 2306 | Rate Constraint in lbs/MMBtu | FALSE | L | Annual | Allowances Purchased NOX | Thousand Tons | 0 | 0 | 0 | 0 | 0 | 0 | 0 | 0
NSR Schahfer 17 & 18 - NOX Rate Annual v4.11, Unit 5425 and retrofits | 988 | 2306 | Rate Constraint in lbs/MMBtu | FALSE | L | Annual | Allowances Sold NOX | Thousand Tons | 0 | 0 | 0 | 0 | 0 | 0 | 0 | 0
NSR Schahfer 17 & 18 - NOX Rate Annual v4.11, Unit 5425 and retrofits | 988 | 2306 | Rate Constraint in lbs/MMBtu | FALSE | L | Annual | Allowances Banked | Thousand Tons | 0 | 0 | 0 | 0 | 0 | 0 | 0 | 0
NSR Schahfer 17 & 18 - NOX Rate Annual v4.11, Unit 5425 and retrofits | 988 | 2306 | Rate Constraint in lbs/MMBtu | FALSE | L | Annual | Allowances Withdrawn (1:1) | Thousand Tons | 0 | 0 | 0 | 0 | 0 | 0 | 0 | 0
NSR Schahfer 17 & 18 - NOX Rate Annual v4.11, Unit 5425 and retrofits | 988 | 2306 | Rate Constraint in lbs/MMBtu | FALSE | L | Annual | Allowances Withdrawn (n:1) | Thousand Tons | 0 | 0 | 0 | 0 | 0 | 0 | 0 | 0
NSR Schahfer 17 & 18 - NOX Rate Annual v4.11, Unit 5425 and retrofits | 988 | 2306 | Rate Constraint in lbs/MMBtu | FALSE | L | Annual | Net Emissions Allowance Position | Thousand Tons | 0 | 0 | 0 | 0 | 0 | 0 | 0 | 0
NSR Schahfer 17 & 18 - NOX Rate Annual v4.11, Unit 5425 and retrofits | 988 | 2306 | Rate Constraint in lbs/MMBtu | FALSE | L | Annual | Fuel Consumed | TBtu | 0 | 0 | 0 | 0 | 0 | 0 | 0 | 0
NSR Schahfer 17 & 18 - NOX Rate Annual v4.11, Unit 5425 and retrofits | 988 | 2306 | Rate Constraint in lbs/MMBtu | FALSE | L | Annual | Rate | lb/MMBtu | 0 | 0 | 0 | 0 | 0 | 0 | 0 | 0
NSR Schahfer 17 & 18 - NOX Rate Annual v4.11, Unit 5425 and retrofits | 988 | 2306 | Rate Constraint in lbs/MMBtu | FALSE | L | Annual | Generation | TWh | 0 | 0 | 0 | 0 | 0 | 0 | 0 | 0
NSR Schahfer 17 & 18 - NOX Rate Annual v4.11, Unit 5425 and retrofits | 988 | 2306 | Rate Constraint in lbs/MMBtu | FALSE | L | Annual | Qualifying Generation | TWh | 0 | 0 | 0 | 0 | 0 | 0 | 0 | 0
NSR Schahfer 17 & 18 - NOX Rate Annual v4.11, Unit 5425 and retrofits | 988 | 2306 | Rate Constraint in lbs/MMBtu | FALSE | L | Annual | Rate | lb/MWh | 0 | 0 | 0 | 0 | 0 | 0 | 0 | 0
NSR Schahfer 17 & 18 - NOX Rate Annual v4.11, Unit 5425 and retrofits | 988 | 2306 | Rate Constraint in lbs/MMBtu | FALSE | L | Annual | Constraint Shadow Price | US2016$/Ton | 0 | 0 | 0 | 0 | 0 | 0 | 0 | 0
NSR Schahfer 17 & 18 - NOX Rate Annual v4.11, Unit 5426 and retrofits | 989 | 2306 | Rate Constraint in lbs/MMBtu | FALSE | L | Annual | Seasons Included | Seasons | Winter, WintShld, Summer | Winter, WintShld, Summer | Winter, WintShld, Summer | Winter, WintShld, Summer | Winter, WintShld, Summer | Winter, WintShld, Summer | Winter, WintShld, Summer | Winter, WintShld, Summer
NSR Schahfer 17 & 18 - NOX Rate Annual v4.11, Unit 5426 and retrofits | 989 | 2306 | Rate Constraint in lbs/MMBtu | FALSE | L | Annual | Standard NOX | lb/MMBtu | 0.2 | 0.2 | 0.2 | 0.2 | 0.2 | 0.2 | 0.2 | 0.2
NSR Schahfer 17 & 18 - NOX Rate Annual v4.11, Unit 5426 and retrofits | 989 | 2306 | Rate Constraint in lbs/MMBtu | FALSE | L | Annual | Emissions at Affected Plants NOX | Thousand Tons | 0 | 0 | 0 | 0 | 0 | 0 | 0 | 0
NSR Schahfer 17 & 18 - NOX Rate Annual v4.11, Unit 5426 and retrofits | 989 | 2306 | Rate Constraint in lbs/MMBtu | FALSE | L | Annual | Allowances Purchased NOX | Thousand Tons | 0 | 0 | 0 | 0 | 0 | 0 | 0 | 0
NSR Schahfer 17 & 18 - NOX Rate Annual v4.11, Unit 5426 and retrofits | 989 | 2306 | Rate Constraint in lbs/MMBtu | FALSE | L | Annual | Allowances Sold NOX | Thousand Tons | 0 | 0 | 0 | 0 | 0 | 0 | 0 | 0
NSR Schahfer 17 & 18 - NOX Rate Annual v4.11, Unit 5426 and retrofits | 989 | 2306 | Rate Constraint in lbs/MMBtu | FALSE | L | Annual | Allowances Banked | Thousand Tons | 0 | 0 | 0 | 0 | 0 | 0 | 0 | 0
NSR Schahfer 17 & 18 - NOX Rate Annual v4.11, Unit 5426 and retrofits | 989 | 2306 | Rate Constraint in lbs/MMBtu | FALSE | L | Annual | Allowances Withdrawn (1:1) | Thousand Tons | 0 | 0 | 0 | 0 | 0 | 0 | 0 | 0
NSR Schahfer 17 & 18 - NOX Rate Annual v4.11, Unit 5426 and retrofits | 989 | 2306 | Rate Constraint in lbs/MMBtu | FALSE | L | Annual | Allowances Withdrawn (n:1) | Thousand Tons | 0 | 0 | 0 | 0 | 0 | 0 | 0 | 0
NSR Schahfer 17 & 18 - NOX Rate Annual v4.11, Unit 5426 and retrofits | 989 | 2306 | Rate Constraint in lbs/MMBtu | FALSE | L | Annual | Net Emissions Allowance Position | Thousand Tons | 0 | 0 | 0 | 0 | 0 | 0 | 0 | 0
NSR Schahfer 17 & 18 - NOX Rate Annual v4.11, Unit 5426 and retrofits | 989 | 2306 | Rate Constraint in lbs/MMBtu | FALSE | L | Annual | Fuel Consumed | TBtu | 0 | 0 | 0 | 0 | 0 | 0 | 0 | 0
NSR Schahfer 17 & 18 - NOX Rate Annual v4.11, Unit 5426 and retrofits | 989 | 2306 | Rate Constraint in lbs/MMBtu | FALSE | L | Annual | Rate | lb/MMBtu | 0 | 0 | 0 | 0 | 0 | 0 | 0 | 0
NSR Schahfer 17 & 18 - NOX Rate Annual v4.11, Unit 5426 and retrofits | 989 | 2306 | Rate Constraint in lbs/MMBtu | FALSE | L | Annual | Generation | TWh | 0 | 0 | 0 | 0 | 0 | 0 | 0 | 0
NSR Schahfer 17 & 18 - NOX Rate Annual v4.11, Unit 5426 and retrofits | 989 | 2306 | Rate Constraint in lbs/MMBtu | FALSE | L | Annual | Qualifying Generation | TWh | 0 | 0 | 0 | 0 | 0 | 0 | 0 | 0
NSR Schahfer 17 & 18 - NOX Rate Annual v4.11, Unit 5426 and retrofits | 989 | 2306 | Rate Constraint in lbs/MMBtu | FALSE | L | Annual | Rate | lb/MWh | 0 | 0 | 0 | 0 | 0 | 0 | 0 | 0
NSR Schahfer 17 & 18 - NOX Rate Annual v4.11, Unit 5426 and retrofits | 989 | 2306 | Rate Constraint in lbs/MMBtu | FALSE | L | Annual | Constraint Shadow Price | US2016$/Ton | 0 | 0 | 0 | 0 | 0 | 0 | 0 | 0
NSR Shawnee 1& 4 - SO2 Rate Annual v4.11 | 990 | 2437 | Rate Constraint in lbs/MMBtu | FALSE | L | Annual | Seasons Included | Seasons | Winter, WintShld, Summer | Winter, WintShld, Summer | Winter, WintShld, Summer | Winter, WintShld, Summer | Winter, WintShld, Summer | Winter, WintShld, Summer | Winter, WintShld, Summer | Winter, WintShld, Summer
NSR Shawnee 1& 4 - SO2 Rate Annual v4.11 | 990 | 2437 | Rate Constraint in lbs/MMBtu | FALSE | L | Annual | Standard SO2 | lb/MMBtu | 1.2 | 1.2 | 1.2 | 1.2 | 1.2 | 1.2 | 1.2 | 1.2
NSR Shawnee 1& 4 - SO2 Rate Annual v4.11 | 990 | 2437 | Rate Constraint in lbs/MMBtu | FALSE | L | Annual | Emissions at Affected Plants SO2 | Thousand Tons | 0.55384 | 0.62304 | 0.63399 | 0.65292 | 0.568 | 0.568 | 0.568 | 0.568
NSR Shawnee 1& 4 - SO2 Rate Annual v4.11 | 990 | 2437 | Rate Constraint in lbs/MMBtu | FALSE | L | Annual | Allowances Purchased SO2 | Thousand Tons | 0 | 0 | 0 | 0 | 0 | 0 | 0 | 0
NSR Shawnee 1& 4 - SO2 Rate Annual v4.11 | 990 | 2437 | Rate Constraint in lbs/MMBtu | FALSE | L | Annual | Allowances Sold SO2 | Thousand Tons | 0 | 0 | 0 | 0 | 0 | 0 | 0 | 0
NSR Shawnee 1& 4 - SO2 Rate Annual v4.11 | 990 | 2437 | Rate Constraint in lbs/MMBtu | FALSE | L | Annual | Allowances Banked | Thousand Tons | 0 | 0 | 0 | 0 | 0 | 0 | 0 | 0
NSR Shawnee 1& 4 - SO2 Rate Annual v4.11 | 990 | 2437 | Rate Constraint in lbs/MMBtu | FALSE | L | Annual | Allowances Withdrawn (1:1) | Thousand Tons | 0 | 0 | 0 | 0 | 0 | 0 | 0 | 0
NSR Shawnee 1& 4 - SO2 Rate Annual v4.11 | 990 | 2437 | Rate Constraint in lbs/MMBtu | FALSE | L | Annual | Allowances Withdrawn (n:1) | Thousand Tons | 0 | 0 | 0 | 0 | 0 | 0 | 0 | 0
NSR Shawnee 1& 4 - SO2 Rate Annual v4.11 | 990 | 2437 | Rate Constraint in lbs/MMBtu | FALSE | L | Annual | Net Emissions Allowance Position | Thousand Tons | 0.55384 | 0.62304 | 0.63399 | 0.65292 | 0.568 | 0.568 | 0.568 | 0.568
NSR Shawnee 1& 4 - SO2 Rate Annual v4.11 | 990 | 2437 | Rate Constraint in lbs/MMBtu | FALSE | L | Annual | Fuel Consumed | TBtu | 14.5384 | 16.3548 | 16.6421 | 17.1392 | 14.9101 | 14.9101 | 14.9101 | 14.9101
NSR Shawnee 1& 4 - SO2 Rate Annual v4.11 | 990 | 2437 | Rate Constraint in lbs/MMBtu | FALSE | L | Annual | Rate | lb/MMBtu | 0.07619 | 0.07619 | 0.07619 | 0.07619 | 0.07619 | 0.07619 | 0.07619 | 0.07619
NSR Shawnee 1& 4 - SO2 Rate Annual v4.11 | 990 | 2437 | Rate Constraint in lbs/MMBtu | FALSE | L | Annual | Generation | TWh | 1.281 | 1.441 | 1.4978 | 1.5425 | 1.3419 | 1.3419 | 1.3419 | 1.3419
NSR Shawnee 1& 4 - SO2 Rate Annual v4.11 | 990 | 2437 | Rate Constraint in lbs/MMBtu | FALSE | L | Annual | Qualifying Generation | TWh | 1.281 | 1.441 | 1.4978 | 1.5425 | 1.3419 | 1.3419 | 1.3419 | 1.3419
NSR Shawnee 1& 4 - SO2 Rate Annual v4.11 | 990 | 2437 | Rate Constraint in lbs/MMBtu | FALSE | L | Annual | Rate | lb/MWh | 0.86472 | 0.86472 | 0.84656 | 0.84656 | 0.84656 | 0.84656 | 0.84656 | 0.84656
NSR Shawnee 1& 4 - SO2 Rate Annual v4.11 | 990 | 2437 | Rate Constraint in lbs/MMBtu | FALSE | L | Annual | Constraint Shadow Price | US2016$/Ton | 0 | 0 | 0 | 0 | 0 | 0 | 0 | 0
NSR Shawnee 5-10 - SO2 Rate Annual v4.11 | 991 | 2436 | Rate Constraint in lbs/MMBtu | FALSE | L | Annual | Seasons Included | Seasons | Winter, WintShld, Summer | Winter, WintShld, Summer | Winter, WintShld, Summer | Winter, WintShld, Summer | Winter, WintShld, Summer | Winter, WintShld, Summer | Winter, WintShld, Summer | Winter, WintShld, Summer
NSR Shawnee 5-10 - SO2 Rate Annual v4.11 | 991 | 2436 | Rate Constraint in lbs/MMBtu | FALSE | L | Annual | Standard SO2 | lb/MMBtu | 1.2 | 1.2 | 1.2 | 1.2 | 1.2 | 1.2 | 1.2 | 1.2
NSR Shawnee 5-10 - SO2 Rate Annual v4.11 | 991 | 2436 | Rate Constraint in lbs/MMBtu | FALSE | L | Annual | Emissions at Affected Plants SO2 | Thousand Tons | 4.1404 | 4.1637 | 4.0814 | 4.1854 | 4.1854 | 5.5443 | 6.2696 | 5.6266
NSR Shawnee 5-10 - SO2 Rate Annual v4.11 | 991 | 2436 | Rate Constraint in lbs/MMBtu | FALSE | L | Annual | Allowances Purchased SO2 | Thousand Tons | 0 | 0 | 0 | 0 | 0 | 0 | 0 | 0
NSR Shawnee 5-10 - SO2 Rate Annual v4.11 | 991 | 2436 | Rate Constraint in lbs/MMBtu | FALSE | L | Annual | Allowances Sold SO2 | Thousand Tons | 0 | 0 | 0 | 0 | 0 | 0 | 0 | 0
NSR Shawnee 5-10 - SO2 Rate Annual v4.11 | 991 | 2436 | Rate Constraint in lbs/MMBtu | FALSE | L | Annual | Allowances Banked | Thousand Tons | 0 | 0 | 0 | 0 | 0 | 0 | 0 | 0
NSR Shawnee 5-10 - SO2 Rate Annual v4.11 | 991 | 2436 | Rate Constraint in lbs/MMBtu | FALSE | L | Annual | Allowances Withdrawn (1:1) | Thousand Tons | 0 | 0 | 0 | 0 | 0 | 0 | 0 | 0
NSR Shawnee 5-10 - SO2 Rate Annual v4.11 | 991 | 2436 | Rate Constraint in lbs/MMBtu | FALSE | L | Annual | Allowances Withdrawn (n:1) | Thousand Tons | 0 | 0 | 0 | 0 | 0 | 0 | 0 | 0
NSR Shawnee 5-10 - SO2 Rate Annual v4.11 | 991 | 2436 | Rate Constraint in lbs/MMBtu | FALSE | L | Annual | Net Emissions Allowance Position | Thousand Tons | 4.1404 | 4.1637 | 4.0814 | 4.1854 | 4.1854 | 5.5443 | 6.2696 | 5.6266
NSR Shawnee 5-10 - SO2 Rate Annual v4.11 | 991 | 2436 | Rate Constraint in lbs/MMBtu | FALSE | L | Annual | Fuel Consumed | TBtu | 24.6179 | 24.7564 | 24.2671 | 24.8853 | 24.8853 | 32.9654 | 37.2781 | 33.4546
NSR Shawnee 5-10 - SO2 Rate Annual v4.11 | 991 | 2436 | Rate Constraint in lbs/MMBtu | FALSE | L | Annual | Rate | lb/MMBtu | 0.33637 | 0.33637 | 0.33637 | 0.33637 | 0.33637 | 0.33637 | 0.33637 | 0.33637
NSR Shawnee 5-10 - SO2 Rate Annual v4.11 | 991 | 2436 | Rate Constraint in lbs/MMBtu | FALSE | L | Annual | Generation | TWh | 2.1689 | 2.1811 | 2.1839 | 2.2395 | 2.2395 | 2.9667 | 3.3548 | 3.0107
NSR Shawnee 5-10 - SO2 Rate Annual v4.11 | 991 | 2436 | Rate Constraint in lbs/MMBtu | FALSE | L | Annual | Qualifying Generation | TWh | 2.1689 | 2.1811 | 2.1839 | 2.2395 | 2.2395 | 2.9667 | 3.3548 | 3.0107
NSR Shawnee 5-10 - SO2 Rate Annual v4.11 | 991 | 2436 | Rate Constraint in lbs/MMBtu | FALSE | L | Annual | Rate | lb/MWh | 3.8179 | 3.8179 | 3.7377 | 3.7377 | 3.7377 | 3.7377 | 3.7377 | 3.7377
NSR Shawnee 5-10 - SO2 Rate Annual v4.11 | 991 | 2436 | Rate Constraint in lbs/MMBtu | FALSE | L | Annual | Constraint Shadow Price | US2016$/Ton | 0 | 0 | 0 | 0 | 0 | 0 | 0 | 0
NSR Taconite 1,2 - NOX Rate Annual v5.14 | 992 | 6136 | Rate Constraint in lbs/MMBtu | FALSE | L | Annual | Seasons Included | Seasons | Winter, WintShld, Summer | Winter, WintShld, Summer | Winter, WintShld, Summer | Winter, WintShld, Summer | Winter, WintShld, Summer | Winter, WintShld, Summer | Winter, WintShld, Summer | Winter, WintShld, Summer
NSR Taconite 1,2 - NOX Rate Annual v5.14 | 992 | 6136 | Rate Constraint in lbs/MMBtu | FALSE | L | Annual | Standard NOX | lb/MMBtu | 0.16 | 0.16 | 0.16 | 0.16 | 0.16 | 0.16 | 0.16 | 0.16
NSR Taconite 1,2 - NOX Rate Annual v5.14 | 992 | 6136 | Rate Constraint in lbs/MMBtu | FALSE | L | Annual | Emissions at Affected Plants NOX | Thousand Tons | 0.29149 | 0.3637 | 0.58143 | 0.65665 | 0.56382 | 0.70408 | 0.57294 | 0.41454
NSR Taconite 1,2 - NOX Rate Annual v5.14 | 992 | 6136 | Rate Constraint in lbs/MMBtu | FALSE | L | Annual | Allowances Purchased NOX | Thousand Tons | 0 | 0 | 0 | 0 | 0 | 0 | 0 | 0
NSR Taconite 1,2 - NOX Rate Annual v5.14 | 992 | 6136 | Rate Constraint in lbs/MMBtu | FALSE | L | Annual | Allowances Sold NOX | Thousand Tons | 0 | 0 | 0 | 0 | 0 | 0 | 0 | 0
NSR Taconite 1,2 - NOX Rate Annual v5.14 | 992 | 6136 | Rate Constraint in lbs/MMBtu | FALSE | L | Annual | Allowances Banked | Thousand Tons | 0 | 0 | 0 | 0 | 0 | 0 | 0 | 0
NSR Taconite 1,2 - NOX Rate Annual v5.14 | 992 | 6136 | Rate Constraint in lbs/MMBtu | FALSE | L | Annual | Allowances Withdrawn (1:1) | Thousand Tons | 0 | 0 | 0 | 0 | 0 | 0 | 0 | 0
NSR Taconite 1,2 - NOX Rate Annual v5.14 | 992 | 6136 | Rate Constraint in lbs/MMBtu | FALSE | L | Annual | Allowances Withdrawn (n:1) | Thousand Tons | 0 | 0 | 0 | 0 | 0 | 0 | 0 | 0
NSR Taconite 1,2 - NOX Rate Annual v5.14 | 992 | 6136 | Rate Constraint in lbs/MMBtu | FALSE | L | Annual | Net Emissions Allowance Position | Thousand Tons | 0.29149 | 0.3637 | 0.58143 | 0.65665 | 0.56382 | 0.70408 | 0.57294 | 0.41454
NSR Taconite 1,2 - NOX Rate Annual v5.14 | 992 | 6136 | Rate Constraint in lbs/MMBtu | FALSE | L | Annual | Fuel Consumed | TBtu | 4.7544 | 5.9344 | 9.4887 | 10.7179 | 9.2202 | 11.4962 | 9.3951 | 6.7657
NSR Taconite 1,2 - NOX Rate Annual v5.14 | 992 | 6136 | Rate Constraint in lbs/MMBtu | FALSE | L | Annual | Rate | lb/MMBtu | 0.12262 | 0.12257 | 0.12255 | 0.12253 | 0.1223 | 0.12249 | 0.12197 | 0.12254
NSR Taconite 1,2 - NOX Rate Annual v5.14 | 992 | 6136 | Rate Constraint in lbs/MMBtu | FALSE | L | Annual | Generation | TWh | 0.41386 | 0.51658 | 0.85329 | 0.96383 | 0.82921 | 1.0338 | 0.84502 | 0.60841
NSR Taconite 1,2 - NOX Rate Annual v5.14 | 992 | 6136 | Rate Constraint in lbs/MMBtu | FALSE | L | Annual | Qualifying Generation | TWh | 0.41386 | 0.51658 | 0.85329 | 0.96383 | 0.82921 | 1.0338 | 0.84502 | 0.60841
NSR Taconite 1,2 - NOX Rate Annual v5.14 | 992 | 6136 | Rate Constraint in lbs/MMBtu | FALSE | L | Annual | Rate | lb/MWh | 1.4086 | 1.4081 | 1.3628 | 1.3626 | 1.3599 | 1.3621 | 1.356 | 1.3627
NSR Taconite 1,2 - NOX Rate Annual v5.14 | 992 | 6136 | Rate Constraint in lbs/MMBtu | FALSE | L | Annual | Constraint Shadow Price | US2016$/Ton | 0 | 0 | 0 | 0 | 0 | 0 | 0 | 0
NSR Taconite 1,2 - SO2 Rate Annual v5.14 | 993 | 6135 | Rate Constraint in lbs/MMBtu | FALSE | L | Annual | Seasons Included | Seasons | Winter, WintShld, Summer | Winter, WintShld, Summer | Winter, WintShld, Summer | Winter, WintShld, Summer | Winter, WintShld, Summer | Winter, WintShld, Summer | Winter, WintShld, Summer | Winter, WintShld, Summer
NSR Taconite 1,2 - SO2 Rate Annual v5.14 | 993 | 6135 | Rate Constraint in lbs/MMBtu | FALSE | L | Annual | Standard SO2 | lb/MMBtu | 0.3 | 0.3 | 0.3 | 0.3 | 0.3 | 0.3 | 0.3 | 0.3
NSR Taconite 1,2 - SO2 Rate Annual v5.14 | 993 | 6135 | Rate Constraint in lbs/MMBtu | FALSE | L | Annual | Emissions at Affected Plants SO2 | Thousand Tons | 0.71317 | 0.62109 | 1.4233 | 1.6077 | 1.383 | 1.7244 | 1.4093 | 1.0148
NSR Taconite 1,2 - SO2 Rate Annual v5.14 | 993 | 6135 | Rate Constraint in lbs/MMBtu | FALSE | L | Annual | Allowances Purchased SO2 | Thousand Tons | 0 | 0 | 0 | 0 | 0 | 0 | 0 | 0
NSR Taconite 1,2 - SO2 Rate Annual v5.14 | 993 | 6135 | Rate Constraint in lbs/MMBtu | FALSE | L | Annual | Allowances Sold SO2 | Thousand Tons | 0 | 0 | 0 | 0 | 0 | 0 | 0 | 0
NSR Taconite 1,2 - SO2 Rate Annual v5.14 | 993 | 6135 | Rate Constraint in lbs/MMBtu | FALSE | L | Annual | Allowances Banked | Thousand Tons | 0 | 0 | 0 | 0 | 0 | 0 | 0 | 0
NSR Taconite 1,2 - SO2 Rate Annual v5.14 | 993 | 6135 | Rate Constraint in lbs/MMBtu | FALSE | L | Annual | Allowances Withdrawn (1:1) | Thousand Tons | 0 | 0 | 0 | 0 | 0 | 0 | 0 | 0
NSR Taconite 1,2 - SO2 Rate Annual v5.14 | 993 | 6135 | Rate Constraint in lbs/MMBtu | FALSE | L | Annual | Allowances Withdrawn (n:1) | Thousand Tons | 0 | 0 | 0 | 0 | 0 | 0 | 0 | 0
NSR Taconite 1,2 - SO2 Rate Annual v5.14 | 993 | 6135 | Rate Constraint in lbs/MMBtu | FALSE | L | Annual | Net Emissions Allowance Position | Thousand Tons | 0.71317 | 0.62109 | 1.4233 | 1.6077 | 1.383 | 1.7244 | 1.4093 | 1.0148
NSR Taconite 1,2 - SO2 Rate Annual v5.14 | 993 | 6135 | Rate Constraint in lbs/MMBtu | FALSE | L | Annual | Fuel Consumed | TBtu | 4.7544 | 5.9344 | 9.4887 | 10.7179 | 9.2202 | 11.4962 | 9.3951 | 6.7657
NSR Taconite 1,2 - SO2 Rate Annual v5.14 | 993 | 6135 | Rate Constraint in lbs/MMBtu | FALSE | L | Annual | Rate | lb/MMBtu | 0.3 | 0.20932 | 0.3 | 0.3 | 0.3 | 0.3 | 0.3 | 0.3
NSR Taconite 1,2 - SO2 Rate Annual v5.14 | 993 | 6135 | Rate Constraint in lbs/MMBtu | FALSE | L | Annual | Generation | TWh | 0.41386 | 0.51658 | 0.85329 | 0.96383 | 0.82921 | 1.0338 | 0.84502 | 0.60841
NSR Taconite 1,2 - SO2 Rate Annual v5.14 | 993 | 6135 | Rate Constraint in lbs/MMBtu | FALSE | L | Annual | Qualifying Generation | TWh | 0.41386 | 0.51658 | 0.85329 | 0.96383 | 0.82921 | 1.0338 | 0.84502 | 0.60841
NSR Taconite 1,2 - SO2 Rate Annual v5.14 | 993 | 6135 | Rate Constraint in lbs/MMBtu | FALSE | L | Annual | Rate | lb/MWh | 3.4464 | 2.4046 | 3.3361 | 3.336 | 3.3358 | 3.336 | 3.3354 | 3.336
NSR Taconite 1,2 - SO2 Rate Annual v5.14 | 993 | 6135 | Rate Constraint in lbs/MMBtu | FALSE | L | Annual | Constraint Shadow Price | US2016$/Ton | 6.169 | 0 | 595.4439 | 1906.0039 | 2051.5589 | 1918.7458 | 1570.6363 | 811.7636
NSR Tucson Electric - SO2 Cap Annual v4.0 | 994 | 2171 | Rate Constraint in MTons | FALSE | L | Annual | Seasons Included | Seasons | Winter, WintShld, Summer | Winter, WintShld, Summer | Winter, WintShld, Summer | Winter, WintShld, Summer | Winter, WintShld, Summer | Winter, WintShld, Summer | Winter, WintShld, Summer | Winter, WintShld, Summer
NSR Tucson Electric - SO2 Cap Annual v4.0 | 994 | 2171 | Rate Constraint in MTons | FALSE | L | Annual | Standard SO2 | Thousand Tons | 10.66 | 10.66 | 10.66 | 10.66 | 10.66 | 10.66 | 10.66 | 10.66
NSR Tucson Electric - SO2 Cap Annual v4.0 | 994 | 2171 | Rate Constraint in MTons | FALSE | L | Annual | Emissions at Affected Plants SO2 | Thousand Tons | 10.66 | 10.66 | 10.66 | 10.66 | 8.4725 | 8.4725 | 8.4725 | 8.4725
NSR Tucson Electric - SO2 Cap Annual v4.0 | 994 | 2171 | Rate Constraint in MTons | FALSE | L | Annual | Allowances Purchased SO2 | Thousand Tons | 0 | 0 | 0 | 0 | 0 | 0 | 0 | 0
NSR Tucson Electric - SO2 Cap Annual v4.0 | 994 | 2171 | Rate Constraint in MTons | FALSE | L | Annual | Allowances Sold SO2 | Thousand Tons | 0 | 0 | 0 | 0 | 0 | 0 | 0 | 0
NSR Tucson Electric - SO2 Cap Annual v4.0 | 994 | 2171 | Rate Constraint in MTons | FALSE | L | Annual | Allowances Banked | Thousand Tons | 0 | 0 | 0 | 0 | 0 | 0 | 0 | 0
NSR Tucson Electric - SO2 Cap Annual v4.0 | 994 | 2171 | Rate Constraint in MTons | FALSE | L | Annual | Allowances Withdrawn (1:1) | Thousand Tons | 0 | 0 | 0 | 0 | 0 | 0 | 0 | 0
NSR Tucson Electric - SO2 Cap Annual v4.0 | 994 | 2171 | Rate Constraint in MTons | FALSE | L | Annual | Allowances Withdrawn (n:1) | Thousand Tons | 0 | 0 | 0 | 0 | 0 | 0 | 0 | 0
NSR Tucson Electric - SO2 Cap Annual v4.0 | 994 | 2171 | Rate Constraint in MTons | FALSE | L | Annual | Net Emissions Allowance Position | Thousand Tons | 10.66 | 10.66 | 10.66 | 10.66 | 8.4725 | 8.4725 | 8.4725 | 8.4725
NSR Tucson Electric - SO2 Cap Annual v4.0 | 994 | 2171 | Rate Constraint in MTons | FALSE | L | Annual | Fuel Consumed | TBtu | 83.2414 | 83.2414 | 83.1619 | 83.1619 | 64.9402 | 64.9402 | 64.9402 | 64.9402
NSR Tucson Electric - SO2 Cap Annual v4.0 | 994 | 2171 | Rate Constraint in MTons | FALSE | L | Annual | Rate | lb/MMBtu | 0.25612 | 0.25612 | 0.25637 | 0.25637 | 0.26093 | 0.26093 | 0.26093 | 0.26093
NSR Tucson Electric - SO2 Cap Annual v4.0 | 994 | 2171 | Rate Constraint in MTons | FALSE | L | Annual | Generation | TWh | 8.125 | 8.1214 | 8.1826 | 8.1796 | 6.388 | 6.388 | 6.388 | 6.388
NSR Tucson Electric - SO2 Cap Annual v4.0 | 994 | 2171 | Rate Constraint in MTons | FALSE | L | Annual | Qualifying Generation | TWh | 8.125 | 8.1214 | 8.1826 | 8.1796 | 6.388 | 6.388 | 6.388 | 6.388
NSR Tucson Electric - SO2 Cap Annual v4.0 | 994 | 2171 | Rate Constraint in MTons | FALSE | L | Annual | Rate | lb/MWh | 2.624 | 2.6252 | 2.6055 | 2.6065 | 2.6526 | 2.6526 | 2.6526 | 2.6526
NSR Tucson Electric - SO2 Cap Annual v4.0 | 994 | 2171 | Rate Constraint in MTons | FALSE | L | Annual | Constraint Shadow Price | US2016$/Ton | 1697.232 | 2722.137 | 2847.2715 | 971.8602 | 0 | 0 | 0 | 0
NSR Tucson Electric NOx Cap Annual - v4.0 | 995 | 2170 | Rate Constraint in MTons | FALSE | L | Annual | Seasons Included | Seasons | Winter, WintShld, Summer | Winter, WintShld, Summer | Winter, WintShld, Summer | Winter, WintShld, Summer | Winter, WintShld, Summer | Winter, WintShld, Summer | Winter, WintShld, Summer | Winter, WintShld, Summer
NSR Tucson Electric NOx Cap Annual - v4.0 | 995 | 2170 | Rate Constraint in MTons | FALSE | L | Annual | Standard NOX | Thousand Tons | 8.94 | 8.94 | 8.94 | 8.94 | 8.94 | 8.94 | 8.94 | 8.94
NSR Tucson Electric NOx Cap Annual - v4.0 | 995 | 2170 | Rate Constraint in MTons | FALSE | L | Annual | Emissions at Affected Plants NOX | Thousand Tons | 4.7641 | 4.7714 | 4.7498 | 4.7558 | 3.5674 | 3.5674 | 3.5674 | 3.5674
NSR Tucson Electric NOx Cap Annual - v4.0 | 995 | 2170 | Rate Constraint in MTons | FALSE | L | Annual | Allowances Purchased NOX | Thousand Tons | 0 | 0 | 0 | 0 | 0 | 0 | 0 | 0
NSR Tucson Electric NOx Cap Annual - v4.0 | 995 | 2170 | Rate Constraint in MTons | FALSE | L | Annual | Allowances Sold NOX | Thousand Tons | 0 | 0 | 0 | 0 | 0 | 0 | 0 | 0
NSR Tucson Electric NOx Cap Annual - v4.0 | 995 | 2170 | Rate Constraint in MTons | FALSE | L | Annual | Allowances Banked | Thousand Tons | 0 | 0 | 0 | 0 | 0 | 0 | 0 | 0
NSR Tucson Electric NOx Cap Annual - v4.0 | 995 | 2170 | Rate Constraint in MTons | FALSE | L | Annual | Allowances Withdrawn (1:1) | Thousand Tons | 0 | 0 | 0 | 0 | 0 | 0 | 0 | 0
NSR Tucson Electric NOx Cap Annual - v4.0 | 995 | 2170 | Rate Constraint in MTons | FALSE | L | Annual | Allowances Withdrawn (n:1) | Thousand Tons | 0 | 0 | 0 | 0 | 0 | 0 | 0 | 0
NSR Tucson Electric NOx Cap Annual - v4.0 | 995 | 2170 | Rate Constraint in MTons | FALSE | L | Annual | Net Emissions Allowance Position | Thousand Tons | 4.7641 | 4.7714 | 4.7498 | 4.7558 | 3.5674 | 3.5674 | 3.5674 | 3.5674
NSR Tucson Electric NOx Cap Annual - v4.0 | 995 | 2170 | Rate Constraint in MTons | FALSE | L | Annual | Fuel Consumed | TBtu | 83.2414 | 83.2414 | 83.1619 | 83.1619 | 64.9402 | 64.9402 | 64.9402 | 64.9402
NSR Tucson Electric NOx Cap Annual - v4.0 | 995 | 2170 | Rate Constraint in MTons | FALSE | L | Annual | Rate | lb/MMBtu | 0.11446 | 0.11464 | 0.11423 | 0.11437 | 0.10987 | 0.10987 | 0.10987 | 0.10987
NSR Tucson Electric NOx Cap Annual - v4.0 | 995 | 2170 | Rate Constraint in MTons | FALSE | L | Annual | Generation | TWh | 8.125 | 8.1214 | 8.1826 | 8.1796 | 6.388 | 6.388 | 6.388 | 6.388
NSR Tucson Electric NOx Cap Annual - v4.0 | 995 | 2170 | Rate Constraint in MTons | FALSE | L | Annual | Qualifying Generation | TWh | 8.125 | 8.1214 | 8.1826 | 8.1796 | 6.388 | 6.388 | 6.388 | 6.388
NSR Tucson Electric NOx Cap Annual - v4.0 | 995 | 2170 | Rate Constraint in MTons | FALSE | L | Annual | Rate | lb/MWh | 1.1727 | 1.175 | 1.161 | 1.1628 | 1.1169 | 1.1169 | 1.1169 | 1.1169
NSR Tucson Electric NOx Cap Annual - v4.0 | 995 | 2170 | Rate Constraint in MTons | FALSE | L | Annual | Constraint Shadow Price | US2016$/Ton | 0 | 0 | 0 | 0 | 0 | 0 | 0 | 0
NSR TVA System - NOX Cap Annual v4.11 | 996 | 2308 | Rate Constraint in MTons | FALSE | L | Annual | Seasons Included | Seasons | Winter, WintShld, Summer | Winter, WintShld, Summer | Winter, WintShld, Summer | Winter, WintShld, Summer | Winter, WintShld, Summer | Winter, WintShld, Summer | Winter, WintShld, Summer | Winter, WintShld, Summer
NSR TVA System - NOX Cap Annual v4.11 | 996 | 2308 | Rate Constraint in MTons | FALSE | L | Annual | Standard NOX | Thousand Tons | 52 | 52 | 52 | 52 | 52 | 52 | 52 | 52
NSR TVA System - NOX Cap Annual v4.11 | 996 | 2308 | Rate Constraint in MTons | FALSE | L | Annual | Emissions at Affected Plants NOX | Thousand Tons | 8.4878 | 8.6449 | 8.5477 | 8.3818 | 8.148 | 9.7598 | 10.3663 | 8.4983
NSR TVA System - NOX Cap Annual v4.11 | 996 | 2308 | Rate Constraint in MTons | FALSE | L | Annual | Allowances Purchased NOX | Thousand Tons | 0 | 0 | 0 | 0 | 0 | 0 | 0 | 0
NSR TVA System - NOX Cap Annual v4.11 | 996 | 2308 | Rate Constraint in MTons | FALSE | L | Annual | Allowances Sold NOX | Thousand Tons | 0 | 0 | 0 | 0 | 0 | 0 | 0 | 0
NSR TVA System - NOX Cap Annual v4.11 | 996 | 2308 | Rate Constraint in MTons | FALSE | L | Annual | Allowances Banked | Thousand Tons | 0 | 0 | 0 | 0 | 0 | 0 | 0 | 0
NSR TVA System - NOX Cap Annual v4.11 | 996 | 2308 | Rate Constraint in MTons | FALSE | L | Annual | Allowances Withdrawn (1:1) | Thousand Tons | 0 | 0 | 0 | 0 | 0 | 0 | 0 | 0
NSR TVA System - NOX Cap Annual v4.11 | 996 | 2308 | Rate Constraint in MTons | FALSE | L | Annual | Allowances Withdrawn (n:1) | Thousand Tons | 0 | 0 | 0 | 0 | 0 | 0 | 0 | 0
NSR TVA System - NOX Cap Annual v4.11 | 996 | 2308 | Rate Constraint in MTons | FALSE | L | Annual | Net Emissions Allowance Position | Thousand Tons | 8.4878 | 8.6449 | 8.5477 | 8.3818 | 8.148 | 9.7598 | 10.3663 | 8.4983
NSR TVA System - NOX Cap Annual v4.11 | 996 | 2308 | Rate Constraint in MTons | FALSE | L | Annual | Fuel Consumed | TBtu | 148.0119 | 152.6287 | 152.0092 | 140.854 | 134.5301 | 153.3188 | 157.1503 | 129.3183
NSR TVA System - NOX Cap Annual v4.11 | 996 | 2308 | Rate Constraint in MTons | FALSE | L | Annual | Rate | lb/MMBtu | 0.11469 | 0.11328 | 0.11246 | 0.11901 | 0.12113 | 0.12731 | 0.13193 | 0.13143
NSR TVA System - NOX Cap Annual v4.11 | 996 | 2308 | Rate Constraint in MTons | FALSE | L | Annual | Generation | TWh | 13.3728 | 13.7976 | 14.0163 | 12.9685 | 12.3868 | 14.1042 | 14.4425 | 11.8625
NSR TVA System - NOX Cap Annual v4.11 | 996 | 2308 | Rate Constraint in MTons | FALSE | L | Annual | Qualifying Generation | TWh | 13.3728 | 13.7976 | 14.0163 | 12.9685 | 12.3868 | 14.1042 | 14.4425 | 11.8625
NSR TVA System - NOX Cap Annual v4.11 | 996 | 2308 | Rate Constraint in MTons | FALSE | L | Annual | Rate | lb/MWh | 1.2694 | 1.2531 | 1.2197 | 1.2926 | 1.3156 | 1.384 | 1.4355 | 1.4328
NSR TVA System - NOX Cap Annual v4.11 | 996 | 2308 | Rate Constraint in MTons | FALSE | L | Annual | Constraint Shadow Price | US2016$/Ton | 0 | 0 | 0 | 0 | 0 | 0 | 0 | 0
NSR TVA System - SO2 Cap Annual v4.11 | 997 | 2307 | Rate Constraint in MTons | FALSE | L | Annual | Seasons Included | Seasons | Winter, WintShld, Summer | Winter, WintShld, Summer | Winter, WintShld, Summer | Winter, WintShld, Summer | Winter, WintShld, Summer | Winter, WintShld, Summer | Winter, WintShld, Summer | Winter, WintShld, Summer
NSR TVA System - SO2 Cap Annual v4.11 | 997 | 2307 | Rate Constraint in MTons | FALSE | L | Annual | Standard SO2 | Thousand Tons | 100 | 100 | 100 | 100 | 100 | 100 | 100 | 100
NSR TVA System - SO2 Cap Annual v4.11 | 997 | 2307 | Rate Constraint in MTons | FALSE | L | Annual | Emissions at Affected Plants SO2 | Thousand Tons | 12.1868 | 12.2031 | 12.0792 | 10.7669 | 10.2156 | 12.3939 | 13.7092 | 12.4949
NSR TVA System - SO2 Cap Annual v4.11 | 997 | 2307 | Rate Constraint in MTons | FALSE | L | Annual | Allowances Purchased SO2 | Thousand Tons | 0 | 0 | 0 | 0 | 0 | 0 | 0 | 0
NSR TVA System - SO2 Cap Annual v4.11 | 997 | 2307 | Rate Constraint in MTons | FALSE | L | Annual | Allowances Sold SO2 | Thousand Tons | 0 | 0 | 0 | 0 | 0 | 0 | 0 | 0
NSR TVA System - SO2 Cap Annual v4.11 | 997 | 2307 | Rate Constraint in MTons | FALSE | L | Annual | Allowances Banked | Thousand Tons | 0 | 0 | 0 | 0 | 0 | 0 | 0 | 0
NSR TVA System - SO2 Cap Annual v4.11 | 997 | 2307 | Rate Constraint in MTons | FALSE | L | Annual | Allowances Withdrawn (1:1) | Thousand Tons | 0 | 0 | 0 | 0 | 0 | 0 | 0 | 0
NSR TVA System - SO2 Cap Annual v4.11 | 997 | 2307 | Rate Constraint in MTons | FALSE | L | Annual | Allowances Withdrawn (n:1) | Thousand Tons | 0 | 0 | 0 | 0 | 0 | 0 | 0 | 0
NSR TVA System - SO2 Cap Annual v4.11 | 997 | 2307 | Rate Constraint in MTons | FALSE | L | Annual | Net Emissions Allowance Position | Thousand Tons | 12.1868 | 12.2031 | 12.0792 | 10.7669 | 10.2156 | 12.3939 | 13.7092 | 12.4949
NSR TVA System - SO2 Cap Annual v4.11 | 997 | 2307 | Rate Constraint in MTons | FALSE | L | Annual | Fuel Consumed | TBtu | 148.0119 | 152.6287 | 152.0092 | 140.854 | 134.5301 | 153.3188 | 157.1503 | 129.3183
NSR TVA System - SO2 Cap Annual v4.11 | 997 | 2307 | Rate Constraint in MTons | FALSE | L | Annual | Rate | lb/MMBtu | 0.16467 | 0.15991 | 0.15893 | 0.15288 | 0.15187 | 0.16168 | 0.17447 | 0.19324
NSR TVA System - SO2 Cap Annual v4.11 | 997 | 2307 | Rate Constraint in MTons | FALSE | L | Annual | Generation | TWh | 13.3728 | 13.7976 | 14.0163 | 12.9685 | 12.3868 | 14.1042 | 14.4425 | 11.8625
NSR TVA System - SO2 Cap Annual v4.11 | 997 | 2307 | Rate Constraint in MTons | FALSE | L | Annual | Qualifying Generation | TWh | 13.3728 | 13.7976 | 14.0163 | 12.9685 | 12.3868 | 14.1042 | 14.4425 | 11.8625
NSR TVA System - SO2 Cap Annual v4.11 | 997 | 2307 | Rate Constraint in MTons | FALSE | L | Annual | Rate | lb/MWh | 1.8226 | 1.7689 | 1.7236 | 1.6605 | 1.6494 | 1.7575 | 1.8985 | 2.1066
NSR TVA System - SO2 Cap Annual v4.11 | 997 | 2307 | Rate Constraint in MTons | FALSE | L | Annual | Constraint Shadow Price | US2016$/Ton | 0 | 0 | 0 | 0 | 0 | 0 | 0 | 0
NSR Valley 1-4 - NOX Rate Annual v5.16 | 998 | 6629 | Rate Constraint in lbs/MMBtu | FALSE | L | Annual | Seasons Included | Seasons | Winter, WintShld, Summer | Winter, WintShld, Summer | Winter, WintShld, Summer | Winter, WintShld, Summer | Winter, WintShld, Summer | Winter, WintShld, Summer | Winter, WintShld, Summer | Winter, WintShld, Summer
NSR Valley 1-4 - NOX Rate Annual v5.16 | 998 | 6629 | Rate Constraint in lbs/MMBtu | FALSE | L | Annual | Standard NOX | lb/MMBtu | 0.08 | 0.08 | 0.08 | 0.08 | 0.08 | 0.08 | 0.08 | 0.08
NSR Valley 1-4 - NOX Rate Annual v5.16 | 998 | 6629 | Rate Constraint in lbs/MMBtu | FALSE | L | Annual | Emissions at Affected Plants NOX | Thousand Tons | 0.021694 | 0.020563 | 0.030869 | 0.066743 | 0.083517 | 0.083517 | 0.043385 | 0.026589
NSR Valley 1-4 - NOX Rate Annual v5.16 | 998 | 6629 | Rate Constraint in lbs/MMBtu | FALSE | L | Annual | Allowances Purchased NOX | Thousand Tons | 0 | 0 | 0 | 0 | 0 | 0 | 0 | 0
NSR Valley 1-4 - NOX Rate Annual v5.16 | 998 | 6629 | Rate Constraint in lbs/MMBtu | FALSE | L | Annual | Allowances Sold NOX | Thousand Tons | 0 | 0 | 0 | 0 | 0 | 0 | 0 | 0
NSR Valley 1-4 - NOX Rate Annual v5.16 | 998 | 6629 | Rate Constraint in lbs/MMBtu | FALSE | L | Annual | Allowances Banked | Thousand Tons | 0 | 0 | 0 | 0 | 0 | 0 | 0 | 0
NSR Valley 1-4 - NOX Rate Annual v5.16 | 998 | 6629 | Rate Constraint in lbs/MMBtu | FALSE | L | Annual | Allowances Withdrawn (1:1) | Thousand Tons | 0 | 0 | 0 | 0 | 0 | 0 | 0 | 0
NSR Valley 1-4 - NOX Rate Annual v5.16 | 998 | 6629 | Rate Constraint in lbs/MMBtu | FALSE | L | Annual | Allowances Withdrawn (n:1) | Thousand Tons | 0 | 0 | 0 | 0 | 0 | 0 | 0 | 0
NSR Valley 1-4 - NOX Rate Annual v5.16 | 998 | 6629 | Rate Constraint in lbs/MMBtu | FALSE | L | Annual | Net Emissions Allowance Position | Thousand Tons | 0.021694 | 0.020563 | 0.030869 | 0.066743 | 0.083517 | 0.083517 | 0.043385 | 0.026589
NSR Valley 1-4 - NOX Rate Annual v5.16 | 998 | 6629 | Rate Constraint in lbs/MMBtu | FALSE | L | Annual | Fuel Consumed | TBtu | 0.61469 | 0.58265 | 0.87467 | 1.8912 | 2.3665 | 2.3665 | 1.2293 | 0.7534
NSR Valley 1-4 - NOX Rate Annual v5.16 | 998 | 6629 | Rate Constraint in lbs/MMBtu | FALSE | L | Annual | Rate | lb/MMBtu | 0.070584 | 0.070584 | 0.070584 | 0.070584 | 0.070584 | 0.070584 | 0.070584 | 0.070584
NSR Valley 1-4 - NOX Rate Annual v5.16 | 998 | 6629 | Rate Constraint in lbs/MMBtu | FALSE | L | Annual | Generation | TWh | 0.049686 | 0.047096 | 0.070701 | 0.15287 | 0.19128 | 0.19128 | 0.099367 | 0.060898
NSR Valley 1-4 - NOX Rate Annual v5.16 | 998 | 6629 | Rate Constraint in lbs/MMBtu | FALSE | L | Annual | Qualifying Generation | TWh | 0.049686 | 0.047096 | 0.070701 | 0.15287 | 0.19128 | 0.19128 | 0.099367 | 0.060898
NSR Valley 1-4 - NOX Rate Annual v5.16 | 998 | 6629 | Rate Constraint in lbs/MMBtu | FALSE | L | Annual | Rate | lb/MWh | 0.87322 | 0.87322 | 0.87322 | 0.87322 | 0.87322 | 0.87322 | 0.87322 | 0.87322
NSR Valley 1-4 - NOX Rate Annual v5.16 | 998 | 6629 | Rate Constraint in lbs/MMBtu | FALSE | L | Annual | Constraint Shadow Price | US2016$/Ton | 0 | 0 | 0 | 0 | 0 | 0 | 0 | 0
NSR Valley 1-4 - SO2 Cap Annual v5.16 | 999 | 6630 | Rate Constraint in MTons | FALSE | L | Annual | Seasons Included | Seasons | Winter, WintShld, Summer | Winter, WintShld, Summer | Winter, WintShld, Summer | Winter, WintShld, Summer | Winter, WintShld, Summer | Winter, WintShld, Summer | Winter, WintShld, Summer | Winter, WintShld, Summer
NSR Valley 1-4 - SO2 Cap Annual v5.16 | 999 | 6630 | Rate Constraint in MTons | FALSE | L | Annual | Standard SO2 | Thousand Tons | 0.0095 | 0.0095 | 0.0095 | 0.0095 | 0.0095 | 0.0095 | 0.0095 | 0.0095
NSR Valley 1-4 - SO2 Cap Annual v5.16 | 999 | 6630 | Rate Constraint in MTons | FALSE | L | Annual | Emissions at Affected Plants SO2 | Thousand Tons | 0 | 0 | 0 | 0 | 0 | 0 | 0 | 0
NSR Valley 1-4 - SO2 Cap Annual v5.16 | 999 | 6630 | Rate Constraint in MTons | FALSE | L | Annual | Allowances Purchased SO2 | Thousand Tons | 0 | 0 | 0 | 0 | 0 | 0 | 0 | 0
NSR Valley 1-4 - SO2 Cap Annual v5.16 | 999 | 6630 | Rate Constraint in MTons | FALSE | L | Annual | Allowances Sold SO2 | Thousand Tons | 0 | 0 | 0 | 0 | 0 | 0 | 0 | 0
NSR Valley 1-4 - SO2 Cap Annual v5.16 | 999 | 6630 | Rate Constraint in MTons | FALSE | L | Annual | Allowances Banked | Thousand Tons | 0 | 0 | 0 | 0 | 0 | 0 | 0 | 0
NSR Valley 1-4 - SO2 Cap Annual v5.16 | 999 | 6630 | Rate Constraint in MTons | FALSE | L | Annual | Allowances Withdrawn (1:1) | Thousand Tons | 0 | 0 | 0 | 0 | 0 | 0 | 0 | 0
NSR Valley 1-4 - SO2 Cap Annual v5.16 | 999 | 6630 | Rate Constraint in MTons | FALSE | L | Annual | Allowances Withdrawn (n:1) | Thousand Tons | 0 | 0 | 0 | 0 | 0 | 0 | 0 | 0
NSR Valley 1-4 - SO2 Cap Annual v5.16 | 999 | 6630 | Rate Constraint in MTons | FALSE | L | Annual | Net Emissions Allowance Position | Thousand Tons | 0 | 0 | 0 | 0 | 0 | 0 | 0 | 0
NSR Valley 1-4 - SO2 Cap Annual v5.16 | 999 | 6630 | Rate Constraint in MTons | FALSE | L | Annual | Fuel Consumed | TBtu | 0.61469 | 0.58265 | 0.87467 | 1.8912 | 2.3665 | 2.3665 | 1.2293 | 0.7534
NSR Valley 1-4 - SO2 Cap Annual v5.16 | 999 | 6630 | Rate Constraint in MTons | FALSE | L | Annual | Rate | lb/MMBtu | 0 | 0 | 0 | 0 | 0 | 0 | 0 | 0
NSR Valley 1-4 - SO2 Cap Annual v5.16 | 999 | 6630 | Rate Constraint in MTons | FALSE | L | Annual | Generation | TWh | 0.049686 | 0.047096 | 0.070701 | 0.15287 | 0.19128 | 0.19128 | 0.099367 | 0.060898
NSR Valley 1-4 - SO2 Cap Annual v5.16 | 999 | 6630 | Rate Constraint in MTons | FALSE | L | Annual | Qualifying Generation | TWh | 0.049686 | 0.047096 | 0.070701 | 0.15287 | 0.19128 | 0.19128 | 0.099367 | 0.060898
NSR Valley 1-4 - SO2 Cap Annual v5.16 | 999 | 6630 | Rate Constraint in MTons | FALSE | L | Annual | Rate | lb/MWh | 0 | 0 | 0 | 0 | 0 | 0 | 0 | 0
NSR Valley 1-4 - SO2 Cap Annual v5.16 | 999 | 6630 | Rate Constraint in MTons | FALSE | L | Annual | Constraint Shadow Price | US2016$/Ton | 0 | 0 | 0 | 0 | 0 | 0 | 0 | 0
NSR W H Sammis 1-5 - SO2 Rate Annual v3.1, Unit 5747 and retrofits | 1000 | 1877 | Rate Constraint in lbs/MMBtu | FALSE | L | Annual | Seasons Included | Seasons | Winter, WintShld, Summer | Winter, WintShld, Summer | Winter, WintShld, Summer | Winter, WintShld, Summer | Winter, WintShld, Summer | Winter, WintShld, Summer | Winter, WintShld, Summer | Winter, WintShld, Summer
NSR W H Sammis 1-5 - SO2 Rate Annual v3.1, Unit 5747 and retrofits | 1000 | 1877 | Rate Constraint in lbs/MMBtu | FALSE | L | Annual | Standard SO2 | lb/MMBtu | 1.1 | 1.1 | 1.1 | 1.1 | 1.1 | 1.1 | 1.1 | 1.1
NSR W H Sammis 1-5 - SO2 Rate Annual v3.1, Unit 5747 and retrofits | 1000 | 1877 | Rate Constraint in lbs/MMBtu | FALSE | L | Annual | Emissions at Affected Plants SO2 | Thousand Tons | 0.91109 | 0 | 0 | 0 | 0 | 0 | 0 | 0
NSR W H Sammis 1-5 - SO2 Rate Annual v3.1, Unit 5747 and retrofits | 1000 | 1877 | Rate Constraint in lbs/MMBtu | FALSE | L | Annual | Allowances Purchased SO2 | Thousand Tons | 0 | 0 | 0 | 0 | 0 | 0 | 0 | 0
NSR W H Sammis 1-5 - SO2 Rate Annual v3.1, Unit 5747 and retrofits | 1000 | 1877 | Rate Constraint in lbs/MMBtu | FALSE | L | Annual | Allowances Sold SO2 | Thousand Tons | 0 | 0 | 0 | 0 | 0 | 0 | 0 | 0
NSR W H Sammis 1-5 - SO2 Rate Annual v3.1, Unit 5747 and retrofits | 1000 | 1877 | Rate Constraint in lbs/MMBtu | FALSE | L | Annual | Allowances Banked | Thousand Tons | 0 | 0 | 0 | 0 | 0 | 0 | 0 | 0
NSR W H Sammis 1-5 - SO2 Rate Annual v3.1, Unit 5747 and retrofits | 1000 | 1877 | Rate Constraint in lbs/MMBtu | FALSE | L | Annual | Allowances Withdrawn (1:1) | Thousand Tons | 0 | 0 | 0 | 0 | 0 | 0 | 0 | 0
NSR W H Sammis 1-5 - SO2 Rate Annual v3.1, Unit 5747 and retrofits | 1000 | 1877 | Rate Constraint in lbs/MMBtu | FALSE | L | Annual | Allowances Withdrawn (n:1) | Thousand Tons | 0 | 0 | 0 | 0 | 0 | 0 | 0 | 0
NSR W H Sammis 1-5 - SO2 Rate Annual v3.1, Unit 5747 and retrofits | 1000 | 1877 | Rate Constraint in lbs/MMBtu | FALSE | L | Annual | Net Emissions Allowance Position | Thousand Tons | 0.91109 | 0 | 0 | 0 | 0 | 0 | 0 | 0
NSR W H Sammis 1-5 - SO2 Rate Annual v3.1, Unit 5747 and retrofits | 1000 | 1877 | Rate Constraint in lbs/MMBtu | FALSE | L | Annual | Fuel Consumed | TBtu | 20.6722 | 0 | 0 | 0 | 0 | 0 | 0 | 0
NSR W H Sammis 1-5 - SO2 Rate Annual v3.1, Unit 5747 and retrofits | 1000 | 1877 | Rate Constraint in lbs/MMBtu | FALSE | L | Annual | Rate | lb/MMBtu | 0.088146 | 0 | 0 | 0 | 0 | 0 | 0 | 0
NSR W H Sammis 1-5 - SO2 Rate Annual v3.1, Unit 5747 and retrofits | 1000 | 1877 | Rate Constraint in lbs/MMBtu | FALSE | L | Annual | Generation | TWh | 1.8442 | 0 | 0 | 0 | 0 | 0 | 0 | 0
NSR W H Sammis 1-5 - SO2 Rate Annual v3.1, Unit 5747 and retrofits | 1000 | 1877 | Rate Constraint in lbs/MMBtu | FALSE | L | Annual | Qualifying Generation | TWh | 1.8442 | 0 | 0 | 0 | 0 | 0 | 0 | 0
NSR W H Sammis 1-5 - SO2 Rate Annual v3.1, Unit 5747 and retrofits | 1000 | 1877 | Rate Constraint in lbs/MMBtu | FALSE | L | Annual | Rate | lb/MWh | 0.98803 | 0 | 0 | 0 | 0 | 0 | 0 | 0
NSR W H Sammis 1-5 - SO2 Rate Annual v3.1, Unit 5747 and retrofits | 1000 | 1877 | Rate Constraint in lbs/MMBtu | FALSE | L | Annual | Constraint Shadow Price | US2016$/Ton | 0 | 0 | 0 | 0 | 0 | 0 | 0 | 0
NSR W H Sammis 5 - NOX Rate Annual v3.1, Unit 5747 and retrofits | 1001 | 1878 | Rate Constraint in lbs/MMBtu | FALSE | L | Annual | Seasons Included | Seasons | Winter, WintShld, Summer | Winter, WintShld, Summer | Winter, WintShld, Summer | Winter, WintShld, Summer | Winter, WintShld, Summer | Winter, WintShld, Summer | Winter, WintShld, Summer | Winter, WintShld, Summer
NSR W H Sammis 5 - NOX Rate Annual v3.1, Unit 5747 and retrofits | 1001 | 1878 | Rate Constraint in lbs/MMBtu | FALSE | L | Annual | Standard NOX | lb/MMBtu | 0.29 | 0.29 | 0.29 | 0.29 | 0.29 | 0.29 | 0.29 | 0.29
NSR W H Sammis 5 - NOX Rate Annual v3.1, Unit 5747 and retrofits | 1001 | 1878 | Rate Constraint in lbs/MMBtu | FALSE | L | Annual | Emissions at Affected Plants NOX | Thousand Tons | 2.6677 | 0 | 0 | 0 | 0 | 0 | 0 | 0
NSR W H Sammis 5 - NOX Rate Annual v3.1, Unit 5747 and retrofits | 1001 | 1878 | Rate Constraint in lbs/MMBtu | FALSE | L | Annual | Allowances Purchased NOX | Thousand Tons | 0 | 0 | 0 | 0 | 0 | 0 | 0 | 0
NSR W H Sammis 5 - NOX Rate Annual v3.1, Unit 5747 and retrofits | 1001 | 1878 | Rate Constraint in lbs/MMBtu | FALSE | L | Annual | Allowances Sold NOX | Thousand Tons | 0 | 0 | 0 | 0 | 0 | 0 | 0 | 0
NSR W H Sammis 5 - NOX Rate Annual v3.1, Unit 5747 and retrofits | 1001 | 1878 | Rate Constraint in lbs/MMBtu | FALSE | L | Annual | Allowances Banked | Thousand Tons | 0 | 0 | 0 | 0 | 0 | 0 | 0 | 0
NSR W H Sammis 5 - NOX Rate Annual v3.1, Unit 5747 and retrofits | 1001 | 1878 | Rate Constraint in lbs/MMBtu | FALSE | L | Annual | Allowances Withdrawn (1:1) | Thousand Tons | 0 | 0 | 0 | 0 | 0 | 0 | 0 | 0
NSR W H Sammis 5 - NOX Rate Annual v3.1, Unit 5747 and retrofits | 1001 | 1878 | Rate Constraint in lbs/MMBtu | FALSE | L | Annual | Allowances Withdrawn (n:1) | Thousand Tons | 0 | 0 | 0 | 0 | 0 | 0 | 0 | 0
NSR W H Sammis 5 - NOX Rate Annual v3.1, Unit 5747 and retrofits | 1001 | 1878 | Rate Constraint in lbs/MMBtu | FALSE | L | Annual | Net Emissions Allowance Position | Thousand Tons | 2.6677 | 0 | 0 | 0 | 0 | 0 | 0 | 0
NSR W H Sammis 5 - NOX Rate Annual v3.1, Unit 5747 and retrofits | 1001 | 1878 | Rate Constraint in lbs/MMBtu | FALSE | L | Annual | Fuel Consumed | TBtu | 20.6722 | 0 | 0 | 0 | 0 | 0 | 0 | 0
NSR W H Sammis 5 - NOX Rate Annual v3.1, Unit 5747 and retrofits | 1001 | 1878 | Rate Constraint in lbs/MMBtu | FALSE | L | Annual | Rate | lb/MMBtu | 0.2581 | 0 | 0 | 0 | 0 | 0 | 0 | 0
NSR W H Sammis 5 - NOX Rate Annual v3.1, Unit 5747 and retrofits | 1001 | 1878 | Rate Constraint in lbs/MMBtu | FALSE | L | Annual | Generation | TWh | 1.8442 | 0 | 0 | 0 | 0 | 0 | 0 | 0
NSR W H Sammis 5 - NOX Rate Annual v3.1, Unit 5747 and retrofits | 1001 | 1878 | Rate Constraint in lbs/MMBtu | FALSE | L | Annual | Qualifying Generation | TWh | 1.8442 | 0 | 0 | 0 | 0 | 0 | 0 | 0
NSR W H Sammis 5 - NOX Rate Annual v3.1, Unit 5747 and retrofits | 1001 | 1878 | Rate Constraint in lbs/MMBtu | FALSE | L | Annual | Rate | lb/MWh | 2.893 | 0 | 0 | 0 | 0 | 0 | 0 | 0
NSR W H Sammis 5 - NOX Rate Annual v3.1, Unit 5747 and retrofits | 1001 | 1878 | Rate Constraint in lbs/MMBtu | FALSE | L | Annual | Constraint Shadow Price | US2016$/Ton | 0 | 0 | 0 | 0 | 0 | 0 | 0 | 0
NSR W H Sammis 6 - SO2 Rate Annual v3.1, Unit 5731 and retrofits | 1002 | 1879 | Rate Constraint in lbs/MMBtu | FALSE | L | Annual | Seasons Included | Seasons | Winter, WintShld, Summer | Winter, WintShld, Summer | Winter, WintShld, Summer | Winter, WintShld, Summer | Winter, WintShld, Summer | Winter, WintShld, Summer | Winter, WintShld, Summer | Winter, WintShld, Summer
NSR W H Sammis 6 - SO2 Rate Annual v3.1, Unit 5731 and retrofits | 1002 | 1879 | Rate Constraint in lbs/MMBtu | FALSE | L | Annual | Standard SO2 | lb/MMBtu | 0.13 | 0.13 | 0.13 | 0.13 | 0.13 | 0.13 | 0.13 | 0.13
NSR W H Sammis 6 - SO2 Rate Annual v3.1, Unit 5731 and retrofits | 1002 | 1879 | Rate Constraint in lbs/MMBtu | FALSE | L | Annual | Emissions at Affected Plants SO2 | Thousand Tons | 1.7135 | 0 | 0 | 0 | 0 | 0 | 0 | 0
NSR W H Sammis 6 - SO2 Rate Annual v3.1, Unit 5731 and retrofits | 1002 | 1879 | Rate Constraint in lbs/MMBtu | FALSE | L | Annual | Allowances Purchased SO2 | Thousand Tons | 0 | 0 | 0 | 0 | 0 | 0 | 0 | 0
NSR W H Sammis 6 - SO2 Rate Annual v3.1, Unit 5731 and retrofits | 1002 | 1879 | Rate Constraint in lbs/MMBtu | FALSE | L | Annual | Allowances Sold SO2 | Thousand Tons | 0 | 0 | 0 | 0 | 0 | 0 | 0 | 0
NSR W H Sammis 6 - SO2 Rate Annual v3.1, Unit 5731 and retrofits | 1002 | 1879 | Rate Constraint in lbs/MMBtu | FALSE | L | Annual | Allowances Banked | Thousand Tons | 0 | 0 | 0 | 0 | 0 | 0 | 0 | 0
NSR W H Sammis 6 - SO2 Rate Annual v3.1, Unit 5731 and retrofits | 1002 | 1879 | Rate Constraint in lbs/MMBtu | FALSE | L | Annual | Allowances Withdrawn (1:1) | Thousand Tons | 0 | 0 | 0 | 0 | 0 | 0 | 0 | 0
NSR W H Sammis 6 - SO2 Rate Annual v3.1, Unit 5731 and retrofits | 1002 | 1879 | Rate Constraint in lbs/MMBtu | FALSE | L | Annual | Allowances Withdrawn (n:1) | Thousand Tons | 0 | 0 | 0 | 0 | 0 | 0 | 0 | 0
NSR W H Sammis 6 - SO2 Rate Annual v3.1, Unit 5731 and retrofits | 1002 | 1879 | Rate Constraint in lbs/MMBtu | FALSE | L | Annual | Net Emissions Allowance Position | Thousand Tons | 1.7135 | 0 | 0 | 0 | 0 | 0 | 0 | 0
NSR W H Sammis 6 - SO2 Rate Annual v3.1, Unit 5731 and retrofits | 1002 | 1879 | Rate Constraint in lbs/MMBtu | FALSE | L | Annual | Fuel Consumed | TBtu | 43.0954 | 0 | 0 | 0 | 0 | 0 | 0 | 0
NSR W H Sammis 6 - SO2 Rate Annual v3.1, Unit 5731 and retrofits | 1002 | 1879 | Rate Constraint in lbs/MMBtu | FALSE | L | Annual | Rate | lb/MMBtu | 0.079521 | 0 | 0 | 0 | 0 | 0 | 0 | 0
NSR W H Sammis 6 - SO2 Rate Annual v3.1, Unit 5731 and retrofits | 1002 | 1879 | Rate Constraint in lbs/MMBtu | FALSE | L | Annual | Generation | TWh | 3.9771 | 0 | 0 | 0 | 0 | 0 | 0 | 0
NSR W H Sammis 6 - SO2 Rate Annual v3.1, Unit 5731 and retrofits | 1002 | 1879 | Rate Constraint in lbs/MMBtu | FALSE | L | Annual | Qualifying Generation | TWh | 3.9771 | 0 | 0 | 0 | 0 | 0 | 0 | 0
NSR W H Sammis 6 - SO2 Rate Annual v3.1, Unit 5731 and retrofits | 1002 | 1879 | Rate Constraint in lbs/MMBtu | FALSE | L | Annual | Rate | lb/MWh | 0.86169 | 0 | 0 | 0 | 0 | 0 | 0 | 0
NSR W H Sammis 6 - SO2 Rate Annual v3.1, Unit 5731 and retrofits | 1002 | 1879 | Rate Constraint in lbs/MMBtu | FALSE | L | Annual | Constraint Shadow Price | US2016$/Ton | 0 | 0 | 0 | 0 | 0 | 0 | 0 | 0
NSR W H Sammis 6,7 - NOX Rate Annual v3.1, Unit 5731 and retrofits | 1003 | 1880 | Rate Constraint in lbs/MMBtu | FALSE | L | Annual | Seasons Included | Seasons | Winter, WintShld, Summer | Winter, WintShld, Summer | Winter, WintShld, Summer | Winter, WintShld, Summer | Winter, WintShld, Summer | Winter, WintShld, Summer | Winter, WintShld, Summer | Winter, WintShld, Summer
NSR W H Sammis 6,7 - NOX Rate Annual v3.1, Unit 5731 and retrofits | 1003 | 1880 | Rate Constraint in lbs/MMBtu | FALSE | L | Annual | Standard NOX | lb/MMBtu | 0.1 | 0.1 | 0.1 | 0.1 | 0.1 | 0.1 | 0.1 | 0.1
NSR W H Sammis 6,7 - NOX Rate Annual v3.1, Unit 5731 and retrofits | 1003 | 1880 | Rate Constraint in lbs/MMBtu | FALSE | L | Annual | Emissions at Affected Plants NOX | Thousand Tons | 1.6161 | 0 | 0 | 0 | 0 | 0 | 0 | 0
NSR W H Sammis 6,7 - NOX Rate Annual v3.1, Unit 5731 and retrofits | 1003 | 1880 | Rate Constraint in lbs/MMBtu | FALSE | L | Annual | Allowances Purchased NOX | Thousand Tons | 0 | 0 | 0 | 0 | 0 | 0 | 0 | 0
NSR W H Sammis 6,7 - NOX Rate Annual v3.1, Unit 5731 and retrofits | 1003 | 1880 | Rate Constraint in lbs/MMBtu | FALSE | L | Annual | Allowances Sold NOX | Thousand Tons | 0 | 0 | 0 | 0 | 0 | 0 | 0 | 0
NSR W H Sammis 6,7 - NOX Rate Annual v3.1, Unit 5731 and retrofits | 1003 | 1880 | Rate Constraint in lbs/MMBtu | FALSE | L | Annual | Allowances Banked | Thousand Tons | 0 | 0 | 0 | 0 | 0 | 0 | 0 | 0
NSR W H Sammis 6,7 - NOX Rate Annual v3.1, Unit 5731 and retrofits | 1003 | 1880 | Rate Constraint in lbs/MMBtu | FALSE | L | Annual | Allowances Withdrawn (1:1) | Thousand Tons | 0 | 0 | 0 | 0 | 0 | 0 | 0 | 0
NSR W H Sammis 6,7 - NOX Rate Annual v3.1, Unit 5731 and retrofits | 1003 | 1880 | Rate Constraint in lbs/MMBtu | FALSE | L | Annual | Allowances Withdrawn (n:1) | Thousand Tons | 0 | 0 | 0 | 0 | 0 | 0 | 0 | 0
NSR W H Sammis 6,7 - NOX Rate Annual v3.1, Unit 5731 and retrofits | 1003 | 1880 | Rate Constraint in lbs/MMBtu | FALSE | L | Annual | Net Emissions Allowance Position | Thousand Tons | 1.6161 | 0 | 0 | 0 | 0 | 0 | 0 | 0
NSR W H Sammis 6,7 - NOX Rate Annual v3.1, Unit 5731 and retrofits | 1003 | 1880 | Rate Constraint in lbs/MMBtu | FALSE | L | Annual | Fuel Consumed | TBtu | 43.0954 | 0 | 0 | 0 | 0 | 0 | 0 | 0
NSR W H Sammis 6,7 - NOX Rate Annual v3.1, Unit 5731 and retrofits | 1003 | 1880 | Rate Constraint in lbs/MMBtu | FALSE | L | Annual | Rate | lb/MMBtu | 0.075 | 0 | 0 | 0 | 0 | 0 | 0 | 0
NSR W H Sammis 6,7 - NOX Rate Annual v3.1, Unit 5731 and retrofits | 1003 | 1880 | Rate Constraint in lbs/MMBtu | FALSE | L | Annual | Generation | TWh | 3.9771 | 0 | 0 | 0 | 0 | 0 | 0 | 0
NSR W H Sammis 6,7 - NOX Rate Annual v3.1, Unit 5731 and retrofits | 1003 | 1880 | Rate Constraint in lbs/MMBtu | FALSE | L | Annual | Qualifying Generation | TWh | 3.9771 | 0 | 0 | 0 | 0 | 0 | 0 | 0
NSR W H Sammis 6,7 - NOX Rate Annual v3.1, Unit 5731 and retrofits | 1003 | 1880 | Rate Constraint in lbs/MMBtu | FALSE | L | Annual | Rate | lb/MWh | 0.8127 | 0 | 0 | 0 | 0 | 0 | 0 | 0
NSR W H Sammis 6,7 - NOX Rate Annual v3.1, Unit 5731 and retrofits | 1003 | 1880 | Rate Constraint in lbs/MMBtu | FALSE | L | Annual | Constraint Shadow Price | US2016$/Ton | 0 | 0 | 0 | 0 | 0 | 0 | 0 | 0
NSR W H Sammis 6,7 - NOX Rate Annual v3.1, Unit 5732 and retrofits | 1004 | 1880 | Rate Constraint in lbs/MMBtu | FALSE | L | Annual | Seasons Included | Seasons | Winter, WintShld, Summer | Winter, WintShld, Summer | Winter, WintShld, Summer | Winter, WintShld, Summer | Winter, WintShld, Summer | Winter, WintShld, Summer | Winter, WintShld, Summer | Winter, WintShld, Summer
NSR W H Sammis 6,7 - NOX Rate Annual v3.1, Unit 5732 and retrofits | 1004 | 1880 | Rate Constraint in lbs/MMBtu | FALSE | L | Annual | Standard NOX | lb/MMBtu | 0.1 | 0.1 | 0.1 | 0.1 | 0.1 | 0.1 | 0.1 | 0.1
NSR W H Sammis 6,7 - NOX Rate Annual v3.1, Unit 5732 and retrofits | 1004 | 1880 | Rate Constraint in lbs/MMBtu | FALSE | L | Annual | Emissions at Affected Plants NOX | Thousand Tons | 1.6857 | 0 | 0 | 0 | 0 | 0 | 0 | 0
NSR W H Sammis 6,7 - NOX Rate Annual v3.1, Unit 5732 and retrofits | 1004 | 1880 | Rate Constraint in lbs/MMBtu | FALSE | L | Annual | Allowances Purchased NOX | Thousand Tons | 0 | 0 | 0 | 0 | 0 | 0 | 0 | 0
NSR W H Sammis 6,7 - NOX Rate Annual v3.1, Unit 5732 and retrofits | 1004 | 1880 | Rate Constraint in lbs/MMBtu | FALSE | L | Annual | Allowances Sold NOX | Thousand Tons | 0 | 0 | 0 | 0 | 0 | 0 | 0 | 0
NSR W H Sammis 6,7 - NOX Rate Annual v3.1, Unit 5732 and retrofits | 1004 | 1880 | Rate Constraint in lbs/MMBtu | FALSE | L | Annual | Allowances Banked | Thousand Tons | 0 | 0 | 0 | 0 | 0 | 0 | 0 | 0
NSR W H Sammis 6,7 - NOX Rate Annual v3.1, Unit 5732 and retrofits | 1004 | 1880 | Rate Constraint in lbs/MMBtu | FALSE | L | Annual | Allowances Withdrawn (1:1) | Thousand Tons | 0 | 0 | 0 | 0 | 0 | 0 | 0 | 0
NSR W H Sammis 6,7 - NOX Rate Annual v3.1, Unit 5732 and retrofits | 1004 | 1880 | Rate Constraint in lbs/MMBtu | FALSE | L | Annual | Allowances Withdrawn (n:1) | Thousand Tons | 0 | 0 | 0 | 0 | 0 | 0 | 0 | 0
NSR W H Sammis 6,7 - NOX Rate Annual v3.1, Unit 5732 and retrofits | 1004 | 1880 | Rate Constraint in lbs/MMBtu | FALSE | L | Annual | Net Emissions Allowance Position | Thousand Tons | 1.6857 | 0 | 0 | 0 | 0 | 0 | 0 | 0
NSR W H Sammis 6,7 - NOX Rate Annual v3.1, Unit 5732 and retrofits | 1004 | 1880 | Rate Constraint in lbs/MMBtu | FALSE | L | Annual | Fuel Consumed | TBtu | 44.9525 | 0 | 0 | 0 | 0 | 0 | 0 | 0
NSR W H Sammis 6,7 - NOX Rate Annual v3.1, Unit 5732 and retrofits | 1004 | 1880 | Rate Constraint in lbs/MMBtu | FALSE | L | Annual | Rate | lb/MMBtu | 0.075 | 0 | 0 | 0 | 0 | 0 | 0 | 0
NSR W H Sammis 6,7 - NOX Rate Annual v3.1, Unit 5732 and retrofits | 1004 | 1880 | Rate Constraint in lbs/MMBtu | FALSE | L | Annual | Generation | TWh | 4.1101 | 0 | 0 | 0 | 0 | 0 | 0 | 0
NSR W H Sammis 6,7 - NOX Rate Annual v3.1, Unit 5732 and retrofits | 1004 | 1880 | Rate Constraint in lbs/MMBtu | FALSE | L | Annual | Qualifying Generation | TWh | 4.1101 | 0 | 0 | 0 | 0 | 0 | 0 | 0
NSR W H Sammis 6,7 - NOX Rate Annual v3.1, Unit 5732 and retrofits | 1004 | 1880 | Rate Constraint in lbs/MMBtu | FALSE | L | Annual | Rate | lb/MWh | 0.82027 | 0 | 0 | 0 | 0 | 0 | 0 | 0
NSR W H Sammis 6,7 - NOX Rate Annual v3.1, Unit 5732 and retrofits | 1004 | 1880 | Rate Constraint in lbs/MMBtu | FALSE | L | Annual | Constraint Shadow Price | US2016$/Ton | 0 | 0 | 0 | 0 | 0 | 0 | 0 | 0
NSR W H Sammis 7 - SO2 Rate Annual v3.1, Unit 5732 and retrofits | 1005 | 1881 | Rate Constraint in lbs/MMBtu | FALSE | L | Annual | Seasons Included | Seasons | Winter, WintShld, Summer | Winter, WintShld, Summer | Winter, WintShld, Summer | Winter, WintShld, Summer | Winter, WintShld, Summer | Winter, WintShld, Summer | Winter, WintShld, Summer | Winter, WintShld, Summer
NSR W H Sammis 7 - SO2 Rate Annual v3.1, Unit 5732 and retrofits | 1005 | 1881 | Rate Constraint in lbs/MMBtu | FALSE | L | Annual | Standard SO2 | lb/MMBtu | 0.13 | 0.13 | 0.13 | 0.13 | 0.13 | 0.13 | 0.13 | 0.13
NSR W H Sammis 7 - SO2 Rate Annual v3.1, Unit 5732 and retrofits | 1005 | 1881 | Rate Constraint in lbs/MMBtu | FALSE | L | Annual | Emissions at Affected Plants SO2 | Thousand Tons | 1.7873 | 0 | 0 | 0 | 0 | 0 | 0 | 0
NSR W H Sammis 7 - SO2 Rate Annual v3.1, Unit 5732 and retrofits | 1005 | 1881 | Rate Constraint in lbs/MMBtu | FALSE | L | Annual | Allowances Purchased SO2 | Thousand Tons | 0 | 0 | 0 | 0 | 0 | 0 | 0 | 0
NSR W H Sammis 7 - SO2 Rate Annual v3.1, Unit 5732 and retrofits | 1005 | 1881 | Rate Constraint in lbs/MMBtu | FALSE | L | Annual | Allowances Sold SO2 | Thousand Tons | 0 | 0 | 0 | 0 | 0 | 0 | 0 | 0
NSR W H Sammis 7 - SO2 Rate Annual v3.1, Unit 5732 and retrofits | 1005 | 1881 | Rate Constraint in lbs/MMBtu | FALSE | L | Annual | Allowances Banked | Thousand Tons | 0 | 0 | 0 | 0 | 0 | 0 | 0 | 0
NSR W H Sammis 7 - SO2 Rate Annual v3.1, Unit 5732 and retrofits | 1005 | 1881 | Rate Constraint in lbs/MMBtu | FALSE | L | Annual | Allowances Withdrawn (1:1) | Thousand Tons | 0 | 0 | 0 | 0 | 0 | 0 | 0 | 0
NSR W H Sammis 7 - SO2 Rate Annual v3.1, Unit 5732 and retrofits | 1005 | 1881 | Rate Constraint in lbs/MMBtu | FALSE | L | Annual | Allowances Withdrawn (n:1) | Thousand Tons | 0 | 0 | 0 | 0 | 0 | 0 | 0 | 0
NSR W H Sammis 7 - SO2 Rate Annual v3.1, Unit 5732 and retrofits | 1005 | 1881 | Rate Constraint in lbs/MMBtu | FALSE | L | Annual | Net Emissions Allowance Position | Thousand Tons | 1.7873 | 0 | 0 | 0 | 0 | 0 | 0 | 0
NSR W H Sammis 7 - SO2 Rate Annual v3.1, Unit 5732 and retrofits | 1005 | 1881 | Rate Constraint in lbs/MMBtu | FALSE | L | Annual | Fuel Consumed | TBtu | 44.9525 | 0 | 0 | 0 | 0 | 0 | 0 | 0
NSR W H Sammis 7 - SO2 Rate Annual v3.1, Unit 5732 and retrofits | 1005 | 1881 | Rate Constraint in lbs/MMBtu | FALSE | L | Annual | Rate | lb/MMBtu | 0.079521 | 0 | 0 | 0 | 0 | 0 | 0 | 0
NSR W H Sammis 7 - SO2 Rate Annual v3.1, Unit 5732 and retrofits | 1005 | 1881 | Rate Constraint in lbs/MMBtu | FALSE | L | Annual | Generation | TWh | 4.1101 | 0 | 0 | 0 | 0 | 0 | 0 | 0
NSR W H Sammis 7 - SO2 Rate Annual v3.1, Unit 5732 and retrofits | 1005 | 1881 | Rate Constraint in lbs/MMBtu | FALSE | L | Annual | Qualifying Generation | TWh | 4.1101 | 0 | 0 | 0 | 0 | 0 | 0 | 0
NSR W H Sammis 7 - SO2 Rate Annual v3.1, Unit 5732 and retrofits | 1005 | 1881 | Rate Constraint in lbs/MMBtu | FALSE | L | Annual | Rate | lb/MWh | 0.86973 | 0 | 0 | 0 | 0 | 0 | 0 | 0
NSR W H Sammis 7 - SO2 Rate Annual v3.1, Unit 5732 and retrofits | 1005 | 1881 | Rate Constraint in lbs/MMBtu | FALSE | L | Annual | Constraint Shadow Price | US2016$/Ton | 0 | 0 | 0 | 0 | 0 | 0 | 0 | 0
NSR WEPCO Settlement - NOX Cap Annual v3.1 | 1006 | 1883 | Rate Constraint in MTons | FALSE | L | Annual | Seasons Included | Seasons | Winter, WintShld, Summer | Winter, WintShld, Summer | Winter, WintShld, Summer | Winter, WintShld, Summer | Winter, WintShld, Summer | Winter, WintShld, Summer | Winter, WintShld, Summer | Winter, WintShld, Summer
NSR WEPCO Settlement - NOX Cap Annual v3.1 | 1006 | 1883 | Rate Constraint in MTons | FALSE | L | Annual | Standard NOX | Thousand Tons | 17.4 | 17.4 | 17.4 | 17.4 | 17.4 | 17.4 | 17.4 | 17.4
NSR WEPCO Settlement - NOX Cap Annual v3.1 | 1006 | 1883 | Rate Constraint in MTons | FALSE | L | Annual | Emissions at Affected Plants NOX | Thousand Tons | 1.5792 | 1.7723 | 1.752 | 1.8244 | 1.488 | 1.7516 | 1.5891 | 1.414
NSR WEPCO Settlement - NOX Cap Annual v3.1 | 1006 | 1883 | Rate Constraint in MTons | FALSE | L | Annual | Allowances Purchased NOX | Thousand Tons | 0 | 0 | 0 | 0 | 0 | 0 | 0 | 0
NSR WEPCO Settlement - NOX Cap Annual v3.1 | 1006 | 1883 | Rate Constraint in MTons | FALSE | L | Annual | Allowances Sold NOX | Thousand Tons | 0 | 0 | 0 | 0 | 0 | 0 | 0 | 0
NSR WEPCO Settlement - NOX Cap Annual v3.1 | 1006 | 1883 | Rate Constraint in MTons | FALSE | L | Annual | Allowances Banked | Thousand Tons | 0 | 0 | 0 | 0 | 0 | 0 | 0 | 0
NSR WEPCO Settlement - NOX Cap Annual v3.1 | 1006 | 1883 | Rate Constraint in MTons | FALSE | L | Annual | Allowances Withdrawn (1:1) | Thousand Tons | 0 | 0 | 0 | 0 | 0 | 0 | 0 | 0
NSR WEPCO Settlement - NOX Cap Annual v3.1 | 1006 | 1883 | Rate Constraint in MTons | FALSE | L | Annual | Allowances Withdrawn (n:1) | Thousand Tons | 0 | 0 | 0 | 0 | 0 | 0 | 0 | 0
NSR WEPCO Settlement - NOX Cap Annual v3.1 | 1006 | 1883 | Rate Constraint in MTons | FALSE | L | Annual | Net Emissions Allowance Position | Thousand Tons | 1.5792 | 1.7723 | 1.752 | 1.8244 | 1.488 | 1.7516 | 1.5891 | 1.414
NSR WEPCO Settlement - NOX Cap Annual v3.1 | 1006 | 1883 | Rate Constraint in MTons | FALSE | L | Annual | Fuel Consumed | TBtu | 52.3871 | 58.7965 | 58.0654 | 60.2866 | 48.9556 | 57.7686 | 52.5131 | 46.8101
NSR WEPCO Settlement - NOX Cap Annual v3.1 | 1006 | 1883 | Rate Constraint in MTons | FALSE | L | Annual | Rate | lb/MMBtu | 0.060288 | 0.060287 | 0.060347 | 0.060523 | 0.06079 | 0.060643 | 0.060522 | 0.060413
NSR WEPCO Settlement - NOX Cap Annual v3.1 | 1006 | 1883 | Rate Constraint in MTons | FALSE | L | Annual | Generation | TWh | 5.1894 | 5.8285 | 5.7961 | 6.0006 | 4.8613 | 5.7426 | 5.2396 | 4.6756
NSR WEPCO Settlement - NOX Cap Annual v3.1 | 1006 | 1883 | Rate Constraint in MTons | FALSE | L | Annual | Qualifying Generation | TWh | 5.1894 | 5.8285 | 5.7961 | 6.0006 | 4.8613 | 5.7426 | 5.2396 | 4.6756
NSR WEPCO Settlement - NOX Cap Annual v3.1 | 1006 | 1883 | Rate Constraint in MTons | FALSE | L | Annual | Rate | lb/MWh | 0.60861 | 0.60815 | 0.60456 | 0.60806 | 0.61218 | 0.61005 | 0.60658 | 0.60482
NSR WEPCO Settlement - NOX Cap Annual v3.1 | 1006 | 1883 | Rate Constraint in MTons | FALSE | L | Annual | Constraint Shadow Price | US2016$/Ton | 0 | 0 | 0 | 0 | 0 | 0 | 0 | 0
NSR WEPCO Settlement - NOX Rate Annual v3.1 | 1007 | 1884 | Rate Constraint in lbs/MMBtu | FALSE | L | Annual | Seasons Included | Seasons | Winter, WintShld, Summer | Winter, WintShld, Summer | Winter, WintShld, Summer | Winter, WintShld, Summer | Winter, WintShld, Summer | Winter, WintShld, Summer | Winter, WintShld, Summer | Winter, WintShld, Summer
NSR WEPCO Settlement - NOX Rate Annual v3.1 | 1007 | 1884 | Rate Constraint in lbs/MMBtu | FALSE | L | Annual | Standard NOX | lb/MMBtu | 0.17 | 0.17 | 0.17 | 0.17 | 0.17 | 0.17 | 0.17 | 0.17
NSR WEPCO Settlement - NOX Rate Annual v3.1 | 1007 | 1884 | Rate Constraint in lbs/MMBtu | FALSE | L | Annual | Emissions at Affected Plants NOX | Thousand Tons | 1.5792 | 1.7723 | 1.752 | 1.8244 | 1.488 | 1.7516 | 1.5891 | 1.414
NSR WEPCO Settlement - NOX Rate Annual v3.1 | 1007 | 1884 | Rate Constraint in lbs/MMBtu | FALSE | L | Annual | Allowances Purchased NOX | Thousand Tons | 0 | 0 | 0 | 0 | 0 | 0 | 0 | 0
NSR WEPCO Settlement - NOX Rate Annual v3.1 | 1007 | 1884 | Rate Constraint in lbs/MMBtu | FALSE | L | Annual | Allowances Sold NOX | Thousand Tons | 0 | 0 | 0 | 0 | 0 | 0 | 0 | 0
NSR WEPCO Settlement - NOX Rate Annual v3.1 | 1007 | 1884 | Rate Constraint in lbs/MMBtu | FALSE | L | Annual | Allowances Banked | Thousand Tons | 0 | 0 | 0 | 0 | 0 | 0 | 0 | 0
NSR WEPCO Settlement - NOX Rate Annual v3.1 | 1007 | 1884 | Rate Constraint in lbs/MMBtu | FALSE | L | Annual | Allowances Withdrawn (1:1) | Thousand Tons | 0 | 0 | 0 | 0 | 0 | 0 | 0 | 0
NSR WEPCO Settlement - NOX Rate Annual v3.1 | 1007 | 1884 | Rate Constraint in lbs/MMBtu | FALSE | L | Annual | Allowances Withdrawn (n:1) | Thousand Tons | 0 | 0 | 0 | 0 | 0 | 0 | 0 | 0
NSR WEPCO Settlement - NOX Rate Annual v3.1 | 1007 | 1884 | Rate Constraint in lbs/MMBtu | FALSE | L | Annual | Net Emissions Allowance Position | Thousand Tons | 1.5792 | 1.7723 | 1.752 | 1.8244 | 1.488 | 1.7516 | 1.5891 | 1.414
NSR WEPCO Settlement - NOX Rate Annual v3.1 | 1007 | 1884 | Rate Constraint in lbs/MMBtu | FALSE | L | Annual | Fuel Consumed | TBtu | 52.3871 | 58.7965 | 58.0654 | 60.2866 | 48.9556 | 57.7686 | 52.5131 | 46.8101
NSR WEPCO Settlement - NOX Rate Annual v3.1 | 1007 | 1884 | Rate Constraint in lbs/MMBtu | FALSE | L | Annual | Rate | lb/MMBtu | 0.060288 | 0.060287 | 0.060347 | 0.060523 | 0.06079 | 0.060643 | 0.060522 | 0.060413
NSR WEPCO Settlement - NOX Rate Annual v3.1 | 1007 | 1884 | Rate Constraint in lbs/MMBtu | FALSE | L | Annual | Generation | TWh | 5.1894 | 5.8285 | 5.7961 | 6.0006 | 4.8613 | 5.7426 | 5.2396 | 4.6756
NSR WEPCO Settlement - NOX Rate Annual v3.1 | 1007 | 1884 | Rate Constraint in lbs/MMBtu | FALSE | L | Annual | Qualifying Generation | TWh | 5.1894 | 5.8285 | 5.7961 | 6.0006 | 4.8613 | 5.7426 | 5.2396 | 4.6756
NSR WEPCO Settlement - NOX Rate Annual v3.1 | 1007 | 1884 | Rate Constraint in lbs/MMBtu | FALSE | L | Annual | Rate | lb/MWh | 0.60861 | 0.60815 | 0.60456 | 0.60806 | 0.61218 | 0.61005 | 0.60658 | 0.60482
NSR WEPCO Settlement - NOX Rate Annual v3.1 | 1007 | 1884 | Rate Constraint in lbs/MMBtu | FALSE | L | Annual | Constraint Shadow Price | US2016$/Ton | 0 | 0 | 0 | 0 | 0 | 0 | 0 | 0
NSR WEPCO Settlement - SO2 Cap Annual v3.1 | 1008 | 1885 | Rate Constraint in MTons | FALSE | L | Annual | Seasons Included | Seasons | Winter, WintShld, Summer | Winter, WintShld, Summer | Winter, WintShld, Summer | Winter, WintShld, Summer | Winter, WintShld, Summer | Winter, WintShld, Summer | Winter, WintShld, Summer | Winter, WintShld, Summer
NSR WEPCO Settlement - SO2 Cap Annual v3.1 | 1008 | 1885 | Rate Constraint in MTons | FALSE | L | Annual | Standard SO2 | Thousand Tons | 33.3 | 33.3 | 33.3 | 33.3 | 33.3 | 33.3 | 33.3 | 33.3
NSR WEPCO Settlement - SO2 Cap Annual v3.1 | 1008 | 1885 | Rate Constraint in MTons | FALSE | L | Annual | Emissions at Affected Plants SO2 | Thousand Tons | 1.5532 | 1.7464 | 1.7157 | 1.7519 | 1.3977 | 1.6621 | 1.5385 | 1.3817
NSR WEPCO Settlement - SO2 Cap Annual v3.1 | 1008 | 1885 | Rate Constraint in MTons | FALSE | L | Annual | Allowances Purchased SO2 | Thousand Tons | 0 | 0 | 0 | 0 | 0 | 0 | 0 | 0
NSR WEPCO Settlement - SO2 Cap Annual v3.1 | 1008 | 1885 | Rate Constraint in MTons | FALSE | L | Annual | Allowances Sold SO2 | Thousand Tons | 0 | 0 | 0 | 0 | 0 | 0 | 0 | 0
NSR WEPCO Settlement - SO2 Cap Annual v3.1 | 1008 | 1885 | Rate Constraint in MTons | FALSE | L | Annual | Allowances Banked | Thousand Tons | 0 | 0 | 0 | 0 | 0 | 0 | 0 | 0
NSR WEPCO Settlement - SO2 Cap Annual v3.1 | 1008 | 1885 | Rate Constraint in MTons | FALSE | L | Annual | Allowances Withdrawn (1:1) | Thousand Tons | 0 | 0 | 0 | 0 | 0 | 0 | 0 | 0
NSR WEPCO Settlement - SO2 Cap Annual v3.1 | 1008 | 1885 | Rate Constraint in MTons | FALSE | L | Annual | Allowances Withdrawn (n:1) | Thousand Tons | 0 | 0 | 0 | 0 | 0 | 0 | 0 | 0
NSR WEPCO Settlement - SO2 Cap Annual v3.1 | 1008 | 1885 | Rate Constraint in MTons | FALSE | L | Annual | Net Emissions Allowance Position | Thousand Tons | 1.5532 | 1.7464 | 1.7157 | 1.7519 | 1.3977 | 1.6621 | 1.5385 | 1.3817
NSR WEPCO Settlement - SO2 Cap Annual v3.1 | 1008 | 1885 | Rate Constraint in MTons | FALSE | L | Annual | Fuel Consumed | TBtu | 52.3871 | 58.7965 | 58.0654 | 60.2866 | 48.9556 | 57.7686 | 52.5131 | 46.8101
NSR WEPCO Settlement - SO2 Cap Annual v3.1 | 1008 | 1885 | Rate Constraint in MTons | FALSE | L | Annual | Rate | lb/MMBtu | 0.059296 | 0.059405 | 0.059096 | 0.058118 | 0.0571 | 0.057542 | 0.058595 | 0.059034
NSR WEPCO Settlement - SO2 Cap Annual v3.1 | 1008 | 1885 | Rate Constraint in MTons | FALSE | L | Annual | Generation | TWh | 5.1894 | 5.8285 | 5.7961 | 6.0006 | 4.8613 | 5.7426 | 5.2396 | 4.6756
NSR WEPCO Settlement - SO2 Cap Annual v3.1 | 1008 | 1885 | Rate Constraint in MTons | FALSE | L | Annual | Qualifying Generation | TWh | 5.1894 | 5.8285 | 5.7961 | 6.0006 | 4.8613 | 5.7426 | 5.2396 | 4.6756
NSR WEPCO Settlement - SO2 Cap Annual v3.1 | 1008 | 1885 | Rate Constraint in MTons | FALSE | L | Annual | Rate | lb/MWh | 0.5986 | 0.59926 | 0.59203 | 0.5839 | 0.57502 | 0.57886 | 0.58727 | 0.59102
NSR WEPCO Settlement - SO2 Cap Annual v3.1 | 1008 | 1885 | Rate Constraint in MTons | FALSE | L | Annual | Constraint Shadow Price | US2016$/Ton | 0 | 0 | 0 | 0 | 0 | 0 | 0 | 0
NSR WEPCO Settlement - SO2 Rate Annual v3.1 | 1009 | 1886 | Rate Constraint in lbs/MMBtu | FALSE | L | Annual | Seasons Included | Seasons | Winter, WintShld, Summer | Winter, WintShld, Summer | Winter, WintShld, Summer | Winter, WintShld, Summer | Winter, WintShld, Summer | Winter, WintShld, Summer | Winter, WintShld, Summer | Winter, WintShld, Summer
NSR WEPCO Settlement - SO2 Rate Annual v3.1 | 1009 | 1886 | Rate Constraint in lbs/MMBtu | FALSE | L | Annual | Standard SO2 | lb/MMBtu | 0.32 | 0.32 | 0.32 | 0.32 | 0.32 | 0.32 | 0.32 | 0.32
NSR WEPCO Settlement - SO2 Rate Annual v3.1 | 1009 | 1886 | Rate Constraint in lbs/MMBtu | FALSE | L | Annual | Emissions at Affected Plants SO2 | Thousand Tons | 1.5532 | 1.7464 | 1.7157 | 1.7519 | 1.3977 | 1.6621 | 1.5385 | 1.3817
NSR WEPCO Settlement - SO2 Rate Annual v3.1 | 1009 | 1886 | Rate Constraint in lbs/MMBtu | FALSE | L | Annual | Allowances Purchased SO2 | Thousand Tons | 0 | 0 | 0 | 0 | 0 | 0 | 0 | 0
NSR WEPCO Settlement - SO2 Rate Annual v3.1 | 1009 | 1886 | Rate Constraint in lbs/MMBtu | FALSE | L | Annual | Allowances Sold SO2 | Thousand Tons | 0 | 0 | 0 | 0 | 0 | 0 | 0 | 0
NSR WEPCO Settlement - SO2 Rate Annual v3.1 | 1009 | 1886 | Rate Constraint in lbs/MMBtu | FALSE | L | Annual | Allowances Banked | Thousand Tons | 0 | 0 | 0 | 0 | 0 | 0 | 0 | 0
NSR WEPCO Settlement - SO2 Rate Annual v3.1 | 1009 | 1886 | Rate Constraint in lbs/MMBtu | FALSE | L | Annual | Allowances Withdrawn (1:1) | Thousand Tons | 0 | 0 | 0 | 0 | 0 | 0 | 0 | 0
NSR WEPCO Settlement - SO2 Rate Annual v3.1 | 1009 | 1886 | Rate Constraint in lbs/MMBtu | FALSE | L | Annual | Allowances Withdrawn (n:1) | Thousand Tons | 0 | 0 | 0 | 0 | 0 | 0 | 0 | 0
NSR WEPCO Settlement - SO2 Rate Annual v3.1 | 1009 | 1886 | Rate Constraint in lbs/MMBtu | FALSE | L | Annual | Net Emissions Allowance Position | Thousand Tons | 1.5532 | 1.7464 | 1.7157 | 1.7519 | 1.3977 | 1.6621 | 1.5385 | 1.3817
NSR WEPCO Settlement - SO2 Rate Annual v3.1 | 1009 | 1886 | Rate Constraint in lbs/MMBtu | FALSE | L | Annual | Fuel Consumed | TBtu | 52.3871 | 58.7965 | 58.0654 | 60.2866 | 48.9556 | 57.7686 | 52.5131 | 46.8101
NSR WEPCO Settlement - SO2 Rate Annual v3.1 | 1009 | 1886 | Rate Constraint in lbs/MMBtu | FALSE | L | Annual | Rate | lb/MMBtu | 0.059296 | 0.059405 | 0.059096 | 0.058118 | 0.0571 | 0.057542 | 0.058595 | 0.059034
NSR WEPCO Settlement - SO2 Rate Annual v3.1 | 1009 | 1886 | Rate Constraint in lbs/MMBtu | FALSE | L | Annual | Generation | TWh | 5.1894 | 5.8285 | 5.7961 | 6.0006 | 4.8613 | 5.7426 | 5.2396 | 4.6756
NSR WEPCO Settlement - SO2 Rate Annual v3.1 | 1009 | 1886 | Rate Constraint in lbs/MMBtu | FALSE | L | Annual | Qualifying Generation | TWh | 5.1894 | 5.8285 | 5.7961 | 6.0006 | 4.8613 | 5.7426 | 5.2396 | 4.6756
NSR WEPCO Settlement - SO2 Rate Annual v3.1 | 1009 | 1886 | Rate Constraint in lbs/MMBtu | FALSE | L | Annual | Rate | lb/MWh | 0.5986 | 0.59926 | 0.59203 | 0.5839 | 0.57502 | 0.57886 | 0.58727 | 0.59102
NSR WEPCO Settlement - SO2 Rate Annual v3.1 | 1009 | 1886 | Rate Constraint in lbs/MMBtu | FALSE | L | Annual | Constraint Shadow Price | US2016$/Ton | 0 | 0 | 0 | 0 | 0 | 0 | 0 | 0
NSR Westar Consent - Nox Cap Annual v4.10 | 1010 | 2220 | Rate Constraint in MTons | FALSE | L | Annual | Seasons Included | Seasons | Winter, WintShld, Summer | Winter, WintShld, Summer | Winter, WintShld, Summer | Winter, WintShld, Summer | Winter, WintShld, Summer | Winter, WintShld, Summer | Winter, WintShld, Summer | Winter, WintShld, Summer
NSR Westar Consent - Nox Cap Annual v4.10 | 1010 | 2220 | Rate Constraint in MTons | FALSE | L | Annual | Standard NOX | Thousand Tons | 9.6 | 9.6 | 9.6 | 9.6 | 9.6 | 9.6 | 9.6 | 9.6
NSR Westar Consent - Nox Cap Annual v4.10 | 1010 | 2220 | Rate Constraint in MTons | FALSE | L | Annual | Emissions at Affected Plants NOX | Thousand Tons | 5.7876 | 6.2335 | 6.0589 | 6.0137 | 5.1182 | 5.0379 | 4.6741 | 5.0382
NSR Westar Consent - Nox Cap Annual v4.10 | 1010 | 2220 | Rate Constraint in MTons | FALSE | L | Annual | Allowances Purchased NOX | Thousand Tons | 0 | 0 | 0 | 0 | 0 | 0 | 0 | 0
NSR Westar Consent - Nox Cap Annual v4.10 | 1010 | 2220 | Rate Constraint in MTons | FALSE | L | Annual | Allowances Sold NOX | Thousand Tons | 0 | 0 | 0 | 0 | 0 | 0 | 0 | 0
NSR Westar Consent - Nox Cap Annual v4.10 | 1010 | 2220 | Rate Constraint in MTons | FALSE | L | Annual | Allowances Banked | Thousand Tons | 0 | 0 | 0 | 0 | 0 | 0 | 0 | 0
NSR Westar Consent - Nox Cap Annual v4.10 | 1010 | 2220 | Rate Constraint in MTons | FALSE | L | Annual | Allowances Withdrawn (1:1) | Thousand Tons | 0 | 0 | 0 | 0 | 0 | 0 | 0 | 0
NSR Westar Consent - Nox Cap Annual v4.10 | 1010 | 2220 | Rate Constraint in MTons | FALSE | L | Annual | Allowances Withdrawn (n:1) | Thousand Tons | 0 | 0 | 0 | 0 | 0 | 0 | 0 | 0
NSR Westar Consent - Nox Cap Annual v4.10 | 1010 | 2220 | Rate Constraint in MTons | FALSE | L | Annual | Net Emissions Allowance Position | Thousand Tons | 5.7876 | 6.2335 | 6.0589 | 6.0137 | 5.1182 | 5.0379 | 4.6741 | 5.0382
NSR Westar Consent - Nox Cap Annual v4.10 | 1010 | 2220 | Rate Constraint in MTons | FALSE | L | Annual | Fuel Consumed | TBtu | 148.2097 | 162.7024 | 158.1467 | 155.473 | 134.5136 | 132.9823 | 121.0597 | 133.1507
NSR Westar Consent - Nox Cap Annual v4.10 | 1010 | 2220 | Rate Constraint in MTons | FALSE | L | Annual | Rate | lb/MMBtu | 0.0781 | 0.076624 | 0.076624 | 0.07736 | 0.076099 | 0.075768 | 0.07722 | 0.075676
NSR Westar Consent - Nox Cap Annual v4.10 | 1010 | 2220 | Rate Constraint in MTons | FALSE | L | Annual | Generation | TWh | 13.3069 | 14.6094 | 14.6094 | 14.3619 | 12.4246 | 12.283 | 11.1812 | 12.2985
NSR Westar Consent - Nox Cap Annual v4.10 | 1010 | 2220 | Rate Constraint in MTons | FALSE | L | Annual | Qualifying Generation | TWh | 13.3069 | 14.6094 | 14.6094 | 14.3619 | 12.4246 | 12.283 | 11.1812 | 12.2985
NSR Westar Consent - Nox Cap Annual v4.10 | 1010 | 2220 | Rate Constraint in MTons | FALSE | L | Annual | Rate | lb/MWh | 0.86987 | 0.85335 | 0.82946 | 0.83745 | 0.82387 | 0.82031 | 0.83607 | 0.81931
NSR Westar Consent - Nox Cap Annual v4.10 | 1010 | 2220 | Rate Constraint in MTons | FALSE | L | Annual | Constraint Shadow Price | US2016$/Ton | 0 | 0 | 0 | 0 | 0 | 0 | 0 | 0
NSR Westar Consent - NOX Rate Annual v4.10, Unit 4100 and retrofits | 1011 | 2221 | Rate Constraint in lbs/MMBtu | FALSE | L | Annual | Seasons Included | Seasons | Winter, WintShld, Summer | Winter, WintShld, Summer | Winter, WintShld, Summer | Winter, WintShld, Summer | Winter, WintShld, Summer | Winter, WintShld, Summer | Winter, WintShld, Summer | Winter, WintShld, Summer
NSR Westar Consent - NOX Rate Annual v4.10, Unit 4100 and retrofits | 1011 | 2221 | Rate Constraint in lbs/MMBtu | FALSE | L | Annual | Standard NOX | lb/MMBtu | 0.1 | 0.1 | 0.1 | 0.1 | 0.1 | 0.1 | 0.1 | 0.1
NSR Westar Consent - NOX Rate Annual v4.10, Unit 4100 and retrofits | 1011 | 2221 | Rate Constraint in lbs/MMBtu | FALSE | L | Annual | Emissions at Affected Plants NOX | Thousand Tons | 0.83046 | 0.97311 | 0.94587 | 0.90061 | 0.79909 | 0.79909 | 0.67535 | 0.79909
NSR Westar Consent - NOX Rate Annual v4.10, Unit 4100 and retrofits | 1011 | 2221 | Rate Constraint in lbs/MMBtu | FALSE | L | Annual | Allowances Purchased NOX | Thousand Tons | 0 | 0 | 0 | 0 | 0 | 0 | 0 | 0
NSR Westar Consent - NOX Rate Annual v4.10, Unit 4100 and retrofits | 1011 | 2221 | Rate Constraint in lbs/MMBtu | FALSE | L | Annual | Allowances Sold NOX | Thousand Tons | 0 | 0 | 0 | 0 | 0 | 0 | 0 | 0
NSR Westar Consent - NOX Rate Annual v4.10, Unit 4100 and retrofits | 1011 | 2221 | Rate Constraint in lbs/MMBtu | FALSE | L | Annual | Allowances Banked | Thousand Tons | 0 | 0 | 0 | 0 | 0 | 0 | 0 | 0
NSR Westar Consent - NOX Rate Annual v4.10, Unit 4100 and retrofits | 1011 | 2221 | Rate Constraint in lbs/MMBtu | FALSE | L | Annual | Allowances Withdrawn (1:1) | Thousand Tons | 0 | 0 | 0 | 0 | 0 | 0 | 0 | 0
NSR Westar Consent - NOX Rate Annual v4.10, Unit 4100 and retrofits | 1011 | 2221 | Rate Constraint in lbs/MMBtu | FALSE | L | Annual | Allowances Withdrawn (n:1) | Thousand Tons | 0 | 0 | 0 | 0 | 0 | 0 | 0 | 0
NSR Westar Consent - NOX Rate Annual v4.10, Unit 4100 and retrofits | 1011 | 2221 | Rate Constraint in lbs/MMBtu | FALSE | L | Annual | Net Emissions Allowance Position | Thousand Tons | 0.83046 | 0.97311 | 0.94587 | 0.90061 | 0.79909 | 0.79909 | 0.67535 | 0.79909
NSR Westar Consent - NOX Rate Annual v4.10, Unit 4100 and retrofits | 1011 | 2221 | Rate Constraint in lbs/MMBtu | FALSE | L | Annual | Fuel Consumed | TBtu | 49.0668 | 57.4956 | 55.8858 | 53.212 | 47.2137 | 47.2137 | 39.9025 | 47.2137
NSR Westar Consent - NOX Rate Annual v4.10, Unit 4100 and retrofits | 1011 | 2221 | Rate Constraint in lbs/MMBtu | FALSE | L | Annual | Rate | lb/MMBtu | 0.03385 | 0.03385 | 0.03385 | 0.03385 | 0.03385 | 0.03385 | 0.03385 | 0.03385
NSR Westar Consent - NOX Rate Annual v4.10, Unit 4100 and retrofits | 1011 | 2221 | Rate Constraint in lbs/MMBtu | FALSE | L | Annual | Generation | TWh | 4.4149 | 5.1733 | 5.1733 | 4.9258 | 4.3705 | 4.3705 | 3.6937 | 4.3705
NSR Westar Consent - NOX Rate Annual v4.10, Unit 4100 and retrofits | 1011 | 2221 | Rate Constraint in lbs/MMBtu | FALSE | L | Annual | Qualifying Generation | TWh | 4.4149 | 5.1733 | 5.1733 | 4.9258 | 4.3705 | 4.3705 | 3.6937 | 4.3705
NSR Westar Consent - NOX Rate Annual v4.10, Unit 4100 and retrofits | 1011 | 2221 | Rate Constraint in lbs/MMBtu | FALSE | L | Annual | Rate | lb/MWh | 0.37621 | 0.37621 | 0.36568 | 0.36568 | 0.36568 | 0.36568 | 0.36568 | 0.36568
NSR Westar Consent - NOX Rate Annual v4.10, Unit 4100 and retrofits | 1011 | 2221 | Rate Constraint in lbs/MMBtu | FALSE | L | Annual | Constraint Shadow Price | US2016$/Ton | 0 | 0 | 0 | 0 | 0 | 0 | 0 | 0
NSR Westar Consent - NOX Rate Annual v4.10, Unit 4118 and retrofits | 1012 | 2221 | Rate Constraint in lbs/MMBtu | FALSE | L | Annual | Seasons Included | Seasons | Winter, WintShld, Summer | Winter, WintShld, Summer | Winter, WintShld, Summer | Winter, WintShld, Summer | Winter, WintShld, Summer | Winter, WintShld, Summer | Winter, WintShld, Summer | Winter, WintShld, Summer
NSR Westar Consent - NOX Rate Annual v4.10, Unit 4118 and retrofits | 1012 | 2221 | Rate Constraint in lbs/MMBtu | FALSE | L | Annual | Standard NOX | lb/MMBtu | 0.1 | 0.1 | 0.1 | 0.1 | 0.1 | 0.1 | 0.1 | 0.1
NSR Westar Consent - NOX Rate Annual v4.10, Unit 4118 and retrofits | 1012 | 2221 | Rate Constraint in lbs/MMBtu | FALSE | L | Annual | Emissions at Affected Plants NOX | Thousand Tons | 2.4781 | 2.5857 | 2.5133 | 2.5133 | 2.2645 | 2.2638 | 2.0328 | 2.2573
NSR Westar Consent - NOX Rate Annual v4.10, Unit 4118 and retrofits | 1012 | 2221 | Rate Constraint in lbs/MMBtu | FALSE | L | Annual | Allowances Purchased NOX | Thousand Tons | 0 | 0 | 0 | 0 | 0 | 0 | 0 | 0
NSR Westar Consent - NOX Rate Annual v4.10, Unit 4118 and retrofits | 1012 | 2221 | Rate Constraint in lbs/MMBtu | FALSE | L | Annual | Allowances Sold NOX | Thousand Tons | 0 | 0 | 0 | 0 | 0 | 0 | 0 | 0
NSR Westar Consent - NOX Rate Annual v4.10, Unit 4118 and retrofits | 1012 | 2221 | Rate Constraint in lbs/MMBtu | FALSE | L | Annual | Allowances Banked | Thousand Tons | 0 | 0 | 0 | 0 | 0 | 0 | 0 | 0
NSR Westar Consent - NOX Rate Annual v4.10, Unit 4118 and retrofits | 1012 | 2221 | Rate Constraint in lbs/MMBtu | FALSE | L | Annual | Allowances Withdrawn (1:1) | Thousand Tons | 0 | 0 | 0 | 0 | 0 | 0 | 0 | 0
NSR Westar Consent - NOX Rate Annual v4.10, Unit 4118 and retrofits | 1012 | 2221 | Rate Constraint in lbs/MMBtu | FALSE | L | Annual | Allowances Withdrawn (n:1) | Thousand Tons | 0 | 0 | 0 | 0 | 0 | 0 | 0 | 0
NSR Westar Consent - NOX Rate Annual v4.10, Unit 4118 and retrofits | 1012 | 2221 | Rate Constraint in lbs/MMBtu | FALSE | L | Annual | Net Emissions Allowance Position | Thousand Tons | 2.4781 | 2.5857 | 2.5133 | 2.5133 | 2.2645 | 2.2638 | 2.0328 | 2.2573
NSR Westar Consent - NOX Rate Annual v4.10, Unit 4118 and retrofits | 1012 | 2221 | Rate Constraint in lbs/MMBtu | FALSE | L | Annual | Fuel Consumed | TBtu | 49.562 | 51.7134 | 50.2654 | 50.2654 | 45.2894 | 45.2757 | 41.0274 | 45.1753
NSR Westar Consent - NOX Rate Annual v4.10, Unit 4118 and retrofits | 1012 | 2221 | Rate Constraint in lbs/MMBtu | FALSE | L | Annual | Rate | lb/MMBtu | 0.1 | 0.1 | 0.1 | 0.1 | 0.1 | 0.1 | 0.099095 | 0.099935
NSR Westar Consent - NOX Rate Annual v4.10, Unit 4118 and retrofits | 1012 | 2221 | Rate Constraint in lbs/MMBtu | FALSE | L | Annual | Generation | TWh | 4.4379 | 4.6306 | 4.6306 | 4.6306 | 4.1722 | 4.1709 | 3.7793 | 4.1617
NSR Westar Consent - NOX Rate Annual v4.10, Unit 4118 and retrofits | 1012 | 2221 | Rate Constraint in lbs/MMBtu | FALSE | L | Annual | Qualifying Generation | TWh | 4.4379 | 4.6306 | 4.6306 | 4.6306 | 4.1722 | 4.1709 | 3.7793 | 4.1617
NSR Westar Consent - NOX Rate Annual v4.10, Unit 4118 and retrofits | 1012 | 2221 | Rate Constraint in lbs/MMBtu | FALSE | L | Annual | Rate | lb/MWh | 1.1168 | 1.1168 | 1.0855 | 1.0855 | 1.0855 | 1.0855 | 1.0758 | 1.0848
NSR Westar Consent - NOX Rate Annual v4.10, Unit 4118 and retrofits | 1012 | 2221 | Rate Constraint in lbs/MMBtu | FALSE | L | Annual | Constraint Shadow Price | US2016$/Ton | 4642.241 | 9743.8643 | 17136.5527 | 10791.4172 | 917.3852 | 310.6847 | 0 | 0
NSR Westar Consent - NOX Rate Annual v4.10, Unit 4119 and retrofits | 1013 | 2221 | Rate Constraint in lbs/MMBtu | FALSE | L | Annual | Seasons Included | Seasons | Winter, WintShld, Summer | Winter, WintShld, Summer | Winter, WintShld, Summer | Winter, WintShld, Summer | Winter, WintShld, Summer | Winter, WintShld, Summer | Winter, WintShld, Summer | Winter, WintShld, Summer
NSR Westar Consent - NOX Rate Annual v4.10, Unit 4119 and retrofits | 1013 | 2221 | Rate Constraint in lbs/MMBtu | FALSE | L | Annual | Standard NOX | lb/MMBtu | 0.1 | 0.1 | 0.1 | 0.1 | 0.1 | 0.1 | 0.1 | 0.1
NSR Westar Consent - NOX Rate Annual v4.10, Unit 4119 and retrofits | 1013 | 2221 | Rate Constraint in lbs/MMBtu | FALSE | L | Annual | Emissions at Affected Plants NOX | Thousand Tons | 2.479 | 2.6747 | 2.5998 | 2.5998 | 2.0546 | 1.975 | 1.966 | 1.9818
NSR Westar Consent - NOX Rate Annual v4.10, Unit 4119 and retrofits | 1013 | 2221 | Rate Constraint in lbs/MMBtu | FALSE | L | Annual | Allowances Purchased NOX | Thousand Tons | 0 | 0 | 0 | 0 | 0 | 0 | 0 | 0
NSR Westar Consent - NOX Rate Annual v4.10, Unit 4119 and retrofits | 1013 | 2221 | Rate Constraint in lbs/MMBtu | FALSE | L | Annual | Allowances Sold NOX | Thousand Tons | 0 | 0 | 0 | 0 | 0 | 0 | 0 | 0
NSR Westar Consent - NOX Rate Annual v4.10, Unit 4119 and retrofits | 1013 | 2221 | Rate Constraint in lbs/MMBtu | FALSE | L | Annual | Allowances Banked | Thousand Tons | 0 | 0 | 0 | 0 | 0 | 0 | 0 | 0
NSR Westar Consent - NOX Rate Annual v4.10, Unit 4119 and retrofits | 1013 | 2221 | Rate Constraint in lbs/MMBtu | FALSE | L | Annual | Allowances Withdrawn (1:1) | Thousand Tons | 0 | 0 | 0 | 0 | 0 | 0 | 0 | 0
NSR Westar Consent - NOX Rate Annual v4.10, Unit 4119 and retrofits | 1013 | 2221 | Rate Constraint in lbs/MMBtu | FALSE | L | Annual | Allowances Withdrawn (n:1) | Thousand Tons | 0 | 0 | 0 | 0 | 0 | 0 | 0 | 0
NSR Westar Consent - NOX Rate Annual v4.10, Unit 4119 and retrofits | 1013 | 2221 | Rate Constraint in lbs/MMBtu | FALSE | L | Annual | Net Emissions Allowance Position | Thousand Tons | 2.479 | 2.6747 | 2.5998 | 2.5998 | 2.0546 | 1.975 | 1.966 | 1.9818
NSR Westar Consent - NOX Rate Annual v4.10, Unit 4119 and retrofits | 1013 | 2221 | Rate Constraint in lbs/MMBtu | FALSE | L | Annual | Fuel Consumed | TBtu | 49.5809 | 53.4934 | 51.9956 | 51.9956 | 42.0104 | 40.4929 | 40.1298 | 40.7617
NSR Westar Consent - NOX Rate Annual v4.10, Unit 4119 and retrofits | 1013 | 2221 | Rate Constraint in lbs/MMBtu | FALSE | L | Annual | Rate | lb/MMBtu | 0.1 | 0.1 | 0.1 | 0.1 | 0.097813 | 0.09755 | 0.097981 | 0.097237
NSR Westar Consent - NOX Rate Annual v4.10, Unit 4119 and retrofits | 1013 | 2221 | Rate Constraint in lbs/MMBtu | FALSE | L | Annual | Generation | TWh | 4.4541 | 4.8055 | 4.8055 | 4.8055 | 3.8819 | 3.7416 | 3.7082 | 3.7663
NSR Westar Consent - NOX Rate Annual v4.10, Unit 4119 and retrofits | 1013 | 2221 | Rate Constraint in lbs/MMBtu | FALSE | L | Annual | Qualifying Generation | TWh | 4.4541 | 4.8055 | 4.8055 | 4.8055 | 3.8819 | 3.7416 | 3.7082 | 3.7663
NSR Westar Consent - NOX Rate Annual v4.10, Unit 4119 and retrofits | 1013 | 2221 | Rate Constraint in lbs/MMBtu | FALSE | L | Annual | Rate | lb/MWh | 1.1132 | 1.1132 | 1.082 | 1.082 | 1.0585 | 1.0557 | 1.0603 | 1.0524
NSR Westar Consent - NOX Rate Annual v4.10, Unit 4119 and retrofits | 1013 | 2221 | Rate Constraint in lbs/MMBtu | FALSE | L | Annual | Constraint Shadow Price | US2016$/Ton | 5569.484 | 14926.9962 | 19574.0173 | 13928.2162 | 0 | 0 | 0 | 0
NSR Westar Consent - SO2 Cap Annual v4.10 | 1014 | 2292 | Rate Constraint in MTons | FALSE | L | Annual | Seasons Included | Seasons | Winter, WintShld, Summer | Winter, WintShld, Summer | Winter, WintShld, Summer | Winter, WintShld, Summer | Winter, WintShld, Summer | Winter, WintShld, Summer | Winter, WintShld, Summer | Winter, WintShld, Summer
NSR Westar Consent - SO2 Cap Annual v4.10 | 1014 | 2292 | Rate Constraint in MTons | FALSE | L | Annual | Standard SO2 | Thousand Tons | 6.6 | 6.6 | 6.6 | 6.6 | 6.6 | 6.6 | 6.6 | 6.6
NSR Westar Consent - SO2 Cap Annual v4.10 | 1014 | 2292 | Rate Constraint in MTons | FALSE | L | Annual | Emissions at Affected Plants SO2 | Thousand Tons | 4.4463 | 4.8811 | 4.7444 | 4.6642 | 4.0354 | 3.9895 | 3.6318 | 3.9945
NSR Westar Consent - SO2 Cap Annual v4.10 | 1014 | 2292 | Rate Constraint in MTons | FALSE | L | Annual | Allowances Purchased SO2 | Thousand Tons | 0 | 0 | 0 | 0 | 0 | 0 | 0 | 0
NSR Westar Consent - SO2 Cap Annual v4.10 | 1014 | 2292 | Rate Constraint in MTons | FALSE | L | Annual | Allowances Sold SO2 | Thousand Tons | 0 | 0 | 0 | 0 | 0 | 0 | 0 | 0
NSR Westar Consent - SO2 Cap Annual v4.10 | 1014 | 2292 | Rate Constraint in MTons | FALSE | L | Annual | Allowances Banked | Thousand Tons | 0 | 0 | 0 | 0 | 0 | 0 | 0 | 0
NSR Westar Consent - SO2 Cap Annual v4.10 | 1014 | 2292 | Rate Constraint in MTons | FALSE | L | Annual | Allowances Withdrawn (1:1) | Thousand Tons | 0 | 0 | 0 | 0 | 0 | 0 | 0 | 0
NSR Westar Consent - SO2 Cap Annual v4.10 | 1014 | 2292 | Rate Constraint in MTons | FALSE | L | Annual | Allowances Withdrawn (n:1) | Thousand Tons | 0 | 0 | 0 | 0 | 0 | 0 | 0 | 0
NSR Westar Consent - SO2 Cap Annual v4.10 | 1014 | 2292 | Rate Constraint in MTons | FALSE | L | Annual | Net Emissions Allowance Position | Thousand Tons | 4.4463 | 4.8811 | 4.7444 | 4.6642 | 4.0354 | 3.9895 | 3.6318 | 3.9945
NSR Westar Consent - SO2 Cap Annual v4.10 | 1014 | 2292 | Rate Constraint in MTons | FALSE | L | Annual | Fuel Consumed | TBtu | 148.2097 | 162.7024 | 158.1467 | 155.473 | 134.5136 | 132.9823 | 121.0597 | 133.1507
NSR Westar Consent - SO2 Cap Annual v4.10 | 1014 | 2292 | Rate Constraint in MTons | FALSE | L | Annual | Rate | lb/MMBtu | 0.06 | 0.06 | 0.06 | 0.06 | 0.06 | 0.06 | 0.06 | 0.06
NSR Westar Consent - SO2 Cap Annual v4.10 | 1014 | 2292 | Rate Constraint in MTons | FALSE | L | Annual | Generation | TWh | 13.3069 | 14.6094 | 14.6094 | 14.3619 | 12.4246 | 12.283 | 11.1812 | 12.2985
NSR Westar Consent - SO2 Cap Annual v4.10 | 1014 | 2292 | Rate Constraint in MTons | FALSE | L | Annual | Qualifying Generation | TWh | 13.3069 | 14.6094 | 14.6094 | 14.3619 | 12.4246 | 12.283 | 11.1812 | 12.2985
NSR Westar Consent - SO2 Cap Annual v4.10 | 1014 | 2292 | Rate Constraint in MTons | FALSE | L | Annual | Rate | lb/MWh | 0.66827 | 0.66821 | 0.6495 | 0.64952 | 0.64958 | 0.64959 | 0.64962 | 0.6496
NSR Westar Consent - SO2 Cap Annual v4.10 | 1014 | 2292 | Rate Constraint in MTons | FALSE | L | Annual | Constraint Shadow Price | US2016$/Ton | 0 | 0 | 0 | 0 | 0 | 0 | 0 | 0
NSR Westar Consent - SO2 Rate Annual v4.10 | 1015 | 2293 | MACT Fuel Choice Floor in lbs/MMBtu | FALSE | L | Annual | Seasons Included | Seasons | Winter, WintShld, Summer | Winter, WintShld, Summer | Winter, WintShld, Summer | Winter, WintShld, Summer | Winter, WintShld, Summer | Winter, WintShld, Summer | Winter, WintShld, Summer | Winter, WintShld, Summer
NSR Westar Consent - SO2 Rate Annual v4.10 | 1015 | 2293 | MACT Fuel Choice Floor in lbs/MMBtu | FALSE | L | Annual | Emission Floor | lb/MMBtu | 0.07 | 0.07 | 0.07 | 0.07 | 0.07 | 0.07 | 0.07 | 0.07
NSR Westar Consent - SO2 Rate Annual v4.10 | 1015 | 2293 | MACT Fuel Choice Floor in lbs/MMBtu | FALSE | L | Annual | Emissions at Affected Plants SO2 | Thousand Tons | 4.4463 | 4.8811 | 4.7444 | 4.6642 | 4.0354 | 3.9895 | 3.6318 | 3.9945
NSR Westar Consent - SO2 Rate Annual v4.10 | 1015 | 2293 | MACT Fuel Choice Floor in lbs/MMBtu | FALSE | L | Annual | Allowances Purchased SO2 | Thousand Tons | 0 | 0 | 0 | 0 | 0 | 0 | 0 | 0
NSR Westar Consent - SO2 Rate Annual v4.10 | 1015 | 2293 | MACT Fuel Choice Floor in lbs/MMBtu | FALSE | L | Annual | Allowances Sold SO2 | Thousand Tons | 0 | 0 | 0 | 0 | 0 | 0 | 0 | 0
NSR Westar Consent - SO2 Rate Annual v4.10 | 1015 | 2293 | MACT Fuel Choice Floor in lbs/MMBtu | FALSE | L | Annual | Allowances Banked | Thousand Tons | 0 | 0 | 0 | 0 | 0 | 0 | 0 | 0
NSR Westar Consent - SO2 Rate Annual v4.10 | 1015 | 2293 | MACT Fuel Choice Floor in lbs/MMBtu | FALSE | L | Annual | Allowances Withdrawn (1:1) | Thousand Tons | 0 | 0 | 0 | 0 | 0 | 0 | 0 | 0
NSR Westar Consent - SO2 Rate Annual v4.10 | 1015 | 2293 | MACT Fuel Choice Floor in lbs/MMBtu | FALSE | L | Annual | Allowances Withdrawn (n:1) | Thousand Tons | 0 | 0 | 0 | 0 | 0 | 0 | 0 | 0
NSR Westar Consent - SO2 Rate Annual v4.10 | 1015 | 2293 | MACT Fuel Choice Floor in lbs/MMBtu | FALSE | L | Annual | Net Emissions Allowance Position | Thousand Tons | 4.4463 | 4.8811 | 4.7444 | 4.6642 | 4.0354 | 3.9895 | 3.6318 | 3.9945
NSR Westar Consent - SO2 Rate Annual v4.10 | 1015 | 2293 | MACT Fuel Choice Floor in lbs/MMBtu | FALSE | L | Annual | Fuel Consumed | TBtu | 148.2097 | 162.7024 | 158.1467 | 155.473 | 134.5136 | 132.9823 | 121.0597 | 133.1507
NSR Westar Consent - SO2 Rate Annual v4.10 | 1015 | 2293 | MACT Fuel Choice Floor in lbs/MMBtu | FALSE | L | Annual | Rate | lb/MMBtu | 0.06 | 0.06 | 0.06 | 0.06 | 0.06 | 0.06 | 0.06 | 0.06
NSR Westar Consent - SO2 Rate Annual v4.10 | 1015 | 2293 | MACT Fuel Choice Floor in lbs/MMBtu | FALSE | L | Annual | Generation | TWh | 13.3069 | 14.6094 | 14.6094 | 14.3619 | 12.4246 | 12.283 | 11.1812 | 12.2985
NSR Westar Consent - SO2 Rate Annual v4.10 | 1015 | 2293 | MACT Fuel Choice Floor in lbs/MMBtu | FALSE | L | Annual | Qualifying Generation | TWh | 13.3069 | 14.6094 | 14.6094 | 14.3619 | 12.4246 | 12.283 | 11.1812 | 12.2985
NSR Westar Consent - SO2 Rate Annual v4.10 | 1015 | 2293 | MACT Fuel Choice Floor in lbs/MMBtu | FALSE | L | Annual | Constraint Shadow Price | US2016$/Ton | 0 | 0 | 0 | 0 | 0 | 0 | 0 | 0
NSR Winyah 1 - NOX Rate Annual v3.1, Unit 5709 and retrofits | 1016 | 1953 | Rate Constraint in lbs/MMBtu | FALSE | L | Annual | Seasons Included | Seasons | Winter, WintShld, Summer | Winter, WintShld, Summer | Winter, WintShld, Summer | Winter, WintShld, Summer | Winter, WintShld, Summer | Winter, WintShld, Summer | Winter, WintShld, Summer | Winter, WintShld, Summer
NSR Winyah 1 - NOX Rate Annual v3.1, Unit 5709 and retrofits | 1016 | 1953 | Rate Constraint in lbs/MMBtu | FALSE | L | Annual | Standard NOX | lb/MMBtu | 0.1 | 0.1 | 0.1 | 0.1 | 0.1 | 0.1 | 0.1 | 0.1
NSR Winyah 1 - NOX Rate Annual v3.1, Unit 5709 and retrofits | 1016 | 1953 | Rate Constraint in lbs/MMBtu | FALSE | L | Annual | Emissions at Affected Plants NOX | Thousand Tons | 0.4366 | 0.4366 | 0.4283 | 0.42654 | 0.41393 | 0.41734 | 0.41998 | 0.41393
NSR Winyah 1 - NOX Rate Annual v3.1, Unit 5709 and retrofits | 1016 | 1953 | Rate Constraint in lbs/MMBtu | FALSE | L | Annual | Allowances Purchased NOX | Thousand Tons | 0 | 0 | 0 | 0 | 0 | 0 | 0 | 0
NSR Winyah 1 - NOX Rate Annual v3.1, Unit 5709 and retrofits | 1016 | 1953 | Rate Constraint in lbs/MMBtu | FALSE | L | Annual | Allowances Sold NOX | Thousand Tons | 0 | 0 | 0 | 0 | 0 | 0 | 0 | 0
NSR Winyah 1 - NOX Rate Annual v3.1, Unit 5709 and retrofits | 1016 | 1953 | Rate Constraint in lbs/MMBtu | FALSE | L | Annual | Allowances Banked | Thousand Tons | 0 | 0 | 0 | 0 | 0 | 0 | 0 | 0
NSR Winyah 1 - NOX Rate Annual v3.1, Unit 5709 and retrofits | 1016 | 1953 | Rate Constraint in lbs/MMBtu | FALSE | L | Annual | Allowances Withdrawn (1:1) | Thousand Tons | 0 | 0 | 0 | 0 | 0 | 0 | 0 | 0
NSR Winyah 1 - NOX Rate Annual v3.1, Unit 5709 and retrofits | 1016 | 1953 | Rate Constraint in lbs/MMBtu | FALSE | L | Annual | Allowances Withdrawn (n:1) | Thousand Tons | 0 | 0 | 0 | 0 | 0 | 0 | 0 | 0
NSR Winyah 1 - NOX Rate Annual v3.1, Unit 5709 and retrofits | 1016 | 1953 | Rate Constraint in lbs/MMBtu | FALSE | L | Annual | Net Emissions Allowance Position | Thousand Tons | 0.4366 | 0.4366 | 0.4283 | 0.42654 | 0.41393 | 0.41734 | 0.41998 | 0.41393
NSR Winyah 1 - NOX Rate Annual v3.1, Unit 5709 and retrofits | 1016 | 1953 | Rate Constraint in lbs/MMBtu | FALSE | L | Annual | Fuel Consumed | TBtu | 10.9328 | 10.9328 | 10.725 | 10.681 | 10.365 | 10.4504 | 10.5165 | 10.365
NSR Winyah 1 - NOX Rate Annual v3.1, Unit 5709 and retrofits | 1016 | 1953 | Rate Constraint in lbs/MMBtu | FALSE | L | Annual | Rate | lb/MMBtu | 0.07987 | 0.07987 | 0.07987 | 0.07987 | 0.07987 | 0.07987 | 0.07987 | 0.07987
NSR Winyah 1 - NOX Rate Annual v3.1, Unit 5709 and retrofits | 1016 | 1953 | Rate Constraint in lbs/MMBtu | FALSE | L | Annual | Generation | TWh | 1.0256 | 1.0256 | 1.0256 | 1.0214 | 0.99116 | 0.99933 | 1.0056 | 0.99116
NSR Winyah 1 - NOX Rate Annual v3.1, Unit 5709 and retrofits | 1016 | 1953 | Rate Constraint in lbs/MMBtu | FALSE | L | Annual | Qualifying Generation | TWh | 1.0256 | 1.0256 | 1.0256 | 1.0214 | 0.99116 | 0.99933 | 1.0056 | 0.99116
NSR Winyah 1 - NOX Rate Annual v3.1, Unit 5709 and retrofits | 1016 | 1953 | Rate Constraint in lbs/MMBtu | FALSE | L | Annual | Rate | lb/MWh | 0.85141 | 0.85141 | 0.83524 | 0.83524 | 0.83524 | 0.83524 | 0.83524 | 0.83524
NSR Winyah 1 - NOX Rate Annual v3.1, Unit 5709 and retrofits | 1016 | 1953 | Rate Constraint in lbs/MMBtu | FALSE | L | Annual | Constraint Shadow Price | US2016$/Ton | 0 | 0 | 0 | 0 | 0 | 0 | 0 | 0
NSR Winyah 2-4 - NOX Rate Annual v3.1, Unit 5706 and retrofits | 1017 | 1952 | Rate Constraint in lbs/MMBtu | FALSE | L | Annual | Seasons Included | Seasons | Winter, WintShld, Summer | Winter, WintShld, Summer | Winter, WintShld, Summer | Winter, WintShld, Summer | Winter, WintShld, Summer | Winter, WintShld, Summer | Winter, WintShld, Summer | Winter, WintShld, Summer
NSR Winyah 2-4 - NOX Rate Annual v3.1, Unit 5706 and retrofits | 1017 | 1952 | Rate Constraint in lbs/MMBtu | FALSE | L | Annual | Standard NOX | lb/MMBtu | 0.12 | 0.12 | 0.12 | 0.12 | 0.12 | 0.12 | 0.12 | 0.12
NSR Winyah 2-4 - NOX Rate Annual v3.1, Unit 5706 and retrofits | 1017 | 1952 | Rate Constraint in lbs/MMBtu | FALSE | L | Annual | Emissions at Affected Plants NOX | Thousand Tons | 0 | 0 | 0 | 0 | 0 | 0 | 0 | 0
NSR Winyah 2-4 - NOX Rate Annual v3.1, Unit 5706 and retrofits | 1017 | 1952 | Rate Constraint in lbs/MMBtu | FALSE | L | Annual | Allowances Purchased NOX | Thousand Tons | 0 | 0 | 0 | 0 | 0 | 0 | 0 | 0
NSR Winyah 2-4 - NOX Rate Annual v3.1, Unit 5706 and retrofits | 1017 | 1952 | Rate Constraint in lbs/MMBtu | FALSE | L | Annual | Allowances Sold NOX | Thousand Tons | 0 | 0 | 0 | 0 | 0 | 0 | 0 | 0
NSR Winyah 2-4 - NOX Rate Annual v3.1, Unit 5706 and retrofits | 1017 | 1952 | Rate Constraint in lbs/MMBtu | FALSE | L | Annual | Allowances Banked | Thousand Tons | 0 | 0 | 0 | 0 | 0 | 0 | 0 | 0
NSR Winyah 2-4 - NOX Rate Annual v3.1, Unit 5706 and retrofits | 1017 | 1952 | Rate Constraint in lbs/MMBtu | FALSE | L | Annual | Allowances Withdrawn (1:1) | Thousand Tons | 0 | 0 | 0 | 0 | 0 | 0 | 0 | 0
NSR Winyah 2-4 - NOX Rate Annual v3.1, Unit 5706 and retrofits | 1017 | 1952 | Rate Constraint in lbs/MMBtu | FALSE | L | Annual | Allowances Withdrawn (n:1) | Thousand Tons | 0 | 0 | 0 | 0 | 0 | 0 | 0 | 0
NSR Winyah 2-4 - NOX Rate Annual v3.1, Unit 5706 and retrofits | 1017 | 1952 | Rate Constraint in lbs/MMBtu | FALSE | L | Annual | Net Emissions Allowance Position | Thousand Tons | 0 | 0 | 0 | 0 | 0 | 0 | 0 | 0
NSR Winyah 2-4 - NOX Rate Annual v3.1, Unit 5706 and retrofits | 1017 | 1952 | Rate Constraint in lbs/MMBtu | FALSE | L | Annual | Fuel Consumed | TBtu | 0 | 0 | 0 | 0 | 0 | 0 | 0 | 0
NSR Winyah 2-4 - NOX Rate Annual v3.1, Unit 5706 and retrofits | 1017 | 1952 | Rate Constraint in lbs/MMBtu | FALSE | L | Annual | Rate | lb/MMBtu | 0 | 0 | 0 | 0 | 0 | 0 | 0 | 0
NSR Winyah 2-4 - NOX Rate Annual v3.1, Unit 5706 and retrofits | 1017 | 1952 | Rate Constraint in lbs/MMBtu | FALSE | L | Annual | Generation | TWh | 0 | 0 | 0 | 0 | 0 | 0 | 0 | 0
NSR Winyah 2-4 - NOX Rate Annual v3.1, Unit 5706 and retrofits | 1017 | 1952 | Rate Constraint in lbs/MMBtu | FALSE | L | Annual | Qualifying Generation | TWh | 0 | 0 | 0 | 0 | 0 | 0 | 0 | 0
NSR Winyah 2-4 - NOX Rate Annual v3.1, Unit 5706 and retrofits | 1017 | 1952 | Rate Constraint in lbs/MMBtu | FALSE | L | Annual | Rate | lb/MWh | 0 | 0 | 0 | 0 | 0 | 0 | 0 | 0
NSR Winyah 2-4 - NOX Rate Annual v3.1, Unit 5706 and retrofits | 1017 | 1952 | Rate Constraint in lbs/MMBtu | FALSE | L | Annual | Constraint Shadow Price | US2016$/Ton | 0 | 0 | 0 | 0 | 0 | 0 | 0 | 0
NSR Winyah 2-4 - NOX Rate Annual v3.1, Unit 5707 and retrofits | 1018 | 1952 | Rate Constraint in lbs/MMBtu | FALSE | L | Annual | Seasons Included | Seasons | Winter, WintShld, Summer | Winter, WintShld, Summer | Winter, WintShld, Summer | Winter, WintShld, Summer | Winter, WintShld, Summer | Winter, WintShld, Summer | Winter, WintShld, Summer | Winter, WintShld, Summer
NSR Winyah 2-4 - NOX Rate Annual v3.1, Unit 5707 and retrofits | 1018 | 1952 | Rate Constraint in lbs/MMBtu | FALSE | L | Annual | Standard NOX | lb/MMBtu | 0.12 | 0.12 | 0.12 | 0.12 | 0.12 | 0.12 | 0.12 | 0.12
NSR Winyah 2-4 - NOX Rate Annual v3.1, Unit 5707 and retrofits | 1018 | 1952 | Rate Constraint in lbs/MMBtu | FALSE | L | Annual | Emissions at Affected Plants NOX | Thousand Tons | 0.04265 | 0.04265 | 0.043204 | 0.041123 | 0 | 0 | 0 | 0
NSR Winyah 2-4 - NOX Rate Annual v3.1, Unit 5707 and retrofits | 1018 | 1952 | Rate Constraint in lbs/MMBtu | FALSE | L | Annual | Allowances Purchased NOX | Thousand Tons | 0 | 0 | 0 | 0 | 0 | 0 | 0 | 0
NSR Winyah 2-4 - NOX Rate Annual v3.1, Unit 5707 and retrofits | 1018 | 1952 | Rate Constraint in lbs/MMBtu | FALSE | L | Annual | Allowances Sold NOX | Thousand Tons | 0 | 0 | 0 | 0 | 0 | 0 | 0 | 0
NSR Winyah 2-4 - NOX Rate Annual v3.1, Unit 5707 and retrofits | 1018 | 1952 | Rate Constraint in lbs/MMBtu | FALSE | L | Annual | Allowances Banked | Thousand Tons | 0 | 0 | 0 | 0 | 0 | 0 | 0 | 0
NSR Winyah 2-4 - NOX Rate Annual v3.1, Unit 5707 and retrofits | 1018 | 1952 | Rate Constraint in lbs/MMBtu | FALSE | L | Annual | Allowances Withdrawn (1:1) | Thousand Tons | 0 | 0 | 0 | 0 | 0 | 0 | 0 | 0
NSR Winyah 2-4 - NOX Rate Annual v3.1, Unit 5707 and retrofits | 1018 | 1952 | Rate Constraint in lbs/MMBtu | FALSE | L | Annual | Allowances Withdrawn (n:1) | Thousand Tons | 0 | 0 | 0 | 0 | 0 | 0 | 0 | 0
NSR Winyah 2-4 - NOX Rate Annual v3.1, Unit 5707 and retrofits | 1018 | 1952 | Rate Constraint in lbs/MMBtu | FALSE | L | Annual | Net Emissions Allowance Position | Thousand Tons | 0.04265 | 0.04265 | 0.043204 | 0.041123 | 0 | 0 | 0 | 0
NSR Winyah 2-4 - NOX Rate Annual v3.1, Unit 5707 and retrofits | 1018 | 1952 | Rate Constraint in lbs/MMBtu | FALSE | L | Annual | Fuel Consumed | TBtu | 0.97231 | 0.97231 | 0.98494 | 0.93749 | 0 | 0 | 0 | 0
NSR Winyah 2-4 - NOX Rate Annual v3.1, Unit 5707 and retrofits | 1018 | 1952 | Rate Constraint in lbs/MMBtu | FALSE | L | Annual | Rate | lb/MMBtu | 0.08773 | 0.08773 | 0.08773 | 0.08773 | 0 | 0 | 0 | 0
NSR Winyah 2-4 - NOX Rate Annual v3.1, Unit 5707 and retrofits | 1018 | 1952 | Rate Constraint in lbs/MMBtu | FALSE | L | Annual | Generation | TWh | 0.091006 | 0.091006 | 0.093974 | 0.089446 | 0 | 0 | 0 | 0
NSR Winyah 2-4 - NOX Rate Annual v3.1, Unit 5707 and retrofits | 1018 | 1952 | Rate Constraint in lbs/MMBtu | FALSE | L | Annual | Qualifying Generation | TWh | 0.091006 | 0.091006 | 0.093974 | 0.089446 | 0 | 0 | 0 | 0
NSR Winyah 2-4 - NOX Rate Annual v3.1, Unit 5707 and retrofits | 1018 | 1952 | Rate Constraint in lbs/MMBtu | FALSE | L | Annual | Rate | lb/MWh | 0.93731 | 0.93731 | 0.9195 | 0.9195 | 0 | 0 | 0 | 0
NSR Winyah 2-4 - NOX Rate Annual v3.1, Unit 5707 and retrofits | 1018 | 1952 | Rate Constraint in lbs/MMBtu | FALSE | L | Annual | Constraint Shadow Price | US2016$/Ton | 0 | 0 | 0 | 0 | 0 | 0 | 0 | 0
NSR Winyah 2-4 - NOX Rate Annual v3.1, Unit 5708 and retrofits | 1019 | 1952 | Rate Constraint in lbs/MMBtu | FALSE | L | Annual | Seasons Included | Seasons | Winter, WintShld, Summer | Winter, WintShld, Summer | Winter, WintShld, Summer | Winter, WintShld, Summer | Winter, WintShld, Summer | Winter, WintShld, Summer | Winter, WintShld, Summer | Winter, WintShld, Summer
NSR Winyah 2-4 - NOX Rate Annual v3.1, Unit 5708 and retrofits | 1019 | 1952 | Rate Constraint in lbs/MMBtu | FALSE | L | Annual | Standard NOX | lb/MMBtu | 0.12 | 0.12 | 0.12 | 0.12 | 0.12 | 0.12 | 0.12 | 0.12
NSR Winyah 2-4 - NOX Rate Annual v3.1, Unit 5708 and retrofits | 1019 | 1952 | Rate Constraint in lbs/MMBtu | FALSE | L | Annual | Emissions at Affected Plants NOX | Thousand Tons | 0.47821 | 0.47821 | 0.46913 | 0.46632 | 0.44617 | 0.44617 | 0.44617 | 0.44617
NSR Winyah 2-4 - NOX Rate Annual v3.1, Unit 5708 and retrofits | 1019 | 1952 | Rate Constraint in lbs/MMBtu | FALSE | L | Annual | Allowances Purchased NOX | Thousand Tons | 0 | 0 | 0 | 0 | 0 | 0 | 0 | 0
NSR Winyah 2-4 - NOX Rate Annual v3.1, Unit 5708 and retrofits | 1019 | 1952 | Rate Constraint in lbs/MMBtu | FALSE | L | Annual | Allowances Sold NOX | Thousand Tons | 0 | 0 | 0 | 0 | 0 | 0 | 0 | 0
NSR Winyah 2-4 - NOX Rate Annual v3.1, Unit 5708 and retrofits | 1019 | 1952 | Rate Constraint in lbs/MMBtu | FALSE | L | Annual | Allowances Banked | Thousand Tons | 0 | 0 | 0 | 0 | 0 | 0 | 0 | 0
NSR Winyah 2-4 - NOX Rate Annual v3.1, Unit 5708 and retrofits | 1019 | 1952 | Rate Constraint in lbs/MMBtu | FALSE | L | Annual | Allowances Withdrawn (1:1) | Thousand Tons | 0 | 0 | 0 | 0 | 0 | 0 | 0 | 0
NSR Winyah 2-4 - NOX Rate Annual v3.1, Unit 5708 and retrofits | 1019 | 1952 | Rate Constraint in lbs/MMBtu | FALSE | L | Annual | Allowances Withdrawn (n:1) | Thousand Tons | 0 | 0 | 0 | 0 | 0 | 0 | 0 | 0
NSR Winyah 2-4 - NOX Rate Annual v3.1, Unit 5708 and retrofits | 1019 | 1952 | Rate Constraint in lbs/MMBtu | FALSE | L | Annual | Net Emissions Allowance Position | Thousand Tons | 0.47821 | 0.47821 | 0.46913 | 0.46632 | 0.44617 | 0.44617 | 0.44617 | 0.44617
NSR Winyah 2-4 - NOX Rate Annual v3.1, Unit 5708 and retrofits | 1019 | 1952 | Rate Constraint in lbs/MMBtu | FALSE | L | Annual | Fuel Consumed | TBtu | 10.4334 | 10.4334 | 10.2351 | 10.1738 | 9.7342 | 9.7342 | 9.7342 | 9.7342
NSR Winyah 2-4 - NOX Rate Annual v3.1, Unit 5708 and retrofits | 1019 | 1952 | Rate Constraint in lbs/MMBtu | FALSE | L | Annual | Rate | lb/MMBtu | 0.09167 | 0.09167 | 0.09167 | 0.09167 | 0.09167 | 0.09167 | 0.09167 | 0.09167
NSR Winyah 2-4 - NOX Rate Annual v3.1, Unit 5708 and retrofits | 1019 | 1952 | Rate Constraint in lbs/MMBtu | FALSE | L | Annual | Generation | TWh | 0.9719 | 0.9719 | 0.9719 | 0.96608 | 0.92433 | 0.92433 | 0.92433 | 0.92433
NSR Winyah 2-4 - NOX Rate Annual v3.1, Unit 5708 and retrofits | 1019 | 1952 | Rate Constraint in lbs/MMBtu | FALSE | L | Annual | Qualifying Generation | TWh | 0.9719 | 0.9719 | 0.9719 | 0.96608 | 0.92433 | 0.92433 | 0.92433 | 0.92433
NSR Winyah 2-4 - NOX Rate Annual v3.1, Unit 5708 and retrofits | 1019 | 1952 | Rate Constraint in lbs/MMBtu | FALSE | L | Annual | Rate | lb/MWh | 0.98408 | 0.98408 | 0.96538 | 0.96538 | 0.96538 | 0.96538 | 0.96538 | 0.96538
NSR Winyah 2-4 - NOX Rate Annual v3.1, Unit 5708 and retrofits | 1019 | 1952 | Rate Constraint in lbs/MMBtu | FALSE | L | Annual | Constraint Shadow Price | US2016$/Ton | 0 | 0 | 0 | 0 | 0 | 0 | 0 | 0
NSR WPS Consent - NOX Cap Annual v5.12 | 1020 | 5790 | Rate Constraint in MTons | FALSE | L | Annual | Seasons Included | Seasons | Winter, WintShld, Summer | Winter, WintShld, Summer | Winter, WintShld, Summer | Winter, WintShld, Summer | Winter, WintShld, Summer | Winter, WintShld, Summer | Winter, WintShld, Summer | Winter, WintShld, Summer
NSR WPS Consent - NOX Cap Annual v5.12 | 1020 | 5790 | Rate Constraint in MTons | FALSE | L | Annual | Standard NOX | Thousand Tons | 3.7 | 3.7 | 3.7 | 3.7 | 3.7 | 3.7 | 3.7 | 3.7
NSR WPS Consent - NOX Cap Annual v5.12 | 1020 | 5790 | Rate Constraint in MTons | FALSE | L | Annual | Emissions at Affected Plants NOX | Thousand Tons | 0.4804 | 0.60031 | 0.57054 | 0.56267 | 0.60854 | 0.59837 | 0.63191 | 0.58505
NSR WPS Consent - NOX Cap Annual v5.12 | 1020 | 5790 | Rate Constraint in MTons | FALSE | L | Annual | Allowances Purchased NOX | Thousand Tons | 0 | 0 | 0 | 0 | 0 | 0 | 0 | 0
NSR WPS Consent - NOX Cap Annual v5.12 | 1020 | 5790 | Rate Constraint in MTons | FALSE | L | Annual | Allowances Sold NOX | Thousand Tons | 0 | 0 | 0 | 0 | 0 | 0 | 0 | 0
NSR WPS Consent - NOX Cap Annual v5.12 | 1020 | 5790 | Rate Constraint in MTons | FALSE | L | Annual | Allowances Banked | Thousand Tons | 0 | 0 | 0 | 0 | 0 | 0 | 0 | 0
NSR WPS Consent - NOX Cap Annual v5.12 | 1020 | 5790 | Rate Constraint in MTons | FALSE | L | Annual | Allowances Withdrawn (1:1) | Thousand Tons | 0 | 0 | 0 | 0 | 0 | 0 | 0 | 0
NSR WPS Consent - NOX Cap Annual v5.12 | 1020 | 5790 | Rate Constraint in MTons | FALSE | L | Annual | Allowances Withdrawn (n:1) | Thousand Tons | 0 | 0 | 0 | 0 | 0 | 0 | 0 | 0
NSR WPS Consent - NOX Cap Annual v5.12 | 1020 | 5790 | Rate Constraint in MTons | FALSE | L | Annual | Net Emissions Allowance Position | Thousand Tons | 0.4804 | 0.60031 | 0.57054 | 0.56267 | 0.60854 | 0.59837 | 0.63191 | 0.58505
NSR WPS Consent - NOX Cap Annual v5.12 | 1020 | 5790 | Rate Constraint in MTons | FALSE | L | Annual | Fuel Consumed | TBtu | 17.7152 | 22.0987 | 20.9911 | 20.3279 | 21.7361 | 21.5628 | 22.8215 | 21.3357
NSR WPS Consent - NOX Cap Annual v5.12 | 1020 | 5790 | Rate Constraint in MTons | FALSE | L | Annual | Rate | lb/MMBtu | 0.054236 | 0.05433 | 0.054361 | 0.05536 | 0.055993 | 0.0555 | 0.055378 | 0.054842
NSR WPS Consent - NOX Cap Annual v5.12 | 1020 | 5790 | Rate Constraint in MTons | FALSE | L | Annual | Generation | TWh | 1.7893 | 2.2316 | 2.1364 | 2.0638 | 2.2032 | 2.1884 | 2.3168 | 2.1689
NSR WPS Consent - NOX Cap Annual v5.12 | 1020 | 5790 | Rate Constraint in MTons | FALSE | L | Annual | Qualifying Generation | TWh | 1.7893 | 2.2316 | 2.1364 | 2.0638 | 2.2032 | 2.1884 | 2.3168 | 2.1689
NSR WPS Consent - NOX Cap Annual v5.12 | 1020 | 5790 | Rate Constraint in MTons | FALSE | L | Annual | Rate | lb/MWh | 0.53696 | 0.53801 | 0.53411 | 0.54529 | 0.55241 | 0.54687 | 0.5455 | 0.53949
NSR WPS Consent - NOX Cap Annual v5.12 | 1020 | 5790 | Rate Constraint in MTons | FALSE | L | Annual | Constraint Shadow Price | US2016$/Ton | 0 | 0 | 0 | 0 | 0 | 0 | 0 | 0
NSR WPS Consent - SO2 Cap Annual v5.12 | 1021 | 5793 | Rate Constraint in MTons | FALSE | L | Annual | Seasons Included | Seasons | Winter, WintShld, Summer | Winter, WintShld, Summer | Winter, WintShld, Summer | Winter, WintShld, Summer | Winter, WintShld, Summer | Winter, WintShld, Summer | Winter, WintShld, Summer | Winter, WintShld, Summer
NSR WPS Consent - SO2 Cap Annual v5.12 | 1021 | 5793 | Rate Constraint in MTons | FALSE | L | Annual | Standard SO2 | Thousand Tons | 4.25 | 4.25 | 4.25 | 4.25 | 4.25 | 4.25 | 4.25 | 4.25
NSR WPS Consent - SO2 Cap Annual v5.12 | 1021 | 5793 | Rate Constraint in MTons | FALSE | L | Annual | Emissions at Affected Plants SO2 | Thousand Tons | 0.69814 | 0.8696 | 0.82561 | 0.78684 | 0.83275 | 0.83275 | 0.8831 | 0.83275
NSR WPS Consent - SO2 Cap Annual v5.12 | 1021 | 5793 | Rate Constraint in MTons | FALSE | L | Annual | Allowances Purchased SO2 | Thousand Tons | 0 | 0 | 0 | 0 | 0 | 0 | 0 | 0
NSR WPS Consent - SO2 Cap Annual v5.12 | 1021 | 5793 | Rate Constraint in MTons | FALSE | L | Annual | Allowances Sold SO2 | Thousand Tons | 0 | 0 | 0 | 0 | 0 | 0 | 0 | 0
NSR WPS Consent - SO2 Cap Annual v5.12 | 1021 | 5793 | Rate Constraint in MTons | FALSE | L | Annual | Allowances Banked | Thousand Tons | 0 | 0 | 0 | 0 | 0 | 0 | 0 | 0
NSR WPS Consent - SO2 Cap Annual v5.12 | 1021 | 5793 | Rate Constraint in MTons | FALSE | L | Annual | Allowances Withdrawn (1:1) | Thousand Tons | 0 | 0 | 0 | 0 | 0 | 0 | 0 | 0
NSR WPS Consent - SO2 Cap Annual v5.12 | 1021 | 5793 | Rate Constraint in MTons | FALSE | L | Annual | Allowances Withdrawn (n:1) | Thousand Tons | 0 | 0 | 0 | 0 | 0 | 0 | 0 | 0
NSR WPS Consent - SO2 Cap Annual v5.12 | 1021 | 5793 | Rate Constraint in MTons | FALSE | L | Annual | Net Emissions Allowance Position | Thousand Tons | 0.69814 | 0.8696 | 0.82561 | 0.78684 | 0.83275 | 0.83275 | 0.8831 | 0.83275
NSR WPS Consent - SO2 Cap Annual v5.12 | 1021 | 5793 | Rate Constraint in MTons | FALSE | L | Annual | Fuel Consumed | TBtu | 17.7152 | 22.0987 | 20.9911 | 20.3279 | 21.7361 | 21.5628 | 22.8215 | 21.3357
NSR WPS Consent - SO2 Cap Annual v5.12 | 1021 | 5793 | Rate Constraint in MTons | FALSE | L | Annual | Rate | lb/MMBtu | 0.078819 | 0.078701 | 0.078663 | 0.077415 | 0.076624 | 0.07724 | 0.077392 | 0.078062
NSR WPS Consent - SO2 Cap Annual v5.12 | 1021 | 5793 | Rate Constraint in MTons | FALSE | L | Annual | Generation | TWh | 1.7893 | 2.2316 | 2.1364 | 2.0638 | 2.2032 | 2.1884 | 2.3168 | 2.1689
NSR WPS Consent - SO2 Cap Annual v5.12 | 1021 | 5793 | Rate Constraint in MTons | FALSE | L | Annual | Qualifying Generation | TWh | 1.7893 | 2.2316 | 2.1364 | 2.0638 | 2.2032 | 2.1884 | 2.3168 | 2.1689
NSR WPS Consent - SO2 Cap Annual v5.12 | 1021 | 5793 | Rate Constraint in MTons | FALSE | L | Annual | Rate | lb/MWh | 0.78034 | 0.77935 | 0.77289 | 0.76254 | 0.75595 | 0.76108 | 0.76234 | 0.76791
NSR WPS Consent - SO2 Cap Annual v5.12 | 1021 | 5793 | Rate Constraint in MTons | FALSE | L | Annual | Constraint Shadow Price | US2016$/Ton | 0 | 0 | 0 | 0 | 0 | 0 | 0 | 0
NSR WPS Pullinam - NOX Cap Annual v5.12 | 1022 | 5794 | Rate Constraint in MTons | FALSE | L | Annual | Seasons Included | Seasons | Winter, WintShld, Summer | Winter, WintShld, Summer | Winter, WintShld, Summer | Winter, WintShld, Summer | Winter, WintShld, Summer | Winter, WintShld, Summer | Winter, WintShld, Summer | Winter, WintShld, Summer
NSR WPS Pullinam - NOX Cap Annual v5.12 | 1022 | 5794 | Rate Constraint in MTons | FALSE | L | Annual | Standard NOX | Thousand Tons | 1.5 | 1.5 | 1.5 | 1.5 | 1.5 | 1.5 | 1.5 | 1.5
NSR WPS Pullinam - NOX Cap Annual v5.12 | 1022 | 5794 | Rate Constraint in MTons | FALSE | L | Annual | Emissions at Affected Plants NOX | Thousand Tons | 0 | 0 | 0 | 0 | 0 | 0 | 0 | 0
NSR WPS Pullinam - NOX Cap Annual v5.12 | 1022 | 5794 | Rate Constraint in MTons | FALSE | L | Annual | Allowances Purchased NOX | Thousand Tons | 0 | 0 | 0 | 0 | 0 | 0 | 0 | 0
NSR WPS Pullinam - NOX Cap Annual v5.12 | 1022 | 5794 | Rate Constraint in MTons | FALSE | L | Annual | Allowances Sold NOX | Thousand Tons | 0 | 0 | 0 | 0 | 0 | 0 | 0 | 0
NSR WPS Pullinam - NOX Cap Annual v5.12 | 1022 | 5794 | Rate Constraint in MTons | FALSE | L | Annual | Allowances Banked | Thousand Tons | 0 | 0 | 0 | 0 | 0 | 0 | 0 | 0
NSR WPS Pullinam - NOX Cap Annual v5.12 | 1022 | 5794 | Rate Constraint in MTons | FALSE | L | Annual | Allowances Withdrawn (1:1) | Thousand Tons | 0 | 0 | 0 | 0 | 0 | 0 | 0 | 0
NSR WPS Pullinam - NOX Cap Annual v5.12 | 1022 | 5794 | Rate Constraint in MTons | FALSE | L | Annual | Allowances Withdrawn (n:1) | Thousand Tons | 0 | 0 | 0 | 0 | 0 | 0 | 0 | 0
NSR WPS Pullinam - NOX Cap Annual v5.12 | 1022 | 5794 | Rate Constraint in MTons | FALSE | L | Annual | Net Emissions Allowance Position | Thousand Tons | 0 | 0 | 0 | 0 | 0 | 0 | 0 | 0
NSR WPS Pullinam - NOX Cap Annual v5.12 | 1022 | 5794 | Rate Constraint in MTons | FALSE | L | Annual | Fuel Consumed | TBtu | 0 | 0 | 0 | 0 | 0 | 0 | 0 | 0
NSR WPS Pullinam - NOX Cap Annual v5.12 | 1022 | 5794 | Rate Constraint in MTons | FALSE | L | Annual | Rate | lb/MMBtu | 0 | 0 | 0 | 0 | 0 | 0 | 0 | 0
NSR WPS Pullinam - NOX Cap Annual v5.12 | 1022 | 5794 | Rate Constraint in MTons | FALSE | L | Annual | Generation | TWh | 0 | 0 | 0 | 0 | 0 | 0 | 0 | 0
NSR WPS Pullinam - NOX Cap Annual v5.12 | 1022 | 5794 | Rate Constraint in MTons | FALSE | L | Annual | Qualifying Generation | TWh | 0 | 0 | 0 | 0 | 0 | 0 | 0 | 0
NSR WPS Pullinam - NOX Cap Annual v5.12 | 1022 | 5794 | Rate Constraint in MTons | FALSE | L | Annual | Rate | lb/MWh | 0 | 0 | 0 | 0 | 0 | 0 | 0 | 0
NSR WPS Pullinam - NOX Cap Annual v5.12 | 1022 | 5794 | Rate Constraint in MTons | FALSE | L | Annual | Constraint Shadow Price | US2016$/Ton | 0 | 0 | 0 | 0 | 0 | 0 | 0 | 0
NSR WPS Pullinam - SO2 Cap Annual v5.12 | 1023 | 5795 | Rate Constraint in MTons | FALSE | L | Annual | Seasons Included | Seasons | Winter, WintShld, Summer | Winter, WintShld, Summer | Winter, WintShld, Summer | Winter, WintShld, Summer | Winter, WintShld, Summer | Winter, WintShld, Summer | Winter, WintShld, Summer | Winter, WintShld, Summer
NSR WPS Pullinam - SO2 Cap Annual v5.12 | 1023 | 5795 | Rate Constraint in MTons | FALSE | L | Annual | Standard SO2 | Thousand Tons | 2.1 | 2.1 | 2.1 | 2.1 | 2.1 | 2.1 | 2.1 | 2.1
NSR WPS Pullinam - SO2 Cap Annual v5.12 | 1023 | 5795 | Rate Constraint in MTons | FALSE | L | Annual | Emissions at Affected Plants SO2 | Thousand Tons | 0 | 0 | 0 | 0 | 0 | 0 | 0 | 0
NSR WPS Pullinam - SO2 Cap Annual v5.12 | 1023 | 5795 | Rate Constraint in MTons | FALSE | L | Annual | Allowances Purchased SO2 | Thousand Tons | 0 | 0 | 0 | 0 | 0 | 0 | 0 | 0
NSR WPS Pullinam - SO2 Cap Annual v5.12 | 1023 | 5795 | Rate Constraint in MTons | FALSE | L | Annual | Allowances Sold SO2 | Thousand Tons | 0 | 0 | 0 | 0 | 0 | 0 | 0 | 0
NSR WPS Pullinam - SO2 Cap Annual v5.12 | 1023 | 5795 | Rate Constraint in MTons | FALSE | L | Annual | Allowances Banked | Thousand Tons | 0 | 0 | 0 | 0 | 0 | 0 | 0 | 0
NSR WPS Pullinam - SO2 Cap Annual v5.12 | 1023 | 5795 | Rate Constraint in MTons | FALSE | L | Annual | Allowances Withdrawn (1:1) | Thousand Tons | 0 | 0 | 0 | 0 | 0 | 0 | 0 | 0
NSR WPS Pullinam - SO2 Cap Annual v5.12 | 1023 | 5795 | Rate Constraint in MTons | FALSE | L | Annual | Allowances Withdrawn (n:1) | Thousand Tons | 0 | 0 | 0 | 0 | 0 | 0 | 0 | 0
NSR WPS Pullinam - SO2 Cap Annual v5.12 | 1023 | 5795 | Rate Constraint in MTons | FALSE | L | Annual | Net Emissions Allowance Position | Thousand Tons | 0 | 0 | 0 | 0 | 0 | 0 | 0 | 0
NSR WPS Pullinam - SO2 Cap Annual v5.12 | 1023 | 5795 | Rate Constraint in MTons | FALSE | L | Annual | Fuel Consumed | TBtu | 0 | 0 | 0 | 0 | 0 | 0 | 0 | 0
NSR WPS Pullinam - SO2 Cap Annual v5.12 | 1023 | 5795 | Rate Constraint in MTons | FALSE | L | Annual | Rate | lb/MMBtu | 0 | 0 | 0 | 0 | 0 | 0 | 0 | 0
NSR WPS Pullinam - SO2 Cap Annual v5.12 | 1023 | 5795 | Rate Constraint in MTons | FALSE | L | Annual | Generation | TWh | 0 | 0 | 0 | 0 | 0 | 0 | 0 | 0
NSR WPS Pullinam - SO2 Cap Annual v5.12 | 1023 | 5795 | Rate Constraint in MTons | FALSE | L | Annual | Qualifying Generation | TWh | 0 | 0 | 0 | 0 | 0 | 0 | 0 | 0
NSR WPS Pullinam - SO2 Cap Annual v5.12 | 1023 | 5795 | Rate Constraint in MTons | FALSE | L | Annual | Rate | lb/MWh | 0 | 0 | 0 | 0 | 0 | 0 | 0 | 0
NSR WPS Pullinam - SO2 Cap Annual v5.12 | 1023 | 5795 | Rate Constraint in MTons | FALSE | L | Annual | Constraint Shadow Price | US2016$/Ton | 0 | 0 | 0 | 0 | 0 | 0 | 0 | 0
NSR WPS Pullinam 7&8 - NOX Rate Annual v5.12, Unit 5098 and retrofits | 1024 | 5797 | Rate Constraint in lbs/MMBtu | FALSE | L | Annual | Seasons Included | Seasons | Winter, WintShld, Summer | Winter, WintShld, Summer | Winter, WintShld, Summer | Winter, WintShld, Summer | Winter, WintShld, Summer | Winter, WintShld, Summer | Winter, WintShld, Summer | Winter, WintShld, Summer
NSR WPS Pullinam 7&8 - NOX Rate Annual v5.12, Unit 5098 and retrofits | 1024 | 5797 | Rate Constraint in lbs/MMBtu | FALSE | L | Annual | Standard NOX | lb/MMBtu | 0.25 | 0.25 | 0.25 | 0.25 | 0.25 | 0.25 | 0.25 | 0.25
NSR WPS Pullinam 7&8 - NOX Rate Annual v5.12, Unit 5098 and retrofits | 1024 | 5797 | Rate Constraint in lbs/MMBtu | FALSE | L | Annual | Emissions at Affected Plants NOX | Thousand Tons | 0 | 0 | 0 | 0 | 0 | 0 | 0 | 0
NSR WPS Pullinam 7&8 - NOX Rate Annual v5.12, Unit 5098 and retrofits | 1024 | 5797 | Rate Constraint in lbs/MMBtu | FALSE | L | Annual | Allowances Purchased NOX | Thousand Tons | 0 | 0 | 0 | 0 | 0 | 0 | 0 | 0
NSR WPS Pullinam 7&8 - NOX Rate Annual v5.12, Unit 5098 and retrofits | 1024 | 5797 | Rate Constraint in lbs/MMBtu | FALSE | L | Annual | Allowances Sold NOX | Thousand Tons | 0 | 0 | 0 | 0 | 0 | 0 | 0 | 0
NSR WPS Pullinam 7&8 - NOX Rate Annual v5.12, Unit 5098 and retrofits | 1024 | 5797 | Rate Constraint in lbs/MMBtu | FALSE | L | Annual | Allowances Banked | Thousand Tons | 0 | 0 | 0 | 0 | 0 | 0 | 0 | 0
NSR WPS Pullinam 7&8 - NOX Rate Annual v5.12, Unit 5098 and retrofits | 1024 | 5797 | Rate Constraint in lbs/MMBtu | FALSE | L | Annual | Allowances Withdrawn (1:1) | Thousand Tons | 0 | 0 | 0 | 0 | 0 | 0 | 0 | 0
NSR WPS Pullinam 7&8 - NOX Rate Annual v5.12, Unit 5098 and retrofits | 1024 | 5797 | Rate Constraint in lbs/MMBtu | FALSE | L | Annual | Allowances Withdrawn (n:1) | Thousand Tons | 0 | 0 | 0 | 0 | 0 | 0 | 0 | 0
NSR WPS Pullinam 7&8 - NOX Rate Annual v5.12, Unit 5098 and retrofits | 1024 | 5797 | Rate Constraint in lbs/MMBtu | FALSE | L | Annual | Net Emissions Allowance Position | Thousand Tons | 0 | 0 | 0 | 0 | 0 | 0 | 0 | 0
NSR WPS Pullinam 7&8 - NOX Rate Annual v5.12, Unit 5098 and retrofits | 1024 | 5797 | Rate Constraint in lbs/MMBtu | FALSE | L | Annual | Fuel Consumed | TBtu | 0 | 0 | 0 | 0 | 0 | 0 | 0 | 0
NSR WPS Pullinam 7&8 - NOX Rate Annual v5.12, Unit 5098 and retrofits | 1024 | 5797 | Rate Constraint in lbs/MMBtu | FALSE | L | Annual | Rate | lb/MMBtu | 0 | 0 | 0 | 0 | 0 | 0 | 0 | 0
NSR WPS Pullinam 7&8 - NOX Rate Annual v5.12, Unit 5098 and retrofits | 1024 | 5797 | Rate Constraint in lbs/MMBtu | FALSE | L | Annual | Generation | TWh | 0 | 0 | 0 | 0 | 0 | 0 | 0 | 0
NSR WPS Pullinam 7&8 - NOX Rate Annual v5.12, Unit 5098 and retrofits | 1024 | 5797 | Rate Constraint in lbs/MMBtu | FALSE | L | Annual | Qualifying Generation | TWh | 0 | 0 | 0 | 0 | 0 | 0 | 0 | 0
NSR WPS Pullinam 7&8 - NOX Rate Annual v5.12, Unit 5098 and retrofits | 1024 | 5797 | Rate Constraint in lbs/MMBtu | FALSE | L | Annual | Rate | lb/MWh | 0 | 0 | 0 | 0 | 0 | 0 | 0 | 0
NSR WPS Pullinam 7&8 - NOX Rate Annual v5.12, Unit 5098 and retrofits | 1024 | 5797 | Rate Constraint in lbs/MMBtu | FALSE | L | Annual | Constraint Shadow Price | US2016$/Ton | 0 | 0 | 0 | 0 | 0 | 0 | 0 | 0
NSR WPS Pullinam 7&8 - NOX Rate Annual v5.12, Unit 5099 and retrofits | 1025 | 5797 | Rate Constraint in lbs/MMBtu | FALSE | L | Annual | Seasons Included | Seasons | Winter, WintShld, Summer | Winter, WintShld, Summer | Winter, WintShld, Summer | Winter, WintShld, Summer | Winter, WintShld, Summer | Winter, WintShld, Summer | Winter, WintShld, Summer | Winter, WintShld, Summer
NSR WPS Pullinam 7&8 - NOX Rate Annual v5.12, Unit 5099 and retrofits | 1025 | 5797 | Rate Constraint in lbs/MMBtu | FALSE | L | Annual | Standard NOX | lb/MMBtu | 0.25 | 0.25 | 0.25 | 0.25 | 0.25 | 0.25 | 0.25 | 0.25
NSR WPS Pullinam 7&8 - NOX Rate Annual v5.12, Unit 5099 and retrofits | 1025 | 5797 | Rate Constraint in lbs/MMBtu | FALSE | L | Annual | Emissions at Affected Plants NOX | Thousand Tons | 0 | 0 | 0 | 0 | 0 | 0 | 0 | 0
NSR WPS Pullinam 7&8 - NOX Rate Annual v5.12, Unit 5099 and retrofits | 1025 | 5797 | Rate Constraint in lbs/MMBtu | FALSE | L | Annual | Allowances Purchased NOX | Thousand Tons | 0 | 0 | 0 | 0 | 0 | 0 | 0 | 0
NSR WPS Pullinam 7&8 - NOX Rate Annual v5.12, Unit 5099 and retrofits | 1025 | 5797 | Rate Constraint in lbs/MMBtu | FALSE | L | Annual | Allowances Sold NOX | Thousand Tons | 0 | 0 | 0 | 0 | 0 | 0 | 0 | 0
NSR WPS Pullinam 7&8 - NOX Rate Annual v5.12, Unit 5099 and retrofits | 1025 | 5797 | Rate Constraint in lbs/MMBtu | FALSE | L | Annual | Allowances Banked | Thousand Tons | 0 | 0 | 0 | 0 | 0 | 0 | 0 | 0
NSR WPS Pullinam 7&8 - NOX Rate Annual v5.12, Unit 5099 and retrofits | 1025 | 5797 | Rate Constraint in lbs/MMBtu | FALSE | L | Annual | Allowances Withdrawn (1:1) | Thousand Tons | 0 | 0 | 0 | 0 | 0 | 0 | 0 | 0
NSR WPS Pullinam 7&8 - NOX Rate Annual v5.12, Unit 5099 and retrofits | 1025 | 5797 | Rate Constraint in lbs/MMBtu | FALSE | L | Annual | Allowances Withdrawn (n:1) | Thousand Tons | 0 | 0 | 0 | 0 | 0 | 0 | 0 | 0
NSR WPS Pullinam 7&8 - NOX Rate Annual v5.12, Unit 5099 and retrofits | 1025 | 5797 | Rate Constraint in lbs/MMBtu | FALSE | L | Annual | Net Emissions Allowance Position | Thousand Tons | 0 | 0 | 0 | 0 | 0 | 0 | 0 | 0
NSR WPS Pullinam 7&8 - NOX Rate Annual v5.12, Unit 5099 and retrofits | 1025 | 5797 | Rate Constraint in lbs/MMBtu | FALSE | L | Annual | Fuel Consumed | TBtu | 0 | 0 | 0 | 0 | 0 | 0 | 0 | 0
NSR WPS Pullinam 7&8 - NOX Rate Annual v5.12, Unit 5099 and retrofits | 1025 | 5797 | Rate Constraint in lbs/MMBtu | FALSE | L | Annual | Rate | lb/MMBtu | 0 | 0 | 0 | 0 | 0 | 0 | 0 | 0
NSR WPS Pullinam 7&8 - NOX Rate Annual v5.12, Unit 5099 and retrofits | 1025 | 5797 | Rate Constraint in lbs/MMBtu | FALSE | L | Annual | Generation | TWh | 0 | 0 | 0 | 0 | 0 | 0 | 0 | 0
NSR WPS Pullinam 7&8 - NOX Rate Annual v5.12, Unit 5099 and retrofits | 1025 | 5797 | Rate Constraint in lbs/MMBtu | FALSE | L | Annual | Qualifying Generation | TWh | 0 | 0 | 0 | 0 | 0 | 0 | 0 | 0
NSR WPS Pullinam 7&8 - NOX Rate Annual v5.12, Unit 5099 and retrofits | 1025 | 5797 | Rate Constraint in lbs/MMBtu | FALSE | L | Annual | Rate | lb/MWh | 0 | 0 | 0 | 0 | 0 | 0 | 0 | 0
NSR WPS Pullinam 7&8 - NOX Rate Annual v5.12, Unit 5099 and retrofits | 1025 | 5797 | Rate Constraint in lbs/MMBtu | FALSE | L | Annual | Constraint Shadow Price | US2016$/Ton | 0 | 0 | 0 | 0 | 0 | 0 | 0 | 0
NSR WPS Weston 3 - NOX Rate Annual v5.12, Unit 5485 and retrofits | 1026 | 5798 | Rate Constraint in lbs/MMBtu | FALSE | L | Annual | Seasons Included | Seasons | Winter, WintShld, Summer | Winter, WintShld, Summer | Winter, WintShld, Summer | Winter, WintShld, Summer | Winter, WintShld, Summer | Winter, WintShld, Summer | Winter, WintShld, Summer | Winter, WintShld, Summer
NSR WPS Weston 3 - NOX Rate Annual v5.12, Unit 5485 and retrofits | 1026 | 5798 | Rate Constraint in lbs/MMBtu | FALSE | L | Annual | Standard NOX | lb/MMBtu | 0.1 | 0.1 | 0.1 | 0.1 | 0.1 | 0.1 | 0.1 | 0.1
NSR WPS Weston 3 - NOX Rate Annual v5.12, Unit 5485 and retrofits | 1026 | 5798 | Rate Constraint in lbs/MMBtu | FALSE | L | Annual | Emissions at Affected Plants NOX | Thousand Tons | 0 | 0 | 0 | 0 | 0 | 0 | 0 | 0
NSR WPS Weston 3 - NOX Rate Annual v5.12, Unit 5485 and retrofits | 1026 | 5798 | Rate Constraint in lbs/MMBtu | FALSE | L | Annual | Allowances Purchased NOX | Thousand Tons | 0 | 0 | 0 | 0 | 0 | 0 | 0 | 0
NSR WPS Weston 3 - NOX Rate Annual v5.12, Unit 5485 and retrofits | 1026 | 5798 | Rate Constraint in lbs/MMBtu | FALSE | L | Annual | Allowances Sold NOX | Thousand Tons | 0 | 0 | 0 | 0 | 0 | 0 | 0 | 0
NSR WPS Weston 3 - NOX Rate Annual v5.12, Unit 5485 and retrofits | 1026 | 5798 | Rate Constraint in lbs/MMBtu | FALSE | L | Annual | Allowances Banked | Thousand Tons | 0 | 0 | 0 | 0 | 0 | 0 | 0 | 0
NSR WPS Weston 3 - NOX Rate Annual v5.12, Unit 5485 and retrofits | 1026 | 5798 | Rate Constraint in lbs/MMBtu | FALSE | L | Annual | Allowances Withdrawn (1:1) | Thousand Tons | 0 | 0 | 0 | 0 | 0 | 0 | 0 | 0
NSR WPS Weston 3 - NOX Rate Annual v5.12, Unit 5485 and retrofits | 1026 | 5798 | Rate Constraint in lbs/MMBtu | FALSE | L | Annual | Allowances Withdrawn (n:1) | Thousand Tons | 0 | 0 | 0 | 0 | 0 | 0 | 0 | 0
NSR WPS Weston 3 - NOX Rate Annual v5.12, Unit 5485 and retrofits | 1026 | 5798 | Rate Constraint in lbs/MMBtu | FALSE | L | Annual | Net Emissions Allowance Position | Thousand Tons | 0 | 0 | 0 | 0 | 0 | 0 | 0 | 0
NSR WPS Weston 3 - NOX Rate Annual v5.12, Unit 5485 and retrofits | 1026 | 5798 | Rate Constraint in lbs/MMBtu | FALSE | L | Annual | Fuel Consumed | TBtu | 0 | 0 | 0 | 0 | 0 | 0 | 0 | 0
NSR WPS Weston 3 - NOX Rate Annual v5.12, Unit 5485 and retrofits | 1026 | 5798 | Rate Constraint in lbs/MMBtu | FALSE | L | Annual | Rate | lb/MMBtu | 0 | 0 | 0 | 0 | 0 | 0 | 0 | 0
NSR WPS Weston 3 - NOX Rate Annual v5.12, Unit 5485 and retrofits | 1026 | 5798 | Rate Constraint in lbs/MMBtu | FALSE | L | Annual | Generation | TWh | 0 | 0 | 0 | 0 | 0 | 0 | 0 | 0
NSR WPS Weston 3 - NOX Rate Annual v5.12, Unit 5485 and retrofits | 1026 | 5798 | Rate Constraint in lbs/MMBtu | FALSE | L | Annual | Qualifying Generation | TWh | 0 | 0 | 0 | 0 | 0 | 0 | 0 | 0
NSR WPS Weston 3 - NOX Rate Annual v5.12, Unit 5485 and retrofits | 1026 | 5798 | Rate Constraint in lbs/MMBtu | FALSE | L | Annual | Rate | lb/MWh | 0 | 0 | 0 | 0 | 0 | 0 | 0 | 0
NSR WPS Weston 3 - NOX Rate Annual v5.12, Unit 5485 and retrofits | 1026 | 5798 | Rate Constraint in lbs/MMBtu | FALSE | L | Annual | Constraint Shadow Price | US2016$/Ton | 0 | 0 | 0 | 0 | 0 | 0 | 0 | 0
NSR WPS Weston 3 - SO2 Rate Annual v5.12, Unit 5485 and retrofits | 1027 | 5800 | Rate Constraint in lbs/MMBtu | FALSE | L | Annual | Seasons Included | Seasons | Winter, WintShld, Summer | Winter, WintShld, Summer | Winter, WintShld, Summer | Winter, WintShld, Summer | Winter, WintShld, Summer | Winter, WintShld, Summer | Winter, WintShld, Summer | Winter, WintShld, Summer
NSR WPS Weston 3 - SO2 Rate Annual v5.12, Unit 5485 and retrofits | 1027 | 5800 | Rate Constraint in lbs/MMBtu | FALSE | L | Annual | Standard SO2 | lb/MMBtu | 0.08 | 0.08 | 0.08 | 0.08 | 0.08 | 0.08 | 0.08 | 0.08
NSR WPS Weston 3 - SO2 Rate Annual v5.12, Unit 5485 and retrofits | 1027 | 5800 | Rate Constraint in lbs/MMBtu | FALSE | L | Annual | Emissions at Affected Plants SO2 | Thousand Tons | 0 | 0 | 0 | 0 | 0 | 0 | 0 | 0
NSR WPS Weston 3 - SO2 Rate Annual v5.12, Unit 5485 and retrofits | 1027 | 5800 | Rate Constraint in lbs/MMBtu | FALSE | L | Annual | Allowances Purchased SO2 | Thousand Tons | 0 | 0 | 0 | 0 | 0 | 0 | 0 | 0
NSR WPS Weston 3 - SO2 Rate Annual v5.12, Unit 5485 and retrofits | 1027 | 5800 | Rate Constraint in lbs/MMBtu | FALSE | L | Annual | Allowances Sold SO2 | Thousand Tons | 0 | 0 | 0 | 0 | 0 | 0 | 0 | 0
NSR WPS Weston 3 - SO2 Rate Annual v5.12, Unit 5485 and retrofits | 1027 | 5800 | Rate Constraint in lbs/MMBtu | FALSE | L | Annual | Allowances Banked | Thousand Tons | 0 | 0 | 0 | 0 | 0 | 0 | 0 | 0
NSR WPS Weston 3 - SO2 Rate Annual v5.12, Unit 5485 and retrofits | 1027 | 5800 | Rate Constraint in lbs/MMBtu | FALSE | L | Annual | Allowances Withdrawn (1:1) | Thousand Tons | 0 | 0 | 0 | 0 | 0 | 0 | 0 | 0
NSR WPS Weston 3 - SO2 Rate Annual v5.12, Unit 5485 and retrofits | 1027 | 5800 | Rate Constraint in lbs/MMBtu | FALSE | L | Annual | Allowances Withdrawn (n:1) | Thousand Tons | 0 | 0 | 0 | 0 | 0 | 0 | 0 | 0
NSR WPS Weston 3 - SO2 Rate Annual v5.12, Unit 5485 and retrofits | 1027 | 5800 | Rate Constraint in lbs/MMBtu | FALSE | L | Annual | Net Emissions Allowance Position | Thousand Tons | 0 | 0 | 0 | 0 | 0 | 0 | 0 | 0
NSR WPS Weston 3 - SO2 Rate Annual v5.12, Unit 5485 and retrofits | 1027 | 5800 | Rate Constraint in lbs/MMBtu | FALSE | L | Annual | Fuel Consumed | TBtu | 0 | 0 | 0 | 0 | 0 | 0 | 0 | 0
NSR WPS Weston 3 - SO2 Rate Annual v5.12, Unit 5485 and retrofits | 1027 | 5800 | Rate Constraint in lbs/MMBtu | FALSE | L | Annual | Rate | lb/MMBtu | 0 | 0 | 0 | 0 | 0 | 0 | 0 | 0
NSR WPS Weston 3 - SO2 Rate Annual v5.12, Unit 5485 and retrofits | 1027 | 5800 | Rate Constraint in lbs/MMBtu | FALSE | L | Annual | Generation | TWh | 0 | 0 | 0 | 0 | 0 | 0 | 0 | 0
NSR WPS Weston 3 - SO2 Rate Annual v5.12, Unit 5485 and retrofits | 1027 | 5800 | Rate Constraint in lbs/MMBtu | FALSE | L | Annual | Qualifying Generation | TWh | 0 | 0 | 0 | 0 | 0 | 0 | 0 | 0
NSR WPS Weston 3 - SO2 Rate Annual v5.12, Unit 5485 and retrofits | 1027 | 5800 | Rate Constraint in lbs/MMBtu | FALSE | L | Annual | Rate | lb/MWh | 0 | 0 | 0 | 0 | 0 | 0 | 0 | 0
NSR WPS Weston 3 - SO2 Rate Annual v5.12, Unit 5485 and retrofits | 1027 | 5800 | Rate Constraint in lbs/MMBtu | FALSE | L | Annual | Constraint Shadow Price | US2016$/Ton | 0 | 0 | 0 | 0 | 0 | 0 | 0 | 0
NSR WPS Weston 4 - SO2 Rate Annual v5.12, Unit 4187 and retrofits | 1028 | 5801 | Rate Constraint in lbs/MMBtu | FALSE | L | Annual | Seasons Included | Seasons | Winter, WintShld, Summer | Winter, WintShld, Summer | Winter, WintShld, Summer | Winter, WintShld, Summer | Winter, WintShld, Summer | Winter, WintShld, Summer | Winter, WintShld, Summer | Winter, WintShld, Summer
NSR WPS Weston 4 - SO2 Rate Annual v5.12, Unit 4187 and retrofits | 1028 | 5801 | Rate Constraint in lbs/MMBtu | FALSE | L | Annual | Standard SO2 | lb/MMBtu | 0.08 | 0.08 | 0.08 | 0.08 | 0.08 | 0.08 | 0.08 | 0.08
NSR WPS Weston 4 - SO2 Rate Annual v5.12, Unit 4187 and retrofits | 1028 | 5801 | Rate Constraint in lbs/MMBtu | FALSE | L | Annual | Emissions at Affected Plants SO2 | Thousand Tons | 0.69814 | 0.8696 | 0.82561 | 0.78684 | 0.83275 | 0.83275 | 0.8831 | 0.83275
NSR WPS Weston 4 - SO2 Rate Annual v5.12, Unit 4187 and retrofits | 1028 | 5801 | Rate Constraint in lbs/MMBtu | FALSE | L | Annual | Allowances Purchased SO2 | Thousand Tons | 0 | 0 | 0 | 0 | 0 | 0 | 0 | 0
NSR WPS Weston 4 - SO2 Rate Annual v5.12, Unit 4187 and retrofits | 1028 | 5801 | Rate Constraint in lbs/MMBtu | FALSE | L | Annual | Allowances Sold SO2 | Thousand Tons | 0 | 0 | 0 | 0 | 0 | 0 | 0 | 0
NSR WPS Weston 4 - SO2 Rate Annual v5.12, Unit 4187 and retrofits | 1028 | 5801 | Rate Constraint in lbs/MMBtu | FALSE | L | Annual | Allowances Banked | Thousand Tons | 0 | 0 | 0 | 0 | 0 | 0 | 0 | 0
NSR WPS Weston 4 - SO2 Rate Annual v5.12, Unit 4187 and retrofits | 1028 | 5801 | Rate Constraint in lbs/MMBtu | FALSE | L | Annual | Allowances Withdrawn (1:1) | Thousand Tons | 0 | 0 | 0 | 0 | 0 | 0 | 0 | 0
NSR WPS Weston 4 - SO2 Rate Annual v5.12, Unit 4187 and retrofits | 1028 | 5801 | Rate Constraint in lbs/MMBtu | FALSE | L | Annual | Allowances Withdrawn (n:1) | Thousand Tons | 0 | 0 | 0 | 0 | 0 | 0 | 0 | 0
NSR WPS Weston 4 - SO2 Rate Annual v5.12, Unit 4187 and retrofits | 1028 | 5801 | Rate Constraint in lbs/MMBtu | FALSE | L | Annual | Net Emissions Allowance Position | Thousand Tons | 0.69814 | 0.8696 | 0.82561 | 0.78684 | 0.83275 | 0.83275 | 0.8831 | 0.83275
NSR WPS Weston 4 - SO2 Rate Annual v5.12, Unit 4187 and retrofits | 1028 | 5801 | Rate Constraint in lbs/MMBtu | FALSE | L | Annual | Fuel Consumed | TBtu | 17.4535 | 21.7399 | 20.6402 | 19.6711 | 20.8189 | 20.8189 | 22.0776 | 20.8189
NSR WPS Weston 4 - SO2 Rate Annual v5.12, Unit 4187 and retrofits | 1028 | 5801 | Rate Constraint in lbs/MMBtu | FALSE | L | Annual | Rate | lb/MMBtu | 0.08 | 0.08 | 0.08 | 0.08 | 0.08 | 0.08 | 0.08 | 0.08
NSR WPS Weston 4 - SO2 Rate Annual v5.12, Unit 4187 and retrofits | 1028 | 5801 | Rate Constraint in lbs/MMBtu | FALSE | L | Annual | Generation | TWh | 1.7669 | 2.2008 | 2.1064 | 2.0075 | 2.1246 | 2.1246 | 2.253 | 2.1246
NSR WPS Weston 4 - SO2 Rate Annual v5.12, Unit 4187 and retrofits | 1028 | 5801 | Rate Constraint in lbs/MMBtu | FALSE | L | Annual | Qualifying Generation | TWh | 1.7669 | 2.2008 | 2.1064 | 2.0075 | 2.1246 | 2.1246 | 2.253 | 2.1246
NSR WPS Weston 4 - SO2 Rate Annual v5.12, Unit 4187 and retrofits | 1028 | 5801 | Rate Constraint in lbs/MMBtu | FALSE | L | Annual | Rate | lb/MWh | 0.79024 | 0.79024 | 0.78392 | 0.78392 | 0.78392 | 0.78392 | 0.78392 | 0.78392
NSR WPS Weston 4 - SO2 Rate Annual v5.12, Unit 4187 and retrofits | 1028 | 5801 | Rate Constraint in lbs/MMBtu | FALSE | L | Annual | Constraint Shadow Price | US2016$/Ton | 0 | 0 | 0 | 0 | 0 | 0 | 0 | 0
NY- CO2 Budget- v5.16 | 1029 | 6626 | Rate Constraint in MTons | FALSE | L | Annual | Seasons Included | Seasons | Winter, WintShld, Summer | Winter, WintShld, Summer | Winter, WintShld, Summer | Winter, WintShld, Summer | Winter, WintShld, Summer | Winter, WintShld, Summer | Winter, WintShld, Summer | Winter, WintShld, Summer
NY- CO2 Budget- v5.16 | 1029 | 6626 | Rate Constraint in MTons | FALSE | L | Annual | Standard CO2 | Thousand Tons | 30435.778 | 30435.778 | 30435.778 | 30435.778 | 30435.778 | 30435.778 | 30435.778 | 30435.778
NY- CO2 Budget- v5.16 | 1029 | 6626 | Rate Constraint in MTons | FALSE | L | Annual | Emissions at Affected Plants CO2 | Thousand Tons | 24970.7196 | 25228.6517 | 25086.7705 | 23429.7494 | 23834.7352 | 23451.1577 | 22088.818 | 26192.4044
NY- CO2 Budget- v5.16 | 1029 | 6626 | Rate Constraint in MTons | FALSE | L | Annual | Allowances Purchased CO2 | Thousand Tons | 0 | 0 | 0 | 0 | 0 | 0 | 0 | 0
NY- CO2 Budget- v5.16 | 1029 | 6626 | Rate Constraint in MTons | FALSE | L | Annual | Allowances Sold CO2 | Thousand Tons | 0 | 0 | 0 | 0 | 0 | 0 | 0 | 0
NY- CO2 Budget- v5.16 | 1029 | 6626 | Rate Constraint in MTons | FALSE | L | Annual | Allowances Banked | Thousand Tons | 0 | 0 | 0 | 0 | 0 | 0 | 0 | 0
NY- CO2 Budget- v5.16 | 1029 | 6626 | Rate Constraint in MTons | FALSE | L | Annual | Allowances Withdrawn (1:1) | Thousand Tons | 0 | 0 | 0 | 0 | 0 | 0 | 0 | 0
NY- CO2 Budget- v5.16 | 1029 | 6626 | Rate Constraint in MTons | FALSE | L | Annual | Allowances Withdrawn (n:1) | Thousand Tons | 0 | 0 | 0 | 0 | 0 | 0 | 0 | 0
NY- CO2 Budget- v5.16 | 1029 | 6626 | Rate Constraint in MTons | FALSE | L | Annual | Net Emissions Allowance Position | Thousand Tons | 24970.7196 | 25228.6517 | 25086.7705 | 23429.7494 | 23834.7352 | 23451.1577 | 22088.818 | 26192.4044
NY- CO2 Budget- v5.16 | 1029 | 6626 | Rate Constraint in MTons | FALSE | L | Annual | Fuel Consumed | TBtu | 686.8011 | 691.0224 | 688.3696 | 543.8074 | 551.1966 | 545.3203 | 523.6359 | 543.5455
NY- CO2 Budget- v5.16 | 1029 | 6626 | Rate Constraint in MTons | FALSE | L | Annual | Rate | lb/MMBtu | 72.716 | 73.0183 | 72.8875 | 86.1693 | 86.4836 | 86.0087 | 84.3671 | 96.3761
NY- CO2 Budget- v5.16 | 1029 | 6626 | Rate Constraint in MTons | FALSE | L | Annual | Generation | TWh | 123.8689 | 124.6596 | 124.5412 | 118.9745 | 121.2992 | 122.3076 | 123.0162 | 130.4801
NY- CO2 Budget- v5.16 | 1029 | 6626 | Rate Constraint in MTons | FALSE | L | Annual | Qualifying Generation | TWh | 123.8689 | 124.6596 | 124.5412 | 118.9745 | 121.2992 | 122.3076 | 123.0162 | 130.4801
NY- CO2 Budget- v5.16 | 1029 | 6626 | Rate Constraint in MTons | FALSE | L | Annual | Rate | lb/MWh | 403.1797 | 404.7605 | 402.8672 | 393.8616 | 392.9908 | 383.4782 | 359.1204 | 401.4775
NY- CO2 Budget- v5.16 | 1029 | 6626 | Rate Constraint in MTons | FALSE | L | Annual | Constraint Shadow Price | US2016$/Ton | 0 | 0 | 0 | 0 | 0 | 0 | 0 | 0
NY- CO2 Rate Limit- New CT Units- v5.12 | 1030 | 5900 | Rate Constraint in lbs/MWh | FALSE | L | Annual | Seasons Included | Seasons | Winter, WintShld, Summer | Winter, WintShld, Summer | Winter, WintShld, Summer | Winter, WintShld, Summer | Winter, WintShld, Summer | Winter, WintShld, Summer | Winter, WintShld, Summer | Winter, WintShld, Summer
NY- CO2 Rate Limit- New CT Units- v5.12 | 1030 | 5900 | Rate Constraint in lbs/MWh | FALSE | L | Annual | Standard CO2 | lb/MWh | 1450 | 1450 | 1450 | 1450 | 1450 | 1450 | 1450 | 1450
NY- CO2 Rate Limit- New CT Units- v5.12 | 1030 | 5900 | Rate Constraint in lbs/MWh | FALSE | L | Annual | Emissions at Affected Plants CO2 | Thousand Tons | 4.958 | 4.958 | 5.2628 | 5.8128 | 6.2823 | 5.7885 | 15.507 | 81.5938
NY- CO2 Rate Limit- New CT Units- v5.12 | 1030 | 5900 | Rate Constraint in lbs/MWh | FALSE | L | Annual | Allowances Purchased CO2 | Thousand Tons | 0 | 0 | 0 | 0 | 0 | 0 | 0 | 0
NY- CO2 Rate Limit- New CT Units- v5.12 | 1030 | 5900 | Rate Constraint in lbs/MWh | FALSE | L | Annual | Allowances Sold CO2 | Thousand Tons | 0 | 0 | 0 | 0 | 0 | 0 | 0 | 0
NY- CO2 Rate Limit- New CT Units- v5.12 | 1030 | 5900 | Rate Constraint in lbs/MWh | FALSE | L | Annual | Allowances Banked | Thousand Tons | 0 | 0 | 0 | 0 | 0 | 0 | 0 | 0
NY- CO2 Rate Limit- New CT Units- v5.12 | 1030 | 5900 | Rate Constraint in lbs/MWh | FALSE | L | Annual | Allowances Withdrawn (1:1) | Thousand Tons | 0 | 0 | 0 | 0 | 0 | 0 | 0 | 0
NY- CO2 Rate Limit- New CT Units- v5.12 | 1030 | 5900 | Rate Constraint in lbs/MWh | FALSE | L | Annual | Allowances Withdrawn (n:1) | Thousand Tons | 0 | 0 | 0 | 0 | 0 | 0 | 0 | 0
NY- CO2 Rate Limit- New CT Units- v5.12 | 1030 | 5900 | Rate Constraint in lbs/MWh | FALSE | L | Annual | Net Emissions Allowance Position | Thousand Tons | 4.958 | 4.958 | 5.2628 | 5.8128 | 6.2823 | 5.7885 | 15.507 | 81.5938
NY- CO2 Rate Limit- New CT Units- v5.12 | 1030 | 5900 | Rate Constraint in lbs/MWh | FALSE | L | Annual | Fuel Consumed | TBtu | 0.084694 | 0.084694 | 0.089901 | 0.099297 | 0.10732 | 0.098882 | 0.2649 | 1.3938
NY- CO2 Rate Limit- New CT Units- v5.12 | 1030 | 5900 | Rate Constraint in lbs/MWh | FALSE | L | Annual | Rate | lb/MMBtu | 117.08 | 117.08 | 117.08 | 117.08 | 117.08 | 117.08 | 117.08 | 117.08
NY- CO2 Rate Limit- New CT Units- v5.12 | 1030 | 5900 | Rate Constraint in lbs/MWh | FALSE | L | Annual | Generation | TWh | 0.0093214 | 0.0093214 | 0.0098945 | 0.010929 | 0.011811 | 0.010883 | 0.029154 | 0.16125
NY- CO2 Rate Limit- New CT Units- v5.12 | 1030 | 5900 | Rate Constraint in lbs/MWh | FALSE | L | Annual | Qualifying Generation | TWh | 0.0093214 | 0.0093214 | 0.0098945 | 0.010929 | 0.011811 | 0.010883 | 0.029154 | 0.16125
NY- CO2 Rate Limit- New CT Units- v5.12 | 1030 | 5900 | Rate Constraint in lbs/MWh | FALSE | L | Annual | Constraint Shadow Price | US2016$/Ton | 0 | 0 | 0 | 0 | 0 | 0 | 0 | 0
NY- CO2 Rate Limit- New Fossil Units- v5.12 | 1031 | 5901 | Rate Constraint in lbs/MWh | FALSE | L | Annual | Seasons Included | Seasons | Winter, WintShld, Summer | Winter, WintShld, Summer | Winter, WintShld, Summer | Winter, WintShld, Summer | Winter, WintShld, Summer | Winter, WintShld, Summer | Winter, WintShld, Summer | Winter, WintShld, Summer
NY- CO2 Rate Limit- New Fossil Units- v5.12 | 1031 | 5901 | Rate Constraint in lbs/MWh | FALSE | L | Annual | Standard CO2 | lb/MWh | 925 | 925 | 925 | 925 | 925 | 925 | 925 | 925
NY- CO2 Rate Limit- New Fossil Units- v5.12 | 1031 | 5901 | Rate Constraint in lbs/MWh | FALSE | L | Annual | Emissions at Affected Plants CO2 | Thousand Tons | 0 | 0 | 0 | 0 | 0 | 693.7988 | 2023.4583 | 8054.3885
NY- CO2 Rate Limit- New Fossil Units- v5.12 | 1031 | 5901 | Rate Constraint in lbs/MWh | FALSE | L | Annual | Allowances Purchased CO2 | Thousand Tons | 0 | 0 | 0 | 0 | 0 | 0 | 0 | 0
NY- CO2 Rate Limit- New Fossil Units- v5.12 | 1031 | 5901 | Rate Constraint in lbs/MWh | FALSE | L | Annual | Allowances Sold CO2 | Thousand Tons | 0 | 0 | 0 | 0 | 0 | 0 | 0 | 0
NY- CO2 Rate Limit- New Fossil Units- v5.12 | 1031 | 5901 | Rate Constraint in lbs/MWh | FALSE | L | Annual | Allowances Banked | Thousand Tons | 0 | 0 | 0 | 0 | 0 | 0 | 0 | 0
NY- CO2 Rate Limit- New Fossil Units- v5.12 | 1031 | 5901 | Rate Constraint in lbs/MWh | FALSE | L | Annual | Allowances Withdrawn (1:1) | Thousand Tons | 0 | 0 | 0 | 0 | 0 | 0 | 0 | 0
NY- CO2 Rate Limit- New Fossil Units- v5.12 | 1031 | 5901 | Rate Constraint in lbs/MWh | FALSE | L | Annual | Allowances Withdrawn (n:1) | Thousand Tons | 0 | 0 | 0 | 0 | 0 | 0 | 0 | 0
NY- CO2 Rate Limit- New Fossil Units- v5.12 | 1031 | 5901 | Rate Constraint in lbs/MWh | FALSE | L | Annual | Net Emissions Allowance Position | Thousand Tons | 0 | 0 | 0 | 0 | 0 | 693.7988 | 2023.4583 | 8054.3885
NY- CO2 Rate Limit- New Fossil Units- v5.12 | 1031 | 5901 | Rate Constraint in lbs/MWh | FALSE | L | Annual | Fuel Consumed | TBtu | 0 | 0 | 0 | 0 | 0 | 11.8517 | 34.5654 | 137.5878
NY- CO2 Rate Limit- New Fossil Units- v5.12 | 1031 | 5901 | Rate Constraint in lbs/MWh | FALSE | L | Annual | Rate | lb/MMBtu | 0 | 0 | 0 | 0 | 0 | 117.08 | 117.08 | 117.08
NY- CO2 Rate Limit- New Fossil Units- v5.12 | 1031 | 5901 | Rate Constraint in lbs/MWh | FALSE | L | Annual | Generation | TWh | 0 | 0 | 0 | 0 | 0 | 1.9116 | 5.5751 | 22.1916
NY- CO2 Rate Limit- New Fossil Units- v5.12 | 1031 | 5901 | Rate Constraint in lbs/MWh | FALSE | L | Annual | Qualifying Generation | TWh | 0 | 0 | 0 | 0 | 0 | 1.9116 | 5.5751 | 22.1916
NY- CO2 Rate Limit- New Fossil Units- v5.12 | 1031 | 5901 | Rate Constraint in lbs/MWh | FALSE | L | Annual | Constraint Shadow Price | US2016$/Ton | 0 | 0 | 11.8215 | 7.057 | 1.1299 | 0 | 0 | 0
NY Min Oil Burn - Astoria - Summer | 1032 | 7061 | Generation Constraint in GWh | FALSE | G | Annual | Seasons Included | Seasons | Summer | Summer | Summer
NY Min Oil Burn - Astoria - Summer | 1032 | 7061 | Generation Constraint in GWh | FALSE | G | Annual | Standard GWh | GWh | 13.8985 | 13.8985 | 13.8985 | 0 | 0 | 0 | 0 | 0
NY Min Oil Burn - Astoria - Summer | 1032 | 7061 | Generation Constraint in GWh | FALSE | G | Annual | Emissions at Affected Plants | GWh | 13.8985 | 13.8985 | 13.8985 | 0 | 0 | 0 | 0 | 0
NY Min Oil Burn - Astoria - Summer | 1032 | 7061 | Generation Constraint in GWh | FALSE | G | Annual | Allowances Purchased | GWh | 0 | 0 | 0 | 0 | 0 | 0 | 0 | 0
NY Min Oil Burn - Astoria - Summer | 1032 | 7061 | Generation Constraint in GWh | FALSE | G | Annual | Allowances Sold | GWh | 0 | 0 | 0 | 0 | 0 | 0 | 0 | 0
NY Min Oil Burn - Astoria - Summer | 1032 | 7061 | Generation Constraint in GWh | FALSE | G | Annual | Allowances Banked | GWh | 0 | 0 | 0 | 0 | 0 | 0 | 0 | 0
NY Min Oil Burn - Astoria - Summer | 1032 | 7061 | Generation Constraint in GWh | FALSE | G | Annual | Allowances Withdrawn (1:1) | GWh | 0 | 0 | 0 | 0 | 0 | 0 | 0 | 0
NY Min Oil Burn - Astoria - Summer | 1032 | 7061 | Generation Constraint in GWh | FALSE | G | Annual | Allowances Withdrawn (n:1) | GWh | 0 | 0 | 0 | 0 | 0 | 0 | 0 | 0
NY Min Oil Burn - Astoria - Summer | 1032 | 7061 | Generation Constraint in GWh | FALSE | G | Annual | Net Emissions Allowance Position | GWh | 13.8985 | 13.8985 | 13.8985 | 0 | 0 | 0 | 0 | 0
NY Min Oil Burn - Astoria - Summer | 1032 | 7061 | Generation Constraint in GWh | FALSE | G | Annual | Fuel Consumed | TBtu | 0.16406 | 0.16406 | 0.16406 | 0 | 0 | 0 | 0 | 0
NY Min Oil Burn - Astoria - Summer | 1032 | 7061 | Generation Constraint in GWh | FALSE | G | Annual | Heat Rate | MMBtu/MWh | 11.804 | 11.804 | 11.804 | 0 | 0 | 0 | 0 | 0
NY Min Oil Burn - Astoria - Summer | 1032 | 7061 | Generation Constraint in GWh | FALSE | G | Annual | Generation | TWh | 0.013899 | 0.013899 | 0.013899 | 0 | 0 | 0 | 0 | 0
NY Min Oil Burn - Astoria - Summer | 1032 | 7061 | Generation Constraint in GWh | FALSE | G | Annual | Qualifying Generation | TWh | 0.013899 | 0.013899 | 0.013899 | 0 | 0 | 0 | 0 | 0
NY Min Oil Burn - Astoria - Summer | 1032 | 7061 | Generation Constraint in GWh | FALSE | G | Annual | Rate | lb/MWh | 0 | 0 | 0 | 0 | 0 | 0 | 0 | 0
NY Min Oil Burn - Astoria - Summer | 1032 | 7061 | Generation Constraint in GWh | FALSE | G | Annual | Constraint Shadow Price | US2016$/MWh | 132.011 | 136.5662 | 145.8679 | 0 | 0 | 0 | 0 | 0
NY Min Oil Burn - Astoria - Winter | 1033 | 7059 | Generation Constraint in GWh | FALSE | G | Annual | Seasons Included | Seasons | Winter | Winter | Winter
NY Min Oil Burn - Astoria - Winter | 1033 | 7059 | Generation Constraint in GWh | FALSE | G | Annual | Standard GWh | GWh | 34.3375 | 34.3375 | 34.3375 | 0 | 0 | 0 | 0 | 0
NY Min Oil Burn - Astoria - Winter | 1033 | 7059 | Generation Constraint in GWh | FALSE | G | Annual | Emissions at Affected Plants | GWh | 34.3375 | 34.3375 | 34.3375 | 0 | 0 | 0 | 0 | 0
NY Min Oil Burn - Astoria - Winter | 1033 | 7059 | Generation Constraint in GWh | FALSE | G | Annual | Allowances Purchased | GWh | 0 | 0 | 0 | 0 | 0 | 0 | 0 | 0
NY Min Oil Burn - Astoria - Winter | 1033 | 7059 | Generation Constraint in GWh | FALSE | G | Annual | Allowances Sold | GWh | 0 | 0 | 0 | 0 | 0 | 0 | 0 | 0
NY Min Oil Burn - Astoria - Winter | 1033 | 7059 | Generation Constraint in GWh | FALSE | G | Annual | Allowances Banked | GWh | 0 | 0 | 0 | 0 | 0 | 0 | 0 | 0
NY Min Oil Burn - Astoria - Winter | 1033 | 7059 | Generation Constraint in GWh | FALSE | G | Annual | Allowances Withdrawn (1:1) | GWh | 0 | 0 | 0 | 0 | 0 | 0 | 0 | 0
NY Min Oil Burn - Astoria - Winter | 1033 | 7059 | Generation Constraint in GWh | FALSE | G | Annual | Allowances Withdrawn (n:1) | GWh | 0 | 0 | 0 | 0 | 0 | 0 | 0 | 0
NY Min Oil Burn - Astoria - Winter | 1033 | 7059 | Generation Constraint in GWh | FALSE | G | Annual | Net Emissions Allowance Position | GWh | 34.3375 | 34.3375 | 34.3375 | 0 | 0 | 0 | 0 | 0
NY Min Oil Burn - Astoria - Winter | 1033 | 7059 | Generation Constraint in GWh | FALSE | G | Annual | Fuel Consumed | TBtu | 0.40532 | 0.40532 | 0.40532 | 0 | 0 | 0 | 0 | 0
NY Min Oil Burn - Astoria - Winter | 1033 | 7059 | Generation Constraint in GWh | FALSE | G | Annual | Heat Rate | MMBtu/MWh | 11.804 | 11.804 | 11.804 | 0 | 0 | 0 | 0 | 0
NY Min Oil Burn - Astoria - Winter | 1033 | 7059 | Generation Constraint in GWh | FALSE | G | Annual | Generation | TWh | 0.034338 | 0.034338 | 0.034338 | 0 | 0 | 0 | 0 | 0
NY Min Oil Burn - Astoria - Winter | 1033 | 7059 | Generation Constraint in GWh | FALSE | G | Annual | Qualifying Generation | TWh | 0.034338 | 0.034338 | 0.034338 | 0 | 0 | 0 | 0 | 0
NY Min Oil Burn - Astoria - Winter | 1033 | 7059 | Generation Constraint in GWh | FALSE | G | Annual | Rate | lb/MWh | 0 | 0 | 0 | 0 | 0 | 0 | 0 | 0
NY Min Oil Burn - Astoria - Winter | 1033 | 7059 | Generation Constraint in GWh | FALSE | G | Annual | Constraint Shadow Price | US2016$/MWh | 116.155 | 116.4434 | 122.0652 | 0 | 0 | 0 | 0 | 0
NY Min Oil Burn - Astoria - Winter Shldr | 1034 | 7060 | Generation Constraint in GWh | FALSE | G | Annual | Seasons Included | Seasons | WintShld | WintShld | WintShld
NY Min Oil Burn - Astoria - Winter Shldr | 1034 | 7060 | Generation Constraint in GWh | FALSE | G | Annual | Standard GWh | GWh | 4.433 | 4.433 | 4.433 | 0 | 0 | 0 | 0 | 0
NY Min Oil Burn - Astoria - Winter Shldr | 1034 | 7060 | Generation Constraint in GWh | FALSE | G | Annual | Emissions at Affected Plants | GWh | 4.433 | 4.433 | 4.433 | 0 | 0 | 0 | 0 | 0
NY Min Oil Burn - Astoria - Winter Shldr | 1034 | 7060 | Generation Constraint in GWh | FALSE | G | Annual | Allowances Purchased | GWh | 0 | 0 | 0 | 0 | 0 | 0 | 0 | 0
NY Min Oil Burn - Astoria - Winter Shldr | 1034 | 7060 | Generation Constraint in GWh | FALSE | G | Annual | Allowances Sold | GWh | 0 | 0 | 0 | 0 | 0 | 0 | 0 | 0
NY Min Oil Burn - Astoria - Winter Shldr | 1034 | 7060 | Generation Constraint in GWh | FALSE | G | Annual | Allowances Banked | GWh | 0 | 0 | 0 | 0 | 0 | 0 | 0 | 0
NY Min Oil Burn - Astoria - Winter Shldr | 1034 | 7060 | Generation Constraint in GWh | FALSE | G | Annual | Allowances Withdrawn (1:1) | GWh | 0 | 0 | 0 | 0 | 0 | 0 | 0 | 0
NY Min Oil Burn - Astoria - Winter Shldr | 1034 | 7060 | Generation Constraint in GWh | FALSE | G | Annual | Allowances Withdrawn (n:1) | GWh | 0 | 0 | 0 | 0 | 0 | 0 | 0 | 0
NY Min Oil Burn - Astoria - Winter Shldr | 1034 | 7060 | Generation Constraint in GWh | FALSE | G | Annual | Net Emissions Allowance Position | GWh | 4.433 | 4.433 | 4.433 | 0 | 0 | 0 | 0 | 0
NY Min Oil Burn - Astoria - Winter Shldr | 1034 | 7060 | Generation Constraint in GWh | FALSE | G | Annual | Fuel Consumed | TBtu | 0.052327 | 0.052327 | 0.052327 | 0 | 0 | 0 | 0 | 0
NY Min Oil Burn - Astoria - Winter Shldr | 1034 | 7060 | Generation Constraint in GWh | FALSE | G | Annual | Heat Rate | MMBtu/MWh | 11.804 | 11.804 | 11.804 | 0 | 0 | 0 | 0 | 0
NY Min Oil Burn - Astoria - Winter Shldr | 1034 | 7060 | Generation Constraint in GWh | FALSE | G | Annual | Generation | TWh | 0.004433 | 0.004433 | 0.004433 | 0 | 0 | 0 | 0 | 0
NY Min Oil Burn - Astoria - Winter Shldr | 1034 | 7060 | Generation Constraint in GWh | FALSE | G | Annual | Qualifying Generation | TWh | 0.004433 | 0.004433 | 0.004433 | 0 | 0 | 0 | 0 | 0
NY Min Oil Burn - Astoria - Winter Shldr | 1034 | 7060 | Generation Constraint in GWh | FALSE | G | Annual | Rate | lb/MWh | 0 | 0 | 0 | 0 | 0 | 0 | 0 | 0
NY Min Oil Burn - Astoria - Winter Shldr | 1034 | 7060 | Generation Constraint in GWh | FALSE | G | Annual | Constraint Shadow Price | US2016$/MWh | 128.234 | 139.1655 | 147.8731 | 0 | 0 | 0 | 0 | 0
NY Min Oil Burn - Astoria Energy - Summer | 1035 | 7073 | Generation Constraint in GWh | FALSE | G | Annual | Seasons Included | Seasons | Summer | Summer | Summer
NY Min Oil Burn - Astoria Energy - Summer | 1035 | 7073 | Generation Constraint in GWh | FALSE | G | Annual | Standard GWh | GWh | 0 | 0 | 0 | 0 | 0 | 0 | 0 | 0
NY Min Oil Burn - Astoria Energy - Summer | 1035 | 7073 | Generation Constraint in GWh | FALSE | G | Annual | Emissions at Affected Plants | GWh | 0 | 0 | 0 | 0 | 0 | 0 | 0 | 0
NY Min Oil Burn - Astoria Energy - Summer | 1035 | 7073 | Generation Constraint in GWh | FALSE | G | Annual | Allowances Purchased | GWh | 0 | 0 | 0 | 0 | 0 | 0 | 0 | 0
NY Min Oil Burn - Astoria Energy - Summer | 1035 | 7073 | Generation Constraint in GWh | FALSE | G | Annual | Allowances Sold | GWh | 0 | 0 | 0 | 0 | 0 | 0 | 0 | 0
NY Min Oil Burn - Astoria Energy - Summer | 1035 | 7073 | Generation Constraint in GWh | FALSE | G | Annual | Allowances Banked | GWh | 0 | 0 | 0 | 0 | 0 | 0 | 0 | 0
NY Min Oil Burn - Astoria Energy - Summer | 1035 | 7073 | Generation Constraint in GWh | FALSE | G | Annual | Allowances Withdrawn (1:1) | GWh | 0 | 0 | 0 | 0 | 0 | 0 | 0 | 0
NY Min Oil Burn - Astoria Energy - Summer | 1035 | 7073 | Generation Constraint in GWh | FALSE | G | Annual | Allowances Withdrawn (n:1) | GWh | 0 | 0 | 0 | 0 | 0 | 0 | 0 | 0
NY Min Oil Burn - Astoria Energy - Summer | 1035 | 7073 | Generation Constraint in GWh | FALSE | G | Annual | Net Emissions Allowance Position | GWh | 0 | 0 | 0 | 0 | 0 | 0 | 0 | 0
NY Min Oil Burn - Astoria Energy - Summer | 1035 | 7073 | Generation Constraint in GWh | FALSE | G | Annual | Fuel Consumed | TBtu | 0 | 0 | 0 | 0 | 0 | 0 | 0 | 0
NY Min Oil Burn - Astoria Energy - Summer | 1035 | 7073 | Generation Constraint in GWh | FALSE | G | Annual | Heat Rate | MMBtu/MWh | 0 | 0 | 0 | 0 | 0 | 0 | 0 | 0
NY Min Oil Burn - Astoria Energy - Summer | 1035 | 7073 | Generation Constraint in GWh | FALSE | G | Annual | Generation | TWh | 0 | 0 | 0 | 0 | 0 | 0 | 0 | 0
NY Min Oil Burn - Astoria Energy - Summer | 1035 | 7073 | Generation Constraint in GWh | FALSE | G | Annual | Qualifying Generation | TWh | 0 | 0 | 0 | 0 | 0 | 0 | 0 | 0
NY Min Oil Burn - Astoria Energy - Summer | 1035 | 7073 | Generation Constraint in GWh | FALSE | G | Annual | Rate | lb/MWh | 0 | 0 | 0 | 0 | 0 | 0 | 0 | 0
NY Min Oil Burn - Astoria Energy - Summer | 1035 | 7073 | Generation Constraint in GWh | FALSE | G | Annual | Constraint Shadow Price | US2016$/MWh | 0 | 0 | 0 | 0 | 0 | 0 | 0 | 0
NY Min Oil Burn - Astoria Energy - Winter | 1036 | 7071 | Generation Constraint in GWh | FALSE | G | Annual | Seasons Included | Seasons | Winter | Winter | Winter
NY Min Oil Burn - Astoria Energy - Winter | 1036 | 7071 | Generation Constraint in GWh | FALSE | G | Annual | Standard GWh | GWh | 33.8256 | 33.8256 | 33.8256 | 0 | 0 | 0 | 0 | 0
NY Min Oil Burn - Astoria Energy - Winter | 1036 | 7071 | Generation Constraint in GWh | FALSE | G | Annual | Emissions at Affected Plants | GWh | 33.8256 | 33.8256 | 33.8256 | 0 | 0 | 0 | 0 | 0
NY Min Oil Burn - Astoria Energy - Winter | 1036 | 7071 | Generation Constraint in GWh | FALSE | G | Annual | Allowances Purchased | GWh | 0 | 0 | 0 | 0 | 0 | 0 | 0 | 0
NY Min Oil Burn - Astoria Energy - Winter | 1036 | 7071 | Generation Constraint in GWh | FALSE | G | Annual | Allowances Sold | GWh | 0 | 0 | 0 | 0 | 0 | 0 | 0 | 0
NY Min Oil Burn - Astoria Energy - Winter | 1036 | 7071 | Generation Constraint in GWh | FALSE | G | Annual | Allowances Banked | GWh | 0 | 0 | 0 | 0 | 0 | 0 | 0 | 0
NY Min Oil Burn - Astoria Energy - Winter | 1036 | 7071 | Generation Constraint in GWh | FALSE | G | Annual | Allowances Withdrawn (1:1) | GWh | 0 | 0 | 0 | 0 | 0 | 0 | 0 | 0
NY Min Oil Burn - Astoria Energy - Winter | 1036 | 7071 | Generation Constraint in GWh | FALSE | G | Annual | Allowances Withdrawn (n:1) | GWh | 0 | 0 | 0 | 0 | 0 | 0 | 0 | 0
NY Min Oil Burn - Astoria Energy - Winter | 1036 | 7071 | Generation Constraint in GWh | FALSE | G | Annual | Net Emissions Allowance Position | GWh | 33.8256 | 33.8256 | 33.8256 | 0 | 0 | 0 | 0 | 0
NY Min Oil Burn - Astoria Energy - Winter | 1036 | 7071 | Generation Constraint in GWh | FALSE | G | Annual | Fuel Consumed | TBtu | 0.24781 | 0.24781 | 0.24781 | 0 | 0 | 0 | 0 | 0
NY Min Oil Burn - Astoria Energy - Winter | 1036 | 7071 | Generation Constraint in GWh | FALSE | G | Annual | Heat Rate | MMBtu/MWh | 7.326 | 7.326 | 7.326 | 0 | 0 | 0 | 0 | 0
NY Min Oil Burn - Astoria Energy - Winter | 1036 | 7071 | Generation Constraint in GWh | FALSE | G | Annual | Generation | TWh | 0.033826 | 0.033826 | 0.033826 | 0 | 0 | 0 | 0 | 0
NY Min Oil Burn - Astoria Energy - Winter | 1036 | 7071 | Generation Constraint in GWh | FALSE | G | Annual | Qualifying Generation | TWh | 0.033826 | 0.033826 | 0.033826 | 0 | 0 | 0 | 0 | 0
NY Min Oil Burn - Astoria Energy - Winter | 1036 | 7071 | Generation Constraint in GWh | FALSE | G | Annual | Rate | lb/MWh | 0 | 0 | 0 | 0 | 0 | 0 | 0 | 0
NY Min Oil Burn - Astoria Energy - Winter | 1036 | 7071 | Generation Constraint in GWh | FALSE | G | Annual | Constraint Shadow Price | US2016$/MWh | 105.728 | 109.6629 | 114.4565 | 0 | 0 | 0 | 0 | 0
NY Min Oil Burn - Astoria Energy - Winter Shldr | 1037 | 7072 | Generation Constraint in GWh | FALSE | G | Annual | Seasons Included | Seasons | WintShld | WintShld | WintShld
NY Min Oil Burn - Astoria Energy - Winter Shldr | 1037 | 7072 | Generation Constraint in GWh | FALSE | G | Annual | Standard GWh | GWh | 0 | 0 | 0 | 0 | 0 | 0 | 0 | 0
NY Min Oil Burn - Astoria Energy - Winter Shldr | 1037 | 7072 | Generation Constraint in GWh | FALSE | G | Annual | Emissions at Affected Plants | GWh | 0 | 0 | 0 | 0 | 0 | 0 | 0 | 0
NY Min Oil Burn - Astoria Energy - Winter Shldr | 1037 | 7072 | Generation Constraint in GWh | FALSE | G | Annual | Allowances Purchased | GWh | 0 | 0 | 0 | 0 | 0 | 0 | 0 | 0
NY Min Oil Burn - Astoria Energy - Winter Shldr | 1037 | 7072 | Generation Constraint in GWh | FALSE | G | Annual | Allowances Sold | GWh | 0 | 0 | 0 | 0 | 0 | 0 | 0 | 0
NY Min Oil Burn - Astoria Energy - Winter Shldr | 1037 | 7072 | Generation Constraint in GWh | FALSE | G | Annual | Allowances Banked | GWh | 0 | 0 | 0 | 0 | 0 | 0 | 0 | 0
NY Min Oil Burn - Astoria Energy - Winter Shldr | 1037 | 7072 | Generation Constraint in GWh | FALSE | G | Annual | Allowances Withdrawn (1:1) | GWh | 0 | 0 | 0 | 0 | 0 | 0 | 0 | 0
NY Min Oil Burn - Astoria Energy - Winter Shldr | 1037 | 7072 | Generation Constraint in GWh | FALSE | G | Annual | Allowances Withdrawn (n:1) | GWh | 0 | 0 | 0 | 0 | 0 | 0 | 0 | 0
NY Min Oil Burn - Astoria Energy - Winter Shldr | 1037 | 7072 | Generation Constraint in GWh | FALSE | G | Annual | Net Emissions Allowance Position | GWh | 0 | 0 | 0 | 0 | 0 | 0 | 0 | 0
NY Min Oil Burn - Astoria Energy - Winter Shldr | 1037 | 7072 | Generation Constraint in GWh | FALSE | G | Annual | Fuel Consumed | TBtu | 0 | 0 | 0 | 0 | 0 | 0 | 0 | 0
NY Min Oil Burn - Astoria Energy - Winter Shldr | 1037 | 7072 | Generation Constraint in GWh | FALSE | G | Annual | Heat Rate | MMBtu/MWh | 0 | 0 | 0 | 0 | 0 | 0 | 0 | 0
NY Min Oil Burn - Astoria Energy - Winter Shldr | 1037 | 7072 | Generation Constraint in GWh | FALSE | G | Annual | Generation | TWh | 0 | 0 | 0 | 0 | 0 | 0 | 0 | 0
NY Min Oil Burn - Astoria Energy - Winter Shldr | 1037 | 7072 | Generation Constraint in GWh | FALSE | G | Annual | Qualifying Generation | TWh | 0 | 0 | 0 | 0 | 0 | 0 | 0 | 0
NY Min Oil Burn - Astoria Energy - Winter Shldr | 1037 | 7072 | Generation Constraint in GWh | FALSE | G | Annual | Rate | lb/MWh | 0 | 0 | 0 | 0 | 0 | 0 | 0 | 0
NY Min Oil Burn - Astoria Energy - Winter Shldr | 1037 | 7072 | Generation Constraint in GWh | FALSE | G | Annual | Constraint Shadow Price | US2016$/MWh | 0 | 0 | 0 | 0 | 0 | 0 | 0 | 0
NY Min Oil Burn - East River - Summer | 1038 | 7064 | Generation Constraint in GWh | FALSE | G | Annual | Seasons Included | Seasons | Summer | Summer | Summer
NY Min Oil Burn - East River - Summer | 1038 | 7064 | Generation Constraint in GWh | FALSE | G | Annual | Standard GWh | GWh | 7.2045 | 7.2045 | 7.2045 | 0 | 0 | 0 | 0 | 0
NY Min Oil Burn - East River - Summer | 1038 | 7064 | Generation Constraint in GWh | FALSE | G | Annual | Emissions at Affected Plants | GWh | 7.2045 | 7.2045 | 7.2045 | 0 | 0 | 0 | 0 | 0
NY Min Oil Burn - East River - Summer | 1038 | 7064 | Generation Constraint in GWh | FALSE | G | Annual | Allowances Purchased | GWh | 0 | 0 | 0 | 0 | 0 | 0 | 0 | 0
NY Min Oil Burn - East River - Summer | 1038 | 7064 | Generation Constraint in GWh | FALSE | G | Annual | Allowances Sold | GWh | 0 | 0 | 0 | 0 | 0 | 0 | 0 | 0
NY Min Oil Burn - East River - Summer | 1038 | 7064 | Generation Constraint in GWh | FALSE | G | Annual | Allowances Banked | GWh | 0 | 0 | 0 | 0 | 0 | 0 | 0 | 0
NY Min Oil Burn - East River - Summer | 1038 | 7064 | Generation Constraint in GWh | FALSE | G | Annual | Allowances Withdrawn (1:1) | GWh | 0 | 0 | 0 | 0 | 0 | 0 | 0 | 0
NY Min Oil Burn - East River - Summer | 1038 | 7064 | Generation Constraint in GWh | FALSE | G | Annual | Allowances Withdrawn (n:1) | GWh | 0 | 0 | 0 | 0 | 0 | 0 | 0 | 0
NY Min Oil Burn - East River - Summer | 1038 | 7064 | Generation Constraint in GWh | FALSE | G | Annual | Net Emissions Allowance Position | GWh | 7.2045 | 7.2045 | 7.2045 | 0 | 0 | 0 | 0 | 0
NY Min Oil Burn - East River - Summer | 1038 | 7064 | Generation Constraint in GWh | FALSE | G | Annual | Fuel Consumed | TBtu | 0.085632 | 0.085632 | 0.085632 | 0 | 0 | 0 | 0 | 0
NY Min Oil Burn - East River - Summer | 1038 | 7064 | Generation Constraint in GWh | FALSE | G | Annual | Heat Rate | MMBtu/MWh | 11.886 | 11.886 | 11.886 | 0 | 0 | 0 | 0 | 0
NY Min Oil Burn - East River - Summer | 1038 | 7064 | Generation Constraint in GWh | FALSE | G | Annual | Generation | TWh | 0.0072045 | 0.0072045 | 0.0072045 | 0 | 0 | 0 | 0 | 0
NY Min Oil Burn - East River - Summer | 1038 | 7064 | Generation Constraint in GWh | FALSE | G | Annual | Qualifying Generation | TWh | 0.0072045 | 0.0072045 | 0.0072045 | 0 | 0 | 0 | 0 | 0
NY Min Oil Burn - East River - Summer | 1038 | 7064 | Generation Constraint in GWh | FALSE | G | Annual | Rate | lb/MWh | 0 | 0 | 0 | 0 | 0 | 0 | 0 | 0
NY Min Oil Burn - East River - Summer | 1038 | 7064 | Generation Constraint in GWh | FALSE | G | Annual | Constraint Shadow Price | US2016$/MWh | 137.588 | 140.3696 | 149.6958 | 0 | 0 | 0 | 0 | 0
NY Min Oil Burn - East River - Winter | 1039 | 7062 | Generation Constraint in GWh | FALSE | G | Annual | Seasons Included | Seasons | Winter | Winter | Winter
NY Min Oil Burn - East River - Winter | 1039 | 7062 | Generation Constraint in GWh | FALSE | G | Annual | Standard GWh | GWh | 21.1896 | 21.1896 | 21.1896 | 0 | 0 | 0 | 0 | 0
NY Min Oil Burn - East River - Winter | 1039 | 7062 | Generation Constraint in GWh | FALSE | G | Annual | Emissions at Affected Plants | GWh | 21.1896 | 21.1896 | 21.1896 | 0 | 0 | 0 | 0 | 0
NY Min Oil Burn - East River - Winter | 1039 | 7062 | Generation Constraint in GWh | FALSE | G | Annual | Allowances Purchased | GWh | 0 | 0 | 0 | 0 | 0 | 0 | 0 | 0
NY Min Oil Burn - East River - Winter | 1039 | 7062 | Generation Constraint in GWh | FALSE | G | Annual | Allowances Sold | GWh | 0 | 0 | 0 | 0 | 0 | 0 | 0 | 0
NY Min Oil Burn - East River - Winter | 1039 | 7062 | Generation Constraint in GWh | FALSE | G | Annual | Allowances Banked | GWh | 0 | 0 | 0 | 0 | 0 | 0 | 0 | 0
NY Min Oil Burn - East River - Winter | 1039 | 7062 | Generation Constraint in GWh | FALSE | G | Annual | Allowances Withdrawn (1:1) | GWh | 0 | 0 | 0 | 0 | 0 | 0 | 0 | 0
NY Min Oil Burn - East River - Winter | 1039 | 7062 | Generation Constraint in GWh | FALSE | G | Annual | Allowances Withdrawn (n:1) | GWh | 0 | 0 | 0 | 0 | 0 | 0 | 0 | 0
NY Min Oil Burn - East River - Winter | 1039 | 7062 | Generation Constraint in GWh | FALSE | G | Annual | Net Emissions Allowance Position | GWh | 21.1896 | 21.1896 | 21.1896 | 0 | 0 | 0 | 0 | 0
NY Min Oil Burn - East River - Winter | 1039 | 7062 | Generation Constraint in GWh | FALSE | G | Annual | Fuel Consumed | TBtu | 0.25186 | 0.25186 | 0.25186 | 0 | 0 | 0 | 0 | 0
NY Min Oil Burn - East River - Winter | 1039 | 7062 | Generation Constraint in GWh | FALSE | G | Annual | Heat Rate | MMBtu/MWh | 11.886 | 11.886 | 11.886 | 0 | 0 | 0 | 0 | 0
NY Min Oil Burn - East River - Winter | 1039 | 7062 | Generation Constraint in GWh | FALSE | G | Annual | Generation | TWh | 0.02119 | 0.02119 | 0.02119 | 0 | 0 | 0 | 0 | 0
NY Min Oil Burn - East River - Winter | 1039 | 7062 | Generation Constraint in GWh | FALSE | G | Annual | Qualifying Generation | TWh | 0.02119 | 0.02119 | 0.02119 | 0 | 0 | 0 | 0 | 0
NY Min Oil Burn - East River - Winter | 1039 | 7062 | Generation Constraint in GWh | FALSE | G | Annual | Rate | lb/MWh | 0 | 0 | 0 | 0 | 0 | 0 | 0 | 0
NY Min Oil Burn - East River - Winter | 1039 | 7062 | Generation Constraint in GWh | FALSE | G | Annual | Constraint Shadow Price | US2016$/MWh | 130.567 | 133.4577 | 142.315 | 0 | 0 | 0 | 0 | 0
NY Min Oil Burn - East River - Winter Shldr | 1040 | 7063 | Generation Constraint in GWh | FALSE | G | Annual | Seasons Included | Seasons | WintShld | WintShld | WintShld
NY Min Oil Burn - East River - Winter Shldr | 1040 | 7063 | Generation Constraint in GWh | FALSE | G | Annual | Standard GWh | GWh | 3.8298 | 3.8298 | 3.8298 | 0 | 0 | 0 | 0 | 0
NY Min Oil Burn - East River - Winter Shldr | 1040 | 7063 | Generation Constraint in GWh | FALSE | G | Annual | Emissions at Affected Plants | GWh | 3.8298 | 3.8298 | 3.8298 | 0 | 0 | 0 | 0 | 0
NY Min Oil Burn - East River - Winter Shldr | 1040 | 7063 | Generation Constraint in GWh | FALSE | G | Annual | Allowances Purchased | GWh | 0 | 0 | 0 | 0 | 0 | 0 | 0 | 0
NY Min Oil Burn - East River - Winter Shldr | 1040 | 7063 | Generation Constraint in GWh | FALSE | G | Annual | Allowances Sold | GWh | 0 | 0 | 0 | 0 | 0 | 0 | 0 | 0
NY Min Oil Burn - East River - Winter Shldr | 1040 | 7063 | Generation Constraint in GWh | FALSE | G | Annual | Allowances Banked | GWh | 0 | 0 | 0 | 0 | 0 | 0 | 0 | 0
NY Min Oil Burn - East River - Winter Shldr | 1040 | 7063 | Generation Constraint in GWh | FALSE | G | Annual | Allowances Withdrawn (1:1) | GWh | 0 | 0 | 0 | 0 | 0 | 0 | 0 | 0
NY Min Oil Burn - East River - Winter Shldr | 1040 | 7063 | Generation Constraint in GWh | FALSE | G | Annual | Allowances Withdrawn (n:1) | GWh | 0 | 0 | 0 | 0 | 0 | 0 | 0 | 0
NY Min Oil Burn - East River - Winter Shldr | 1040 | 7063 | Generation Constraint in GWh | FALSE | G | Annual | Net Emissions Allowance Position | GWh | 3.8298 | 3.8298 | 3.8298 | 0 | 0 | 0 | 0 | 0
NY Min Oil Burn - East River - Winter Shldr | 1040 | 7063 | Generation Constraint in GWh | FALSE | G | Annual | Fuel Consumed | TBtu | 0.045521 | 0.045521 | 0.045521 | 0 | 0 | 0 | 0 | 0
NY Min Oil Burn - East River - Winter Shldr | 1040 | 7063 | Generation Constraint in GWh | FALSE | G | Annual | Heat Rate | MMBtu/MWh | 11.886 | 11.886 | 11.886 | 0 | 0 | 0 | 0 | 0
NY Min Oil Burn - East River - Winter Shldr | 1040 | 7063 | Generation Constraint in GWh | FALSE | G | Annual | Generation | TWh | 0.0038298 | 0.0038298 | 0.0038298 | 0 | 0 | 0 | 0 | 0
NY Min Oil Burn - East River - Winter Shldr | 1040 | 7063 | Generation Constraint in GWh | FALSE | G | Annual | Qualifying Generation | TWh | 0.0038298 | 0.0038298 | 0.0038298 | 0 | 0 | 0 | 0 | 0
NY Min Oil Burn - East River - Winter Shldr | 1040 | 7063 | Generation Constraint in GWh | FALSE | G | Annual | Rate | lb/MWh | 0 | 0 | 0 | 0 | 0 | 0 | 0 | 0
NY Min Oil Burn - East River - Winter Shldr | 1040 | 7063 | Generation Constraint in GWh | FALSE | G | Annual | Constraint Shadow Price | US2016$/MWh | 138.044 | 141.8536 | 154.2417 | 0 | 0 | 0 | 0 | 0
NY Min Oil Burn - Northport - Summer | 1041 | 7067 | Generation Constraint in GWh | FALSE | G | Annual | Seasons Included | Seasons | Summer | Summer | Summer
NY Min Oil Burn - Northport - Summer | 1041 | 7067 | Generation Constraint in GWh | FALSE | G | Annual | Standard GWh | GWh | 116.1086 | 116.1086 | 116.1086 | 0 | 0 | 0 | 0 | 0
NY Min Oil Burn - Northport - Summer | 1041 | 7067 | Generation Constraint in GWh | FALSE | G | Annual | Emissions at Affected Plants | GWh | 116.1086 | 116.1086 | 116.1086 | 0 | 0 | 0 | 0 | 0
NY Min Oil Burn - Northport - Summer | 1041 | 7067 | Generation Constraint in GWh | FALSE | G | Annual | Allowances Purchased | GWh | 0 | 0 | 0 | 0 | 0 | 0 | 0 | 0
NY Min Oil Burn - Northport - Summer | 1041 | 7067 | Generation Constraint in GWh | FALSE | G | Annual | Allowances Sold | GWh | 0 | 0 | 0 | 0 | 0 | 0 | 0 | 0
NY Min Oil Burn - Northport - Summer | 1041 | 7067 | Generation Constraint in GWh | FALSE | G | Annual | Allowances Banked | GWh | 0 | 0 | 0 | 0 | 0 | 0 | 0 | 0
NY Min Oil Burn - Northport - Summer | 1041 | 7067 | Generation Constraint in GWh | FALSE | G | Annual | Allowances Withdrawn (1:1) | GWh | 0 | 0 | 0 | 0 | 0 | 0 | 0 | 0
NY Min Oil Burn - Northport - Summer | 1041 | 7067 | Generation Constraint in GWh | FALSE | G | Annual | Allowances Withdrawn (n:1) | GWh | 0 | 0 | 0 | 0 | 0 | 0 | 0 | 0
NY Min Oil Burn - Northport - Summer | 1041 | 7067 | Generation Constraint in GWh | FALSE | G | Annual | Net Emissions Allowance Position | GWh | 116.1086 | 116.1086 | 116.1086 | 0 | 0 | 0 | 0 | 0
NY Min Oil Burn - Northport - Summer | 1041 | 7067 | Generation Constraint in GWh | FALSE | G | Annual | Fuel Consumed | TBtu | 1.2213 | 1.2213 | 1.2213 | 0 | 0 | 0 | 0 | 0
NY Min Oil Burn - Northport - Summer | 1041 | 7067 | Generation Constraint in GWh | FALSE | G | Annual | Heat Rate | MMBtu/MWh | 10.519 | 10.519 | 10.519 | 0 | 0 | 0 | 0 | 0
NY Min Oil Burn - Northport - Summer | 1041 | 7067 | Generation Constraint in GWh | FALSE | G | Annual | Generation | TWh | 0.11611 | 0.11611 | 0.11611 | 0 | 0 | 0 | 0 | 0
NY Min Oil Burn - Northport - Summer | 1041 | 7067 | Generation Constraint in GWh | FALSE | G | Annual | Qualifying Generation | TWh | 0.11611 | 0.11611 | 0.11611 | 0 | 0 | 0 | 0 | 0
NY Min Oil Burn - Northport - Summer | 1041 | 7067 | Generation Constraint in GWh | FALSE | G | Annual | Rate | lb/MWh | 0 | 0 | 0 | 0 | 0 | 0 | 0 | 0
NY Min Oil Burn - Northport - Summer | 1041 | 7067 | Generation Constraint in GWh | FALSE | G | Annual | Constraint Shadow Price | US2016$/MWh | 84.357 | 80.9409 | 89.2121 | 0 | 0 | 0 | 0 | 0
NY Min Oil Burn - Northport - Winter | 1042 | 7065 | Generation Constraint in GWh | FALSE | G | Annual | Seasons Included | Seasons | Winter | Winter | Winter
NY Min Oil Burn - Northport - Winter | 1042 | 7065 | Generation Constraint in GWh | FALSE | G | Annual | Standard GWh | GWh | 177.5779 | 177.5779 | 177.5779 | 0 | 0 | 0 | 0 | 0
NY Min Oil Burn - Northport - Winter | 1042 | 7065 | Generation Constraint in GWh | FALSE | G | Annual | Emissions at Affected Plants | GWh | 177.5779 | 177.5779 | 177.5779 | 0 | 0 | 0 | 0 | 0
NY Min Oil Burn - Northport - Winter | 1042 | 7065 | Generation Constraint in GWh | FALSE | G | Annual | Allowances Purchased | GWh | 0 | 0 | 0 | 0 | 0 | 0 | 0 | 0
NY Min Oil Burn - Northport - Winter | 1042 | 7065 | Generation Constraint in GWh | FALSE | G | Annual | Allowances Sold | GWh | 0 | 0 | 0 | 0 | 0 | 0 | 0 | 0
NY Min Oil Burn - Northport - Winter | 1042 | 7065 | Generation Constraint in GWh | FALSE | G | Annual | Allowances Banked | GWh | 0 | 0 | 0 | 0 | 0 | 0 | 0 | 0
NY Min Oil Burn - Northport - Winter | 1042 | 7065 | Generation Constraint in GWh | FALSE | G | Annual | Allowances Withdrawn (1:1) | GWh | 0 | 0 | 0 | 0 | 0 | 0 | 0 | 0
NY Min Oil Burn - Northport - Winter | 1042 | 7065 | Generation Constraint in GWh | FALSE | G | Annual | Allowances Withdrawn (n:1) | GWh | 0 | 0 | 0 | 0 | 0 | 0 | 0 | 0
NY Min Oil Burn - Northport - Winter | 1042 | 7065 | Generation Constraint in GWh | FALSE | G | Annual | Net Emissions Allowance Position | GWh | 177.5779 | 177.5779 | 177.5779 | 0 | 0 | 0 | 0 | 0
NY Min Oil Burn - Northport - Winter | 1042 | 7065 | Generation Constraint in GWh | FALSE | G | Annual | Fuel Consumed | TBtu | 1.8809 | 1.8809 | 1.8814 | 0 | 0 | 0 | 0 | 0
NY Min Oil Burn - Northport - Winter | 1042 | 7065 | Generation Constraint in GWh | FALSE | G | Annual | Heat Rate | MMBtu/MWh | 10.5918 | 10.5918 | 10.595 | 0 | 0 | 0 | 0 | 0
NY Min Oil Burn - Northport - Winter | 1042 | 7065 | Generation Constraint in GWh | FALSE | G | Annual | Generation | TWh | 0.17758 | 0.17758 | 0.17758 | 0 | 0 | 0 | 0 | 0
NY Min Oil Burn - Northport - Winter | 1042 | 7065 | Generation Constraint in GWh | FALSE | G | Annual | Qualifying Generation | TWh | 0.17758 | 0.17758 | 0.17758 | 0 | 0 | 0 | 0 | 0
NY Min Oil Burn - Northport - Winter | 1042 | 7065 | Generation Constraint in GWh | FALSE | G | Annual | Rate | lb/MWh | 0 | 0 | 0 | 0 | 0 | 0 | 0 | 0
NY Min Oil Burn - Northport - Winter | 1042 | 7065 | Generation Constraint in GWh | FALSE | G | Annual | Constraint Shadow Price | US2016$/MWh | 59.617 | 53.4751 | 67.3447 | 0 | 0 | 0 | 0 | 0
NY Min Oil Burn - Northport - Winter Shldr | 1043 | 7066 | Generation Constraint in GWh | FALSE | G | Annual | Seasons Included | Seasons | WintShld | WintShld | WintShld
NY Min Oil Burn - Northport - Winter Shldr | 1043 | 7066 | Generation Constraint in GWh | FALSE | G | Annual | Standard GWh | GWh | 23.1458 | 23.1458 | 23.1458 | 0 | 0 | 0 | 0 | 0
NY Min Oil Burn - Northport - Winter Shldr | 1043 | 7066 | Generation Constraint in GWh | FALSE | G | Annual | Emissions at Affected Plants | GWh | 23.1458 | 23.1458 | 23.1458 | 0 | 0 | 0 | 0 | 0
NY Min Oil Burn - Northport - Winter Shldr | 1043 | 7066 | Generation Constraint in GWh | FALSE | G | Annual | Allowances Purchased | GWh | 0 | 0 | 0 | 0 | 0 | 0 | 0 | 0
NY Min Oil Burn - Northport - Winter Shldr | 1043 | 7066 | Generation Constraint in GWh | FALSE | G | Annual | Allowances Sold | GWh | 0 | 0 | 0 | 0 | 0 | 0 | 0 | 0
NY Min Oil Burn - Northport - Winter Shldr | 1043 | 7066 | Generation Constraint in GWh | FALSE | G | Annual | Allowances Banked | GWh | 0 | 0 | 0 | 0 | 0 | 0 | 0 | 0
NY Min Oil Burn - Northport - Winter Shldr | 1043 | 7066 | Generation Constraint in GWh | FALSE | G | Annual | Allowances Withdrawn (1:1) | GWh | 0 | 0 | 0 | 0 | 0 | 0 | 0 | 0
NY Min Oil Burn - Northport - Winter Shldr | 1043 | 7066 | Generation Constraint in GWh | FALSE | G | Annual | Allowances Withdrawn (n:1) | GWh | 0 | 0 | 0 | 0 | 0 | 0 | 0 | 0
NY Min Oil Burn - Northport - Winter Shldr | 1043 | 7066 | Generation Constraint in GWh | FALSE | G | Annual | Net Emissions Allowance Position | GWh | 23.1458 | 23.1458 | 23.1458 | 0 | 0 | 0 | 0 | 0
NY Min Oil Burn - Northport - Winter Shldr | 1043 | 7066 | Generation Constraint in GWh | FALSE | G | Annual | Fuel Consumed | TBtu | 0.24347 | 0.24347 | 0.24347 | 0 | 0 | 0 | 0 | 0
NY Min Oil Burn - Northport - Winter Shldr | 1043 | 7066 | Generation Constraint in GWh | FALSE | G | Annual | Heat Rate | MMBtu/MWh | 10.519 | 10.519 | 10.519 | 0 | 0 | 0 | 0 | 0
NY Min Oil Burn - Northport - Winter Shldr | 1043 | 7066 | Generation Constraint in GWh | FALSE | G | Annual | Generation | TWh | 0.023146 | 0.023146 | 0.023146 | 0 | 0 | 0 | 0 | 0
NY Min Oil Burn - Northport - Winter Shldr | 1043 | 7066 | Generation Constraint in GWh | FALSE | G | Annual | Qualifying Generation | TWh | 0.023146 | 0.023146 | 0.023146 | 0 | 0 | 0 | 0 | 0
NY Min Oil Burn - Northport - Winter Shldr | 1043 | 7066 | Generation Constraint in GWh | FALSE | G | Annual | Rate | lb/MWh | 0 | 0 | 0 | 0 | 0 | 0 | 0 | 0
NY Min Oil Burn - Northport - Winter Shldr | 1043 | 7066 | Generation Constraint in GWh | FALSE | G | Annual | Constraint Shadow Price | US2016$/MWh | 80.991 | 81.3591 | 87.8445 | 0 | 0 | 0 | 0 | 0
NY Min Oil Burn - Ravenswood CC - Summer | 1044 | 7076 | Generation Constraint in GWh | FALSE | G | Annual | Seasons Included | Seasons | Summer | Summer | Summer
NY Min Oil Burn - Ravenswood CC - Summer | 1044 | 7076 | Generation Constraint in GWh | FALSE | G | Annual | Standard GWh | GWh | 0 | 0 | 0 | 0 | 0 | 0 | 0 | 0
NY Min Oil Burn - Ravenswood CC - Summer | 1044 | 7076 | Generation Constraint in GWh | FALSE | G | Annual | Emissions at Affected Plants | GWh | 0 | 0 | 0 | 0 | 0 | 0 | 0 | 0
NY Min Oil Burn - Ravenswood CC - Summer | 1044 | 7076 | Generation Constraint in GWh | FALSE | G | Annual | Allowances Purchased | GWh | 0 | 0 | 0 | 0 | 0 | 0 | 0 | 0
NY Min Oil Burn - Ravenswood CC - Summer | 1044 | 7076 | Generation Constraint in GWh | FALSE | G | Annual | Allowances Sold | GWh | 0 | 0 | 0 | 0 | 0 | 0 | 0 | 0
NY Min Oil Burn - Ravenswood CC - Summer | 1044 | 7076 | Generation Constraint in GWh | FALSE | G | Annual | Allowances Banked | GWh | 0 | 0 | 0 | 0 | 0 | 0 | 0 | 0
NY Min Oil Burn - Ravenswood CC - Summer | 1044 | 7076 | Generation Constraint in GWh | FALSE | G | Annual | Allowances Withdrawn (1:1) | GWh | 0 | 0 | 0 | 0 | 0 | 0 | 0 | 0
NY Min Oil Burn - Ravenswood CC - Summer | 1044 | 7076 | Generation Constraint in GWh | FALSE | G | Annual | Allowances Withdrawn (n:1) | GWh | 0 | 0 | 0 | 0 | 0 | 0 | 0 | 0
NY Min Oil Burn - Ravenswood CC - Summer | 1044 | 7076 | Generation Constraint in GWh | FALSE | G | Annual | Net Emissions Allowance Position | GWh | 0 | 0 | 0 | 0 | 0 | 0 | 0 | 0
NY Min Oil Burn - Ravenswood CC - Summer | 1044 | 7076 | Generation Constraint in GWh | FALSE | G | Annual | Fuel Consumed | TBtu | 0 | 0 | 0 | 0 | 0 | 0 | 0 | 0
NY Min Oil Burn - Ravenswood CC - Summer | 1044 | 7076 | Generation Constraint in GWh | FALSE | G | Annual | Heat Rate | MMBtu/MWh | 0 | 0 | 0 | 0 | 0 | 0 | 0 | 0
NY Min Oil Burn - Ravenswood CC - Summer | 1044 | 7076 | Generation Constraint in GWh | FALSE | G | Annual | Generation | TWh | 0 | 0 | 0 | 0 | 0 | 0 | 0 | 0
NY Min Oil Burn - Ravenswood CC - Summer | 1044 | 7076 | Generation Constraint in GWh | FALSE | G | Annual | Qualifying Generation | TWh | 0 | 0 | 0 | 0 | 0 | 0 | 0 | 0
NY Min Oil Burn - Ravenswood CC - Summer | 1044 | 7076 | Generation Constraint in GWh | FALSE | G | Annual | Rate | lb/MWh | 0 | 0 | 0 | 0 | 0 | 0 | 0 | 0
NY Min Oil Burn - Ravenswood CC - Summer | 1044 | 7076 | Generation Constraint in GWh | FALSE | G | Annual | Constraint Shadow Price | US2016$/MWh | 0 | 0 | 0 | 0 | 0 | 0 | 0 | 0
NY Min Oil Burn - Ravenswood CC - Winter | 1045 | 7074 | Generation Constraint in GWh | FALSE | G | Annual | Seasons Included | Seasons | Winter | Winter | Winter
NY Min Oil Burn - Ravenswood CC - Winter | 1045 | 7074 | Generation Constraint in GWh | FALSE | G | Annual | Standard GWh | GWh | 4.981 | 4.981 | 4.981 | 0 | 0 | 0 | 0 | 0
NY Min Oil Burn - Ravenswood CC - Winter | 1045 | 7074 | Generation Constraint in GWh | FALSE | G | Annual | Emissions at Affected Plants | GWh | 4.981 | 4.981 | 4.981 | 0 | 0 | 0 | 0 | 0
NY Min Oil Burn - Ravenswood CC - Winter | 1045 | 7074 | Generation Constraint in GWh | FALSE | G | Annual | Allowances Purchased | GWh | 0 | 0 | 0 | 0 | 0 | 0 | 0 | 0
NY Min Oil Burn - Ravenswood CC - Winter | 1045 | 7074 | Generation Constraint in GWh | FALSE | G | Annual | Allowances Sold | GWh | 0 | 0 | 0 | 0 | 0 | 0 | 0 | 0
NY Min Oil Burn - Ravenswood CC - Winter | 1045 | 7074 | Generation Constraint in GWh | FALSE | G | Annual | Allowances Banked | GWh | 0 | 0 | 0 | 0 | 0 | 0 | 0 | 0
NY Min Oil Burn - Ravenswood CC - Winter | 1045 | 7074 | Generation Constraint in GWh | FALSE | G | Annual | Allowances Withdrawn (1:1) | GWh | 0 | 0 | 0 | 0 | 0 | 0 | 0 | 0
NY Min Oil Burn - Ravenswood CC - Winter | 1045 | 7074 | Generation Constraint in GWh | FALSE | G | Annual | Allowances Withdrawn (n:1) | GWh | 0 | 0 | 0 | 0 | 0 | 0 | 0 | 0
NY Min Oil Burn - Ravenswood CC - Winter | 1045 | 7074 | Generation Constraint in GWh | FALSE | G | Annual | Net Emissions Allowance Position | GWh | 4.981 | 4.981 | 4.981 | 0 | 0 | 0 | 0 | 0
NY Min Oil Burn - Ravenswood CC - Winter | 1045 | 7074 | Generation Constraint in GWh | FALSE | G | Annual | Fuel Consumed | TBtu | 0.037452 | 0.037452 | 0.037452 | 0 | 0 | 0 | 0 | 0
NY Min Oil Burn - Ravenswood CC - Winter | 1045 | 7074 | Generation Constraint in GWh | FALSE | G | Annual | Heat Rate | MMBtu/MWh | 7.519 | 7.519 | 7.519 | 0 | 0 | 0 | 0 | 0
NY Min Oil Burn - Ravenswood CC - Winter | 1045 | 7074 | Generation Constraint in GWh | FALSE | G | Annual | Generation | TWh | 0.004981 | 0.004981 | 0.004981 | 0 | 0 | 0 | 0 | 0
NY Min Oil Burn - Ravenswood CC - Winter | 1045 | 7074 | Generation Constraint in GWh | FALSE | G | Annual | Qualifying Generation | TWh | 0.004981 | 0.004981 | 0.004981 | 0 | 0 | 0 | 0 | 0
NY Min Oil Burn - Ravenswood CC - Winter | 1045 | 7074 | Generation Constraint in GWh | FALSE | G | Annual | Rate | lb/MWh | 0 | 0 | 0 | 0 | 0 | 0 | 0 | 0
NY Min Oil Burn - Ravenswood CC - Winter | 1045 | 7074 | Generation Constraint in GWh | FALSE | G | Annual | Constraint Shadow Price | US2016$/MWh | 108.514 | 112.5516 | 117.4718 | 0 | 0 | 0 | 0 | 0
NY Min Oil Burn - Ravenswood CC - Winter Shldr | 1046 | 7075 | Generation Constraint in GWh | FALSE | G | Annual | Seasons Included | Seasons | WintShld | WintShld | WintShld
NY Min Oil Burn - Ravenswood CC - Winter Shldr | 1046 | 7075 | Generation Constraint in GWh | FALSE | G | Annual | Standard GWh | GWh | 0.6752 | 0.6752 | 0.6752 | 0 | 0 | 0 | 0 | 0
NY Min Oil Burn - Ravenswood CC - Winter Shldr | 1046 | 7075 | Generation Constraint in GWh | FALSE | G | Annual | Emissions at Affected Plants | GWh | 0.6752 | 0.6752 | 0.6752 | 0 | 0 | 0 | 0 | 0
NY Min Oil Burn - Ravenswood CC - Winter Shldr | 1046 | 7075 | Generation Constraint in GWh | FALSE | G | Annual | Allowances Purchased | GWh | 0 | 0 | 0 | 0 | 0 | 0 | 0 | 0
NY Min Oil Burn - Ravenswood CC - Winter Shldr | 1046 | 7075 | Generation Constraint in GWh | FALSE | G | Annual | Allowances Sold | GWh | 0 | 0 | 0 | 0 | 0 | 0 | 0 | 0
NY Min Oil Burn - Ravenswood CC - Winter Shldr | 1046 | 7075 | Generation Constraint in GWh | FALSE | G | Annual | Allowances Banked | GWh | 0 | 0 | 0 | 0 | 0 | 0 | 0 | 0
NY Min Oil Burn - Ravenswood CC - Winter Shldr | 1046 | 7075 | Generation Constraint in GWh | FALSE | G | Annual | Allowances Withdrawn (1:1) | GWh | 0 | 0 | 0 | 0 | 0 | 0 | 0 | 0
NY Min Oil Burn - Ravenswood CC - Winter Shldr | 1046 | 7075 | Generation Constraint in GWh | FALSE | G | Annual | Allowances Withdrawn (n:1) | GWh | 0 | 0 | 0 | 0 | 0 | 0 | 0 | 0
NY Min Oil Burn - Ravenswood CC - Winter Shldr | 1046 | 7075 | Generation Constraint in GWh | FALSE | G | Annual | Net Emissions Allowance Position | GWh | 0.6752 | 0.6752 | 0.6752 | 0 | 0 | 0 | 0 | 0
NY Min Oil Burn - Ravenswood CC - Winter Shldr | 1046 | 7075 | Generation Constraint in GWh | FALSE | G | Annual | Fuel Consumed | TBtu | 0.0050768 | 0.0050768 | 0.0050768 | 0 | 0 | 0 | 0 | 0
NY Min Oil Burn - Ravenswood CC - Winter Shldr | 1046 | 7075 | Generation Constraint in GWh | FALSE | G | Annual | Heat Rate | MMBtu/MWh | 7.519 | 7.519 | 7.519 | 0 | 0 | 0 | 0 | 0
NY Min Oil Burn - Ravenswood CC - Winter Shldr | 1046 | 7075 | Generation Constraint in GWh | FALSE | G | Annual | Generation | TWh | 0.0006752 | 0.0006752 | 0.0006752 | 0 | 0 | 0 | 0 | 0
NY Min Oil Burn - Ravenswood CC - Winter Shldr | 1046 | 7075 | Generation Constraint in GWh | FALSE | G | Annual | Qualifying Generation | TWh | 0.0006752 | 0.0006752 | 0.0006752 | 0 | 0 | 0 | 0 | 0
NY Min Oil Burn - Ravenswood CC - Winter Shldr | 1046 | 7075 | Generation Constraint in GWh | FALSE | G | Annual | Rate | lb/MWh | 0 | 0 | 0 | 0 | 0 | 0 | 0 | 0
NY Min Oil Burn - Ravenswood CC - Winter Shldr | 1046 | 7075 | Generation Constraint in GWh | FALSE | G | Annual | Constraint Shadow Price | US2016$/MWh | 124.454 | 132.1764 | 138.6001 | 0 | 0 | 0 | 0 | 0
NY Min Oil Burn - Ravenswood Oil - Summer | 1047 | 7070 | Generation Constraint in GWh | FALSE | G | Annual | Seasons Included | Seasons | Summer | Summer | Summer
NY Min Oil Burn - Ravenswood Oil - Summer | 1047 | 7070 | Generation Constraint in GWh | FALSE | G | Annual | Standard GWh | GWh | 37.5646 | 37.5646 | 37.5646 | 0 | 0 | 0 | 0 | 0
NY Min Oil Burn - Ravenswood Oil - Summer | 1047 | 7070 | Generation Constraint in GWh | FALSE | G | Annual | Emissions at Affected Plants | GWh | 37.5646 | 37.5646 | 37.5646 | 0 | 0 | 0 | 0 | 0
NY Min Oil Burn - Ravenswood Oil - Summer | 1047 | 7070 | Generation Constraint in GWh | FALSE | G | Annual | Allowances Purchased | GWh | 0 | 0 | 0 | 0 | 0 | 0 | 0 | 0
NY Min Oil Burn - Ravenswood Oil - Summer | 1047 | 7070 | Generation Constraint in GWh | FALSE | G | Annual | Allowances Sold | GWh | 0 | 0 | 0 | 0 | 0 | 0 | 0 | 0
NY Min Oil Burn - Ravenswood Oil - Summer | 1047 | 7070 | Generation Constraint in GWh | FALSE | G | Annual | Allowances Banked | GWh | 0 | 0 | 0 | 0 | 0 | 0 | 0 | 0
NY Min Oil Burn - Ravenswood Oil - Summer | 1047 | 7070 | Generation Constraint in GWh | FALSE | G | Annual | Allowances Withdrawn (1:1) | GWh | 0 | 0 | 0 | 0 | 0 | 0 | 0 | 0
NY Min Oil Burn - Ravenswood Oil - Summer | 1047 | 7070 | Generation Constraint in GWh | FALSE | G | Annual | Allowances Withdrawn (n:1) | GWh | 0 | 0 | 0 | 0 | 0 | 0 | 0 | 0
NY Min Oil Burn - Ravenswood Oil - Summer | 1047 | 7070 | Generation Constraint in GWh | FALSE | G | Annual | Net Emissions Allowance Position | GWh | 37.5646 | 37.5646 | 37.5646 | 0 | 0 | 0 | 0 | 0
NY Min Oil Burn - Ravenswood Oil - Summer | 1047 | 7070 | Generation Constraint in GWh | FALSE | G | Annual | Fuel Consumed | TBtu | 0.40983 | 0.40983 | 0.40983 | 0 | 0 | 0 | 0 | 0
NY Min Oil Burn - Ravenswood Oil - Summer | 1047 | 7070 | Generation Constraint in GWh | FALSE | G | Annual | Heat Rate | MMBtu/MWh | 10.91 | 10.91 | 10.91 | 0 | 0 | 0 | 0 | 0
NY Min Oil Burn - Ravenswood Oil - Summer | 1047 | 7070 | Generation Constraint in GWh | FALSE | G | Annual | Generation | TWh | 0.037565 | 0.037565 | 0.037565 | 0 | 0 | 0 | 0 | 0
NY Min Oil Burn - Ravenswood Oil - Summer | 1047 | 7070 | Generation Constraint in GWh | FALSE | G | Annual | Qualifying Generation | TWh | 0.037565 | 0.037565 | 0.037565 | 0 | 0 | 0 | 0 | 0
NY Min Oil Burn - Ravenswood Oil - Summer | 1047 | 7070 | Generation Constraint in GWh | FALSE | G | Annual | Rate | lb/MWh | 0 | 0 | 0 | 0 | 0 | 0 | 0 | 0
NY Min Oil Burn - Ravenswood Oil - Summer | 1047 | 7070 | Generation Constraint in GWh | FALSE | G | Annual | Constraint Shadow Price | US2016$/MWh | 122.013 | 126.2228 | 134.8204 | 0 | 0 | 0 | 0 | 0
NY Min Oil Burn - Ravenswood Oil - Winter | 1048 | 7068 | Generation Constraint in GWh | FALSE | G | Annual | Seasons Included | Seasons | Winter | Winter | Winter
NY Min Oil Burn - Ravenswood Oil - Winter | 1048 | 7068 | Generation Constraint in GWh | FALSE | G | Annual | Standard GWh | GWh | 25.7796 | 25.7796 | 25.7796 | 0 | 0 | 0 | 0 | 0
NY Min Oil Burn - Ravenswood Oil - Winter | 1048 | 7068 | Generation Constraint in GWh | FALSE | G | Annual | Emissions at Affected Plants | GWh | 25.7796 | 25.7796 | 25.7796 | 0 | 0 | 0 | 0 | 0
NY Min Oil Burn - Ravenswood Oil - Winter | 1048 | 7068 | Generation Constraint in GWh | FALSE | G | Annual | Allowances Purchased | GWh | 0 | 0 | 0 | 0 | 0 | 0 | 0 | 0
NY Min Oil Burn - Ravenswood Oil - Winter | 1048 | 7068 | Generation Constraint in GWh | FALSE | G | Annual | Allowances Sold | GWh | 0 | 0 | 0 | 0 | 0 | 0 | 0 | 0
NY Min Oil Burn - Ravenswood Oil - Winter | 1048 | 7068 | Generation Constraint in GWh | FALSE | G | Annual | Allowances Banked | GWh | 0 | 0 | 0 | 0 | 0 | 0 | 0 | 0
NY Min Oil Burn - Ravenswood Oil - Winter | 1048 | 7068 | Generation Constraint in GWh | FALSE | G | Annual | Allowances Withdrawn (1:1) | GWh | 0 | 0 | 0 | 0 | 0 | 0 | 0 | 0
NY Min Oil Burn - Ravenswood Oil - Winter | 1048 | 7068 | Generation Constraint in GWh | FALSE | G | Annual | Allowances Withdrawn (n:1) | GWh | 0 | 0 | 0 | 0 | 0 | 0 | 0 | 0
NY Min Oil Burn - Ravenswood Oil - Winter | 1048 | 7068 | Generation Constraint in GWh | FALSE | G | Annual | Net Emissions Allowance Position | GWh | 25.7796 | 25.7796 | 25.7796 | 0 | 0 | 0 | 0 | 0
NY Min Oil Burn - Ravenswood Oil - Winter | 1048 | 7068 | Generation Constraint in GWh | FALSE | G | Annual | Fuel Consumed | TBtu | 0.28126 | 0.28126 | 0.28126 | 0 | 0 | 0 | 0 | 0
NY Min Oil Burn - Ravenswood Oil - Winter | 1048 | 7068 | Generation Constraint in GWh | FALSE | G | Annual | Heat Rate | MMBtu/MWh | 10.91 | 10.91 | 10.91 | 0 | 0 | 0 | 0 | 0
NY Min Oil Burn - Ravenswood Oil - Winter | 1048 | 7068 | Generation Constraint in GWh | FALSE | G | Annual | Generation | TWh | 0.02578 | 0.02578 | 0.02578 | 0 | 0 | 0 | 0 | 0
NY Min Oil Burn - Ravenswood Oil - Winter | 1048 | 7068 | Generation Constraint in GWh | FALSE | G | Annual | Qualifying Generation | TWh | 0.02578 | 0.02578 | 0.02578 | 0 | 0 | 0 | 0 | 0
NY Min Oil Burn - Ravenswood Oil - Winter | 1048 | 7068 | Generation Constraint in GWh | FALSE | G | Annual | Rate | lb/MWh | 0 | 0 | 0 | 0 | 0 | 0 | 0 | 0
NY Min Oil Burn - Ravenswood Oil - Winter | 1048 | 7068 | Generation Constraint in GWh | FALSE | G | Annual | Constraint Shadow Price | US2016$/MWh | 102.993 | 102.628 | 107.5943 | 0 | 0 | 0 | 0 | 0
NY Min Oil Burn - Ravenswood Oil - Winter Shldr | 1049 | 7069 | Generation Constraint in GWh | FALSE | G | Annual | Seasons Included | Seasons | WintShld | WintShld | WintShld
NY Min Oil Burn - Ravenswood Oil - Winter Shldr | 1049 | 7069 | Generation Constraint in GWh | FALSE | G | Annual | Standard GWh | GWh | 9.9845 | 9.9845 | 9.9845 | 0 | 0 | 0 | 0 | 0
NY Min Oil Burn - Ravenswood Oil - Winter Shldr | 1049 | 7069 | Generation Constraint in GWh | FALSE | G | Annual | Emissions at Affected Plants | GWh | 9.9845 | 9.9845 | 9.9845 | 0 | 0 | 0 | 0 | 0
NY Min Oil Burn - Ravenswood Oil - Winter Shldr | 1049 | 7069 | Generation Constraint in GWh | FALSE | G | Annual | Allowances Purchased | GWh | 0 | 0 | 0 | 0 | 0 | 0 | 0 | 0
NY Min Oil Burn - Ravenswood Oil - Winter Shldr | 1049 | 7069 | Generation Constraint in GWh | FALSE | G | Annual | Allowances Sold | GWh | 0 | 0 | 0 | 0 | 0 | 0 | 0 | 0
NY Min Oil Burn - Ravenswood Oil - Winter Shldr | 1049 | 7069 | Generation Constraint in GWh | FALSE | G | Annual | Allowances Banked | GWh | 0 | 0 | 0 | 0 | 0 | 0 | 0 | 0
NY Min Oil Burn - Ravenswood Oil - Winter Shldr | 1049 | 7069 | Generation Constraint in GWh | FALSE | G | Annual | Allowances Withdrawn (1:1) | GWh | 0 | 0 | 0 | 0 | 0 | 0 | 0 | 0
NY Min Oil Burn - Ravenswood Oil - Winter Shldr | 1049 | 7069 | Generation Constraint in GWh | FALSE | G | Annual | Allowances Withdrawn (n:1) | GWh | 0 | 0 | 0 | 0 | 0 | 0 | 0 | 0
NY Min Oil Burn - Ravenswood Oil - Winter Shldr | 1049 | 7069 | Generation Constraint in GWh | FALSE | G | Annual | Net Emissions Allowance Position | GWh | 9.9845 | 9.9845 | 9.9845 | 0 | 0 | 0 | 0 | 0
NY Min Oil Burn - Ravenswood Oil - Winter Shldr | 1049 | 7069 | Generation Constraint in GWh | FALSE | G | Annual | Fuel Consumed | TBtu | 0.10893 | 0.10893 | 0.10893 | 0 | 0 | 0 | 0 | 0
NY Min Oil Burn - Ravenswood Oil - Winter Shldr | 1049 | 7069 | Generation Constraint in GWh | FALSE | G | Annual | Heat Rate | MMBtu/MWh | 10.91 | 10.91 | 10.91 | 0 | 0 | 0 | 0 | 0
NY Min Oil Burn - Ravenswood Oil - Winter Shldr | 1049 | 7069 | Generation Constraint in GWh | FALSE | G | Annual | Generation | TWh | 0.0099845 | 0.0099845 | 0.0099845 | 0 | 0 | 0 | 0 | 0
NY Min Oil Burn - Ravenswood Oil - Winter Shldr | 1049 | 7069 | Generation Constraint in GWh | FALSE | G | Annual | Qualifying Generation | TWh | 0.0099845 | 0.0099845 | 0.0099845 | 0 | 0 | 0 | 0 | 0
NY Min Oil Burn - Ravenswood Oil - Winter Shldr | 1049 | 7069 | Generation Constraint in GWh | FALSE | G | Annual | Rate | lb/MWh | 0 | 0 | 0 | 0 | 0 | 0 | 0 | 0
NY Min Oil Burn - Ravenswood Oil - Winter Shldr | 1049 | 7069 | Generation Constraint in GWh | FALSE | G | Annual | Constraint Shadow Price | US2016$/MWh | 123.674 | 125.3501 | 133.4022 | 0 | 0 | 0 | 0 | 0
NY New Units MER Rate Limit v3.1, Unit 30157 and retrofits | 1050 | 1912 | Rate Constraint in lbs/MMBtu | FALSE | L | Annual | Seasons Included | Seasons | Winter, WintShld, Summer | Winter, WintShld, Summer | Winter, WintShld, Summer | Winter, WintShld, Summer | Winter, WintShld, Summer | Winter, WintShld, Summer | Winter, WintShld, Summer | Winter, WintShld, Summer
NY New Units MER Rate Limit v3.1, Unit 30157 and retrofits | 1050 | 1912 | Rate Constraint in lbs/MMBtu | FALSE | L | Annual | Standard MER | lb/MMBtu | 6e-07 | 6e-07 | 6e-07 | 6e-07 | 6e-07 | 6e-07 | 6e-07 | 6e-07
NY New Units MER Rate Limit v3.1, Unit 30157 and retrofits | 1050 | 1912 | Rate Constraint in lbs/MMBtu | FALSE | L | Annual | Emissions at Affected Plants MER | lbs | 0 | 0 | 0 | 0 | 0 | 0 | 0 | 0
NY New Units MER Rate Limit v3.1, Unit 30157 and retrofits | 1050 | 1912 | Rate Constraint in lbs/MMBtu | FALSE | L | Annual | Allowances Purchased MER | lbs | 0 | 0 | 0 | 0 | 0 | 0 | 0 | 0
NY New Units MER Rate Limit v3.1, Unit 30157 and retrofits | 1050 | 1912 | Rate Constraint in lbs/MMBtu | FALSE | L | Annual | Allowances Sold MER | lbs | 0 | 0 | 0 | 0 | 0 | 0 | 0 | 0
NY New Units MER Rate Limit v3.1, Unit 30157 and retrofits | 1050 | 1912 | Rate Constraint in lbs/MMBtu | FALSE | L | Annual | Allowances Banked | lbs | 0 | 0 | 0 | 0 | 0 | 0 | 0 | 0
NY New Units MER Rate Limit v3.1, Unit 30157 and retrofits | 1050 | 1912 | Rate Constraint in lbs/MMBtu | FALSE | L | Annual | Allowances Withdrawn (1:1) | lbs | 0 | 0 | 0 | 0 | 0 | 0 | 0 | 0
NY New Units MER Rate Limit v3.1, Unit 30157 and retrofits | 1050 | 1912 | Rate Constraint in lbs/MMBtu | FALSE | L | Annual | Allowances Withdrawn (n:1) | lbs | 0 | 0 | 0 | 0 | 0 | 0 | 0 | 0
NY New Units MER Rate Limit v3.1, Unit 30157 and retrofits | 1050 | 1912 | Rate Constraint in lbs/MMBtu | FALSE | L | Annual | Net Emissions Allowance Position | lbs | 0 | 0 | 0 | 0 | 0 | 0 | 0 | 0
NY New Units MER Rate Limit v3.1, Unit 30157 and retrofits | 1050 | 1912 | Rate Constraint in lbs/MMBtu | FALSE | L | Annual | Fuel Consumed | TBtu | 0 | 0 | 0 | 0 | 0 | 0 | 0 | 0
NY New Units MER Rate Limit v3.1, Unit 30157 and retrofits | 1050 | 1912 | Rate Constraint in lbs/MMBtu | FALSE | L | Annual | Rate | lb/MMBtu | 0 | 0 | 0 | 0 | 0 | 0 | 0 | 0
NY New Units MER Rate Limit v3.1, Unit 30157 and retrofits | 1050 | 1912 | Rate Constraint in lbs/MMBtu | FALSE | L | Annual | Generation | TWh | 0 | 0 | 0 | 0 | 0 | 0 | 0 | 0
NY New Units MER Rate Limit v3.1, Unit 30157 and retrofits | 1050 | 1912 | Rate Constraint in lbs/MMBtu | FALSE | L | Annual | Qualifying Generation | TWh | 0 | 0 | 0 | 0 | 0 | 0 | 0 | 0
NY New Units MER Rate Limit v3.1, Unit 30157 and retrofits | 1050 | 1912 | Rate Constraint in lbs/MMBtu | FALSE | L | Annual | Rate | lb/MWh | 0 | 0 | 0 | 0 | 0 | 0 | 0 | 0
NY New Units MER Rate Limit v3.1, Unit 30157 and retrofits | 1050 | 1912 | Rate Constraint in lbs/MMBtu | FALSE | L | Annual | Constraint Shadow Price | US2016$/Lb | 0 | 0 | 51510044.0937 | 71558589.1283 | 63886577.1989 | 65890615.3245 | 44818299.9082 | 59859527.34
OR Utility Hg Rule - MER Removal New Units v3.1 | 1051 | 1514 | Rate Constraint in lbs/MMBtu | FALSE | L | Annual | Seasons Included | Seasons | Winter, WintShld, Summer | Winter, WintShld, Summer | Winter, WintShld, Summer | Winter, WintShld, Summer | Winter, WintShld, Summer | Winter, WintShld, Summer | Winter, WintShld, Summer | Winter, WintShld, Summer
OR Utility Hg Rule - MER Removal New Units v3.1 | 1051 | 1514 | Rate Constraint in lbs/MMBtu | FALSE | L | Annual | Standard MER | lb/MMBtu | 6e-07 | 6e-07 | 6e-07 | 6e-07 | 6e-07 | 6e-07 | 6e-07 | 6e-07
OR Utility Hg Rule - MER Removal New Units v3.1 | 1051 | 1514 | Rate Constraint in lbs/MMBtu | FALSE | L | Annual | Emissions at Affected Plants MER | lbs | 0 | 0 | 0 | 0 | 0 | 0 | 0 | 0
OR Utility Hg Rule - MER Removal New Units v3.1 | 1051 | 1514 | Rate Constraint in lbs/MMBtu | FALSE | L | Annual | Allowances Purchased MER | lbs | 0 | 0 | 0 | 0 | 0 | 0 | 0 | 0
OR Utility Hg Rule - MER Removal New Units v3.1 | 1051 | 1514 | Rate Constraint in lbs/MMBtu | FALSE | L | Annual | Allowances Sold MER | lbs | 0 | 0 | 0 | 0 | 0 | 0 | 0 | 0
OR Utility Hg Rule - MER Removal New Units v3.1 | 1051 | 1514 | Rate Constraint in lbs/MMBtu | FALSE | L | Annual | Allowances Banked | lbs | 0 | 0 | 0 | 0 | 0 | 0 | 0 | 0
OR Utility Hg Rule - MER Removal New Units v3.1 | 1051 | 1514 | Rate Constraint in lbs/MMBtu | FALSE | L | Annual | Allowances Withdrawn (1:1) | lbs | 0 | 0 | 0 | 0 | 0 | 0 | 0 | 0
OR Utility Hg Rule - MER Removal New Units v3.1 | 1051 | 1514 | Rate Constraint in lbs/MMBtu | FALSE | L | Annual | Allowances Withdrawn (n:1) | lbs | 0 | 0 | 0 | 0 | 0 | 0 | 0 | 0
OR Utility Hg Rule - MER Removal New Units v3.1 | 1051 | 1514 | Rate Constraint in lbs/MMBtu | FALSE | L | Annual | Net Emissions Allowance Position | lbs | 0 | 0 | 0 | 0 | 0 | 0 | 0 | 0
OR Utility Hg Rule - MER Removal New Units v3.1 | 1051 | 1514 | Rate Constraint in lbs/MMBtu | FALSE | L | Annual | Fuel Consumed | TBtu | 0 | 0 | 0 | 0 | 0 | 0 | 0 | 0
OR Utility Hg Rule - MER Removal New Units v3.1 | 1051 | 1514 | Rate Constraint in lbs/MMBtu | FALSE | L | Annual | Rate | lb/MMBtu | 0 | 0 | 0 | 0 | 0 | 0 | 0 | 0
OR Utility Hg Rule - MER Removal New Units v3.1 | 1051 | 1514 | Rate Constraint in lbs/MMBtu | FALSE | L | Annual | Generation | TWh | 0 | 0 | 0 | 0 | 0 | 0 | 0 | 0
OR Utility Hg Rule - MER Removal New Units v3.1 | 1051 | 1514 | Rate Constraint in lbs/MMBtu | FALSE | L | Annual | Qualifying Generation | TWh | 0 | 0 | 0 | 0 | 0 | 0 | 0 | 0
OR Utility Hg Rule - MER Removal New Units v3.1 | 1051 | 1514 | Rate Constraint in lbs/MMBtu | FALSE | L | Annual | Rate | lb/MWh | 0 | 0 | 0 | 0 | 0 | 0 | 0 | 0
OR Utility Hg Rule - MER Removal New Units v3.1 | 1051 | 1514 | Rate Constraint in lbs/MMBtu | FALSE | L | Annual | Constraint Shadow Price | US2016$/Lb | 0 | 0 | 1610687.4631 | 0 | 0 | 0 | 0 | 369320.3883
Ozone Season NOX Transport - AL | 1052 | 6703 | Rate Constraint in MTons | FALSE | L | Annual | Seasons Included | Seasons | Summer | Summer | Summer | Summer | Summer | Summer | Summer | Summer
Ozone Season NOX Transport - AL | 1052 | 6703 | Rate Constraint in MTons | FALSE | L | Annual | Standard NOX | Thousand Tons | 15.985 | 15.985 | 15.985 | 15.985 | 15.985 | 15.985 | 15.985 | 15.985
Ozone Season NOX Transport - AL | 1052 | 6703 | Rate Constraint in MTons | FALSE | L | Annual | Emissions at Affected Plants NOX | Thousand Tons | 5.8757 | 5.2954 | 5.1023 | 6.2768 | 6.9703 | 6.4757 | 6.5676 | 6.6346
Ozone Season NOX Transport - AL | 1052 | 6703 | Rate Constraint in MTons | FALSE | L | Annual | Allowances Purchased NOX | Thousand Tons | 0 | 0 | 0 | 0 | 0 | 0 | 0 | 0
Ozone Season NOX Transport - AL | 1052 | 6703 | Rate Constraint in MTons | FALSE | L | Annual | Allowances Sold NOX | Thousand Tons | 0 | 0 | 0 | 0 | 0 | 0 | 0 | 0
Ozone Season NOX Transport - AL | 1052 | 6703 | Rate Constraint in MTons | FALSE | L | Annual | Allowances Banked | Thousand Tons | 0 | 0 | 0 | 0 | 0 | 0 | 0 | 0
Ozone Season NOX Transport - AL | 1052 | 6703 | Rate Constraint in MTons | FALSE | L | Annual | Allowances Withdrawn (1:1) | Thousand Tons | 0 | 0 | 0 | 0 | 0 | 0 | 0 | 0
Ozone Season NOX Transport - AL | 1052 | 6703 | Rate Constraint in MTons | FALSE | L | Annual | Allowances Withdrawn (n:1) | Thousand Tons | 0 | 0 | 0 | 0 | 0 | 0 | 0 | 0
Ozone Season NOX Transport - AL | 1052 | 6703 | Rate Constraint in MTons | FALSE | L | Annual | Net Emissions Allowance Position | Thousand Tons | 5.8757 | 5.2954 | 5.1023 | 6.2768 | 6.9703 | 6.4757 | 6.5676 | 6.6346
Ozone Season NOX Transport - AL | 1052 | 6703 | Rate Constraint in MTons | FALSE | L | Annual | Fuel Consumed | TBtu | 326.9419 | 304.8858 | 302.8026 | 326.2247 | 327.6812 | 332.4429 | 347.2767 | 363.8366
Ozone Season NOX Transport - AL | 1052 | 6703 | Rate Constraint in MTons | FALSE | L | Annual | Rate | lb/MMBtu | 0.035943 | 0.034737 | 0.0337 | 0.038481 | 0.042543 | 0.038958 | 0.037824 | 0.03647
Ozone Season NOX Transport - AL | 1052 | 6703 | Rate Constraint in MTons | FALSE | L | Annual | Generation | TWh | 40.1723 | 37.5198 | 37.4532 | 39.2851 | 44.169 | 55.4347 | 67.0976 | 83.5252
Ozone Season NOX Transport - AL | 1052 | 6703 | Rate Constraint in MTons | FALSE | L | Annual | Qualifying Generation | TWh | 40.1723 | 37.5198 | 37.4532 | 39.2851 | 39.1911 | 40.7333 | 43.2828 | 46.337
Ozone Season NOX Transport - AL | 1052 | 6703 | Rate Constraint in MTons | FALSE | L | Annual | Rate | lb/MWh | 0.29252 | 0.28227 | 0.27246 | 0.31955 | 0.35571 | 0.31796 | 0.30348 | 0.28636
Ozone Season NOX Transport - AL | 1052 | 6703 | Rate Constraint in MTons | FALSE | L | Annual | Constraint Shadow Price | US2016$/Ton | 0 | 0 | 0 | 0 | 0 | 0 | 0 | 0
Ozone Season NOX Transport - AR | 1053 | 6704 | Rate Constraint in MTons | FALSE | L | Annual | Seasons Included | Seasons | Summer | Summer | Summer | Summer | Summer | Summer | Summer | Summer
Ozone Season NOX Transport - AR | 1053 | 6704 | Rate Constraint in MTons | FALSE | L | Annual | Standard NOX | Thousand Tons | 11.144 | 11.144 | 11.144 | 11.144 | 11.144 | 11.144 | 11.144 | 11.144
Ozone Season NOX Transport - AR | 1053 | 6704 | Rate Constraint in MTons | FALSE | L | Annual | Emissions at Affected Plants NOX | Thousand Tons | 10.2134 | 11.144 | 11.144 | 11.144 | 11.144 | 11.144 | 11.144 | 11.144
Ozone Season NOX Transport - AR | 1053 | 6704 | Rate Constraint in MTons | FALSE | L | Annual | Allowances Purchased NOX | Thousand Tons | 0 | 0 | 0 | 0 | 0 | 0 | 0 | 0
Ozone Season NOX Transport - AR | 1053 | 6704 | Rate Constraint in MTons | FALSE | L | Annual | Allowances Sold NOX | Thousand Tons | 0 | 0 | 0 | 0 | 0 | 0 | 0 | 0
Ozone Season NOX Transport - AR | 1053 | 6704 | Rate Constraint in MTons | FALSE | L | Annual | Allowances Banked | Thousand Tons | 0 | 0 | 0 | 0 | 0 | 0 | 0 | 0
Ozone Season NOX Transport - AR | 1053 | 6704 | Rate Constraint in MTons | FALSE | L | Annual | Allowances Withdrawn (1:1) | Thousand Tons | 0 | 0 | 0 | 0 | 0 | 0 | 0 | 0
Ozone Season NOX Transport - AR | 1053 | 6704 | Rate Constraint in MTons | FALSE | L | Annual | Allowances Withdrawn (n:1) | Thousand Tons | 0 | 0 | 0 | 0 | 0 | 0 | 0 | 0
Ozone Season NOX Transport - AR | 1053 | 6704 | Rate Constraint in MTons | FALSE | L | Annual | Net Emissions Allowance Position | Thousand Tons | 10.2134 | 11.144 | 11.144 | 11.144 | 11.144 | 11.144 | 11.144 | 11.144
Ozone Season NOX Transport - AR | 1053 | 6704 | Rate Constraint in MTons | FALSE | L | Annual | Fuel Consumed | TBtu | 175.6375 | 193.531 | 194.9469 | 202.3478 | 199.959 | 204.3939 | 203.86 | 197.7195
Ozone Season NOX Transport - AR | 1053 | 6704 | Rate Constraint in MTons | FALSE | L | Annual | Rate | lb/MMBtu | 0.1163 | 0.11516 | 0.11433 | 0.11015 | 0.11146 | 0.10904 | 0.10933 | 0.11273
Ozone Season NOX Transport - AR | 1053 | 6704 | Rate Constraint in MTons | FALSE | L | Annual | Generation | TWh | 20.6818 | 22.4558 | 22.7108 | 23.5222 | 29.9734 | 40.6675 | 46.0843 | 46.6266
Ozone Season NOX Transport - AR | 1053 | 6704 | Rate Constraint in MTons | FALSE | L | Annual | Qualifying Generation | TWh | 20.6818 | 22.4558 | 22.7108 | 23.5222 | 23.2599 | 23.7503 | 23.7517 | 22.903
Ozone Season NOX Transport - AR | 1053 | 6704 | Rate Constraint in MTons | FALSE | L | Annual | Rate | lb/MWh | 0.98767 | 0.99253 | 0.98138 | 0.94753 | 0.95822 | 0.93843 | 0.93837 | 0.97315
Ozone Season NOX Transport - AR | 1053 | 6704 | Rate Constraint in MTons | FALSE | L | Annual | Constraint Shadow Price | US2016$/Ton | 0 | 1704.6629 | 1795.8462 | 3230.9602 | 2500.8177 | 5202.1149 | 6640.904 | 4840.9532
Ozone Season NOX Transport - GA | 1054 | 6726 | Rate Constraint in MTons | FALSE | L | Annual | Seasons Included | Seasons | Summer | Summer | Summer | Summer | Summer | Summer | Summer | Summer
Ozone Season NOX Transport - GA | 1054 | 6726 | Rate Constraint in MTons | FALSE | L | Annual | Standard NOX | Thousand Tons | 29.09 | 29.09 | 29.09 | 29.09 | 29.09 | 29.09 | 29.09 | 29.09
Ozone Season NOX Transport - GA | 1054 | 6726 | Rate Constraint in MTons | FALSE | L | Annual | Emissions at Affected Plants NOX | Thousand Tons | 8.047 | 7.7745 | 7.6666 | 8.9313 | 9.7075 | 9.8029 | 9.8978 | 10.0785
Ozone Season NOX Transport - GA | 1054 | 6726 | Rate Constraint in MTons | FALSE | L | Annual | Allowances Purchased NOX | Thousand Tons | 0 | 0 | 0 | 0 | 0 | 0 | 0 | 0
Ozone Season NOX Transport - GA | 1054 | 6726 | Rate Constraint in MTons | FALSE | L | Annual | Allowances Sold NOX | Thousand Tons | 0 | 0 | 0 | 0 | 0 | 0 | 0 | 0
Ozone Season NOX Transport - GA | 1054 | 6726 | Rate Constraint in MTons | FALSE | L | Annual | Allowances Banked | Thousand Tons | 0 | 0 | 0 | 0 | 0 | 0 | 0 | 0
Ozone Season NOX Transport - GA | 1054 | 6726 | Rate Constraint in MTons | FALSE | L | Annual | Allowances Withdrawn (1:1) | Thousand Tons | 0 | 0 | 0 | 0 | 0 | 0 | 0 | 0
Ozone Season NOX Transport - GA | 1054 | 6726 | Rate Constraint in MTons | FALSE | L | Annual | Allowances Withdrawn (n:1) | Thousand Tons | 0 | 0 | 0 | 0 | 0 | 0 | 0 | 0
Ozone Season NOX Transport - GA | 1054 | 6726 | Rate Constraint in MTons | FALSE | L | Annual | Net Emissions Allowance Position | Thousand Tons | 8.047 | 7.7745 | 7.6666 | 8.9313 | 9.7075 | 9.8029 | 9.8978 | 10.0785
Ozone Season NOX Transport - GA | 1054 | 6726 | Rate Constraint in MTons | FALSE | L | Annual | Fuel Consumed | TBtu | 326.3978 | 315.8576 | 314.3344 | 342.4144 | 346.7755 | 369.226 | 387.2948 | 417.9224
Ozone Season NOX Transport - GA | 1054 | 6726 | Rate Constraint in MTons | FALSE | L | Annual | Rate | lb/MMBtu | 0.049308 | 0.049228 | 0.04878 | 0.052167 | 0.055987 | 0.0531 | 0.051112 | 0.048231
Ozone Season NOX Transport - GA | 1054 | 6726 | Rate Constraint in MTons | FALSE | L | Annual | Generation | TWh | 39.8845 | 38.6242 | 38.5809 | 53.3155 | 68.9384 | 88.3847 | 107.1849 | 132.3899
Ozone Season NOX Transport - GA | 1054 | 6726 | Rate Constraint in MTons | FALSE | L | Annual | Qualifying Generation | TWh | 39.8845 | 38.6242 | 38.5809 | 41.2601 | 41.477 | 45.5117 | 48.5621 | 53.7701
Ozone Season NOX Transport - GA | 1054 | 6726 | Rate Constraint in MTons | FALSE | L | Annual | Rate | lb/MWh | 0.40352 | 0.40257 | 0.39743 | 0.43293 | 0.46809 | 0.43079 | 0.40763 | 0.37487
Ozone Season NOX Transport - GA | 1054 | 6726 | Rate Constraint in MTons | FALSE | L | Annual | Constraint Shadow Price | US2016$/Ton | 0 | 0 | 0 | 0 | 0 | 0 | 0 | 0
Ozone Season NOX Transport - IA | 1055 | 6707 | Rate Constraint in MTons | FALSE | L | Annual | Seasons Included | Seasons | Summer | Summer | Summer | Summer | Summer | Summer | Summer | Summer
Ozone Season NOX Transport - IA | 1055 | 6707 | Rate Constraint in MTons | FALSE | L | Annual | Standard NOX | Thousand Tons | 13.639 | 13.639 | 13.639 | 13.639 | 13.639 | 13.639 | 13.639 | 13.639
Ozone Season NOX Transport - IA | 1055 | 6707 | Rate Constraint in MTons | FALSE | L | Annual | Emissions at Affected Plants NOX | Thousand Tons | 10.555 | 11.1258 | 10.9673 | 10.9857 | 10.9139 | 11.432 | 11.3968 | 10.9506
Ozone Season NOX Transport - IA | 1055 | 6707 | Rate Constraint in MTons | FALSE | L | Annual | Allowances Purchased NOX | Thousand Tons | 0 | 0 | 0 | 0 | 0 | 0 | 0 | 0
Ozone Season NOX Transport - IA | 1055 | 6707 | Rate Constraint in MTons | FALSE | L | Annual | Allowances Sold NOX | Thousand Tons | 0 | 0 | 0 | 0 | 0 | 0 | 0 | 0
Ozone Season NOX Transport - IA | 1055 | 6707 | Rate Constraint in MTons | FALSE | L | Annual | Allowances Banked | Thousand Tons | 0 | 0 | 0 | 0 | 0 | 0 | 0 | 0
Ozone Season NOX Transport - IA | 1055 | 6707 | Rate Constraint in MTons | FALSE | L | Annual | Allowances Withdrawn (1:1) | Thousand Tons | 0 | 0 | 0 | 0 | 0 | 0 | 0 | 0
Ozone Season NOX Transport - IA | 1055 | 6707 | Rate Constraint in MTons | FALSE | L | Annual | Allowances Withdrawn (n:1) | Thousand Tons | 0 | 0 | 0 | 0 | 0 | 0 | 0 | 0
Ozone Season NOX Transport - IA | 1055 | 6707 | Rate Constraint in MTons | FALSE | L | Annual | Net Emissions Allowance Position | Thousand Tons | 10.555 | 11.1258 | 10.9673 | 10.9857 | 10.9139 | 11.432 | 11.3968 | 10.9506
Ozone Season NOX Transport - IA | 1055 | 6707 | Rate Constraint in MTons | FALSE | L | Annual | Fuel Consumed | TBtu | 159.3973 | 174.4048 | 172.8433 | 171.8892 | 179.739 | 176.7498 | 176.9985 | 172.7376
Ozone Season NOX Transport - IA | 1055 | 6707 | Rate Constraint in MTons | FALSE | L | Annual | Rate | lb/MMBtu | 0.13244 | 0.12759 | 0.1269 | 0.12782 | 0.12144 | 0.12936 | 0.12878 | 0.12679
Ozone Season NOX Transport - IA | 1055 | 6707 | Rate Constraint in MTons | FALSE | L | Annual | Generation | TWh | 16.7771 | 18.0408 | 18.1089 | 17.935 | 18.9709 | 20.0487 | 21.378 | 21.7551
Ozone Season NOX Transport - IA | 1055 | 6707 | Rate Constraint in MTons | FALSE | L | Annual | Qualifying Generation | TWh | 16.7771 | 18.0408 | 18.1089 | 17.935 | 18.9709 | 18.4318 | 18.475 | 17.9801
Ozone Season NOX Transport - IA | 1055 | 6707 | Rate Constraint in MTons | FALSE | L | Annual | Rate | lb/MWh | 1.2583 | 1.2334 | 1.2113 | 1.2251 | 1.1506 | 1.2405 | 1.2338 | 1.2181
Ozone Season NOX Transport - IA | 1055 | 6707 | Rate Constraint in MTons | FALSE | L | Annual | Constraint Shadow Price | US2016$/Ton | 0 | 0 | 0 | 0 | 0 | 0 | 0 | 0
Ozone Season NOX Transport - IL | 1056 | 6705 | Rate Constraint in MTons | FALSE | L | Annual | Seasons Included | Seasons | Summer | Summer | Summer | Summer | Summer | Summer | Summer | Summer
Ozone Season NOX Transport - IL | 1056 | 6705 | Rate Constraint in MTons | FALSE | L | Annual | Standard NOX | Thousand Tons | 17.667 | 17.667 | 17.667 | 17.667 | 17.667 | 17.667 | 17.667 | 17.667
Ozone Season NOX Transport - IL | 1056 | 6705 | Rate Constraint in MTons | FALSE | L | Annual | Emissions at Affected Plants NOX | Thousand Tons | 12.0919 | 12.4947 | 12.4998 | 12.8566 | 12.6867 | 13.0815 | 12.9516 | 12.5971
Ozone Season NOX Transport - IL | 1056 | 6705 | Rate Constraint in MTons | FALSE | L | Annual | Allowances Purchased NOX | Thousand Tons | 0 | 0 | 0 | 0 | 0 | 0 | 0 | 0
Ozone Season NOX Transport - IL | 1056 | 6705 | Rate Constraint in MTons | FALSE | L | Annual | Allowances Sold NOX | Thousand Tons | 0 | 0 | 0 | 0 | 0 | 0 | 0 | 0
Ozone Season NOX Transport - IL | 1056 | 6705 | Rate Constraint in MTons | FALSE | L | Annual | Allowances Banked | Thousand Tons | 0 | 0 | 0 | 0 | 0 | 0 | 0 | 0
Ozone Season NOX Transport - IL | 1056 | 6705 | Rate Constraint in MTons | FALSE | L | Annual | Allowances Withdrawn (1:1) | Thousand Tons | 0 | 0 | 0 | 0 | 0 | 0 | 0 | 0
Ozone Season NOX Transport - IL | 1056 | 6705 | Rate Constraint in MTons | FALSE | L | Annual | Allowances Withdrawn (n:1) | Thousand Tons | 0 | 0 | 0 | 0 | 0 | 0 | 0 | 0
Ozone Season NOX Transport - IL | 1056 | 6705 | Rate Constraint in MTons | FALSE | L | Annual | Net Emissions Allowance Position | Thousand Tons | 12.0919 | 12.4947 | 12.4998 | 12.8566 | 12.6867 | 13.0815 | 12.9516 | 12.5971
Ozone Season NOX Transport - IL | 1056 | 6705 | Rate Constraint in MTons | FALSE | L | Annual | Fuel Consumed | TBtu | 300.4742 | 308.3417 | 311.9126 | 317.0239 | 322.0587 | 315.5373 | 303.6931 | 305.7204
Ozone Season NOX Transport - IL | 1056 | 6705 | Rate Constraint in MTons | FALSE | L | Annual | Rate | lb/MMBtu | 0.080485 | 0.081044 | 0.08015 | 0.081108 | 0.078785 | 0.082916 | 0.085294 | 0.082409
Ozone Season NOX Transport - IL | 1056 | 6705 | Rate Constraint in MTons | FALSE | L | Annual | Generation | TWh | 30.5977 | 31.2454 | 31.8942 | 32.2101 | 38.3956 | 41.5481 | 45.9617 | 53.4233
Ozone Season NOX Transport - IL | 1056 | 6705 | Rate Constraint in MTons | FALSE | L | Annual | Qualifying Generation | TWh | 30.5977 | 31.2454 | 31.8942 | 32.2101 | 33.112 | 31.8894 | 30.3499 | 31.0418
Ozone Season NOX Transport - IL | 1056 | 6705 | Rate Constraint in MTons | FALSE | L | Annual | Rate | lb/MWh | 0.79038 | 0.79978 | 0.78383 | 0.7983 | 0.76629 | 0.82043 | 0.85349 | 0.81162
Ozone Season NOX Transport - IL | 1056 | 6705 | Rate Constraint in MTons | FALSE | L | Annual | Constraint Shadow Price | US2016$/Ton | 0 | 0 | 0 | 0 | 0 | 0 | 0 | 0
Ozone Season NOX Transport - IN | 1057 | 6706 | Rate Constraint in MTons | FALSE | L | Annual | Seasons Included | Seasons | Summer | Summer | Summer | Summer | Summer | Summer | Summer | Summer
Ozone Season NOX Transport - IN | 1057 | 6706 | Rate Constraint in MTons | FALSE | L | Annual | Standard NOX | Thousand Tons | 28.197 | 28.197 | 28.197 | 28.197 | 28.197 | 28.197 | 28.197 | 28.197
Ozone Season NOX Transport - IN | 1057 | 6706 | Rate Constraint in MTons | FALSE | L | Annual | Emissions at Affected Plants NOX | Thousand Tons | 15.7095 | 17.5126 | 17.2587 | 17.8851 | 16.244 | 16.787 | 16.5663 | 13.4127
Ozone Season NOX Transport - IN | 1057 | 6706 | Rate Constraint in MTons | FALSE | L | Annual | Allowances Purchased NOX | Thousand Tons | 0 | 0 | 0 | 0 | 0 | 0 | 0 | 0
Ozone Season NOX Transport - IN | 1057 | 6706 | Rate Constraint in MTons | FALSE | L | Annual | Allowances Sold NOX | Thousand Tons | 0 | 0 | 0 | 0 | 0 | 0 | 0 | 0
Ozone Season NOX Transport - IN | 1057 | 6706 | Rate Constraint in MTons | FALSE | L | Annual | Allowances Banked | Thousand Tons | 0 | 0 | 0 | 0 | 0 | 0 | 0 | 0
Ozone Season NOX Transport - IN | 1057 | 6706 | Rate Constraint in MTons | FALSE | L | Annual | Allowances Withdrawn (1:1) | Thousand Tons | 0 | 0 | 0 | 0 | 0 | 0 | 0 | 0
Ozone Season NOX Transport - IN | 1057 | 6706 | Rate Constraint in MTons | FALSE | L | Annual | Allowances Withdrawn (n:1) | Thousand Tons | 0 | 0 | 0 | 0 | 0 | 0 | 0 | 0
Ozone Season NOX Transport - IN | 1057 | 6706 | Rate Constraint in MTons | FALSE | L | Annual | Net Emissions Allowance Position | Thousand Tons | 15.7095 | 17.5126 | 17.2587 | 17.8851 | 16.244 | 16.787 | 16.5663 | 13.4127
Ozone Season NOX Transport - IN | 1057 | 6706 | Rate Constraint in MTons | FALSE | L | Annual | Fuel Consumed | TBtu | 330.0839 | 361.9772 | 358.4325 | 370.7957 | 360.381 | 385.464 | 416.7084 | 406.7204
Ozone Season NOX Transport - IN | 1057 | 6706 | Rate Constraint in MTons | FALSE | L | Annual | Rate | lb/MMBtu | 0.095185 | 0.096761 | 0.096301 | 0.096469 | 0.090149 | 0.0871 | 0.07951 | 0.065955
Ozone Season NOX Transport - IN | 1057 | 6706 | Rate Constraint in MTons | FALSE | L | Annual | Generation | TWh | 34.463 | 37.3891 | 37.4628 | 38.6859 | 44.2439 | 51.9077 | 63.0434 | 77.0048
Ozone Season NOX Transport - IN | 1057 | 6706 | Rate Constraint in MTons | FALSE | L | Annual | Qualifying Generation | TWh | 34.463 | 37.3891 | 37.4628 | 38.6859 | 38.8138 | 42.565 | 48.2311 | 52.1471
Ozone Season NOX Transport - IN | 1057 | 6706 | Rate Constraint in MTons | FALSE | L | Annual | Rate | lb/MWh | 0.91167 | 0.93677 | 0.92138 | 0.92463 | 0.83702 | 0.78877 | 0.68696 | 0.51442
Ozone Season NOX Transport - IN | 1057 | 6706 | Rate Constraint in MTons | FALSE | L | Annual | Constraint Shadow Price | US2016$/Ton | 0 | 0 | 0 | 0 | 0 | 0 | 0 | 0
Ozone Season NOX Transport - KS | 1058 | 6708 | Rate Constraint in MTons | FALSE | L | Annual | Seasons Included | Seasons | Summer | Summer | Summer | Summer | Summer | Summer | Summer | Summer
Ozone Season NOX Transport - KS | 1058 | 6708 | Rate Constraint in MTons | FALSE | L | Annual | Standard NOX | Thousand Tons | 9.713 | 9.713 | 9.713 | 9.713 | 9.713 | 9.713 | 9.713 | 9.713
Ozone Season NOX Transport - KS | 1058 | 6708 | Rate Constraint in MTons | FALSE | L | Annual | Emissions at Affected Plants NOX | Thousand Tons | 7.3665 | 8.1094 | 7.8494 | 7.9441 | 8.0301 | 8.2411 | 8.3097 | 7.5995
Ozone Season NOX Transport - KS | 1058 | 6708 | Rate Constraint in MTons | FALSE | L | Annual | Allowances Purchased NOX | Thousand Tons | 0 | 0 | 0 | 0 | 0 | 0 | 0 | 0
Ozone Season NOX Transport - KS | 1058 | 6708 | Rate Constraint in MTons | FALSE | L | Annual | Allowances Sold NOX | Thousand Tons | 0 | 0 | 0 | 0 | 0 | 0 | 0 | 0
Ozone Season NOX Transport - KS | 1058 | 6708 | Rate Constraint in MTons | FALSE | L | Annual | Allowances Banked | Thousand Tons | 0 | 0 | 0 | 0 | 0 | 0 | 0 | 0
Ozone Season NOX Transport - KS | 1058 | 6708 | Rate Constraint in MTons | FALSE | L | Annual | Allowances Withdrawn (1:1) | Thousand Tons | 0 | 0 | 0 | 0 | 0 | 0 | 0 | 0
Ozone Season NOX Transport - KS | 1058 | 6708 | Rate Constraint in MTons | FALSE | L | Annual | Allowances Withdrawn (n:1) | Thousand Tons | 0 | 0 | 0 | 0 | 0 | 0 | 0 | 0
Ozone Season NOX Transport - KS | 1058 | 6708 | Rate Constraint in MTons | FALSE | L | Annual | Net Emissions Allowance Position | Thousand Tons | 7.3665 | 8.1094 | 7.8494 | 7.9441 | 8.0301 | 8.2411 | 8.3097 | 7.5995
Ozone Season NOX Transport - KS | 1058 | 6708 | Rate Constraint in MTons | FALSE | L | Annual | Fuel Consumed | TBtu | 148.2537 | 164.3377 | 160.7548 | 159.7245 | 172.1962 | 178.2927 | 184.7567 | 174.2374
Ozone Season NOX Transport - KS | 1058 | 6708 | Rate Constraint in MTons | FALSE | L | Annual | Rate | lb/MMBtu | 0.099376 | 0.098692 | 0.097657 | 0.099473 | 0.093267 | 0.092444 | 0.089953 | 0.087232
Ozone Season NOX Transport - KS | 1058 | 6708 | Rate Constraint in MTons | FALSE | L | Annual | Generation | TWh | 13.6349 | 15.0882 | 15.0665 | 14.936 | 24.3118 | 36.3058 | 43.8347 | 44.2835
Ozone Season NOX Transport - KS | 1058 | 6708 | Rate Constraint in MTons | FALSE | L | Annual | Qualifying Generation | TWh | 13.6349 | 15.0882 | 15.0665 | 14.936 | 16.4843 | 17.1056 | 17.8321 | 16.9243
Ozone Season NOX Transport - KS | 1058 | 6708 | Rate Constraint in MTons | FALSE | L | Annual | Rate | lb/MWh | 1.0805 | 1.0749 | 1.042 | 1.0638 | 0.97427 | 0.96355 | 0.932 | 0.89806
Ozone Season NOX Transport - KS | 1058 | 6708 | Rate Constraint in MTons | FALSE | L | Annual | Constraint Shadow Price | US2016$/Ton | 0 | 0 | 0 | 0 | 0 | 0 | 0 | 0
Ozone Season NOX Transport - KY | 1059 | 6709 | Rate Constraint in MTons | FALSE | L | Annual | Seasons Included | Seasons | Summer | Summer | Summer | Summer | Summer | Summer | Summer | Summer
Ozone Season NOX Transport - KY | 1059 | 6709 | Rate Constraint in MTons | FALSE | L | Annual | Standard NOX | Thousand Tons | 25.549 | 25.549 | 25.549 | 25.549 | 25.549 | 25.549 | 25.549 | 25.549
Ozone Season NOX Transport - KY | 1059 | 6709 | Rate Constraint in MTons | FALSE | L | Annual | Emissions at Affected Plants NOX | Thousand Tons | 10.0107 | 10.4861 | 9.0935 | 8.3924 | 8.2989 | 9.5478 | 9.485 | 8.7407
Ozone Season NOX Transport - KY | 1059 | 6709 | Rate Constraint in MTons | FALSE | L | Annual | Allowances Purchased NOX | Thousand Tons | 0 | 0 | 0 | 0 | 0 | 0 | 0 | 0
Ozone Season NOX Transport - KY | 1059 | 6709 | Rate Constraint in MTons | FALSE | L | Annual | Allowances Sold NOX | Thousand Tons | 0 | 0 | 0 | 0 | 0 | 0 | 0 | 0
Ozone Season NOX Transport - KY | 1059 | 6709 | Rate Constraint in MTons | FALSE | L | Annual | Allowances Banked | Thousand Tons | 0 | 0 | 0 | 0 | 0 | 0 | 0 | 0
Ozone Season NOX Transport - KY | 1059 | 6709 | Rate Constraint in MTons | FALSE | L | Annual | Allowances Withdrawn (1:1) | Thousand Tons | 0 | 0 | 0 | 0 | 0 | 0 | 0 | 0
Ozone Season NOX Transport - KY | 1059 | 6709 | Rate Constraint in MTons | FALSE | L | Annual | Allowances Withdrawn (n:1) | Thousand Tons | 0 | 0 | 0 | 0 | 0 | 0 | 0 | 0
Ozone Season NOX Transport - KY | 1059 | 6709 | Rate Constraint in MTons | FALSE | L | Annual | Net Emissions Allowance Position | Thousand Tons | 10.0107 | 10.4861 | 9.0935 | 8.3924 | 8.2989 | 9.5478 | 9.485 | 8.7407
Ozone Season NOX Transport - KY | 1059 | 6709 | Rate Constraint in MTons | FALSE | L | Annual | Fuel Consumed | TBtu | 153.9873 | 186.6423 | 177.9319 | 195.6738 | 210.81 | 232.5206 | 246.3468 | 261.7239
Ozone Season NOX Transport - KY | 1059 | 6709 | Rate Constraint in MTons | FALSE | L | Annual | Rate | lb/MMBtu | 0.13002 | 0.11237 | 0.10221 | 0.085779 | 0.078734 | 0.082124 | 0.077006 | 0.066793
Ozone Season NOX Transport - KY | 1059 | 6709 | Rate Constraint in MTons | FALSE | L | Annual | Generation | TWh | 16.3494 | 21.2454 | 20.7838 | 24.3943 | 39.4603 | 52.7608 | 70.7291 | 98.7355
Ozone Season NOX Transport - KY | 1059 | 6709 | Rate Constraint in MTons | FALSE | L | Annual | Qualifying Generation | TWh | 16.3494 | 21.2454 | 20.7838 | 24.3943 | 27.3983 | 30.3692 | 32.7746 | 35.7284
Ozone Season NOX Transport - KY | 1059 | 6709 | Rate Constraint in MTons | FALSE | L | Annual | Rate | lb/MWh | 1.2246 | 0.98714 | 0.87505 | 0.68806 | 0.6058 | 0.62878 | 0.5788 | 0.48929
Ozone Season NOX Transport - KY | 1059 | 6709 | Rate Constraint in MTons | FALSE | L | Annual | Constraint Shadow Price | US2016$/Ton | 0 | 0 | 0 | 0 | 0 | 0 | 0 | 0
Ozone Season NOX Transport - LA | 1060 | 6710 | Rate Constraint in MTons | FALSE | L | Annual | Seasons Included | Seasons | Summer | Summer | Summer | Summer | Summer | Summer | Summer | Summer
Ozone Season NOX Transport - LA | 1060 | 6710 | Rate Constraint in MTons | FALSE | L | Annual | Standard NOX | Thousand Tons | 22.553 | 22.553 | 22.553 | 22.553 | 22.553 | 22.553 | 22.553 | 22.553
Ozone Season NOX Transport - LA | 1060 | 6710 | Rate Constraint in MTons | FALSE | L | Annual | Emissions at Affected Plants NOX | Thousand Tons | 8.9662 | 9.583 | 9.8881 | 9.2967 | 7.7566 | 7.3953 | 7.0085 | 6.3929
Ozone Season NOX Transport - LA | 1060 | 6710 | Rate Constraint in MTons | FALSE | L | Annual | Allowances Purchased NOX | Thousand Tons | 0 | 0 | 0 | 0 | 0 | 0 | 0 | 0
Ozone Season NOX Transport - LA | 1060 | 6710 | Rate Constraint in MTons | FALSE | L | Annual | Allowances Sold NOX | Thousand Tons | 0 | 0 | 0 | 0 | 0 | 0 | 0 | 0
Ozone Season NOX Transport - LA | 1060 | 6710 | Rate Constraint in MTons | FALSE | L | Annual | Allowances Banked | Thousand Tons | 0 | 0 | 0 | 0 | 0 | 0 | 0 | 0
Ozone Season NOX Transport - LA | 1060 | 6710 | Rate Constraint in MTons | FALSE | L | Annual | Allowances Withdrawn (1:1) | Thousand Tons | 0 | 0 | 0 | 0 | 0 | 0 | 0 | 0
Ozone Season NOX Transport - LA | 1060 | 6710 | Rate Constraint in MTons | FALSE | L | Annual | Allowances Withdrawn (n:1) | Thousand Tons | 0 | 0 | 0 | 0 | 0 | 0 | 0 | 0
Ozone Season NOX Transport - LA | 1060 | 6710 | Rate Constraint in MTons | FALSE | L | Annual | Net Emissions Allowance Position | Thousand Tons | 8.9662 | 9.583 | 9.8881 | 9.2967 | 7.7566 | 7.3953 | 7.0085 | 6.3929
Ozone Season NOX Transport - LA | 1060 | 6710 | Rate Constraint in MTons | FALSE | L | Annual | Fuel Consumed | TBtu | 250.5071 | 262.9771 | 268.3925 | 280.36 | 298.3058 | 313.4456 | 326.7478 | 340.1816
Ozone Season NOX Transport - LA | 1060 | 6710 | Rate Constraint in MTons | FALSE | L | Annual | Rate | lb/MMBtu | 0.071584 | 0.072881 | 0.073684 | 0.06632 | 0.052004 | 0.047187 | 0.042898 | 0.037585
Ozone Season NOX Transport - LA | 1060 | 6710 | Rate Constraint in MTons | FALSE | L | Annual | Generation | TWh | 32.3527 | 33.7574 | 34.3586 | 36.4184 | 48.6335 | 63.7073 | 72.5863 | 79.869
Ozone Season NOX Transport - LA | 1060 | 6710 | Rate Constraint in MTons | FALSE | L | Annual | Qualifying Generation | TWh | 32.3527 | 33.7574 | 34.3586 | 35.962 | 40.0356 | 43.1362 | 46.0609 | 49.6986
Ozone Season NOX Transport - LA | 1060 | 6710 | Rate Constraint in MTons | FALSE | L | Annual | Rate | lb/MWh | 0.55428 | 0.56775 | 0.57558 | 0.51703 | 0.38748 | 0.34288 | 0.30431 | 0.25727
Ozone Season NOX Transport - LA | 1060 | 6710 | Rate Constraint in MTons | FALSE | L | Annual | Constraint Shadow Price | US2016$/Ton | 0 | 0 | 0 | 0 | 0 | 0 | 0 | 0
Ozone Season NOX Transport - MD | 1061 | 6711 | Rate Constraint in MTons | FALSE | L | Annual | Seasons Included | Seasons | Summer | Summer | Summer | Summer | Summer | Summer | Summer | Summer
Ozone Season NOX Transport - MD | 1061 | 6711 | Rate Constraint in MTons | FALSE | L | Annual | Standard NOX | Thousand Tons | 4.632 | 4.632 | 4.632 | 4.632 | 4.632 | 4.632 | 4.632 | 4.632
Ozone Season NOX Transport - MD | 1061 | 6711 | Rate Constraint in MTons | FALSE | L | Annual | Emissions at Affected Plants NOX | Thousand Tons | 0.88755 | 1.2517 | 1.155 | 0.80499 | 0.72609 | 0.49733 | 0.42346 | 0.38054
Ozone Season NOX Transport - MD | 1061 | 6711 | Rate Constraint in MTons | FALSE | L | Annual | Allowances Purchased NOX | Thousand Tons | 0 | 0 | 0 | 0 | 0 | 0 | 0 | 0
Ozone Season NOX Transport - MD | 1061 | 6711 | Rate Constraint in MTons | FALSE | L | Annual | Allowances Sold NOX | Thousand Tons | 0 | 0 | 0 | 0 | 0 | 0 | 0 | 0
Ozone Season NOX Transport - MD | 1061 | 6711 | Rate Constraint in MTons | FALSE | L | Annual | Allowances Banked | Thousand Tons | 0 | 0 | 0 | 0 | 0 | 0 | 0 | 0
Ozone Season NOX Transport - MD | 1061 | 6711 | Rate Constraint in MTons | FALSE | L | Annual | Allowances Withdrawn (1:1) | Thousand Tons | 0 | 0 | 0 | 0 | 0 | 0 | 0 | 0
Ozone Season NOX Transport - MD | 1061 | 6711 | Rate Constraint in MTons | FALSE | L | Annual | Allowances Withdrawn (n:1) | Thousand Tons | 0 | 0 | 0 | 0 | 0 | 0 | 0 | 0
Ozone Season NOX Transport - MD | 1061 | 6711 | Rate Constraint in MTons | FALSE | L | Annual | Net Emissions Allowance Position | Thousand Tons | 0.88755 | 1.2517 | 1.155 | 0.80499 | 0.72609 | 0.49733 | 0.42346 | 0.38054
Ozone Season NOX Transport - MD | 1061 | 6711 | Rate Constraint in MTons | FALSE | L | Annual | Fuel Consumed | TBtu | 69.2827 | 90.4494 | 85.4701 | 68.2815 | 68.5545 | 62.523 | 58.6599 | 56.201
Ozone Season NOX Transport - MD | 1061 | 6711 | Rate Constraint in MTons | FALSE | L | Annual | Rate | lb/MMBtu | 0.025621 | 0.027677 | 0.027028 | 0.023579 | 0.021183 | 0.015909 | 0.014438 | 0.013542
Ozone Season NOX Transport - MD | 1061 | 6711 | Rate Constraint in MTons | FALSE | L | Annual | Generation | TWh | 10.1755 | 12.3215 | 11.8359 | 13.5947 | 34.5015 | 44.0816 | 49.1736 | 62.6626
Ozone Season NOX Transport - MD | 1061 | 6711 | Rate Constraint in MTons | FALSE | L | Annual | Qualifying Generation | TWh | 10.1752 | 12.3211 | 11.8355 | 10.1485 | 10.2567 | 9.5421 | 8.8802 | 8.4059
Ozone Season NOX Transport - MD | 1061 | 6711 | Rate Constraint in MTons | FALSE | L | Annual | Rate | lb/MWh | 0.17445 | 0.20318 | 0.19518 | 0.15864 | 0.14158 | 0.10424 | 0.095371 | 0.090541
Ozone Season NOX Transport - MD | 1061 | 6711 | Rate Constraint in MTons | FALSE | L | Annual | Constraint Shadow Price | US2016$/Ton | 0 | 0 | 0 | 0 | 0 | 0 | 0 | 0
Ozone Season NOX Transport - MI | 1062 | 6712 | Rate Constraint in MTons | FALSE | L | Annual | Seasons Included | Seasons | Summer | Summer | Summer | Summer | Summer | Summer | Summer | Summer
Ozone Season NOX Transport - MI | 1062 | 6712 | Rate Constraint in MTons | FALSE | L | Annual | Standard NOX | Thousand Tons | 20.018 | 20.018 | 20.018 | 20.018 | 20.018 | 20.018 | 20.018 | 20.018
Ozone Season NOX Transport - MI | 1062 | 6712 | Rate Constraint in MTons | FALSE | L | Annual | Emissions at Affected Plants NOX | Thousand Tons | 11.9353 | 12.8134 | 13.163 | 13.5185 | 13.3273 | 13.5288 | 13.3245 | 11.6797
Ozone Season NOX Transport - MI | 1062 | 6712 | Rate Constraint in MTons | FALSE | L | Annual | Allowances Purchased NOX | Thousand Tons | 0 | 0 | 0 | 0 | 0 | 0 | 0 | 0
Ozone Season NOX Transport - MI | 1062 | 6712 | Rate Constraint in MTons | FALSE | L | Annual | Allowances Sold NOX | Thousand Tons | 0 | 0 | 0 | 0 | 0 | 0 | 0 | 0
Ozone Season NOX Transport - MI | 1062 | 6712 | Rate Constraint in MTons | FALSE | L | Annual | Allowances Banked | Thousand Tons | 0 | 0 | 0 | 0 | 0 | 0 | 0 | 0
Ozone Season NOX Transport - MI | 1062 | 6712 | Rate Constraint in MTons | FALSE | L | Annual | Allowances Withdrawn (1:1) | Thousand Tons | 0 | 0 | 0 | 0 | 0 | 0 | 0 | 0
Ozone Season NOX Transport - MI | 1062 | 6712 | Rate Constraint in MTons | FALSE | L | Annual | Allowances Withdrawn (n:1) | Thousand Tons | 0 | 0 | 0 | 0 | 0 | 0 | 0 | 0
Ozone Season NOX Transport - MI | 1062 | 6712 | Rate Constraint in MTons | FALSE | L | Annual | Net Emissions Allowance Position | Thousand Tons | 11.9353 | 12.8134 | 13.163 | 13.5185 | 13.3273 | 13.5288 | 13.3245 | 11.6797
Ozone Season NOX Transport - MI | 1062 | 6712 | Rate Constraint in MTons | FALSE | L | Annual | Fuel Consumed | TBtu | 282.3358 | 300.2209 | 311.2562 | 308.0329 | 340.9256 | 357.2049 | 362.3763 | 379.2538
Ozone Season NOX Transport - MI | 1062 | 6712 | Rate Constraint in MTons | FALSE | L | Annual | Rate | lb/MMBtu | 0.084547 | 0.08536 | 0.08458 | 0.087773 | 0.078183 | 0.075748 | 0.07354 | 0.061593
Ozone Season NOX Transport - MI | 1062 | 6712 | Rate Constraint in MTons | FALSE | L | Annual | Generation | TWh | 30.5511 | 32.2063 | 33.4431 | 32.8834 | 44.4977 | 53.3827 | 62.3569 | 81.244
Ozone Season NOX Transport - MI | 1062 | 6712 | Rate Constraint in MTons | FALSE | L | Annual | Qualifying Generation | TWh | 30.5511 | 32.2063 | 33.4431 | 32.8834 | 38.6563 | 41.3678 | 42.216 | 47.6447
Ozone Season NOX Transport - MI | 1062 | 6712 | Rate Constraint in MTons | FALSE | L | Annual | Rate | lb/MWh | 0.78133 | 0.79571 | 0.78719 | 0.82221 | 0.68953 | 0.65407 | 0.63125 | 0.49028
Ozone Season NOX Transport - MI | 1062 | 6712 | Rate Constraint in MTons | FALSE | L | Annual | Constraint Shadow Price | US2016$/Ton | 0 | 0 | 0 | 0 | 0 | 0 | 0 | 0
Ozone Season NOX Transport - MO | 1063 | 6714 | Rate Constraint in MTons | FALSE | L | Annual | Seasons Included | Seasons | Summer | Summer | Summer | Summer | Summer | Summer | Summer | Summer
Ozone Season NOX Transport - MO | 1063 | 6714 | Rate Constraint in MTons | FALSE | L | Annual | Standard NOX | Thousand Tons | 19.094 | 19.094 | 19.094 | 19.094 | 19.094 | 19.094 | 19.094 | 19.094
Ozone Season NOX Transport - MO | 1063 | 6714 | Rate Constraint in MTons | FALSE | L | Annual | Emissions at Affected Plants NOX | Thousand Tons | 14.1739 | 14.7017 | 14.5178 | 15.2785 | 14.6224 | 15.449 | 15.5123 | 15.2064
Ozone Season NOX Transport - MO | 1063 | 6714 | Rate Constraint in MTons | FALSE | L | Annual | Allowances Purchased NOX | Thousand Tons | 0 | 0 | 0 | 0 | 0 | 0 | 0 | 0
Ozone Season NOX Transport - MO | 1063 | 6714 | Rate Constraint in MTons | FALSE | L | Annual | Allowances Sold NOX | Thousand Tons | 0 | 0 | 0 | 0 | 0 | 0 | 0 | 0
Ozone Season NOX Transport - MO | 1063 | 6714 | Rate Constraint in MTons | FALSE | L | Annual | Allowances Banked | Thousand Tons | 0 | 0 | 0 | 0 | 0 | 0 | 0 | 0
Ozone Season NOX Transport - MO | 1063 | 6714 | Rate Constraint in MTons | FALSE | L | Annual | Allowances Withdrawn (1:1) | Thousand Tons | 0 | 0 | 0 | 0 | 0 | 0 | 0 | 0
Ozone Season NOX Transport - MO | 1063 | 6714 | Rate Constraint in MTons | FALSE | L | Annual | Allowances Withdrawn (n:1) | Thousand Tons | 0 | 0 | 0 | 0 | 0 | 0 | 0 | 0
Ozone Season NOX Transport - MO | 1063 | 6714 | Rate Constraint in MTons | FALSE | L | Annual | Net Emissions Allowance Position | Thousand Tons | 14.1739 | 14.7017 | 14.5178 | 15.2785 | 14.6224 | 15.449 | 15.5123 | 15.2064
Ozone Season NOX Transport - MO | 1063 | 6714 | Rate Constraint in MTons | FALSE | L | Annual | Fuel Consumed | TBtu | 327.2631 | 336.1841 | 333.7123 | 341.2375 | 339.0717 | 360.6248 | 366.5832 | 365.2172
Ozone Season NOX Transport - MO | 1063 | 6714 | Rate Constraint in MTons | FALSE | L | Annual | Rate | lb/MMBtu | 0.086621 | 0.087462 | 0.087008 | 0.089548 | 0.08625 | 0.085679 | 0.084632 | 0.083273
Ozone Season NOX Transport - MO | 1063 | 6714 | Rate Constraint in MTons | FALSE | L | Annual | Generation | TWh | 33.3431 | 34.2965 | 34.2139 | 34.7062 | 43.1682 | 57.168 | 64.3502 | 66.1115
Ozone Season NOX Transport - MO | 1063 | 6714 | Rate Constraint in MTons | FALSE | L | Annual | Qualifying Generation | TWh | 33.3431 | 34.2965 | 34.2139 | 34.7062 | 34.7908 | 37.4139 | 38.296 | 38.2747
Ozone Season NOX Transport - MO | 1063 | 6714 | Rate Constraint in MTons | FALSE | L | Annual | Rate | lb/MWh | 0.85018 | 0.85733 | 0.84865 | 0.88045 | 0.84059 | 0.82584 | 0.81013 | 0.79459
Ozone Season NOX Transport - MO | 1063 | 6714 | Rate Constraint in MTons | FALSE | L | Annual | Constraint Shadow Price | US2016$/Ton | 0 | 0 | 0 | 0 | 0 | 0 | 0 | 0
Ozone Season NOX Transport - MS | 1064 | 6713 | Rate Constraint in MTons | FALSE | L | Annual | Seasons Included | Seasons | Summer | Summer | Summer | Summer | Summer | Summer | Summer | Summer
Ozone Season NOX Transport - MS | 1064 | 6713 | Rate Constraint in MTons | FALSE | L | Annual | Standard NOX | Thousand Tons | 7.641 | 7.641 | 7.641 | 7.641 | 7.641 | 7.641 | 7.641 | 7.641
Ozone Season NOX Transport - MS | 1064 | 6713 | Rate Constraint in MTons | FALSE | L | Annual | Emissions at Affected Plants NOX | Thousand Tons | 2.6631 | 2.68 | 2.7799 | 2.7451 | 2.3507 | 2.369 | 2.3195 | 2.3117
Ozone Season NOX Transport - MS | 1064 | 6713 | Rate Constraint in MTons | FALSE | L | Annual | Allowances Purchased NOX | Thousand Tons | 0 | 0 | 0 | 0 | 0 | 0 | 0 | 0
Ozone Season NOX Transport - MS | 1064 | 6713 | Rate Constraint in MTons | FALSE | L | Annual | Allowances Sold NOX | Thousand Tons | 0 | 0 | 0 | 0 | 0 | 0 | 0 | 0
Ozone Season NOX Transport - MS | 1064 | 6713 | Rate Constraint in MTons | FALSE | L | Annual | Allowances Banked | Thousand Tons | 0 | 0 | 0 | 0 | 0 | 0 | 0 | 0
Ozone Season NOX Transport - MS | 1064 | 6713 | Rate Constraint in MTons | FALSE | L | Annual | Allowances Withdrawn (1:1) | Thousand Tons | 0 | 0 | 0 | 0 | 0 | 0 | 0 | 0
Ozone Season NOX Transport - MS | 1064 | 6713 | Rate Constraint in MTons | FALSE | L | Annual | Allowances Withdrawn (n:1) | Thousand Tons | 0 | 0 | 0 | 0 | 0 | 0 | 0 | 0
Ozone Season NOX Transport - MS | 1064 | 6713 | Rate Constraint in MTons | FALSE | L | Annual | Net Emissions Allowance Position | Thousand Tons | 2.6631 | 2.68 | 2.7799 | 2.7451 | 2.3507 | 2.369 | 2.3195 | 2.3117
Ozone Season NOX Transport - MS | 1064 | 6713 | Rate Constraint in MTons | FALSE | L | Annual | Fuel Consumed | TBtu | 178.9062 | 179.9488 | 180.6758 | 190.6546 | 170.8683 | 173.8508 | 176.1592 | 182.0325
Ozone Season NOX Transport - MS | 1064 | 6713 | Rate Constraint in MTons | FALSE | L | Annual | Rate | lb/MMBtu | 0.02977 | 0.029787 | 0.030772 | 0.028797 | 0.027515 | 0.027254 | 0.026335 | 0.025399
Ozone Season NOX Transport - MS | 1064 | 6713 | Rate Constraint in MTons | FALSE | L | Annual | Generation | TWh | 23.6467 | 23.7474 | 23.833 | 25.5344 | 28.5319 | 41.9975 | 53.8488 | 71.8398
Ozone Season NOX Transport - MS | 1064 | 6713 | Rate Constraint in MTons | FALSE | L | Annual | Qualifying Generation | TWh | 23.6467 | 23.7474 | 23.833 | 25.5344 | 23.2496 | 23.956 | 24.5097 | 25.5567
Ozone Season NOX Transport - MS | 1064 | 6713 | Rate Constraint in MTons | FALSE | L | Annual | Rate | lb/MWh | 0.22524 | 0.22571 | 0.23328 | 0.21501 | 0.20221 | 0.19778 | 0.18928 | 0.18091
Ozone Season NOX Transport - MS | 1064 | 6713 | Rate Constraint in MTons | FALSE | L | Annual | Constraint Shadow Price | US2016$/Ton | 0 | 0 | 0 | 0 | 0 | 0 | 0 | 0
Ozone Season NOX Transport - NJ | 1065 | 6715 | Rate Constraint in MTons | FALSE | L | Annual | Seasons Included | Seasons | Summer | Summer | Summer | Summer | Summer | Summer | Summer | Summer
Ozone Season NOX Transport - NJ | 1065 | 6715 | Rate Constraint in MTons | FALSE | L | Annual | Standard NOX | Thousand Tons | 2.495 | 2.495 | 2.495 | 2.495 | 2.495 | 2.495 | 2.495 | 2.495
Ozone Season NOX Transport - NJ | 1065 | 6715 | Rate Constraint in MTons | FALSE | L | Annual | Emissions at Affected Plants NOX | Thousand Tons | 1.3085 | 1.3811 | 1.4817 | 1.4923 | 1.4981 | 1.3327 | 1.0464 | 0.84914
Ozone Season NOX Transport - NJ | 1065 | 6715 | Rate Constraint in MTons | FALSE | L | Annual | Allowances Purchased NOX | Thousand Tons | 0 | 0 | 0 | 0 | 0 | 0 | 0 | 0
Ozone Season NOX Transport - NJ | 1065 | 6715 | Rate Constraint in MTons | FALSE | L | Annual | Allowances Sold NOX | Thousand Tons | 0 | 0 | 0 | 0 | 0 | 0 | 0 | 0
Ozone Season NOX Transport - NJ | 1065 | 6715 | Rate Constraint in MTons | FALSE | L | Annual | Allowances Banked | Thousand Tons | 0 | 0 | 0 | 0 | 0 | 0 | 0 | 0
Ozone Season NOX Transport - NJ | 1065 | 6715 | Rate Constraint in MTons | FALSE | L | Annual | Allowances Withdrawn (1:1) | Thousand Tons | 0 | 0 | 0 | 0 | 0 | 0 | 0 | 0
Ozone Season NOX Transport - NJ | 1065 | 6715 | Rate Constraint in MTons | FALSE | L | Annual | Allowances Withdrawn (n:1) | Thousand Tons | 0 | 0 | 0 | 0 | 0 | 0 | 0 | 0
Ozone Season NOX Transport - NJ | 1065 | 6715 | Rate Constraint in MTons | FALSE | L | Annual | Net Emissions Allowance Position | Thousand Tons | 1.3085 | 1.3811 | 1.4817 | 1.4923 | 1.4981 | 1.3327 | 1.0464 | 0.84914
Ozone Season NOX Transport - NJ | 1065 | 6715 | Rate Constraint in MTons | FALSE | L | Annual | Fuel Consumed | TBtu | 162.6605 | 169.8152 | 177.7575 | 183.1719 | 185.2376 | 170.96 | 149.7103 | 121.5896
Ozone Season NOX Transport - NJ | 1065 | 6715 | Rate Constraint in MTons | FALSE | L | Annual | Rate | lb/MMBtu | 0.016089 | 0.016266 | 0.016672 | 0.016294 | 0.016175 | 0.015591 | 0.013979 | 0.013967
Ozone Season NOX Transport - NJ | 1065 | 6715 | Rate Constraint in MTons | FALSE | L | Annual | Generation | TWh | 22.1887 | 23.0603 | 23.8903 | 24.6207 | 24.9052 | 23.0717 | 20.4379 | 16.742
Ozone Season NOX Transport - NJ | 1065 | 6715 | Rate Constraint in MTons | FALSE | L | Annual | Qualifying Generation | TWh | 22.1887 | 23.0603 | 23.8903 | 24.6207 | 24.9052 | 23.0717 | 20.4379 | 16.7253
Ozone Season NOX Transport - NJ | 1065 | 6715 | Rate Constraint in MTons | FALSE | L | Annual | Rate | lb/MWh | 0.11794 | 0.11978 | 0.12405 | 0.12122 | 0.1203 | 0.11553 | 0.1024 | 0.10154
Ozone Season NOX Transport - NJ | 1065 | 6715 | Rate Constraint in MTons | FALSE | L | Annual | Constraint Shadow Price | US2016$/Ton | 0 | 0 | 0 | 0 | 0 | 0 | 0 | 0
Ozone Season NOX Transport - NY | 1066 | 6716 | Rate Constraint in MTons | FALSE | L | Annual | Seasons Included | Seasons | Summer | Summer | Summer | Summer | Summer | Summer | Summer | Summer
Ozone Season NOX Transport - NY | 1066 | 6716 | Rate Constraint in MTons | FALSE | L | Annual | Standard NOX | Thousand Tons | 6.213 | 6.213 | 6.213 | 6.213 | 6.213 | 6.213 | 6.213 | 6.213
Ozone Season NOX Transport - NY | 1066 | 6716 | Rate Constraint in MTons | FALSE | L | Annual | Emissions at Affected Plants NOX | Thousand Tons | 3.143 | 3.1074 | 2.9607 | 2.7105 | 2.5616 | 2.2869 | 1.9088 | 2.0293
Ozone Season NOX Transport - NY | 1066 | 6716 | Rate Constraint in MTons | FALSE | L | Annual | Allowances Purchased NOX | Thousand Tons | 0 | 0 | 0 | 0 | 0 | 0 | 0 | 0
Ozone Season NOX Transport - NY | 1066 | 6716 | Rate Constraint in MTons | FALSE | L | Annual | Allowances Sold NOX | Thousand Tons | 0 | 0 | 0 | 0 | 0 | 0 | 0 | 0
Ozone Season NOX Transport - NY | 1066 | 6716 | Rate Constraint in MTons | FALSE | L | Annual | Allowances Banked | Thousand Tons | 0 | 0 | 0 | 0 | 0 | 0 | 0 | 0
Ozone Season NOX Transport - NY | 1066 | 6716 | Rate Constraint in MTons | FALSE | L | Annual | Allowances Withdrawn (1:1) | Thousand Tons | 0 | 0 | 0 | 0 | 0 | 0 | 0 | 0
Ozone Season NOX Transport - NY | 1066 | 6716 | Rate Constraint in MTons | FALSE | L | Annual | Allowances Withdrawn (n:1) | Thousand Tons | 0 | 0 | 0 | 0 | 0 | 0 | 0 | 0
Ozone Season NOX Transport - NY | 1066 | 6716 | Rate Constraint in MTons | FALSE | L | Annual | Net Emissions Allowance Position | Thousand Tons | 3.143 | 3.1074 | 2.9607 | 2.7105 | 2.5616 | 2.2869 | 1.9088 | 2.0293
Ozone Season NOX Transport - NY | 1066 | 6716 | Rate Constraint in MTons | FALSE | L | Annual | Fuel Consumed | TBtu | 214.5106 | 210.8376 | 207.7708 | 200.1864 | 195.9689 | 189.4036 | 179.571 | 216.6517
Ozone Season NOX Transport - NY | 1066 | 6716 | Rate Constraint in MTons | FALSE | L | Annual | Rate | lb/MMBtu | 0.029304 | 0.029477 | 0.0285 | 0.02708 | 0.026143 | 0.024149 | 0.021259 | 0.018733
Ozone Season NOX Transport - NY | 1066 | 6716 | Rate Constraint in MTons | FALSE | L | Annual | Generation | TWh | 27.5521 | 27.1281 | 26.9335 | 26.1983 | 25.8368 | 25.213 | 24.3617 | 30.6296
Ozone Season NOX Transport - NY | 1066 | 6716 | Rate Constraint in MTons | FALSE | L | Annual | Qualifying Generation | TWh | 27.5521 | 27.1281 | 26.9335 | 26.1983 | 25.8368 | 25.213 | 24.3617 | 30.6296
Ozone Season NOX Transport - NY | 1066 | 6716 | Rate Constraint in MTons | FALSE | L | Annual | Rate | lb/MWh | 0.22815 | 0.22909 | 0.21985 | 0.20692 | 0.19829 | 0.18141 | 0.1567 | 0.13251
Ozone Season NOX Transport - NY | 1066 | 6716 | Rate Constraint in MTons | FALSE | L | Annual | Constraint Shadow Price | US2016$/Ton | 0 | 0 | 0 | 0 | 0 | 0 | 0 | 0
Ozone Season NOX Transport - OH | 1067 | 6717 | Rate Constraint in MTons | FALSE | L | Annual | Seasons Included | Seasons | Summer | Summer | Summer | Summer | Summer | Summer | Summer | Summer
Ozone Season NOX Transport - OH | 1067 | 6717 | Rate Constraint in MTons | FALSE | L | Annual | Standard NOX | Thousand Tons | 23.622 | 23.622 | 23.622 | 23.622 | 23.622 | 23.622 | 23.622 | 23.622
Ozone Season NOX Transport - OH | 1067 | 6717 | Rate Constraint in MTons | FALSE | L | Annual | Emissions at Affected Plants NOX | Thousand Tons | 16.6111 | 14.4743 | 14.4395 | 14.5191 | 13.027 | 13.8108 | 14.1558 | 11.4338
Ozone Season NOX Transport - OH | 1067 | 6717 | Rate Constraint in MTons | FALSE | L | Annual | Allowances Purchased NOX | Thousand Tons | 0 | 0 | 0 | 0 | 0 | 0 | 0 | 0
Ozone Season NOX Transport - OH | 1067 | 6717 | Rate Constraint in MTons | FALSE | L | Annual | Allowances Sold NOX | Thousand Tons | 0 | 0 | 0 | 0 | 0 | 0 | 0 | 0
Ozone Season NOX Transport - OH | 1067 | 6717 | Rate Constraint in MTons | FALSE | L | Annual | Allowances Banked | Thousand Tons | 0 | 0 | 0 | 0 | 0 | 0 | 0 | 0
Ozone Season NOX Transport - OH | 1067 | 6717 | Rate Constraint in MTons | FALSE | L | Annual | Allowances Withdrawn (1:1) | Thousand Tons | 0 | 0 | 0 | 0 | 0 | 0 | 0 | 0
Ozone Season NOX Transport - OH | 1067 | 6717 | Rate Constraint in MTons | FALSE | L | Annual | Allowances Withdrawn (n:1) | Thousand Tons | 0 | 0 | 0 | 0 | 0 | 0 | 0 | 0
Ozone Season NOX Transport - OH | 1067 | 6717 | Rate Constraint in MTons | FALSE | L | Annual | Net Emissions Allowance Position | Thousand Tons | 16.6111 | 14.4743 | 14.4395 | 14.5191 | 13.027 | 13.8108 | 14.1558 | 11.4338
Ozone Season NOX Transport - OH | 1067 | 6717 | Rate Constraint in MTons | FALSE | L | Annual | Fuel Consumed | TBtu | 421.8012 | 391.3827 | 398.817 | 435.2438 | 422.7906 | 447.9644 | 483.9304 | 468.4772
Ozone Season NOX Transport - OH | 1067 | 6717 | Rate Constraint in MTons | FALSE | L | Annual | Rate | lb/MMBtu | 0.078763 | 0.073965 | 0.072411 | 0.066717 | 0.061624 | 0.06166 | 0.058503 | 0.048813
Ozone Season NOX Transport - OH | 1067 | 6717 | Rate Constraint in MTons | FALSE | L | Annual | Generation | TWh | 47.9973 | 46.1565 | 48.0512 | 56.6301 | 60.5079 | 67.9596 | 78.7337 | 87.0399
Ozone Season NOX Transport - OH | 1067 | 6717 | Rate Constraint in MTons | FALSE | L | Annual | Qualifying Generation | TWh | 47.9973 | 45.7465 | 47.17 | 53.3904 | 53.4782 | 57.4539 | 63.4143 | 64.5204
Ozone Season NOX Transport - OH | 1067 | 6717 | Rate Constraint in MTons | FALSE | L | Annual | Rate | lb/MWh | 0.69217 | 0.63281 | 0.61223 | 0.54388 | 0.48719 | 0.48076 | 0.44645 | 0.35443
Ozone Season NOX Transport - OH | 1067 | 6717 | Rate Constraint in MTons | FALSE | L | Annual | Constraint Shadow Price | US2016$/Ton | 0 | 0 | 0 | 0 | 0 | 0 | 0 | 0
Ozone Season NOX Transport - OK | 1068 | 6718 | Rate Constraint in MTons | FALSE | L | Annual | Seasons Included | Seasons | Summer | Summer | Summer | Summer | Summer | Summer | Summer | Summer
Ozone Season NOX Transport - OK | 1068 | 6718 | Rate Constraint in MTons | FALSE | L | Annual | Standard NOX | Thousand Tons | 14.086 | 14.086 | 14.086 | 14.086 | 14.086 | 14.086 | 14.086 | 14.086
Ozone Season NOX Transport - OK | 1068 | 6718 | Rate Constraint in MTons | FALSE | L | Annual | Emissions at Affected Plants NOX | Thousand Tons | 10.7002 | 12.2414 | 13.0242 | 12.6253 | 12.1674 | 12.6087 | 12.7402 | 10.7318
Ozone Season NOX Transport - OK | 1068 | 6718 | Rate Constraint in MTons | FALSE | L | Annual | Allowances Purchased NOX | Thousand Tons | 0 | 0 | 0 | 0 | 0 | 0 | 0 | 0
Ozone Season NOX Transport - OK | 1068 | 6718 | Rate Constraint in MTons | FALSE | L | Annual | Allowances Sold NOX | Thousand Tons | 0 | 0 | 0 | 0 | 0 | 0 | 0 | 0
Ozone Season NOX Transport - OK | 1068 | 6718 | Rate Constraint in MTons | FALSE | L | Annual | Allowances Banked | Thousand Tons | 0 | 0 | 0 | 0 | 0 | 0 | 0 | 0
Ozone Season NOX Transport - OK | 1068 | 6718 | Rate Constraint in MTons | FALSE | L | Annual | Allowances Withdrawn (1:1) | Thousand Tons | 0 | 0 | 0 | 0 | 0 | 0 | 0 | 0
Ozone Season NOX Transport - OK | 1068 | 6718 | Rate Constraint in MTons | FALSE | L | Annual | Allowances Withdrawn (n:1) | Thousand Tons | 0 | 0 | 0 | 0 | 0 | 0 | 0 | 0
Ozone Season NOX Transport - OK | 1068 | 6718 | Rate Constraint in MTons | FALSE | L | Annual | Net Emissions Allowance Position | Thousand Tons | 10.7002 | 12.2414 | 13.0242 | 12.6253 | 12.1674 | 12.6087 | 12.7402 | 10.7318
Ozone Season NOX Transport - OK | 1068 | 6718 | Rate Constraint in MTons | FALSE | L | Annual | Fuel Consumed | TBtu | 243.9477 | 262.6877 | 275.8951 | 269.9892 | 302.726 | 339.8605 | 365.5904 | 350.0389
Ozone Season NOX Transport - OK | 1068 | 6718 | Rate Constraint in MTons | FALSE | L | Annual | Rate | lb/MMBtu | 0.087725 | 0.093201 | 0.094414 | 0.093525 | 0.080385 | 0.0742 | 0.069697 | 0.061318
Ozone Season NOX Transport - OK | 1068 | 6718 | Rate Constraint in MTons | FALSE | L | Annual | Generation | TWh | 28.6503 | 30.1011 | 31.7793 | 31.3381 | 40.5583 | 51.0609 | 57.3552 | 57.0284
Ozone Season NOX Transport - OK | 1068 | 6718 | Rate Constraint in MTons | FALSE | L | Annual | Qualifying Generation | TWh | 28.6503 | 30.1011 | 31.7793 | 31.3381 | 36.8023 | 42.966 | 47.003 | 45.7261
Ozone Season NOX Transport - OK | 1068 | 6718 | Rate Constraint in MTons | FALSE | L | Annual | Rate | lb/MWh | 0.74695 | 0.81335 | 0.81967 | 0.80575 | 0.66123 | 0.58692 | 0.5421 | 0.4694
Ozone Season NOX Transport - OK | 1068 | 6718 | Rate Constraint in MTons | FALSE | L | Annual | Constraint Shadow Price | US2016$/Ton | 0 | 0 | 0 | 0 | 0 | 0 | 0 | 0
Ozone Season NOX Transport - PA | 1069 | 6719 | Rate Constraint in MTons | FALSE | L | Annual | Seasons Included | Seasons | Summer | Summer | Summer | Summer | Summer | Summer | Summer | Summer
Ozone Season NOX Transport - PA | 1069 | 6719 | Rate Constraint in MTons | FALSE | L | Annual | Standard NOX | Thousand Tons | 21.722 | 21.722 | 21.722 | 21.722 | 21.722 | 21.722 | 21.722 | 21.722
Ozone Season NOX Transport - PA | 1069 | 6719 | Rate Constraint in MTons | FALSE | L | Annual | Emissions at Affected Plants NOX | Thousand Tons | 9.7843 | 10.2304 | 9.7646 | 9.2731 | 8.9569 | 8.7129 | 8.5499 | 5.3461
Ozone Season NOX Transport - PA | 1069 | 6719 | Rate Constraint in MTons | FALSE | L | Annual | Allowances Purchased NOX | Thousand Tons | 0 | 0 | 0 | 0 | 0 | 0 | 0 | 0
Ozone Season NOX Transport - PA | 1069 | 6719 | Rate Constraint in MTons | FALSE | L | Annual | Allowances Sold NOX | Thousand Tons | 0 | 0 | 0 | 0 | 0 | 0 | 0 | 0
Ozone Season NOX Transport - PA | 1069 | 6719 | Rate Constraint in MTons | FALSE | L | Annual | Allowances Banked | Thousand Tons | 0 | 0 | 0 | 0 | 0 | 0 | 0 | 0
Ozone Season NOX Transport - PA | 1069 | 6719 | Rate Constraint in MTons | FALSE | L | Annual | Allowances Withdrawn (1:1) | Thousand Tons | 0 | 0 | 0 | 0 | 0 | 0 | 0 | 0
Ozone Season NOX Transport - PA | 1069 | 6719 | Rate Constraint in MTons | FALSE | L | Annual | Allowances Withdrawn (n:1) | Thousand Tons | 0 | 0 | 0 | 0 | 0 | 0 | 0 | 0
Ozone Season NOX Transport - PA | 1069 | 6719 | Rate Constraint in MTons | FALSE | L | Annual | Net Emissions Allowance Position | Thousand Tons | 9.7843 | 10.2304 | 9.7646 | 9.2731 | 8.9569 | 8.7129 | 8.5499 | 5.3461
Ozone Season NOX Transport - PA | 1069 | 6719 | Rate Constraint in MTons | FALSE | L | Annual | Fuel Consumed | TBtu | 493.8537 | 506.7147 | 498.6416 | 509.7035 | 529.5781 | 548.9141 | 594.8125 | 664.3273
Ozone Season NOX Transport - PA | 1069 | 6719 | Rate Constraint in MTons | FALSE | L | Annual | Rate | lb/MMBtu | 0.039624 | 0.040379 | 0.039165 | 0.036386 | 0.033827 | 0.031746 | 0.028748 | 0.016095
Ozone Season NOX Transport - PA | 1069 | 6719 | Rate Constraint in MTons | FALSE | L | Annual | Generation | TWh | 63.0773 | 65.8164 | 66.5349 | 78.7306 | 106.6136 | 126.7461 | 149.6887 | 180.6823
Ozone Season NOX Transport - PA | 1069 | 6719 | Rate Constraint in MTons | FALSE | L | Annual | Qualifying Generation | TWh | 63.0773 | 64.656 | 64.0411 | 66.6489 | 70.4074 | 74.8277 | 83.3862 | 99.5532
Ozone Season NOX Transport - PA | 1069 | 6719 | Rate Constraint in MTons | FALSE | L | Annual | Rate | lb/MWh | 0.31023 | 0.31646 | 0.30495 | 0.27827 | 0.25443 | 0.23288 | 0.20507 | 0.1074
Ozone Season NOX Transport - PA | 1069 | 6719 | Rate Constraint in MTons | FALSE | L | Annual | Constraint Shadow Price | US2016$/Ton | 0 | 0 | 0 | 0 | 0 | 0 | 0 | 0
Ozone Season NOX Transport - Region 1 | 1070 | 6725 | Rate Constraint in MTons | FALSE | L | Annual | Seasons Included | Seasons | Summer | Summer | Summer | Summer | Summer | Summer | Summer | Summer
Ozone Season NOX Transport - Region 1 | 1070 | 6725 | Rate Constraint in MTons | FALSE | L | Annual | Standard NOX | Thousand Tons | 411.9106 | 313.24 | 313.24 | 313.24 | 313.24 | 313.24 | 313.24 | 313.24
Ozone Season NOX Transport - Region 1 | 1070 | 6725 | Rate Constraint in MTons | FALSE | L | Annual | Emissions at Affected Plants NOX | Thousand Tons | 224.0973 | 232.596 | 230.2225 | 233.3909 | 224.7555 | 226.7319 | 221.5456 | 198.1804
Ozone Season NOX Transport - Region 1 | 1070 | 6725 | Rate Constraint in MTons | FALSE | L | Annual | Allowances Purchased NOX | Thousand Tons | 0 | 0 | 0 | 0 | 0 | 0 | 0 | 0
Ozone Season NOX Transport - Region 1 | 1070 | 6725 | Rate Constraint in MTons | FALSE | L | Annual | Allowances Sold NOX | Thousand Tons | 0 | 0 | 0 | 0 | 0 | 0 | 0 | 0
Ozone Season NOX Transport - Region 1 | 1070 | 6725 | Rate Constraint in MTons | FALSE | L | Annual | Allowances Banked | Thousand Tons | 0 | 0 | 0 | 0 | 0 | 0 | 0 | 0
Ozone Season NOX Transport - Region 1 | 1070 | 6725 | Rate Constraint in MTons | FALSE | L | Annual | Allowances Withdrawn (1:1) | Thousand Tons | 0 | 0 | 0 | 0 | 0 | 0 | 0 | 0
Ozone Season NOX Transport - Region 1 | 1070 | 6725 | Rate Constraint in MTons | FALSE | L | Annual | Allowances Withdrawn (n:1) | Thousand Tons | 0 | 0 | 0 | 0 | 0 | 0 | 0 | 0
Ozone Season NOX Transport - Region 1 | 1070 | 6725 | Rate Constraint in MTons | FALSE | L | Annual | Net Emissions Allowance Position | Thousand Tons | 224.0973 | 232.596 | 230.2225 | 233.3909 | 224.7555 | 226.7319 | 221.5456 | 198.1804
Ozone Season NOX Transport - Region 1 | 1070 | 6725 | Rate Constraint in MTons | FALSE | L | Annual | Fuel Consumed | TBtu | 6354.0565 | 6555.2482 | 6555.3105 | 6699.3365 | 6913.4143 | 7197.4484 | 7206.8644 | 7302.0272
Ozone Season NOX Transport - Region 1 | 1070 | 6725 | Rate Constraint in MTons | FALSE | L | Annual | Rate | lb/MMBtu | 0.070537 | 0.070965 | 0.07024 | 0.069676 | 0.06502 | 0.063003 | 0.061482 | 0.054281
Ozone Season NOX Transport - Region 1 | 1070 | 6725 | Rate Constraint in MTons | FALSE | L | Annual | Generation | TWh | 742.0226 | 763.1815 | 768.7324 | 788.1786 | 833.4349 | 888.7427 | 907.8356 | 960.8942
Ozone Season NOX Transport - Region 1 | 1070 | 6725 | Rate Constraint in MTons | FALSE | L | Annual | Qualifying Generation | TWh | 742.0223 | 763.1812 | 768.732 | 788.1782 | 832.9345 | 880.8784 | 894.4461 | 939.3766
Ozone Season NOX Transport - Region 1 | 1070 | 6725 | Rate Constraint in MTons | FALSE | L | Annual | Rate | lb/MWh | 0.60402 | 0.60954 | 0.59897 | 0.59223 | 0.53967 | 0.51479 | 0.49538 | 0.42194
Ozone Season NOX Transport - Region 1 | 1070 | 6725 | Rate Constraint in MTons | FALSE | L | Annual | Constraint Shadow Price | US2016$/Ton | 0 | 0 | 0 | 0 | 0 | 0 | 0 | 0
Ozone Season NOX Transport - Region 2 | 1071 | 6727 | Rate Constraint in MTons | FALSE | L | Annual | Seasons Included | Seasons | Summer | Summer | Summer | Summer | Summer | Summer | Summer | Summer
Ozone Season NOX Transport - Region 2 | 1071 | 6727 | Rate Constraint in MTons | FALSE | L | Annual | Standard NOX | Thousand Tons | 24.041 | 24.041 | 24.041 | 24.041 | 24.041 | 24.041 | 24.041 | 24.041
Ozone Season NOX Transport - Region 2 | 1071 | 6727 | Rate Constraint in MTons | FALSE | L | Annual | Emissions at Affected Plants NOX | Thousand Tons | 8.047 | 7.7745 | 7.6666 | 8.9313 | 9.7075 | 9.8029 | 9.8978 | 10.0785
Ozone Season NOX Transport - Region 2 | 1071 | 6727 | Rate Constraint in MTons | FALSE | L | Annual | Allowances Purchased NOX | Thousand Tons | 0 | 0 | 0 | 0 | 0 | 0 | 0 | 0
Ozone Season NOX Transport - Region 2 | 1071 | 6727 | Rate Constraint in MTons | FALSE | L | Annual | Allowances Sold NOX | Thousand Tons | 0 | 0 | 0 | 0 | 0 | 0 | 0 | 0
Ozone Season NOX Transport - Region 2 | 1071 | 6727 | Rate Constraint in MTons | FALSE | L | Annual | Allowances Banked | Thousand Tons | 0 | 0 | 0 | 0 | 0 | 0 | 0 | 0
Ozone Season NOX Transport - Region 2 | 1071 | 6727 | Rate Constraint in MTons | FALSE | L | Annual | Allowances Withdrawn (1:1) | Thousand Tons | 0 | 0 | 0 | 0 | 0 | 0 | 0 | 0
Ozone Season NOX Transport - Region 2 | 1071 | 6727 | Rate Constraint in MTons | FALSE | L | Annual | Allowances Withdrawn (n:1) | Thousand Tons | 0 | 0 | 0 | 0 | 0 | 0 | 0 | 0
Ozone Season NOX Transport - Region 2 | 1071 | 6727 | Rate Constraint in MTons | FALSE | L | Annual | Net Emissions Allowance Position | Thousand Tons | 8.047 | 7.7745 | 7.6666 | 8.9313 | 9.7075 | 9.8029 | 9.8978 | 10.0785
Ozone Season NOX Transport - Region 2 | 1071 | 6727 | Rate Constraint in MTons | FALSE | L | Annual | Fuel Consumed | TBtu | 326.3978 | 315.8576 | 314.3344 | 342.4144 | 346.7755 | 369.226 | 387.2948 | 417.9224
Ozone Season NOX Transport - Region 2 | 1071 | 6727 | Rate Constraint in MTons | FALSE | L | Annual | Rate | lb/MMBtu | 0.049308 | 0.049228 | 0.04878 | 0.052167 | 0.055987 | 0.0531 | 0.051112 | 0.048231
Ozone Season NOX Transport - Region 2 | 1071 | 6727 | Rate Constraint in MTons | FALSE | L | Annual | Generation | TWh | 39.8845 | 38.6242 | 38.5809 | 53.3155 | 68.9384 | 88.3847 | 107.1849 | 132.3899
Ozone Season NOX Transport - Region 2 | 1071 | 6727 | Rate Constraint in MTons | FALSE | L | Annual | Qualifying Generation | TWh | 39.8845 | 38.6242 | 38.5809 | 41.2601 | 41.477 | 45.5117 | 48.5621 | 53.7701
Ozone Season NOX Transport - Region 2 | 1071 | 6727 | Rate Constraint in MTons | FALSE | L | Annual | Rate | lb/MWh | 0.40352 | 0.40257 | 0.39743 | 0.43293 | 0.46809 | 0.43079 | 0.40763 | 0.37487
Ozone Season NOX Transport - Region 2 | 1071 | 6727 | Rate Constraint in MTons | FALSE | L | Annual | Constraint Shadow Price | US2016$/Ton | 0 | 0 | 0 | 0 | 0 | 0 | 0 | 0
Ozone Season NOX Transport - TN | 1072 | 6720 | Rate Constraint in MTons | FALSE | L | Annual | Seasons Included | Seasons | Summer | Summer | Summer | Summer | Summer | Summer | Summer | Summer
Ozone Season NOX Transport - TN | 1072 | 6720 | Rate Constraint in MTons | FALSE | L | Annual | Standard NOX | Thousand Tons | 9.361 | 9.361 | 9.361 | 9.361 | 9.361 | 9.361 | 9.361 | 9.361
Ozone Season NOX Transport - TN | 1072 | 6720 | Rate Constraint in MTons | FALSE | L | Annual | Emissions at Affected Plants NOX | Thousand Tons | 2.3529 | 2.5364 | 2.5661 | 2.5774 | 2.7354 | 2.7771 | 2.7236 | 1.9773
Ozone Season NOX Transport - TN | 1072 | 6720 | Rate Constraint in MTons | FALSE | L | Annual | Allowances Purchased NOX | Thousand Tons | 0 | 0 | 0 | 0 | 0 | 0 | 0 | 0
Ozone Season NOX Transport - TN | 1072 | 6720 | Rate Constraint in MTons | FALSE | L | Annual | Allowances Sold NOX | Thousand Tons | 0 | 0 | 0 | 0 | 0 | 0 | 0 | 0
Ozone Season NOX Transport - TN | 1072 | 6720 | Rate Constraint in MTons | FALSE | L | Annual | Allowances Banked | Thousand Tons | 0 | 0 | 0 | 0 | 0 | 0 | 0 | 0
Ozone Season NOX Transport - TN | 1072 | 6720 | Rate Constraint in MTons | FALSE | L | Annual | Allowances Withdrawn (1:1) | Thousand Tons | 0 | 0 | 0 | 0 | 0 | 0 | 0 | 0
Ozone Season NOX Transport - TN | 1072 | 6720 | Rate Constraint in MTons | FALSE | L | Annual | Allowances Withdrawn (n:1) | Thousand Tons | 0 | 0 | 0 | 0 | 0 | 0 | 0 | 0
Ozone Season NOX Transport - TN | 1072 | 6720 | Rate Constraint in MTons | FALSE | L | Annual | Net Emissions Allowance Position | Thousand Tons | 2.3529 | 2.5364 | 2.5661 | 2.5774 | 2.7354 | 2.7771 | 2.7236 | 1.9773
Ozone Season NOX Transport - TN | 1072 | 6720 | Rate Constraint in MTons | FALSE | L | Annual | Fuel Consumed | TBtu | 110.4721 | 112.6825 | 113.3159 | 112.4889 | 133.0223 | 140.2322 | 150.8359 | 154.46
Ozone Season NOX Transport - TN | 1072 | 6720 | Rate Constraint in MTons | FALSE | L | Annual | Rate | lb/MMBtu | 0.042598 | 0.045018 | 0.04529 | 0.045824 | 0.041127 | 0.039607 | 0.036113 | 0.025603
Ozone Season NOX Transport - TN | 1072 | 6720 | Rate Constraint in MTons | FALSE | L | Annual | Generation | TWh | 13.1035 | 13.2757 | 13.4446 | 13.2223 | 18.8861 | 21.6074 | 25.9371 | 30.7528
Ozone Season NOX Transport - TN | 1072 | 6720 | Rate Constraint in MTons | FALSE | L | Annual | Qualifying Generation | TWh | 13.1035 | 13.2757 | 13.4446 | 13.2223 | 16.3305 | 17.4707 | 19.3948 | 21.1908
Ozone Season NOX Transport - TN | 1072 | 6720 | Rate Constraint in MTons | FALSE | L | Annual | Rate | lb/MWh | 0.35913 | 0.38211 | 0.38172 | 0.38985 | 0.33501 | 0.31792 | 0.28085 | 0.18662
Ozone Season NOX Transport - TN | 1072 | 6720 | Rate Constraint in MTons | FALSE | L | Annual | Constraint Shadow Price | US2016$/Ton | 0 | 0 | 0 | 0 | 0 | 0 | 0 | 0
Ozone Season NOX Transport - TX | 1073 | 6721 | Rate Constraint in MTons | FALSE | L | Annual | Seasons Included | Seasons | Summer | Summer | Summer | Summer | Summer | Summer | Summer | Summer
Ozone Season NOX Transport - TX | 1073 | 6721 | Rate Constraint in MTons | FALSE | L | Annual | Standard NOX | Thousand Tons | 63.284 | 63.284 | 63.284 | 63.284 | 63.284 | 63.284 | 63.284 | 63.284
Ozone Season NOX Transport - TX | 1073 | 6721 | Rate Constraint in MTons | FALSE | L | Annual | Emissions at Affected Plants NOX | Thousand Tons | 43.7112 | 45.7054 | 45.5003 | 47.428 | 48.0551 | 45.7043 | 41.9579 | 42.1448
Ozone Season NOX Transport - TX | 1073 | 6721 | Rate Constraint in MTons | FALSE | L | Annual | Allowances Purchased NOX | Thousand Tons | 0 | 0 | 0 | 0 | 0 | 0 | 0 | 0
Ozone Season NOX Transport - TX | 1073 | 6721 | Rate Constraint in MTons | FALSE | L | Annual | Allowances Sold NOX | Thousand Tons | 0 | 0 | 0 | 0 | 0 | 0 | 0 | 0
Ozone Season NOX Transport - TX | 1073 | 6721 | Rate Constraint in MTons | FALSE | L | Annual | Allowances Banked | Thousand Tons | 0 | 0 | 0 | 0 | 0 | 0 | 0 | 0
Ozone Season NOX Transport - TX | 1073 | 6721 | Rate Constraint in MTons | FALSE | L | Annual | Allowances Withdrawn (1:1) | Thousand Tons | 0 | 0 | 0 | 0 | 0 | 0 | 0 | 0
Ozone Season NOX Transport - TX | 1073 | 6721 | Rate Constraint in MTons | FALSE | L | Annual | Allowances Withdrawn (n:1) | Thousand Tons | 0 | 0 | 0 | 0 | 0 | 0 | 0 | 0
Ozone Season NOX Transport - TX | 1073 | 6721 | Rate Constraint in MTons | FALSE | L | Annual | Net Emissions Allowance Position | Thousand Tons | 43.7112 | 45.7054 | 45.5003 | 47.428 | 48.0551 | 45.7043 | 41.9579 | 42.1448
Ozone Season NOX Transport - TX | 1073 | 6721 | Rate Constraint in MTons | FALSE | L | Annual | Fuel Consumed | TBtu | 1275.278 | 1293.8356 | 1298.2865 | 1296.7235 | 1363.3979 | 1411.8654 | 1243.8398 | 1331.8
Ozone Season NOX Transport - TX | 1073 | 6721 | Rate Constraint in MTons | FALSE | L | Annual | Rate | lb/MMBtu | 0.068552 | 0.070651 | 0.070093 | 0.073151 | 0.070493 | 0.064743 | 0.067465 | 0.06329
Ozone Season NOX Transport - TX | 1073 | 6721 | Rate Constraint in MTons | FALSE | L | Annual | Generation | TWh | 153.2018 | 154.8555 | 156.4177 | 154.4236 | 169.915 | 189.7145 | 174.1886 | 190.9141
Ozone Season NOX Transport - TX | 1073 | 6721 | Rate Constraint in MTons | FALSE | L | Annual | Qualifying Generation | TWh | 153.2018 | 154.8555 | 156.4177 | 154.1729 | 162.6643 | 171.6677 | 150.849 | 164.4173
Ozone Season NOX Transport - TX | 1073 | 6721 | Rate Constraint in MTons | FALSE | L | Annual | Rate | lb/MWh | 0.57064 | 0.5903 | 0.58178 | 0.61526 | 0.59085 | 0.53247 | 0.55629 | 0.51266
Ozone Season NOX Transport - TX | 1073 | 6721 | Rate Constraint in MTons | FALSE | L | Annual | Constraint Shadow Price | US2016$/Ton | 0 | 0 | 0 | 0 | 0 | 0 | 0 | 0
Ozone Season NOX Transport - VA | 1074 | 6722 | Rate Constraint in MTons | FALSE | L | Annual | Seasons Included | Seasons | Summer | Summer | Summer | Summer | Summer | Summer | Summer | Summer
Ozone Season NOX Transport - VA | 1074 | 6722 | Rate Constraint in MTons | FALSE | L | Annual | Standard NOX | Thousand Tons | 11.272 | 11.272 | 11.272 | 11.272 | 11.272 | 11.272 | 11.272 | 11.272
Ozone Season NOX Transport - VA | 1074 | 6722 | Rate Constraint in MTons | FALSE | L | Annual | Emissions at Affected Plants NOX | Thousand Tons | 2.5906 | 3.0604 | 3.1729 | 3.2422 | 2.8309 | 2.3551 | 1.9086 | 0.91637
Ozone Season NOX Transport - VA | 1074 | 6722 | Rate Constraint in MTons | FALSE | L | Annual | Allowances Purchased NOX | Thousand Tons | 0 | 0 | 0 | 0 | 0 | 0 | 0 | 0
Ozone Season NOX Transport - VA | 1074 | 6722 | Rate Constraint in MTons | FALSE | L | Annual | Allowances Sold NOX | Thousand Tons | 0 | 0 | 0 | 0 | 0 | 0 | 0 | 0
Ozone Season NOX Transport - VA | 1074 | 6722 | Rate Constraint in MTons | FALSE | L | Annual | Allowances Banked | Thousand Tons | 0 | 0 | 0 | 0 | 0 | 0 | 0 | 0
Ozone Season NOX Transport - VA | 1074 | 6722 | Rate Constraint in MTons | FALSE | L | Annual | Allowances Withdrawn (1:1) | Thousand Tons | 0 | 0 | 0 | 0 | 0 | 0 | 0 | 0
Ozone Season NOX Transport - VA | 1074 | 6722 | Rate Constraint in MTons | FALSE | L | Annual | Allowances Withdrawn (n:1) | Thousand Tons | 0 | 0 | 0 | 0 | 0 | 0 | 0 | 0
Ozone Season NOX Transport - VA | 1074 | 6722 | Rate Constraint in MTons | FALSE | L | Annual | Net Emissions Allowance Position | Thousand Tons | 2.5906 | 3.0604 | 3.1729 | 3.2422 | 2.8309 | 2.3551 | 1.9086 | 0.91637
Ozone Season NOX Transport - VA | 1074 | 6722 | Rate Constraint in MTons | FALSE | L | Annual | Fuel Consumed | TBtu | 221.2635 | 234.6943 | 235.8421 | 242.9126 | 241.8035 | 226.0778 | 198.0445 | 146.0748
Ozone Season NOX Transport - VA | 1074 | 6722 | Rate Constraint in MTons | FALSE | L | Annual | Rate | lb/MMBtu | 0.023416 | 0.02608 | 0.026907 | 0.026694 | 0.023415 | 0.020834 | 0.019274 | 0.012547
Ozone Season NOX Transport - VA | 1074 | 6722 | Rate Constraint in MTons | FALSE | L | Annual | Generation | TWh | 29.5717 | 30.8854 | 31.2622 | 35.3356 | 66.5324 | 81.4287 | 93.325 | 105.0088
Ozone Season NOX Transport - VA | 1074 | 6722 | Rate Constraint in MTons | FALSE | L | Annual | Qualifying Generation | TWh | 29.5717 | 30.8854 | 31.2622 | 32.2071 | 33.2553 | 31.5027 | 27.8749 | 21.3053
Ozone Season NOX Transport - VA | 1074 | 6722 | Rate Constraint in MTons | FALSE | L | Annual | Rate | lb/MWh | 0.17521 | 0.19818 | 0.20298 | 0.20133 | 0.17025 | 0.14952 | 0.13694 | 0.086023
Ozone Season NOX Transport - VA | 1074 | 6722 | Rate Constraint in MTons | FALSE | L | Annual | Constraint Shadow Price | US2016$/Ton | 0 | 0 | 0 | 0 | 0 | 0 | 0 | 0
Ozone Season NOX Transport - WI | 1075 | 6724 | Rate Constraint in MTons | FALSE | L | Annual | Seasons Included | Seasons | Summer | Summer | Summer | Summer | Summer | Summer | Summer | Summer
Ozone Season NOX Transport - WI | 1075 | 6724 | Rate Constraint in MTons | FALSE | L | Annual | Standard NOX | Thousand Tons | 9.577 | 9.577 | 9.577 | 9.577 | 9.577 | 9.577 | 9.577 | 9.577
Ozone Season NOX Transport - WI | 1075 | 6724 | Rate Constraint in MTons | FALSE | L | Annual | Emissions at Affected Plants NOX | Thousand Tons | 3.6453 | 4.0378 | 3.9523 | 4.4065 | 4.092 | 4.9736 | 4.94 | 4.4192
Ozone Season NOX Transport - WI | 1075 | 6724 | Rate Constraint in MTons | FALSE | L | Annual | Allowances Purchased NOX | Thousand Tons | 0 | 0 | 0 | 0 | 0 | 0 | 0 | 0
Ozone Season NOX Transport - WI | 1075 | 6724 | Rate Constraint in MTons | FALSE | L | Annual | Allowances Sold NOX | Thousand Tons | 0 | 0 | 0 | 0 | 0 | 0 | 0 | 0
Ozone Season NOX Transport - WI | 1075 | 6724 | Rate Constraint in MTons | FALSE | L | Annual | Allowances Banked | Thousand Tons | 0 | 0 | 0 | 0 | 0 | 0 | 0 | 0
Ozone Season NOX Transport - WI | 1075 | 6724 | Rate Constraint in MTons | FALSE | L | Annual | Allowances Withdrawn (1:1) | Thousand Tons | 0 | 0 | 0 | 0 | 0 | 0 | 0 | 0
Ozone Season NOX Transport - WI | 1075 | 6724 | Rate Constraint in MTons | FALSE | L | Annual | Allowances Withdrawn (n:1) | Thousand Tons | 0 | 0 | 0 | 0 | 0 | 0 | 0 | 0
Ozone Season NOX Transport - WI | 1075 | 6724 | Rate Constraint in MTons | FALSE | L | Annual | Net Emissions Allowance Position | Thousand Tons | 3.6453 | 4.0378 | 3.9523 | 4.4065 | 4.092 | 4.9736 | 4.94 | 4.4192
Ozone Season NOX Transport - WI | 1075 | 6724 | Rate Constraint in MTons | FALSE | L | Annual | Fuel Consumed | TBtu | 168.5872 | 178.9848 | 176.6649 | 189.7762 | 183.161 | 214.1497 | 222.062 | 222.4638
Ozone Season NOX Transport - WI | 1075 | 6724 | Rate Constraint in MTons | FALSE | L | Annual | Rate | lb/MMBtu | 0.043246 | 0.045119 | 0.044744 | 0.046439 | 0.044682 | 0.04645 | 0.044492 | 0.039729
Ozone Season NOX Transport - WI | 1075 | 6724 | Rate Constraint in MTons | FALSE | L | Annual | Generation | TWh | 19.9896 | 20.997 | 20.8551 | 22.1341 | 21.4747 | 25.4339 | 27.2508 | 28.8086
Ozone Season NOX Transport - WI | 1075 | 6724 | Rate Constraint in MTons | FALSE | L | Annual | Qualifying Generation | TWh | 19.9896 | 20.997 | 20.8551 | 22.1341 | 21.4747 | 24.957 | 26.4624 | 27.7086
Ozone Season NOX Transport - WI | 1075 | 6724 | Rate Constraint in MTons | FALSE | L | Annual | Rate | lb/MWh | 0.36472 | 0.38461 | 0.37903 | 0.39816 | 0.3811 | 0.39857 | 0.37336 | 0.31898
Ozone Season NOX Transport - WI | 1075 | 6724 | Rate Constraint in MTons | FALSE | L | Annual | Constraint Shadow Price | US2016$/Ton | 0 | 0 | 0 | 0 | 0 | 0 | 0 | 0
Ozone Season NOX Transport - WV | 1076 | 6723 | Rate Constraint in MTons | FALSE | L | Annual | Seasons Included | Seasons | Summer | Summer | Summer | Summer | Summer | Summer | Summer | Summer
Ozone Season NOX Transport - WV | 1076 | 6723 | Rate Constraint in MTons | FALSE | L | Annual | Standard NOX | Thousand Tons | 21.556 | 21.556 | 21.556 | 21.556 | 21.556 | 21.556 | 21.556 | 21.556
Ozone Season NOX Transport - WV | 1076 | 6723 | Rate Constraint in MTons | FALSE | L | Annual | Emissions at Affected Plants NOX | Thousand Tons | 19.8017 | 18.6236 | 17.9413 | 17.988 | 15.76 | 16.2211 | 16.6051 | 11.2822
Ozone Season NOX Transport - WV | 1076 | 6723 | Rate Constraint in MTons | FALSE | L | Annual | Allowances Purchased NOX | Thousand Tons | 0 | 0 | 0 | 0 | 0 | 0 | 0 | 0
Ozone Season NOX Transport - WV | 1076 | 6723 | Rate Constraint in MTons | FALSE | L | Annual | Allowances Sold NOX | Thousand Tons | 0 | 0 | 0 | 0 | 0 | 0 | 0 | 0
Ozone Season NOX Transport - WV | 1076 | 6723 | Rate Constraint in MTons | FALSE | L | Annual | Allowances Banked | Thousand Tons | 0 | 0 | 0 | 0 | 0 | 0 | 0 | 0
Ozone Season NOX Transport - WV | 1076 | 6723 | Rate Constraint in MTons | FALSE | L | Annual | Allowances Withdrawn (1:1) | Thousand Tons | 0 | 0 | 0 | 0 | 0 | 0 | 0 | 0
Ozone Season NOX Transport - WV | 1076 | 6723 | Rate Constraint in MTons | FALSE | L | Annual | Allowances Withdrawn (n:1) | Thousand Tons | 0 | 0 | 0 | 0 | 0 | 0 | 0 | 0
Ozone Season NOX Transport - WV | 1076 | 6723 | Rate Constraint in MTons | FALSE | L | Annual | Net Emissions Allowance Position | Thousand Tons | 19.8017 | 18.6236 | 17.9413 | 17.988 | 15.76 | 16.2211 | 16.6051 | 11.2822
Ozone Season NOX Transport - WV | 1076 | 6723 | Rate Constraint in MTons | FALSE | L | Annual | Fuel Consumed | TBtu | 338.6114 | 329.7121 | 313.1874 | 326.8944 | 365.1772 | 414.9704 | 448.3011 | 420.5623
Ozone Season NOX Transport - WV | 1076 | 6723 | Rate Constraint in MTons | FALSE | L | Annual | Rate | lb/MMBtu | 0.11696 | 0.11297 | 0.11457 | 0.11005 | 0.086314 | 0.07818 | 0.07408 | 0.053653
Ozone Season NOX Transport - WV | 1076 | 6723 | Rate Constraint in MTons | FALSE | L | Annual | Generation | TWh | 33.9448 | 33.1624 | 31.7739 | 35.267 | 57.3489 | 72.4301 | 84.3024 | 92.2632
Ozone Season NOX Transport - WV | 1076 | 6723 | Rate Constraint in MTons | FALSE | L | Annual | Qualifying Generation | TWh | 33.9448 | 33.1624 | 31.7739 | 34.0423 | 43.5602 | 51.4874 | 56.6017 | 54.9575
Ozone Season NOX Transport - WV | 1076 | 6723 | Rate Constraint in MTons | FALSE | L | Annual | Rate | lb/MWh | 1.1667 | 1.1232 | 1.1293 | 1.0568 | 0.7236 | 0.6301 | 0.58673 | 0.41058
Ozone Season NOX Transport - WV | 1076 | 6723 | Rate Constraint in MTons | FALSE | L | Annual | Constraint Shadow Price | US2016$/Ton | 0 | 0 | 0 | 0 | 0 | 0 | 0 | 0
RED-Rochester MER Rate Limit v3.1 | 1077 | 7045 | Rate Constraint in lbs/MMBtu | FALSE | L | Annual | Seasons Included | Seasons | Winter, WintShld, Summer | Winter, WintShld, Summer | Winter, WintShld, Summer | Winter, WintShld, Summer | Winter, WintShld, Summer | Winter, WintShld, Summer | Winter, WintShld, Summer | Winter, WintShld, Summer
RED-Rochester MER Rate Limit v3.1 | 1077 | 7045 | Rate Constraint in lbs/MMBtu | FALSE | L | Annual | Standard MER | lb/MMBtu | 6e-07 | 6e-07 | 6e-07 | 6e-07 | 6e-07 | 6e-07 | 6e-07 | 6e-07
RED-Rochester MER Rate Limit v3.1 | 1077 | 7045 | Rate Constraint in lbs/MMBtu | FALSE | L | Annual | Emissions at Affected Plants MER | lbs | 0 | 9.7136e-05 | 9.5096e-05 | 9.5096e-05 | 9.5096e-05 | 9.5096e-05 | 0 | 0
RED-Rochester MER Rate Limit v3.1 | 1077 | 7045 | Rate Constraint in lbs/MMBtu | FALSE | L | Annual | Allowances Purchased MER | lbs | 0 | 0 | 0 | 0 | 0 | 0 | 0 | 0
RED-Rochester MER Rate Limit v3.1 | 1077 | 7045 | Rate Constraint in lbs/MMBtu | FALSE | L | Annual | Allowances Sold MER | lbs | 0 | 0 | 0 | 0 | 0 | 0 | 0 | 0
RED-Rochester MER Rate Limit v3.1 | 1077 | 7045 | Rate Constraint in lbs/MMBtu | FALSE | L | Annual | Allowances Banked | lbs | 0 | 0 | 0 | 0 | 0 | 0 | 0 | 0
RED-Rochester MER Rate Limit v3.1 | 1077 | 7045 | Rate Constraint in lbs/MMBtu | FALSE | L | Annual | Allowances Withdrawn (1:1) | lbs | 0 | 0 | 0 | 0 | 0 | 0 | 0 | 0
RED-Rochester MER Rate Limit v3.1 | 1077 | 7045 | Rate Constraint in lbs/MMBtu | FALSE | L | Annual | Allowances Withdrawn (n:1) | lbs | 0 | 0 | 0 | 0 | 0 | 0 | 0 | 0
RED-Rochester MER Rate Limit v3.1 | 1077 | 7045 | Rate Constraint in lbs/MMBtu | FALSE | L | Annual | Net Emissions Allowance Position | lbs | 0 | 9.7136e-05 | 9.5096e-05 | 9.5096e-05 | 9.5096e-05 | 9.5096e-05 | 0 | 0
RED-Rochester MER Rate Limit v3.1 | 1077 | 7045 | Rate Constraint in lbs/MMBtu | FALSE | L | Annual | Fuel Consumed | TBtu | 0 | 0.73292 | 0.71753 | 0.71753 | 0.71753 | 0.71753 | 0 | 0
RED-Rochester MER Rate Limit v3.1 | 1077 | 7045 | Rate Constraint in lbs/MMBtu | FALSE | L | Annual | Rate | lb/MMBtu | 0 | 1.3253e-10 | 1.3253e-10 | 1.3253e-10 | 1.3253e-10 | 1.3253e-10 | 0 | 0
RED-Rochester MER Rate Limit v3.1 | 1077 | 7045 | Rate Constraint in lbs/MMBtu | FALSE | L | Annual | Generation | TWh | 0 | 0.066937 | 0.066937 | 0.066937 | 0.066937 | 0.066937 | 0 | 0
RED-Rochester MER Rate Limit v3.1 | 1077 | 7045 | Rate Constraint in lbs/MMBtu | FALSE | L | Annual | Qualifying Generation | TWh | 0 | 0.066937 | 0.066937 | 0.066937 | 0.066937 | 0.066937 | 0 | 0
RED-Rochester MER Rate Limit v3.1 | 1077 | 7045 | Rate Constraint in lbs/MMBtu | FALSE | L | Annual | Rate | lb/MWh | 0 | 1.4512e-09 | 1.4207e-09 | 1.4207e-09 | 1.4207e-09 | 1.4207e-09 | 0 | 0
RED-Rochester MER Rate Limit v3.1 | 1077 | 7045 | Rate Constraint in lbs/MMBtu | FALSE | L | Annual | Constraint Shadow Price | US2016$/Lb | 90276.0205 | 0 | 0 | 0 | 0 | 0 | 67156.0928 | 105274.8917
RGGI CO2 Annual Constraint v5.13 | 1078 | 5896 | Rate Constraint in MTons | FALSE | L | Annual | Seasons Included | Seasons | Winter, WintShld, Summer | Winter, WintShld, Summer | Winter, WintShld, Summer | Winter, WintShld, Summer | Winter, WintShld, Summer | Winter, WintShld, Summer | Winter, WintShld, Summer | Winter, WintShld, Summer
RGGI CO2 Annual Constraint v5.13 | 1078 | 5896 | Rate Constraint in MTons | FALSE | L | Annual | Standard CO2 | Thousand Tons | 112751.5395 | 60207.3732 | 56503.4482 | 50938.3457 | 49697.5607 | 49697.5607 | 49697.5607 | 49697.5607
RGGI CO2 Annual Constraint v5.13 | 1078 | 5896 | Rate Constraint in MTons | FALSE | L | Annual | Emissions at Affected Plants CO2 | Thousand Tons | 62451.192 | 65846.227 | 64564.1548 | 57085.6067 | 57357.241 | 55371.1529 | 49697.5607 | 49697.5607
RGGI CO2 Annual Constraint v5.13 | 1078 | 5896 | Rate Constraint in MTons | FALSE | L | Annual | Allowances Purchased CO2 | Thousand Tons | -6838.4483 | -6527.9108 | -5906.8358 | -5099.4383 | -4320.81 | 0 | 0 | 0
RGGI CO2 Annual Constraint v5.13 | 1078 | 5896 | Rate Constraint in MTons | FALSE | L | Annual | Allowances Sold CO2 | Thousand Tons | 0 | 0 | 0 | 0 | 0 | 0 | 0 | 0
RGGI CO2 Annual Constraint v5.13 | 1078 | 5896 | Rate Constraint in MTons | FALSE | L | Annual | Allowances Banked | Thousand Tons | 57138.7958 | 889.057 | 0 | 0 | 0 | 0 | 0 | 0
RGGI CO2 Annual Constraint v5.13 | 1078 | 5896 | Rate Constraint in MTons | FALSE | L | Annual | Allowances Withdrawn (1:1) | Thousand Tons | 0 | 0 | -2153.8708 | -1047.8227 | -3338.8705 | -5673.5923 | 0 | 0
RGGI CO2 Annual Constraint v5.13 | 1078 | 5896 | Rate Constraint in MTons | FALSE | L | Annual | Allowances Withdrawn (n:1) | Thousand Tons | 0 | 0 | 0 | 0 | 0 | 0 | 0 | 0
RGGI CO2 Annual Constraint v5.13 | 1078 | 5896 | Rate Constraint in MTons | FALSE | L | Annual | Net Emissions Allowance Position | Thousand Tons | 112751.5395 | 60207.3732 | 56503.4482 | 50938.3456 | 49697.5606 | 49697.5606 | 49697.5607 | 49697.5607
RGGI CO2 Annual Constraint v5.13 | 1078 | 5896 | Rate Constraint in MTons | FALSE | L | Annual | Fuel Consumed | TBtu | 1038.9242 | 1078.806 | 1062.0999 | 951.2462 | 964.3315 | 931.6532 | 836.5307 | 837.2317
RGGI CO2 Annual Constraint v5.13 | 1078 | 5896 | Rate Constraint in MTons | FALSE | L | Annual | Rate | lb/MMBtu | 120.2228 | 122.0724 | 121.5783 | 120.0228 | 118.9575 | 118.8664 | 118.8183 | 118.7188
RGGI CO2 Annual Constraint v5.13 | 1078 | 5896 | Rate Constraint in MTons | FALSE | L | Annual | Generation | TWh | 146.1247 | 150.6922 | 148.8908 | 143.335 | 197.5155 | 219.2791 | 220.8636 | 254.3047
RGGI CO2 Annual Constraint v5.13 | 1078 | 5896 | Rate Constraint in MTons | FALSE | L | Annual | Qualifying Generation | TWh | 146.1243 | 150.6918 | 148.8903 | 134.7777 | 137.3109 | 133.5103 | 120.8649 | 122.3704
RGGI CO2 Annual Constraint v5.13 | 1078 | 5896 | Rate Constraint in MTons | FALSE | L | Annual | Rate | lb/MWh | 854.7679 | 873.9191 | 867.2716 | 847.1078 | 835.4359 | 829.4663 | 822.3656 | 812.2479
RGGI CO2 Annual Constraint v5.13 | 1078 | 5896 | Rate Constraint in MTons | FALSE | L | Annual | Constraint Shadow Price | US2016$/Ton | 6.132 | 6.5256 | 7.3868 | 8.9027 | 10.9623 | 13.4984 | 15.1092 | 16.3308
RPS Solar v6.17- DC | 1079 | 7007 | Generation Constraint in GWh | FALSE | G | Annual | Seasons Included | Seasons | Winter, WintShld, Summer | Winter, WintShld, Summer | Winter, WintShld, Summer | Winter, WintShld, Summer | Winter, WintShld, Summer | Winter, WintShld, Summer | Winter, WintShld, Summer | Winter, WintShld, Summer
RPS Solar v6.17- DC | 1079 | 7007 | Generation Constraint in GWh | FALSE | G | Annual | Standard GWh | GWh | 205.4 | 278.3 | 318.2 | 505.9 | 571 | 579.9 | 594.7 | 609.8
RPS Solar v6.17- DC | 1079 | 7007 | Generation Constraint in GWh | FALSE | G | Annual | Emissions at Affected Plants | GWh | 278.3 | 278.3 | 318.2 | 505.9 | 571 | 579.9 | 594.7 | 609.8
RPS Solar v6.17- DC | 1079 | 7007 | Generation Constraint in GWh | FALSE | G | Annual | Allowances Purchased | GWh | 0 | 0 | 0 | 0 | 0 | 0 | 0 | 0
RPS Solar v6.17- DC | 1079 | 7007 | Generation Constraint in GWh | FALSE | G | Annual | Allowances Sold | GWh | 0 | 0 | 0 | 0 | 0 | 0 | 0 | 0
RPS Solar v6.17- DC | 1079 | 7007 | Generation Constraint in GWh | FALSE | G | Annual | Allowances Banked | GWh | 0 | 0 | 0 | 0 | 0 | 0 | 0 | 0
RPS Solar v6.17- DC | 1079 | 7007 | Generation Constraint in GWh | FALSE | G | Annual | Allowances Withdrawn (1:1) | GWh | 0 | 0 | 0 | 0 | 0 | 0 | 0 | 0
RPS Solar v6.17- DC | 1079 | 7007 | Generation Constraint in GWh | FALSE | G | Annual | Allowances Withdrawn (n:1) | GWh | 0 | 0 | 0 | 0 | 0 | 0 | 0 | 0
RPS Solar v6.17- DC | 1079 | 7007 | Generation Constraint in GWh | FALSE | G | Annual | Net Emissions Allowance Position | GWh | 278.3 | 278.3 | 318.2 | 505.9 | 571 | 579.9 | 594.7 | 609.8
RPS Solar v6.17- DC | 1079 | 7007 | Generation Constraint in GWh | FALSE | G | Annual | Fuel Consumed | TBtu | 0 | 0 | 0 | 0 | 0 | 0 | 0 | 0
RPS Solar v6.17- DC | 1079 | 7007 | Generation Constraint in GWh | FALSE | G | Annual | Heat Rate | MMBtu/MWh | 0 | 0 | 0 | 0 | 0 | 0 | 0 | 0
RPS Solar v6.17- DC | 1079 | 7007 | Generation Constraint in GWh | FALSE | G | Annual | Generation | TWh | 0.2783 | 0.2783 | 0.3182 | 0.5059 | 0.571 | 0.5799 | 0.5947 | 0.6098
RPS Solar v6.17- DC | 1079 | 7007 | Generation Constraint in GWh | FALSE | G | Annual | Qualifying Generation | TWh | 0.2783 | 0.2783 | 0.3182 | 0.5059 | 0.571 | 0.5799 | 0.5947 | 0.6098
RPS Solar v6.17- DC | 1079 | 7007 | Generation Constraint in GWh | FALSE | G | Annual | Rate | lb/MWh | 0 | 0 | 0 | 0 | 0 | 0 | 0 | 0
RPS Solar v6.17- DC | 1079 | 7007 | Generation Constraint in GWh | FALSE | G | Annual | Constraint Shadow Price | US2016$/MWh | 0 | 12.4292 | 14.3929 | 9.838 | 17.8842 | 17.4437 | 13.3223 | 13.3639
RPS Solar v6.17- DE | 1080 | 7008 | Generation Constraint in GWh | FALSE | G | Annual | Seasons Included | Seasons | Winter, WintShld, Summer | Winter, WintShld, Summer | Winter, WintShld, Summer | Winter, WintShld, Summer | Winter, WintShld, Summer | Winter, WintShld, Summer | Winter, WintShld, Summer | Winter, WintShld, Summer
RPS Solar v6.17- DE | 1080 | 7008 | Generation Constraint in GWh | FALSE | G | Annual | Standard GWh | GWh | 203.2 | 244.5 | 286.1 | 288.1 | 292.6 | 297.2 | 304.8 | 312.5
RPS Solar v6.17- DE | 1080 | 7008 | Generation Constraint in GWh | FALSE | G | Annual | Emissions at Affected Plants | GWh | 677.0268 | 1090.6676 | 4987.7049 | 4987.7049 | 4987.7049 | 4987.7049 | 5477.3579 | 9105.0458
RPS Solar v6.17- DE | 1080 | 7008 | Generation Constraint in GWh | FALSE | G | Annual | Allowances Purchased | GWh | 0 | 0 | 0 | 0 | 0 | 0 | 0 | 0
RPS Solar v6.17- DE | 1080 | 7008 | Generation Constraint in GWh | FALSE | G | Annual | Allowances Sold | GWh | 0 | 0 | 0 | 0 | 0 | 0 | 0 | 0
RPS Solar v6.17- DE | 1080 | 7008 | Generation Constraint in GWh | FALSE | G | Annual | Allowances Banked | GWh | 0 | 0 | 0 | 0 | 0 | 0 | 0 | 0
RPS Solar v6.17- DE | 1080 | 7008 | Generation Constraint in GWh | FALSE | G | Annual | Allowances Withdrawn (1:1) | GWh | 0 | 0 | 0 | 0 | 0 | 0 | 0 | 0
RPS Solar v6.17- DE | 1080 | 7008 | Generation Constraint in GWh | FALSE | G | Annual | Allowances Withdrawn (n:1) | GWh | 0 | 0 | 0 | 0 | 0 | 0 | 0 | 0
RPS Solar v6.17- DE | 1080 | 7008 | Generation Constraint in GWh | FALSE | G | Annual | Net Emissions Allowance Position | GWh | 677.0268 | 1090.6676 | 4987.7049 | 4987.7049 | 4987.7049 | 4987.7049 | 5477.3579 | 9105.0458
RPS Solar v6.17- DE | 1080 | 7008 | Generation Constraint in GWh | FALSE | G | Annual | Fuel Consumed | TBtu | 0 | 0 | 0 | 0 | 0 | 0 | 0 | 0
RPS Solar v6.17- DE | 1080 | 7008 | Generation Constraint in GWh | FALSE | G | Annual | Heat Rate | MMBtu/MWh | 0 | 0 | 0 | 0 | 0 | 0 | 0 | 0
RPS Solar v6.17- DE | 1080 | 7008 | Generation Constraint in GWh | FALSE | G | Annual | Generation | TWh | 14.0583 | 14.5154 | 24.8507 | 37.0971 | 37.2013 | 37.2501 | 37.8156 | 41.5209
RPS Solar v6.17- DE | 1080 | 7008 | Generation Constraint in GWh | FALSE | G | Annual | Qualifying Generation | TWh | 0.67703 | 1.0907 | 4.9877 | 4.9877 | 4.9877 | 4.9877 | 5.4774 | 9.105
RPS Solar v6.17- DE | 1080 | 7008 | Generation Constraint in GWh | FALSE | G | Annual | Rate | lb/MWh | 0 | 0 | 0 | 0 | 0 | 0 | 0 | 0
RPS Solar v6.17- DE | 1080 | 7008 | Generation Constraint in GWh | FALSE | G | Annual | Constraint Shadow Price | US2016$/MWh | 0 | 0 | 0 | 0 | 0 | 0 | 0 | 0
RPS Solar v6.17- IL, MO | 1081 | 7013 | Generation Constraint in GWh | FALSE | G | Annual | Seasons Included | Seasons | Winter, WintShld, Summer | Winter, WintShld, Summer | Winter, WintShld, Summer | Winter, WintShld, Summer | Winter, WintShld, Summer | Winter, WintShld, Summer | Winter, WintShld, Summer | Winter, WintShld, Summer
RPS Solar v6.17- IL, MO | 1081 | 7013 | Generation Constraint in GWh | FALSE | G | Annual | Standard GWh | GWh | 1640.2 | 1907.5 | 2179.5 | 2360.5 | 2420 | 2480.9 | 2555 | 2631.3
RPS Solar v6.17- IL, MO | 1081 | 7013 | Generation Constraint in GWh | FALSE | G | Annual | Emissions at Affected Plants | GWh | 5687.5221 | 5833.7221 | 13965.1386 | 29956.5328 | 30167.7327 | 30383.7327 | 30658.1327 | 31070.0584
RPS Solar v6.17- IL, MO | 1081 | 7013 | Generation Constraint in GWh | FALSE | G | Annual | Allowances Purchased | GWh | 0 | 0 | 0 | 0 | 0 | 0 | 0 | 0
RPS Solar v6.17- IL, MO | 1081 | 7013 | Generation Constraint in GWh | FALSE | G | Annual | Allowances Sold | GWh | 0 | 0 | 0 | 0 | 0 | 0 | 0 | 0
RPS Solar v6.17- IL, MO | 1081 | 7013 | Generation Constraint in GWh | FALSE | G | Annual | Allowances Banked | GWh | 0 | 0 | 0 | 0 | 0 | 0 | 0 | 0
RPS Solar v6.17- IL, MO | 1081 | 7013 | Generation Constraint in GWh | FALSE | G | Annual | Allowances Withdrawn (1:1) | GWh | 0 | 0 | 0 | 0 | 0 | 0 | 0 | 0
RPS Solar v6.17- IL, MO | 1081 | 7013 | Generation Constraint in GWh | FALSE | G | Annual | Allowances Withdrawn (n:1) | GWh | 0 | 0 | 0 | 0 | 0 | 0 | 0 | 0
RPS Solar v6.17- IL, MO | 1081 | 7013 | Generation Constraint in GWh | FALSE | G | Annual | Net Emissions Allowance Position | GWh | 5687.5221 | 5833.7221 | 13965.1386 | 29956.5328 | 30167.7327 | 30383.7327 | 30658.1327 | 31070.0584
RPS Solar v6.17- IL, MO | 1081 | 7013 | Generation Constraint in GWh | FALSE | G | Annual | Fuel Consumed | TBtu | 0 | 0 | 0 | 0 | 0 | 0 | 0 | 0
RPS Solar v6.17- IL, MO | 1081 | 7013 | Generation Constraint in GWh | FALSE | G | Annual | Heat Rate | MMBtu/MWh | 0 | 0 | 0 | 0 | 0 | 0 | 0 | 0
RPS Solar v6.17- IL, MO | 1081 | 7013 | Generation Constraint in GWh | FALSE | G | Annual | Generation | TWh | 5.6875 | 5.8337 | 13.9651 | 29.9565 | 30.1677 | 30.3837 | 30.6581 | 31.0701
RPS Solar v6.17- IL, MO | 1081 | 7013 | Generation Constraint in GWh | FALSE | G | Annual | Qualifying Generation | TWh | 5.6875 | 5.8337 | 13.9651 | 29.9565 | 30.1677 | 30.3837 | 30.6581 | 31.0701
RPS Solar v6.17- IL, MO | 1081 | 7013 | Generation Constraint in GWh | FALSE | G | Annual | Rate | lb/MWh | 0 | 0 | 0 | 0 | 0 | 0 | 0 | 0
RPS Solar v6.17- IL, MO | 1081 | 7013 | Generation Constraint in GWh | FALSE | G | Annual | Constraint Shadow Price | US2016$/MWh | 0 | 0 | 0 | 0 | 0 | 0 | 0 | 0
RPS Solar v6.17- MA | 1082 | 7010 | Generation Constraint in GWh | FALSE | G | Annual | Seasons Included | Seasons | Winter, WintShld, Summer | Winter, WintShld, Summer | Winter, WintShld, Summer | Winter, WintShld, Summer | Winter, WintShld, Summer | Winter, WintShld, Summer | Winter, WintShld, Summer | Winter, WintShld, Summer
RPS Solar v6.17- MA | 1082 | 7010 | Generation Constraint in GWh | FALSE | G | Annual | Standard GWh | GWh | 86.2 | 93.6 | 100.9 | 118.8 | 138.2 | 157.7 | 178.4 | 199.5
RPS Solar v6.17- MA | 1082 | 7010 | Generation Constraint in GWh | FALSE | G | Annual | Emissions at Affected Plants | GWh | 725.1543 | 725.1543 | 725.1543 | 725.1543 | 725.1543 | 725.1543 | 725.1543 | 199.5
RPS Solar v6.17- MA | 1082 | 7010 | Generation Constraint in GWh | FALSE | G | Annual | Allowances Purchased | GWh | 0 | 0 | 0 | 0 | 0 | 0 | 0 | 0
RPS Solar v6.17- MA | 1082 | 7010 | Generation Constraint in GWh | FALSE | G | Annual | Allowances Sold | GWh | 0 | 0 | 0 | 0 | 0 | 0 | 0 | 0
RPS Solar v6.17- MA | 1082 | 7010 | Generation Constraint in GWh | FALSE | G | Annual | Allowances Banked | GWh | 0 | 0 | 0 | 0 | 0 | 0 | 0 | 0
RPS Solar v6.17- MA | 1082 | 7010 | Generation Constraint in GWh | FALSE | G | Annual | Allowances Withdrawn (1:1) | GWh | 0 | 0 | 0 | 0 | 0 | 0 | 0 | 0
RPS Solar v6.17- MA | 1082 | 7010 | Generation Constraint in GWh | FALSE | G | Annual | Allowances Withdrawn (n:1) | GWh | 0 | 0 | 0 | 0 | 0 | 0 | 0 | 0
RPS Solar v6.17- MA | 1082 | 7010 | Generation Constraint in GWh | FALSE | G | Annual | Net Emissions Allowance Position | GWh | 725.1543 | 725.1543 | 725.1543 | 725.1543 | 725.1543 | 725.1543 | 725.1543 | 199.5
RPS Solar v6.17- MA | 1082 | 7010 | Generation Constraint in GWh | FALSE | G | Annual | Fuel Consumed | TBtu | 0 | 0 | 0 | 0 | 0 | 0 | 0 | 0
RPS Solar v6.17- MA | 1082 | 7010 | Generation Constraint in GWh | FALSE | G | Annual | Heat Rate | MMBtu/MWh | 0 | 0 | 0 | 0 | 0 | 0 | 0 | 0
RPS Solar v6.17- MA | 1082 | 7010 | Generation Constraint in GWh | FALSE | G | Annual | Generation | TWh | 0.80288 | 0.80288 | 0.80288 | 0.80288 | 0.80288 | 0.80288 | 0.80288 | 0.80288
RPS Solar v6.17- MA | 1082 | 7010 | Generation Constraint in GWh | FALSE | G | Annual | Qualifying Generation | TWh | 0.72515 | 0.72515 | 0.72515 | 0.72515 | 0.72515 | 0.72515 | 0.72515 | 0.1995
RPS Solar v6.17- MA | 1082 | 7010 | Generation Constraint in GWh | FALSE | G | Annual | Rate | lb/MWh | 0 | 0 | 0 | 0 | 0 | 0 | 0 | 0
RPS Solar v6.17- MA | 1082 | 7010 | Generation Constraint in GWh | FALSE | G | Annual | Constraint Shadow Price | US2016$/MWh | 0 | 0 | 0 | 0 | 0 | 0 | 0 | 0
RPS Solar v6.17- MD | 1083 | 7011 | Generation Constraint in GWh | FALSE | G | Annual | Seasons Included | Seasons | Winter, WintShld, Summer | Winter, WintShld, Summer | Winter, WintShld, Summer | Winter, WintShld, Summer | Winter, WintShld, Summer | Winter, WintShld, Summer | Winter, WintShld, Summer | Winter, WintShld, Summer
RPS Solar v6.17- MD | 1083 | 7011 | Generation Constraint in GWh | FALSE | G | Annual | Standard GWh | GWh | 1524.1 | 1529.5 | 1534.9 | 1548.5 | 1574.3 | 1600.6 | 1641.8 | 1683.9
RPS Solar v6.17- MD | 1083 | 7011 | Generation Constraint in GWh | FALSE | G | Annual | Emissions at Affected Plants | GWh | 1524.1 | 1529.5 | 1534.9 | 1548.5 | 1574.3 | 1600.6 | 1641.8 | 1683.9
RPS Solar v6.17- MD | 1083 | 7011 | Generation Constraint in GWh | FALSE | G | Annual | Allowances Purchased | GWh | 0 | 0 | 0 | 0 | 0 | 0 | 0 | 0
RPS Solar v6.17- MD | 1083 | 7011 | Generation Constraint in GWh | FALSE | G | Annual | Allowances Sold | GWh | 0 | 0 | 0 | 0 | 0 | 0 | 0 | 0
RPS Solar v6.17- MD | 1083 | 7011 | Generation Constraint in GWh | FALSE | G | Annual | Allowances Banked | GWh | 0 | 0 | 0 | 0 | 0 | 0 | 0 | 0
RPS Solar v6.17- MD | 1083 | 7011 | Generation Constraint in GWh | FALSE | G | Annual | Allowances Withdrawn (1:1) | GWh | 0 | 0 | 0 | 0 | 0 | 0 | 0 | 0
RPS Solar v6.17- MD | 1083 | 7011 | Generation Constraint in GWh | FALSE | G | Annual | Allowances Withdrawn (n:1) | GWh | 0 | 0 | 0 | 0 | 0 | 0 | 0 | 0
RPS Solar v6.17- MD | 1083 | 7011 | Generation Constraint in GWh | FALSE | G | Annual | Net Emissions Allowance Position | GWh | 1524.1 | 1529.5 | 1534.9 | 1548.5 | 1574.3 | 1600.6 | 1641.8 | 1683.9
RPS Solar v6.17- MD | 1083 | 7011 | Generation Constraint in GWh | FALSE | G | Annual | Fuel Consumed | TBtu | 0 | 0 | 0 | 0 | 0 | 0 | 0 | 0
RPS Solar v6.17- MD | 1083 | 7011 | Generation Constraint in GWh | FALSE | G | Annual | Heat Rate | MMBtu/MWh | 0 | 0 | 0 | 0 | 0 | 0 | 0 | 0
RPS Solar v6.17- MD | 1083 | 7011 | Generation Constraint in GWh | FALSE | G | Annual | Generation | TWh | 1.5241 | 1.5295 | 1.5349 | 1.5485 | 1.5743 | 1.6006 | 1.6418 | 1.6839
RPS Solar v6.17- MD | 1083 | 7011 | Generation Constraint in GWh | FALSE | G | Annual | Qualifying Generation | TWh | 1.5241 | 1.5295 | 1.5349 | 1.5485 | 1.5743 | 1.6006 | 1.6418 | 1.6839
RPS Solar v6.17- MD | 1083 | 7011 | Generation Constraint in GWh | FALSE | G | Annual | Rate | lb/MWh | 0 | 0 | 0 | 0 | 0 | 0 | 0 | 0
RPS Solar v6.17- MD | 1083 | 7011 | Generation Constraint in GWh | FALSE | G | Annual | Constraint Shadow Price | US2016$/MWh | 0.89862 | 13.4886 | 12.8518 | 8.54 | 17.2313 | 16.8163 | 12.7422 | 12.8339
RPS Solar v6.17- MN | 1084 | 7012 | Generation Constraint in GWh | FALSE | G | Annual | Seasons Included | Seasons | Winter, WintShld, Summer | Winter, WintShld, Summer | Winter, WintShld, Summer | Winter, WintShld, Summer | Winter, WintShld, Summer | Winter, WintShld, Summer | Winter, WintShld, Summer | Winter, WintShld, Summer
RPS Solar v6.17- MN | 1084 | 7012 | Generation Constraint in GWh | FALSE | G | Annual | Standard GWh | GWh | 804.5 | 814.8 | 825.3 | 852 | 876.6 | 901.9 | 931.7 | 962.4
RPS Solar v6.17- MN | 1084 | 7012 | Generation Constraint in GWh | FALSE | G | Annual | Emissions at Affected Plants | GWh | 901.1496 | 901.1496 | 901.1496 | 901.1496 | 901.1496 | 901.9 | 931.7 | 962.4
RPS Solar v6.17- MN | 1084 | 7012 | Generation Constraint in GWh | FALSE | G | Annual | Allowances Purchased | GWh | 0 | 0 | 0 | 0 | 0 | 0 | 0 | 0
RPS Solar v6.17- MN | 1084 | 7012 | Generation Constraint in GWh | FALSE | G | Annual | Allowances Sold | GWh | 0 | 0 | 0 | 0 | 0 | 0 | 0 | 0
RPS Solar v6.17- MN | 1084 | 7012 | Generation Constraint in GWh | FALSE | G | Annual | Allowances Banked | GWh | 0 | 0 | 0 | 0 | 0 | 0 | 0 | 0
RPS Solar v6.17- MN | 1084 | 7012 | Generation Constraint in GWh | FALSE | G | Annual | Allowances Withdrawn (1:1) | GWh | 0 | 0 | 0 | 0 | 0 | 0 | 0 | 0
RPS Solar v6.17- MN | 1084 | 7012 | Generation Constraint in GWh | FALSE | G | Annual | Allowances Withdrawn (n:1) | GWh | 0 | 0 | 0 | 0 | 0 | 0 | 0 | 0
RPS Solar v6.17- MN | 1084 | 7012 | Generation Constraint in GWh | FALSE | G | Annual | Net Emissions Allowance Position | GWh | 901.1496 | 901.1496 | 901.1496 | 901.1496 | 901.1496 | 901.9 | 931.7 | 962.4
RPS Solar v6.17- MN | 1084 | 7012 | Generation Constraint in GWh | FALSE | G | Annual | Fuel Consumed | TBtu | 0 | 0 | 0 | 0 | 0 | 0 | 0 | 0
RPS Solar v6.17- MN | 1084 | 7012 | Generation Constraint in GWh | FALSE | G | Annual | Heat Rate | MMBtu/MWh | 0 | 0 | 0 | 0 | 0 | 0 | 0 | 0
RPS Solar v6.17- MN | 1084 | 7012 | Generation Constraint in GWh | FALSE | G | Annual | Generation | TWh | 0.90115 | 0.90115 | 0.90115 | 0.90115 | 0.90115 | 0.9019 | 0.9317 | 0.9624
RPS Solar v6.17- MN | 1084 | 7012 | Generation Constraint in GWh | FALSE | G | Annual | Qualifying Generation | TWh | 0.90115 | 0.90115 | 0.90115 | 0.90115 | 0.90115 | 0.9019 | 0.9317 | 0.9624
RPS Solar v6.17- MN | 1084 | 7012 | Generation Constraint in GWh | FALSE | G | Annual | Rate | lb/MWh | 0 | 0 | 0 | 0 | 0 | 0 | 0 | 0
RPS Solar v6.17- MN | 1084 | 7012 | Generation Constraint in GWh | FALSE | G | Annual | Constraint Shadow Price | US2016$/MWh | 0 | 0 | 0 | 0 | 0 | 10.8893 | 6.2253 | 1.8187
RPS Solar v6.17- NC 75% limit | 1086 | 7042 | Generation Constraint in GWh | FALSE | G | Annual | Seasons Included | Seasons | Winter, WintShld, Summer | Winter, WintShld, Summer | Winter, WintShld, Summer | Winter, WintShld, Summer | Winter, WintShld, Summer | Winter, WintShld, Summer | Winter, WintShld, Summer | Winter, WintShld, Summer
RPS Solar v6.17- NC 75% limit | 1086 | 7042 | Generation Constraint in GWh | FALSE | G | Annual | Standard GWh | GWh | 112.125 | 114 | 115.875 | 120.675 | 125.475 | 130.425 | 136.05 | 141.9
RPS Solar v6.17- NC 75% limit | 1086 | 7042 | Generation Constraint in GWh | FALSE | G | Annual | Emissions at Affected Plants | GWh | 6172.3392 | 13881.7916 | 13510.2677 | 13510.2677 | 13510.2677 | 13510.2677 | 13510.2677 | 13510.2677
RPS Solar v6.17- NC 75% limit | 1086 | 7042 | Generation Constraint in GWh | FALSE | G | Annual | Allowances Purchased | GWh | 0 | 0 | 0 | 0 | 0 | 0 | 0 | 0
RPS Solar v6.17- NC 75% limit | 1086 | 7042 | Generation Constraint in GWh | FALSE | G | Annual | Allowances Sold | GWh | 0 | 0 | 0 | 0 | 0 | 0 | 0 | 0
RPS Solar v6.17- NC 75% limit | 1086 | 7042 | Generation Constraint in GWh | FALSE | G | Annual | Allowances Banked | GWh | 0 | 0 | 0 | 0 | 0 | 0 | 0 | 0
RPS Solar v6.17- NC 75% limit | 1086 | 7042 | Generation Constraint in GWh | FALSE | G | Annual | Allowances Withdrawn (1:1) | GWh | 0 | 0 | 0 | 0 | 0 | 0 | 0 | 0
RPS Solar v6.17- NC 75% limit | 1086 | 7042 | Generation Constraint in GWh | FALSE | G | Annual | Allowances Withdrawn (n:1) | GWh | 0 | 0 | 0 | 0 | 0 | 0 | 0 | 0
RPS Solar v6.17- NC 75% limit | 1086 | 7042 | Generation Constraint in GWh | FALSE | G | Annual | Net Emissions Allowance Position | GWh | 6172.3392 | 13881.7916 | 13510.2677 | 13510.2677 | 13510.2677 | 13510.2677 | 13510.2677 | 13510.2677
RPS Solar v6.17- NC 75% limit | 1086 | 7042 | Generation Constraint in GWh | FALSE | G | Annual | Fuel Consumed | TBtu | 0 | 0 | 0 | 0 | 0 | 0 | 0 | 0
RPS Solar v6.17- NC 75% limit | 1086 | 7042 | Generation Constraint in GWh | FALSE | G | Annual | Heat Rate | MMBtu/MWh | 0 | 0 | 0 | 0 | 0 | 0 | 0 | 0
RPS Solar v6.17- NC 75% limit | 1086 | 7042 | Generation Constraint in GWh | FALSE | G | Annual | Generation | TWh | 6.2071 | 14.3302 | 14.4257 | 14.4257 | 14.4257 | 14.4257 | 14.4257 | 14.4257
RPS Solar v6.17- NC 75% limit | 1086 | 7042 | Generation Constraint in GWh | FALSE | G | Annual | Qualifying Generation | TWh | 6.1723 | 13.8818 | 13.5103 | 13.5103 | 13.5103 | 13.5103 | 13.5103 | 13.5103
RPS Solar v6.17- NC 75% limit | 1086 | 7042 | Generation Constraint in GWh | FALSE | G | Annual | Rate | lb/MWh | 0 | 0 | 0 | 0 | 0 | 0 | 0 | 0
RPS Solar v6.17- NC 75% limit | 1086 | 7042 | Generation Constraint in GWh | FALSE | G | Annual | Constraint Shadow Price | US2016$/MWh | 0 | 0 | 0 | 0 | 0 | 0 | 0 | 0
RPS Solar v6.17- NH, MA | 1087 | 7015 | Generation Constraint in GWh | FALSE | G | Annual | Seasons Included | Seasons | Winter, WintShld, Summer | Winter, WintShld, Summer | Winter, WintShld, Summer | Winter, WintShld, Summer | Winter, WintShld, Summer | Winter, WintShld, Summer | Winter, WintShld, Summer | Winter, WintShld, Summer
RPS Solar v6.17- NH, MA | 1087 | 7015 | Generation Constraint in GWh | FALSE | G | Annual | Standard GWh | GWh | 158 | 164.9 | 171.8 | 188.6 | 208 | 227.4 | 248.6 | 270.3
RPS Solar v6.17- NH, MA | 1087 | 7015 | Generation Constraint in GWh | FALSE | G | Annual | Emissions at Affected Plants | GWh | 303.3836 | 303.3836 | 303.3836 | 303.3836 | 303.3836 | 303.3836 | 303.3836 | 829.0379
RPS Solar v6.17- NH, MA | 1087 | 7015 | Generation Constraint in GWh | FALSE | G | Annual | Allowances Purchased | GWh | 0 | 0 | 0 | 0 | 0 | 0 | 0 | 0
RPS Solar v6.17- NH, MA | 1087 | 7015 | Generation Constraint in GWh | FALSE | G | Annual | Allowances Sold | GWh | 0 | 0 | 0 | 0 | 0 | 0 | 0 | 0
RPS Solar v6.17- NH, MA | 1087 | 7015 | Generation Constraint in GWh | FALSE | G | Annual | Allowances Banked | GWh | 0 | 0 | 0 | 0 | 0 | 0 | 0 | 0
RPS Solar v6.17- NH, MA | 1087 | 7015 | Generation Constraint in GWh | FALSE | G | Annual | Allowances Withdrawn (1:1) | GWh | 0 | 0 | 0 | 0 | 0 | 0 | 0 | 0
RPS Solar v6.17- NH, MA | 1087 | 7015 | Generation Constraint in GWh | FALSE | G | Annual | Allowances Withdrawn (n:1) | GWh | 0 | 0 | 0 | 0 | 0 | 0 | 0 | 0
RPS Solar v6.17- NH, MA | 1087 | 7015 | Generation Constraint in GWh | FALSE | G | Annual | Net Emissions Allowance Position | GWh | 303.3836 | 303.3836 | 303.3836 | 303.3836 | 303.3836 | 303.3836 | 303.3836 | 829.0379
RPS Solar v6.17- NH, MA | 1087 | 7015 | Generation Constraint in GWh | FALSE | G | Annual | Fuel Consumed | TBtu | 0 | 0 | 0 | 0 | 0 | 0 | 0 | 0
RPS Solar v6.17- NH, MA | 1087 | 7015 | Generation Constraint in GWh | FALSE | G | Annual | Heat Rate | MMBtu/MWh | 0 | 0 | 0 | 0 | 0 | 0 | 0 | 0
RPS Solar v6.17- NH, MA | 1087 | 7015 | Generation Constraint in GWh | FALSE | G | Annual | Generation | TWh | 1.0285 | 1.0285 | 1.0285 | 1.0285 | 1.0285 | 1.0285 | 1.0285 | 1.0285
RPS Solar v6.17- NH, MA | 1087 | 7015 | Generation Constraint in GWh | FALSE | G | Annual | Qualifying Generation | TWh | 0.30338 | 0.30338 | 0.30338 | 0.30338 | 0.30338 | 0.30338 | 0.30338 | 0.82904
RPS Solar v6.17- NH, MA | 1087 | 7015 | Generation Constraint in GWh | FALSE | G | Annual | Rate | lb/MWh | 0 | 0 | 0 | 0 | 0 | 0 | 0 | 0
RPS Solar v6.17- NH, MA | 1087 | 7015 | Generation Constraint in GWh | FALSE | G | Annual | Constraint Shadow Price | US2016$/MWh | 0 | 0 | 0 | 0 | 0 | 0 | 0 | 0
RPS Solar v6.17- NJ | 1088 | 7016 | Generation Constraint in GWh | FALSE | G | Annual | Seasons Included | Seasons | Winter, WintShld, Summer | Winter, WintShld, Summer | Winter, WintShld, Summer | Winter, WintShld, Summer | Winter, WintShld, Summer | Winter, WintShld, Summer | Winter, WintShld, Summer | Winter, WintShld, Summer
RPS Solar v6.17- NJ | 1088 | 7016 | Generation Constraint in GWh | FALSE | G | Annual | Standard GWh | GWh | 3734.5 | 3744.7 | 3534 | 1638.2 | 828.1 | 841 | 862.3 | 884.1
RPS Solar v6.17- NJ | 1088 | 7016 | Generation Constraint in GWh | FALSE | G | Annual | Emissions at Affected Plants | GWh | 3744.7 | 3744.7 | 3744.7 | 3744.7 | 3744.7 | 3744.7 | 3744.7 | 3744.7
RPS Solar v6.17- NJ | 1088 | 7016 | Generation Constraint in GWh | FALSE | G | Annual | Allowances Purchased | GWh | 0 | 0 | 0 | 0 | 0 | 0 | 0 | 0
RPS Solar v6.17- NJ | 1088 | 7016 | Generation Constraint in GWh | FALSE | G | Annual | Allowances Sold | GWh | 0 | 0 | 0 | 0 | 0 | 0 | 0 | 0
RPS Solar v6.17- NJ | 1088 | 7016 | Generation Constraint in GWh | FALSE | G | Annual | Allowances Banked | GWh | 0 | 0 | 0 | 0 | 0 | 0 | 0 | 0
RPS Solar v6.17- NJ | 1088 | 7016 | Generation Constraint in GWh | FALSE | G | Annual | Allowances Withdrawn (1:1) | GWh | 0 | 0 | 0 | 0 | 0 | 0 | 0 | 0
RPS Solar v6.17- NJ | 1088 | 7016 | Generation Constraint in GWh | FALSE | G | Annual | Allowances Withdrawn (n:1) | GWh | 0 | 0 | 0 | 0 | 0 | 0 | 0 | 0
RPS Solar v6.17- NJ | 1088 | 7016 | Generation Constraint in GWh | FALSE | G | Annual | Net Emissions Allowance Position | GWh | 3744.7 | 3744.7 | 3744.7 | 3744.7 | 3744.7 | 3744.7 | 3744.7 | 3744.7
RPS Solar v6.17- NJ | 1088 | 7016 | Generation Constraint in GWh | FALSE | G | Annual | Fuel Consumed | TBtu | 0 | 0 | 0 | 0 | 0 | 0 | 0 | 0
RPS Solar v6.17- NJ | 1088 | 7016 | Generation Constraint in GWh | FALSE | G | Annual | Heat Rate | MMBtu/MWh | 0 | 0 | 0 | 0 | 0 | 0 | 0 | 0
RPS Solar v6.17- NJ | 1088 | 7016 | Generation Constraint in GWh | FALSE | G | Annual | Generation | TWh | 3.7447 | 3.7447 | 3.7447 | 3.7447 | 3.7447 | 3.7447 | 3.7447 | 3.7447
RPS Solar v6.17- NJ | 1088 | 7016 | Generation Constraint in GWh | FALSE | G | Annual | Qualifying Generation | TWh | 3.7447 | 3.7447 | 3.7447 | 3.7447 | 3.7447 | 3.7447 | 3.7447 | 3.7447
RPS Solar v6.17- NJ | 1088 | 7016 | Generation Constraint in GWh | FALSE | G | Annual | Rate | lb/MWh | 0 | 0 | 0 | 0 | 0 | 0 | 0 | 0
RPS Solar v6.17- NJ | 1088 | 7016 | Generation Constraint in GWh | FALSE | G | Annual | Constraint Shadow Price | US2016$/MWh | 0 | 174.1566 | 0 | 0 | 0 | 0 | 0 | 0
RPS Solar v6.17- NM | 1089 | 7017 | Generation Constraint in GWh | FALSE | G | Annual | Seasons Included | Seasons | Winter, WintShld, Summer | Winter, WintShld, Summer | Winter, WintShld, Summer | Winter, WintShld, Summer | Winter, WintShld, Summer | Winter, WintShld, Summer | Winter, WintShld, Summer | Winter, WintShld, Summer
RPS Solar v6.17- NM | 1089 | 7017 | Generation Constraint in GWh | FALSE | G | Annual | Standard GWh | GWh | 777.8 | 789.6 | 801.5 | 832.2 | 866.4 | 902 | 941.6 | 982.9
RPS Solar v6.17- NM | 1089 | 7017 | Generation Constraint in GWh | FALSE | G | Annual | Emissions at Affected Plants | GWh | 1157.5647 | 1157.5647 | 1157.5647 | 1157.5647 | 3067.975 | 3067.975 | 5204.3899 | 5204.3899
RPS Solar v6.17- NM | 1089 | 7017 | Generation Constraint in GWh | FALSE | G | Annual | Allowances Purchased | GWh | 0 | 0 | 0 | 0 | 0 | 0 | 0 | 0
RPS Solar v6.17- NM | 1089 | 7017 | Generation Constraint in GWh | FALSE | G | Annual | Allowances Sold | GWh | 0 | 0 | 0 | 0 | 0 | 0 | 0 | 0
RPS Solar v6.17- NM | 1089 | 7017 | Generation Constraint in GWh | FALSE | G | Annual | Allowances Banked | GWh | 0 | 0 | 0 | 0 | 0 | 0 | 0 | 0
RPS Solar v6.17- NM | 1089 | 7017 | Generation Constraint in GWh | FALSE | G | Annual | Allowances Withdrawn (1:1) | GWh | 0 | 0 | 0 | 0 | 0 | 0 | 0 | 0
RPS Solar v6.17- NM | 1089 | 7017 | Generation Constraint in GWh | FALSE | G | Annual | Allowances Withdrawn (n:1) | GWh | 0 | 0 | 0 | 0 | 0 | 0 | 0 | 0
RPS Solar v6.17- NM | 1089 | 7017 | Generation Constraint in GWh | FALSE | G | Annual | Net Emissions Allowance Position | GWh | 1157.5647 | 1157.5647 | 1157.5647 | 1157.5647 | 3067.975 | 3067.975 | 5204.3899 | 5204.3899
RPS Solar v6.17- NM | 1089 | 7017 | Generation Constraint in GWh | FALSE | G | Annual | Fuel Consumed | TBtu | 0 | 0 | 0 | 0 | 0 | 0 | 0 | 0
RPS Solar v6.17- NM | 1089 | 7017 | Generation Constraint in GWh | FALSE | G | Annual | Heat Rate | MMBtu/MWh | 0 | 0 | 0 | 0 | 0 | 0 | 0 | 0
RPS Solar v6.17- NM | 1089 | 7017 | Generation Constraint in GWh | FALSE | G | Annual | Generation | TWh | 1.1576 | 1.1576 | 1.1576 | 1.1576 | 3.068 | 3.068 | 5.2044 | 5.2044
RPS Solar v6.17- NM | 1089 | 7017 | Generation Constraint in GWh | FALSE | G | Annual | Qualifying Generation | TWh | 1.1576 | 1.1576 | 1.1576 | 1.1576 | 3.068 | 3.068 | 5.2044 | 5.2044
RPS Solar v6.17- NM | 1089 | 7017 | Generation Constraint in GWh | FALSE | G | Annual | Rate | lb/MWh | 0 | 0 | 0 | 0 | 0 | 0 | 0 | 0
RPS Solar v6.17- NM | 1089 | 7017 | Generation Constraint in GWh | FALSE | G | Annual | Constraint Shadow Price | US2016$/MWh | 0 | 0 | 0 | 0 | 0 | 0 | 0 | 0
RPS Solar v6.17- NV | 1090 | 7018 | Generation Constraint in GWh | FALSE | G | Annual | Seasons Included | Seasons | Winter, WintShld, Summer | Winter, WintShld, Summer | Winter, WintShld, Summer | Winter, WintShld, Summer | Winter, WintShld, Summer | Winter, WintShld, Summer | Winter, WintShld, Summer | Winter, WintShld, Summer
RPS Solar v6.17- NV | 1090 | 7018 | Generation Constraint in GWh | FALSE | G | Annual | Standard GWh | GWh | 385 | 389.1 | 496.5 | 509.9 | 527.1 | 544.9 | 567.9 | 591.8
RPS Solar v6.17- NV | 1090 | 7018 | Generation Constraint in GWh | FALSE | G | Annual | Emissions at Affected Plants | GWh | 4165.5391 | 4165.5391 | 4165.5391 | 4388.5391 | 4856.8722 | 4856.8722 | 4889.7989 | 5288.7989
RPS Solar v6.17- NV | 1090 | 7018 | Generation Constraint in GWh | FALSE | G | Annual | Allowances Purchased | GWh | 0 | 0 | 0 | 0 | 0 | 0 | 0 | 0
RPS Solar v6.17- NV | 1090 | 7018 | Generation Constraint in GWh | FALSE | G | Annual | Allowances Sold | GWh | 0 | 0 | 0 | 0 | 0 | 0 | 0 | 0
RPS Solar v6.17- NV | 1090 | 7018 | Generation Constraint in GWh | FALSE | G | Annual | Allowances Banked | GWh | 0 | 0 | 0 | 0 | 0 | 0 | 0 | 0
RPS Solar v6.17- NV | 1090 | 7018 | Generation Constraint in GWh | FALSE | G | Annual | Allowances Withdrawn (1:1) | GWh | 0 | 0 | 0 | 0 | 0 | 0 | 0 | 0
RPS Solar v6.17- NV | 1090 | 7018 | Generation Constraint in GWh | FALSE | G | Annual | Allowances Withdrawn (n:1) | GWh | 0 | 0 | 0 | 0 | 0 | 0 | 0 | 0
RPS Solar v6.17- NV | 1090 | 7018 | Generation Constraint in GWh | FALSE | G | Annual | Net Emissions Allowance Position | GWh | 4165.5391 | 4165.5391 | 4165.5391 | 4388.5391 | 4856.8722 | 4856.8722 | 4889.7989 | 5288.7989
RPS Solar v6.17- NV | 1090 | 7018 | Generation Constraint in GWh | FALSE | G | Annual | Fuel Consumed | TBtu | 2.4198 | 2.4198 | 2.4198 | 2.4198 | 2.4198 | 2.4198 | 2.4198 | 2.4198
RPS Solar v6.17- NV | 1090 | 7018 | Generation Constraint in GWh | FALSE | G | Annual | Heat Rate | MMBtu/MWh | 0.58092 | 0.58092 | 0.58092 | 0.5514 | 0.49823 | 0.49823 | 0.49487 | 0.45754
RPS Solar v6.17- NV | 1090 | 7018 | Generation Constraint in GWh | FALSE | G | Annual | Generation | TWh | 4.1655 | 4.1655 | 4.1655 | 4.3885 | 4.8569 | 4.8569 | 4.8898 | 5.2888
RPS Solar v6.17- NV | 1090 | 7018 | Generation Constraint in GWh | FALSE | G | Annual | Qualifying Generation | TWh | 4.1655 | 4.1655 | 4.1655 | 4.3885 | 4.8569 | 4.8569 | 4.8898 | 5.2888
RPS Solar v6.17- NV | 1090 | 7018 | Generation Constraint in GWh | FALSE | G | Annual | Rate | lb/MWh | 0 | 0 | 0 | 0 | 0 | 0 | 0 | 0
RPS Solar v6.17- NV | 1090 | 7018 | Generation Constraint in GWh | FALSE | G | Annual | Constraint Shadow Price | US2016$/MWh | 0 | 0 | 0 | 0 | 0 | 0 | 0 | 0
RPS Solar v6.17- OH 50% limit | 1092 | 7044 | Generation Constraint in GWh | FALSE | G | Annual | Seasons Included | Seasons | Winter, WintShld, Summer | Winter, WintShld, Summer | Winter, WintShld, Summer | Winter, WintShld, Summer | Winter, WintShld, Summer | Winter, WintShld, Summer | Winter, WintShld, Summer | Winter, WintShld, Summer
RPS Solar v6.17- OH 50% limit | 1092 | 7044 | Generation Constraint in GWh | FALSE | G | Annual | Standard GWh | GWh | 193.4 | 247.25 | 302.1 | 336.05 | 344.25 | 352.6 | 362.4 | 372.5
RPS Solar v6.17- OH 50% limit | 1092 | 7044 | Generation Constraint in GWh | FALSE | G | Annual | Emissions at Affected Plants | GWh | 4469.3394 | 4917.7822 | 7815.4309 | 7815.4309 | 7815.4309 | 7815.4309 | 7815.4309 | 7815.4309
RPS Solar v6.17- OH 50% limit | 1092 | 7044 | Generation Constraint in GWh | FALSE | G | Annual | Allowances Purchased | GWh | 0 | 0 | 0 | 0 | 0 | 0 | 0 | 0
RPS Solar v6.17- OH 50% limit | 1092 | 7044 | Generation Constraint in GWh | FALSE | G | Annual | Allowances Sold | GWh | 0 | 0 | 0 | 0 | 0 | 0 | 0 | 0
RPS Solar v6.17- OH 50% limit | 1092 | 7044 | Generation Constraint in GWh | FALSE | G | Annual | Allowances Banked | GWh | 0 | 0 | 0 | 0 | 0 | 0 | 0 | 0
RPS Solar v6.17- OH 50% limit | 1092 | 7044 | Generation Constraint in GWh | FALSE | G | Annual | Allowances Withdrawn (1:1) | GWh | 0 | 0 | 0 | 0 | 0 | 0 | 0 | 0
RPS Solar v6.17- OH 50% limit | 1092 | 7044 | Generation Constraint in GWh | FALSE | G | Annual | Allowances Withdrawn (n:1) | GWh | 0 | 0 | 0 | 0 | 0 | 0 | 0 | 0
RPS Solar v6.17- OH 50% limit | 1092 | 7044 | Generation Constraint in GWh | FALSE | G | Annual | Net Emissions Allowance Position | GWh | 4469.3394 | 4917.7822 | 7815.4309 | 7815.4309 | 7815.4309 | 7815.4309 | 7815.4309 | 7815.4309
RPS Solar v6.17- OH 50% limit | 1092 | 7044 | Generation Constraint in GWh | FALSE | G | Annual | Fuel Consumed | TBtu | 0 | 0 | 0 | 0 | 0 | 0 | 0 | 0
RPS Solar v6.17- OH 50% limit | 1092 | 7044 | Generation Constraint in GWh | FALSE | G | Annual | Heat Rate | MMBtu/MWh | 0 | 0 | 0 | 0 | 0 | 0 | 0 | 0
RPS Solar v6.17- OH 50% limit | 1092 | 7044 | Generation Constraint in GWh | FALSE | G | Annual | Generation | TWh | 4.4693 | 4.9178 | 7.8154 | 7.8154 | 7.8154 | 7.8154 | 7.8154 | 7.8154
RPS Solar v6.17- OH 50% limit | 1092 | 7044 | Generation Constraint in GWh | FALSE | G | Annual | Qualifying Generation | TWh | 4.4693 | 4.9178 | 7.8154 | 7.8154 | 7.8154 | 7.8154 | 7.8154 | 7.8154
RPS Solar v6.17- OH 50% limit | 1092 | 7044 | Generation Constraint in GWh | FALSE | G | Annual | Rate | lb/MWh | 0 | 0 | 0 | 0 | 0 | 0 | 0 | 0
RPS Solar v6.17- OH 50% limit | 1092 | 7044 | Generation Constraint in GWh | FALSE | G | Annual | Constraint Shadow Price | US2016$/MWh | 0 | 0 | 0 | 0 | 0 | 0 | 0 | 0
RPS Solar v6.17- PA | 1093 | 7046 | Generation Constraint in GWh | FALSE | G | Annual | Seasons Included | Seasons | Winter, WintShld, Summer | Winter, WintShld, Summer | Winter, WintShld, Summer | Winter, WintShld, Summer | Winter, WintShld, Summer | Winter, WintShld, Summer | Winter, WintShld, Summer | Winter, WintShld, Summer
RPS Solar v6.17- PA | 1093 | 7046 | Generation Constraint in GWh | FALSE | G | Annual | Standard GWh | GWh | 721.3 | 724.6 | 727.9 | 736.3 | 749.6 | 763.2 | 783.1 | 803.5
RPS Solar v6.17- PA | 1093 | 7046 | Generation Constraint in GWh | FALSE | G | Annual | Emissions at Affected Plants | GWh | 721.3 | 724.6 | 727.9 | 736.3 | 749.6 | 763.2 | 783.1 | 803.5
RPS Solar v6.17- PA | 1093 | 7046 | Generation Constraint in GWh | FALSE | G | Annual | Allowances Purchased | GWh | 0 | 0 | 0 | 0 | 0 | 0 | 0 | 0
RPS Solar v6.17- PA | 1093 | 7046 | Generation Constraint in GWh | FALSE | G | Annual | Allowances Sold | GWh | 0 | 0 | 0 | 0 | 0 | 0 | 0 | 0
RPS Solar v6.17- PA | 1093 | 7046 | Generation Constraint in GWh | FALSE | G | Annual | Allowances Banked | GWh | 0 | 0 | 0 | 0 | 0 | 0 | 0 | 0
RPS Solar v6.17- PA | 1093 | 7046 | Generation Constraint in GWh | FALSE | G | Annual | Allowances Withdrawn (1:1) | GWh | 0 | 0 | 0 | 0 | 0 | 0 | 0 | 0
RPS Solar v6.17- PA | 1093 | 7046 | Generation Constraint in GWh | FALSE | G | Annual | Allowances Withdrawn (n:1) | GWh | 0 | 0 | 0 | 0 | 0 | 0 | 0 | 0
RPS Solar v6.17- PA | 1093 | 7046 | Generation Constraint in GWh | FALSE | G | Annual | Net Emissions Allowance Position | GWh | 721.3 | 724.6 | 727.9 | 736.3 | 749.6 | 763.2 | 783.1 | 803.5
RPS Solar v6.17- PA | 1093 | 7046 | Generation Constraint in GWh | FALSE | G | Annual | Fuel Consumed | TBtu | 0 | 0 | 0 | 0 | 0 | 0 | 0 | 0
RPS Solar v6.17- PA | 1093 | 7046 | Generation Constraint in GWh | FALSE | G | Annual | Heat Rate | MMBtu/MWh | 0 | 0 | 0 | 0 | 0 | 0 | 0 | 0
RPS Solar v6.17- PA | 1093 | 7046 | Generation Constraint in GWh | FALSE | G | Annual | Generation | TWh | 0.7213 | 0.7246 | 0.7279 | 0.7363 | 0.7496 | 0.7632 | 0.7831 | 0.8035
RPS Solar v6.17- PA | 1093 | 7046 | Generation Constraint in GWh | FALSE | G | Annual | Qualifying Generation | TWh | 0.7213 | 0.7246 | 0.7279 | 0.7363 | 0.7496 | 0.7632 | 0.7831 | 0.8035
RPS Solar v6.17- PA | 1093 | 7046 | Generation Constraint in GWh | FALSE | G | Annual | Rate | lb/MWh | 0 | 0 | 0 | 0 | 0 | 0 | 0 | 0
RPS Solar v6.17- PA | 1093 | 7046 | Generation Constraint in GWh | FALSE | G | Annual | Constraint Shadow Price | US2016$/MWh | 2.017 | 13.5301 | 14.5827 | 12.5472 | 11.9677 | 12.8397 | 8.1813 | 9.4258
RPS v6.17- AZ | 1094 | 7020 | Generation Constraint in GWh | FALSE | G | Annual | Seasons Included | Seasons | Winter, WintShld, Summer | Winter, WintShld, Summer | Winter, WintShld, Summer | Winter, WintShld, Summer | Winter, WintShld, Summer | Winter, WintShld, Summer | Winter, WintShld, Summer | Winter, WintShld, Summer
RPS v6.17- AZ | 1094 | 7020 | Generation Constraint in GWh | FALSE | G | Annual | Standard GWh | GWh | 5083 | 6087 | 7116 | 7354 | 7643 | 7942 | 8298 | 8670
RPS v6.17- AZ | 1094 | 7020 | Generation Constraint in GWh | FALSE | G | Annual | Emissions at Affected Plants | GWh | 12605.4735 | 12605.4735 | 12605.4735 | 12621.3828 | 12621.3828 | 12621.3828 | 14909.8264 | 16885.2658
RPS v6.17- AZ | 1094 | 7020 | Generation Constraint in GWh | FALSE | G | Annual | Allowances Purchased | GWh | 0 | 0 | 0 | 0 | 0 | 0 | 0 | 0
RPS v6.17- AZ | 1094 | 7020 | Generation Constraint in GWh | FALSE | G | Annual | Allowances Sold | GWh | 0 | 0 | 0 | 0 | 0 | 0 | 0 | 0
RPS v6.17- AZ | 1094 | 7020 | Generation Constraint in GWh | FALSE | G | Annual | Allowances Banked | GWh | 0 | 0 | 0 | 0 | 0 | 0 | 0 | 0
RPS v6.17- AZ | 1094 | 7020 | Generation Constraint in GWh | FALSE | G | Annual | Allowances Withdrawn (1:1) | GWh | 0 | 0 | 0 | 0 | 0 | 0 | 0 | 0
RPS v6.17- AZ | 1094 | 7020 | Generation Constraint in GWh | FALSE | G | Annual | Allowances Withdrawn (n:1) | GWh | 0 | 0 | 0 | 0 | 0 | 0 | 0 | 0
RPS v6.17- AZ | 1094 | 7020 | Generation Constraint in GWh | FALSE | G | Annual | Net Emissions Allowance Position | GWh | 12605.4735 | 12605.4735 | 12605.4735 | 12621.3828 | 12621.3828 | 12621.3828 | 14909.8264 | 16885.2658
RPS v6.17- AZ | 1094 | 7020 | Generation Constraint in GWh | FALSE | G | Annual | Fuel Consumed | TBtu | 6.9511 | 6.9511 | 6.9511 | 6.9511 | 6.9511 | 6.9511 | 6.9511 | 6.9511
RPS v6.17- AZ | 1094 | 7020 | Generation Constraint in GWh | FALSE | G | Annual | Heat Rate | MMBtu/MWh | 0.55143 | 0.55143 | 0.55143 | 0.55074 | 0.55074 | 0.55074 | 0.46621 | 0.41166
RPS v6.17- AZ | 1094 | 7020 | Generation Constraint in GWh | FALSE | G | Annual | Generation | TWh | 12.6055 | 12.6055 | 12.6055 | 12.6214 | 12.6214 | 12.6214 | 14.9098 | 16.8853
RPS v6.17- AZ | 1094 | 7020 | Generation Constraint in GWh | FALSE | G | Annual | Qualifying Generation | TWh | 12.6055 | 12.6055 | 12.6055 | 12.6214 | 12.6214 | 12.6214 | 14.9098 | 16.8853
RPS v6.17- AZ | 1094 | 7020 | Generation Constraint in GWh | FALSE | G | Annual | Rate | lb/MWh | 0 | 0 | 0 | 0 | 0 | 0 | 0 | 0
RPS v6.17- AZ | 1094 | 7020 | Generation Constraint in GWh | FALSE | G | Annual | Constraint Shadow Price | US2016$/MWh | 0 | 0 | 0 | 0 | 0 | 0 | 0 | 0
RPS v6.17- CA | 1095 | 7021 | Generation Constraint in GWh | FALSE | G | Annual | Seasons Included | Seasons | Winter, WintShld, Summer | Winter, WintShld, Summer | Winter, WintShld, Summer | Winter, WintShld, Summer | Winter, WintShld, Summer | Winter, WintShld, Summer | Winter, WintShld, Summer | Winter, WintShld, Summer
RPS v6.17- CA | 1095 | 7021 | Generation Constraint in GWh | FALSE | G | Annual | Standard GWh | GWh | 93482 | 102561 | 111357 | 132545 | 133221 | 133903 | 137852 | 141918
RPS v6.17- CA | 1095 | 7021 | Generation Constraint in GWh | FALSE | G | Annual | Emissions at Affected Plants | GWh | 107370.612 | 108100.1761 | 111357 | 169210.8911 | 169593.0502 | 169724.6267 | 173081.6315 | 178172.752
RPS v6.17- CA | 1095 | 7021 | Generation Constraint in GWh | FALSE | G | Annual | Allowances Purchased | GWh | 0 | 0 | 0 | 0 | 0 | 0 | 0 | 0
RPS v6.17- CA | 1095 | 7021 | Generation Constraint in GWh | FALSE | G | Annual | Allowances Sold | GWh | 0 | 0 | 0 | 0 | 0 | 0 | 0 | 0
RPS v6.17- CA | 1095 | 7021 | Generation Constraint in GWh | FALSE | G | Annual | Allowances Banked | GWh | 0 | 0 | 0 | 0 | 0 | 0 | 0 | 0
RPS v6.17- CA | 1095 | 7021 | Generation Constraint in GWh | FALSE | G | Annual | Allowances Withdrawn (1:1) | GWh | 0 | 0 | 0 | 0 | 0 | 0 | 0 | 0
RPS v6.17- CA | 1095 | 7021 | Generation Constraint in GWh | FALSE | G | Annual | Allowances Withdrawn (n:1) | GWh | 0 | 0 | 0 | 0 | 0 | 0 | 0 | 0
RPS v6.17- CA | 1095 | 7021 | Generation Constraint in GWh | FALSE | G | Annual | Net Emissions Allowance Position | GWh | 107370.612 | 108100.1761 | 111357 | 169210.8911 | 169593.0502 | 169724.6267 | 173081.6315 | 178172.752
RPS v6.17- CA | 1095 | 7021 | Generation Constraint in GWh | FALSE | G | Annual | Fuel Consumed | TBtu | 251.7861 | 273.6754 | 298.3957 | 276.0485 | 281.1393 | 282.9867 | 286.3991 | 283.7779
RPS v6.17- CA | 1095 | 7021 | Generation Constraint in GWh | FALSE | G | Annual | Heat Rate | MMBtu/MWh | 2.345 | 2.5317 | 2.6796 | 1.6314 | 1.6577 | 1.6673 | 1.6547 | 1.5927
RPS v6.17- CA | 1095 | 7021 | Generation Constraint in GWh | FALSE | G | Annual | Generation | TWh | 107.3706 | 108.1002 | 111.357 | 169.2109 | 169.5931 | 169.7246 | 173.0816 | 178.1728
RPS v6.17- CA | 1095 | 7021 | Generation Constraint in GWh | FALSE | G | Annual | Qualifying Generation | TWh | 107.3706 | 108.1002 | 111.357 | 169.2109 | 169.5931 | 169.7246 | 173.0816 | 178.1728
RPS v6.17- CA | 1095 | 7021 | Generation Constraint in GWh | FALSE | G | Annual | Rate | lb/MWh | 0 | 0 | 0 | 0 | 0 | 0 | 0 | 0
RPS v6.17- CA | 1095 | 7021 | Generation Constraint in GWh | FALSE | G | Annual | Constraint Shadow Price | US2016$/MWh | 0 | 0 | 19.9697 | 0 | 0 | 0 | 0 | 0
RPS v6.17- CO | 1097 | 7022 | Generation Constraint in GWh | FALSE | G | Annual | Seasons Included | Seasons | Winter, WintShld, Summer | Winter, WintShld, Summer | Winter, WintShld, Summer | Winter, WintShld, Summer | Winter, WintShld, Summer | Winter, WintShld, Summer | Winter, WintShld, Summer | Winter, WintShld, Summer
RPS v6.17- CO | 1097 | 7022 | Generation Constraint in GWh | FALSE | G | Annual | Standard GWh | GWh | 12478 | 12667 | 12859 | 13352 | 13909 | 14489 | 15182 | 15907
RPS v6.17- CO | 1097 | 7022 | Generation Constraint in GWh | FALSE | G | Annual | Emissions at Affected Plants | GWh | 12478 | 12667 | 12859 | 13352 | 16525.5537 | 16525.5537 | 17175.6172 | 18479.4106
RPS v6.17- CO | 1097 | 7022 | Generation Constraint in GWh | FALSE | G | Annual | Allowances Purchased | GWh | 0 | 0 | 0 | 0 | 0 | 0 | 0 | 0
RPS v6.17- CO | 1097 | 7022 | Generation Constraint in GWh | FALSE | G | Annual | Allowances Sold | GWh | 0 | 0 | 0 | 0 | 0 | 0 | 0 | 0
RPS v6.17- CO | 1097 | 7022 | Generation Constraint in GWh | FALSE | G | Annual | Allowances Banked | GWh | 0 | 0 | 0 | 0 | 0 | 0 | 0 | 0
RPS v6.17- CO | 1097 | 7022 | Generation Constraint in GWh | FALSE | G | Annual | Allowances Withdrawn (1:1) | GWh | 0 | 0 | 0 | 0 | 0 | 0 | 0 | 0
RPS v6.17- CO | 1097 | 7022 | Generation Constraint in GWh | FALSE | G | Annual | Allowances Withdrawn (n:1) | GWh | 0 | 0 | 0 | 0 | 0 | 0 | 0 | 0
RPS v6.17- CO | 1097 | 7022 | Generation Constraint in GWh | FALSE | G | Annual | Net Emissions Allowance Position | GWh | 12478 | 12667 | 12859 | 13352 | 16525.5537 | 16525.5537 | 17175.6172 | 18479.4106
RPS v6.17- CO | 1097 | 7022 | Generation Constraint in GWh | FALSE | G | Annual | Fuel Consumed | TBtu | 0.57576 | 0.57576 | 0.57576 | 0.57576 | 0.57576 | 0.57576 | 0.57576 | 0.57576
RPS v6.17- CO | 1097 | 7022 | Generation Constraint in GWh | FALSE | G | Annual | Heat Rate | MMBtu/MWh | 0.046142 | 0.045453 | 0.044775 | 0.043122 | 0.034841 | 0.034841 | 0.033522 | 0.031157
RPS v6.17- CO | 1097 | 7022 | Generation Constraint in GWh | FALSE | G | Annual | Generation | TWh | 12.478 | 12.667 | 12.859 | 13.352 | 16.5256 | 16.5256 | 17.1756 | 18.4794
RPS v6.17- CO | 1097 | 7022 | Generation Constraint in GWh | FALSE | G | Annual | Qualifying Generation | TWh | 12.478 | 12.667 | 12.859 | 13.352 | 16.5256 | 16.5256 | 17.1756 | 18.4794
RPS v6.17- CO | 1097 | 7022 | Generation Constraint in GWh | FALSE | G | Annual | Rate | lb/MWh | 0 | 0 | 0 | 0 | 0 | 0 | 0 | 0
RPS v6.17- CO | 1097 | 7022 | Generation Constraint in GWh | FALSE | G | Annual | Constraint Shadow Price | US2016$/MWh | 1.82 | 17.0776 | 18.3087 | 3.281 | 0 | 0 | 0 | 0
RPS v6.17- CT, MA, ME, NH, RI, VT | 1098 | 7023 | Generation Constraint in GWh | FALSE | G | Annual | Seasons Included | Seasons | Winter, WintShld, Summer | Winter, WintShld, Summer | Winter, WintShld, Summer | Winter, WintShld, Summer | Winter, WintShld, Summer | Winter, WintShld, Summer | Winter, WintShld, Summer | Winter, WintShld, Summer
RPS v6.17- CT, MA, ME, NH, RI, VT | 1098 | 7023 | Generation Constraint in GWh | FALSE | G | Annual | Standard GWh | GWh | 29303 | 31715 | 34066 | 39767 | 43025 | 45495 | 48319 | 51184
RPS v6.17- CT, MA, ME, NH, RI, VT | 1098 | 7023 | Generation Constraint in GWh | FALSE | G | Annual | Emissions at Affected Plants | GWh | 29303 | 17969.4647 | 15934.1398 | 39767 | 38808.9005 | 38105.6511 | 48319 | 51184
RPS v6.17- CT, MA, ME, NH, RI, VT | 1098 | 7023 | Generation Constraint in GWh | FALSE | G | Annual | Allowances Purchased | GWh | 0 | 13745.5353 | 18131.8602 | 0 | 4216.0995 | 7389.3489 | 0 | 0
RPS v6.17- CT, MA, ME, NH, RI, VT | 1098 | 7023 | Generation Constraint in GWh | FALSE | G | Annual | Allowances Sold | GWh | 0 | 0 | 0 | 0 | 0 | 0 | 0 | 0
RPS v6.17- CT, MA, ME, NH, RI, VT | 1098 | 7023 | Generation Constraint in GWh | FALSE | G | Annual | Allowances Banked | GWh | 0 | 0 | 0 | 0 | 0 | 0 | 0 | 0
RPS v6.17- CT, MA, ME, NH, RI, VT | 1098 | 7023 | Generation Constraint in GWh | FALSE | G | Annual | Allowances Withdrawn (1:1) | GWh | 0 | 0 | 0 | 0 | 0 | 0 | 0 | 0
RPS v6.17- CT, MA, ME, NH, RI, VT | 1098 | 7023 | Generation Constraint in GWh | FALSE | G | Annual | Allowances Withdrawn (n:1) | GWh | 0 | 0 | 0 | 0 | 0 | 0 | 0 | 0
RPS v6.17- CT, MA, ME, NH, RI, VT | 1098 | 7023 | Generation Constraint in GWh | FALSE | G | Annual | Net Emissions Allowance Position | GWh | 29303 | 31715 | 34066 | 39767 | 43025 | 45495 | 48319 | 51184
RPS v6.17- CT, MA, ME, NH, RI, VT | 1098 | 7023 | Generation Constraint in GWh | FALSE | G | Annual | Fuel Consumed | TBtu | 20.5709 | 13.7002 | 2.1963 | 25.7734 | 24.9017 | 21.5352 | 21.3536 | 21.2918
RPS v6.17- CT, MA, ME, NH, RI, VT | 1098 | 7023 | Generation Constraint in GWh | FALSE | G | Annual | Heat Rate | MMBtu/MWh | 0.32048 | 0.21323 | 0.034107 | 0.26377 | 0.25287 | 0.21695 | 0.1898 | 0.1846
RPS v6.17- CT, MA, ME, NH, RI, VT | 1098 | 7023 | Generation Constraint in GWh | FALSE | G | Annual | Generation | TWh | 64.1879 | 64.2518 | 64.3965 | 97.713 | 98.4749 | 99.2617 | 112.5031 | 115.3405
RPS v6.17- CT, MA, ME, NH, RI, VT | 1098 | 7023 | Generation Constraint in GWh | FALSE | G | Annual | Qualifying Generation | TWh | 29.303 | 17.9695 | 15.9341 | 39.767 | 38.8089 | 38.1057 | 48.319 | 51.184
RPS v6.17- CT, MA, ME, NH, RI, VT | 1098 | 7023 | Generation Constraint in GWh | FALSE | G | Annual | Rate | lb/MWh | 0 | 0 | 0 | 0 | 0 | 0 | 0 | 0
RPS v6.17- CT, MA, ME, NH, RI, VT | 1098 | 7023 | Generation Constraint in GWh | FALSE | G | Annual | Constraint Shadow Price | US2016$/MWh | 9.463 | 10.0007 | 10.0004 | 8.4 | 10.0005 | 10.0004 | 6.987 | 3.4483
RPS v6.17- DC, DE, MD, NJ, PA | 1099 | 7024 | Generation Constraint in GWh | FALSE | G | Annual | Seasons Included | Seasons | Winter, WintShld, Summer | Winter, WintShld, Summer | Winter, WintShld, Summer | Winter, WintShld, Summer | Winter, WintShld, Summer | Winter, WintShld, Summer | Winter, WintShld, Summer | Winter, WintShld, Summer
RPS v6.17- DC, DE, MD, NJ, PA | 1099 | 7024 | Generation Constraint in GWh | FALSE | G | Annual | Standard GWh | GWh | 51651 | 57129 | 63084 | 74600 | 75888 | 77121 | 79088 | 81104
RPS v6.17- DC, DE, MD, NJ, PA | 1099 | 7024 | Generation Constraint in GWh | FALSE | G | Annual | Emissions at Affected Plants | GWh | 51651 | 57129 | 63084 | 74600 | 75888 | 77121 | 79088 | 81104
RPS v6.17- DC, DE, MD, NJ, PA | 1099 | 7024 | Generation Constraint in GWh | FALSE | G | Annual | Allowances Purchased | GWh | 0 | 0 | 0 | 0 | 0 | 0 | 0 | 0
RPS v6.17- DC, DE, MD, NJ, PA | 1099 | 7024 | Generation Constraint in GWh | FALSE | G | Annual | Allowances Sold | GWh | 0 | 0 | 0 | 0 | 0 | 0 | 0 | 0
RPS v6.17- DC, DE, MD, NJ, PA | 1099 | 7024 | Generation Constraint in GWh | FALSE | G | Annual | Allowances Banked | GWh | 0 | 0 | 0 | 0 | 0 | 0 | 0 | 0
RPS v6.17- DC, DE, MD, NJ, PA | 1099 | 7024 | Generation Constraint in GWh | FALSE | G | Annual | Allowances Withdrawn (1:1) | GWh | 0 | 0 | 0 | 0 | 0 | 0 | 0 | 0
RPS v6.17- DC, DE, MD, NJ, PA | 1099 | 7024 | Generation Constraint in GWh | FALSE | G | Annual | Allowances Withdrawn (n:1) | GWh | 0 | 0 | 0 | 0 | 0 | 0 | 0 | 0
RPS v6.17- DC, DE, MD, NJ, PA | 1099 | 7024 | Generation Constraint in GWh | FALSE | G | Annual | Net Emissions Allowance Position | GWh | 51651 | 57129 | 63084 | 74600 | 75888 | 77121 | 79088 | 81104
RPS v6.17- DC, DE, MD, NJ, PA | 1099 | 7024 | Generation Constraint in GWh | FALSE | G | Annual | Fuel Consumed | TBtu | 35.4428 | 27.2856 | 36.5408 | 36.8049 | 17.9815 | 34.7824 | 20.7606 | 16.775
RPS v6.17- DC, DE, MD, NJ, PA | 1099 | 7024 | Generation Constraint in GWh | FALSE | G | Annual | Heat Rate | MMBtu/MWh | 0.51826 | 0.39561 | 0.46123 | 0.39083 | 0.19073 | 0.36875 | 0.21879 | 0.17014
RPS v6.17- DC, DE, MD, NJ, PA | 1099 | 7024 | Generation Constraint in GWh | FALSE | G | Annual | Generation | TWh | 68.3885 | 68.9718 | 79.2249 | 94.1712 | 94.2754 | 94.3242 | 94.8898 | 98.5951
RPS v6.17- DC, DE, MD, NJ, PA | 1099 | 7024 | Generation Constraint in GWh | FALSE | G | Annual | Qualifying Generation | TWh | 51.651 | 57.129 | 63.084 | 74.6 | 75.888 | 77.121 | 79.088 | 81.104
RPS v6.17- DC, DE, MD, NJ, PA | 1099 | 7024 | Generation Constraint in GWh | FALSE | G | Annual | Rate | lb/MWh | 0 | 0 | 0 | 0 | 0 | 0 | 0 | 0
RPS v6.17- DC, DE, MD, NJ, PA | 1099 | 7024 | Generation Constraint in GWh | FALSE | G | Annual | Constraint Shadow Price | US2016$/MWh | 9.463 | 10.0007 | 12.2959 | 8.4 | 10.0005 | 11.6655 | 10.2083 | 4.664
RPS v6.17- IA | 1100 | 7025 | Generation Constraint in GWh | FALSE | G | Annual | Seasons Included | Seasons | Winter, WintShld, Summer | Winter, WintShld, Summer | Winter, WintShld, Summer | Winter, WintShld, Summer | Winter, WintShld, Summer | Winter, WintShld, Summer | Winter, WintShld, Summer | Winter, WintShld, Summer
RPS v6.17- IA | 1100 | 7025 | Generation Constraint in GWh | FALSE | G | Annual | Standard GWh | GWh | 296 | 296 | 296 | 296 | 296 | 296 | 297 | 299
RPS v6.17- IA | 1100 | 7025 | Generation Constraint in GWh | FALSE | G | Annual | Emissions at Affected Plants | GWh | 1515.351 | 1515.351 | 1515.351 | 4483.8747 | 4484.4168 | 4489.3548 | 4419.8593 | 4435.8454
RPS v6.17- IA | 1100 | 7025 | Generation Constraint in GWh | FALSE | G | Annual | Allowances Purchased | GWh | 0 | 0 | 0 | 0 | 0 | 0 | 0 | 0
RPS v6.17- IA | 1100 | 7025 | Generation Constraint in GWh | FALSE | G | Annual | Allowances Sold | GWh | 0 | 0 | 0 | 0 | 0 | 0 | 0 | 0
RPS v6.17- IA | 1100 | 7025 | Generation Constraint in GWh | FALSE | G | Annual | Allowances Banked | GWh | 0 | 0 | 0 | 0 | 0 | 0 | 0 | 0
RPS v6.17- IA | 1100 | 7025 | Generation Constraint in GWh | FALSE | G | Annual | Allowances Withdrawn (1:1) | GWh | 0 | 0 | 0 | 0 | 0 | 0 | 0 | 0
RPS v6.17- IA | 1100 | 7025 | Generation Constraint in GWh | FALSE | G | Annual | Allowances Withdrawn (n:1) | GWh | 0 | 0 | 0 | 0 | 0 | 0 | 0 | 0
RPS v6.17- IA | 1100 | 7025 | Generation Constraint in GWh | FALSE | G | Annual | Net Emissions Allowance Position | GWh | 1515.351 | 1515.351 | 1515.351 | 4483.8747 | 4484.4168 | 4489.3548 | 4419.8593 | 4435.8454
RPS v6.17- IA | 1100 | 7025 | Generation Constraint in GWh | FALSE | G | Annual | Fuel Consumed | TBtu | 0.85973 | 0.85973 | 0.85973 | 0.87548 | 0.8832 | 0.95353 | 0 | 0
RPS v6.17- IA | 1100 | 7025 | Generation Constraint in GWh | FALSE | G | Annual | Heat Rate | MMBtu/MWh | 0.038991 | 0.038991 | 0.038991 | 0.034996 | 0.035304 | 0.038116 | 0 | 0
RPS v6.17- IA | 1100 | 7025 | Generation Constraint in GWh | FALSE | G | Annual | Generation | TWh | 22.0495 | 22.0495 | 22.0495 | 25.0169 | 25.0169 | 25.0169 | 25.0169 | 25.0329
RPS v6.17- IA | 1100 | 7025 | Generation Constraint in GWh | FALSE | G | Annual | Qualifying Generation | TWh | 1.5154 | 1.5154 | 1.5154 | 4.4839 | 4.4844 | 4.4894 | 4.4199 | 4.4358
RPS v6.17- IA | 1100 | 7025 | Generation Constraint in GWh | FALSE | G | Annual | Rate | lb/MWh | 0 | 0 | 0 | 0 | 0 | 0 | 0 | 0
RPS v6.17- IA | 1100 | 7025 | Generation Constraint in GWh | FALSE | G | Annual | Constraint Shadow Price | US2016$/MWh | 0 | 0 | 0 | 0 | 0 | 0 | 0 | 0
RPS v6.17- IL | 1101 | 7026 | Generation Constraint in GWh | FALSE | G | Annual | Seasons Included | Seasons | Winter, WintShld, Summer | Winter, WintShld, Summer | Winter, WintShld, Summer | Winter, WintShld, Summer | Winter, WintShld, Summer | Winter, WintShld, Summer | Winter, WintShld, Summer | Winter, WintShld, Summer
RPS v6.17- IL | 1101 | 7026 | Generation Constraint in GWh | FALSE | G | Annual | Standard GWh | GWh | 13586 | 16062 | 18583 | 20228 | 20733 | 21250 | 21877 | 22524
RPS v6.17- IL | 1101 | 7026 | Generation Constraint in GWh | FALSE | G | Annual | Emissions at Affected Plants | GWh | 27147.7212 | 27143.2019 | 31168.3598 | 34745.6895 | 34547.1474 | 34340.2094 | 34171.7049 | 34055.4306
RPS v6.17- IL | 1101 | 7026 | Generation Constraint in GWh | FALSE | G | Annual | Allowances Purchased | GWh | 0 | 0 | 0 | 0 | 0 | 0 | 0 | 0
RPS v6.17- IL | 1101 | 7026 | Generation Constraint in GWh | FALSE | G | Annual | Allowances Sold | GWh | 0 | 0 | 0 | 0 | 0 | 0 | 0 | 0
RPS v6.17- IL | 1101 | 7026 | Generation Constraint in GWh | FALSE | G | Annual | Allowances Banked | GWh | 0 | 0 | 0 | 0 | 0 | 0 | 0 | 0
RPS v6.17- IL | 1101 | 7026 | Generation Constraint in GWh | FALSE | G | Annual | Allowances Withdrawn (1:1) | GWh | 0 | 0 | 0 | 0 | 0 | 0 | 0 | 0
RPS v6.17- IL | 1101 | 7026 | Generation Constraint in GWh | FALSE | G | Annual | Allowances Withdrawn (n:1) | GWh | 0 | 0 | 0 | 0 | 0 | 0 | 0 | 0
RPS v6.17- IL | 1101 | 7026 | Generation Constraint in GWh | FALSE | G | Annual | Net Emissions Allowance Position | GWh | 27147.7212 | 27143.2019 | 31168.3598 | 34745.6895 | 34547.1474 | 34340.2094 | 34171.7049 | 34055.4306
RPS v6.17- IL | 1101 | 7026 | Generation Constraint in GWh | FALSE | G | Annual | Fuel Consumed | TBtu | 7.5087 | 7.4793 | 7.4793 | 13.5572 | 13.5495 | 12.4407 | 8.3216 | 8.3216
RPS v6.17- IL | 1101 | 7026 | Generation Constraint in GWh | FALSE | G | Annual | Heat Rate | MMBtu/MWh | 0.10902 | 0.10837 | 0.096948 | 0.14107 | 0.14068 | 0.12888 | 0.085962 | 0.085584
RPS v6.17- IL | 1101 | 7026 | Generation Constraint in GWh | FALSE | G | Annual | Generation | TWh | 68.8745 | 69.0162 | 77.1476 | 96.1037 | 96.3149 | 96.5309 | 96.8053 | 97.2332
RPS v6.17- IL | 1101 | 7026 | Generation Constraint in GWh | FALSE | G | Annual | Qualifying Generation | TWh | 27.1477 | 27.1432 | 31.1684 | 34.7457 | 34.5471 | 34.3402 | 34.1717 | 34.0554
RPS v6.17- IL | 1101 | 7026 | Generation Constraint in GWh | FALSE | G | Annual | Rate | lb/MWh | 0 | 0 | 0 | 0 | 0 | 0 | 0 | 0
RPS v6.17- IL | 1101 | 7026 | Generation Constraint in GWh | FALSE | G | Annual | Constraint Shadow Price | US2016$/MWh | 0 | 0 | 0 | 0 | 0 | 0 | 0 | 0
RPS v6.17- MI | 1102 | 7027 | Generation Constraint in GWh | FALSE | G | Annual | Seasons Included | Seasons | Winter, WintShld, Summer | Winter, WintShld, Summer | Winter, WintShld, Summer | Winter, WintShld, Summer | Winter, WintShld, Summer | Winter, WintShld, Summer | Winter, WintShld, Summer | Winter, WintShld, Summer
RPS v6.17- MI | 1102 | 7027 | Generation Constraint in GWh | FALSE | G | Annual | Standard GWh | GWh | 15397 | 15506 | 15617 | 15896 | 16257 | 16625 | 17097 | 17582
RPS v6.17- MI | 1102 | 7027 | Generation Constraint in GWh | FALSE | G | Annual | Emissions at Affected Plants | GWh | 15397 | 15506 | 15617 | 15896 | 16257 | 16625 | 17097 | 17582
RPS v6.17- MI | 1102 | 7027 | Generation Constraint in GWh | FALSE | G | Annual | Allowances Purchased | GWh | 0 | 0 | 0 | 0 | 0 | 0 | 0 | 0
RPS v6.17- MI | 1102 | 7027 | Generation Constraint in GWh | FALSE | G | Annual | Allowances Sold | GWh | 0 | 0 | 0 | 0 | 0 | 0 | 0 | 0
RPS v6.17- MI | 1102 | 7027 | Generation Constraint in GWh | FALSE | G | Annual | Allowances Banked | GWh | 0 | 0 | 0 | 0 | 0 | 0 | 0 | 0
RPS v6.17- MI | 1102 | 7027 | Generation Constraint in GWh | FALSE | G | Annual | Allowances Withdrawn (1:1) | GWh | 0 | 0 | 0 | 0 | 0 | 0 | 0 | 0
RPS v6.17- MI | 1102 | 7027 | Generation Constraint in GWh | FALSE | G | Annual | Allowances Withdrawn (n:1) | GWh | 0 | 0 | 0 | 0 | 0 | 0 | 0 | 0
RPS v6.17- MI | 1102 | 7027 | Generation Constraint in GWh | FALSE | G | Annual | Net Emissions Allowance Position | GWh | 15397 | 15506 | 15617 | 15896 | 16257 | 16625 | 17097 | 17582
RPS v6.17- MI | 1102 | 7027 | Generation Constraint in GWh | FALSE | G | Annual | Fuel Consumed | TBtu | 11.3011 | 11.3212 | 12.2667 | 11.3011 | 11.4072 | 11.3999 | 11.3011 | 11.3011
RPS v6.17- MI | 1102 | 7027 | Generation Constraint in GWh | FALSE | G | Annual | Heat Rate | MMBtu/MWh | 0.72472 | 0.72601 | 0.78547 | 0.61079 | 0.61653 | 0.61613 | 0.61079 | 0.61079
RPS v6.17- MI | 1102 | 7027 | Generation Constraint in GWh | FALSE | G | Annual | Generation | TWh | 15.5937 | 15.5937 | 15.617 | 18.5023 | 18.5023 | 18.5023 | 18.5023 | 18.5023
RPS v6.17- MI | 1102 | 7027 | Generation Constraint in GWh | FALSE | G | Annual | Qualifying Generation | TWh | 15.397 | 15.506 | 15.617 | 15.896 | 16.257 | 16.625 | 17.097 | 17.582
RPS v6.17- MI | 1102 | 7027 | Generation Constraint in GWh | FALSE | G | Annual | Rate | lb/MWh | 0 | 0 | 0 | 0 | 0 | 0 | 0 | 0
RPS v6.17- MI | 1102 | 7027 | Generation Constraint in GWh | FALSE | G | Annual | Constraint Shadow Price | US2016$/MWh | 9.463 | 10.0007 | 14.0677 | 8.4 | 10.0005 | 11.6655 | 10.2083 | 4.664
RPS v6.17- MN | 1103 | 7028 | Generation Constraint in GWh | FALSE | G | Annual | Seasons Included | Seasons | Winter, WintShld, Summer | Winter, WintShld, Summer | Winter, WintShld, Summer | Winter, WintShld, Summer | Winter, WintShld, Summer | Winter, WintShld, Summer | Winter, WintShld, Summer | Winter, WintShld, Summer
RPS v6.17- MN | 1103 | 7028 | Generation Constraint in GWh | FALSE | G | Annual | Standard GWh | GWh | 17364 | 17587 | 19730 | 20369 | 20957 | 21561 | 22273 | 23009
RPS v6.17- MN | 1103 | 7028 | Generation Constraint in GWh | FALSE | G | Annual | Emissions at Affected Plants | GWh | 22980.7257 | 22981.7029 | 22981.7029 | 27458.6502 | 27460.2509 | 27461.5742 | 36686.2781 | 50566.304
RPS v6.17- MN | 1103 | 7028 | Generation Constraint in GWh | FALSE | G | Annual | Allowances Purchased | GWh | 0 | 0 | 0 | 0 | 0 | 0 | 0 | 0
RPS v6.17- MN | 1103 | 7028 | Generation Constraint in GWh | FALSE | G | Annual | Allowances Sold | GWh | 0 | 0 | 0 | 0 | 0 | 0 | 0 | 0
RPS v6.17- MN | 1103 | 7028 | Generation Constraint in GWh | FALSE | G | Annual | Allowances Banked | GWh | 0 | 0 | 0 | 0 | 0 | 0 | 0 | 0
RPS v6.17- MN | 1103 | 7028 | Generation Constraint in GWh | FALSE | G | Annual | Allowances Withdrawn (1:1) | GWh | 0 | 0 | 0 | 0 | 0 | 0 | 0 | 0
RPS v6.17- MN | 1103 | 7028 | Generation Constraint in GWh | FALSE | G | Annual | Allowances Withdrawn (n:1) | GWh | 0 | 0 | 0 | 0 | 0 | 0 | 0 | 0
RPS v6.17- MN | 1103 | 7028 | Generation Constraint in GWh | FALSE | G | Annual | Net Emissions Allowance Position | GWh | 22980.7257 | 22981.7029 | 22981.7029 | 27458.6502 | 27460.2509 | 27461.5742 | 36686.2781 | 50566.304
RPS v6.17- MN | 1103 | 7028 | Generation Constraint in GWh | FALSE | G | Annual | Fuel Consumed | TBtu | 2.1357 | 2.1491 | 2.1491 | 2.1561 | 2.178 | 2.1859 | 2.1866 | 2.1561
RPS v6.17- MN | 1103 | 7028 | Generation Constraint in GWh | FALSE | G | Annual | Heat Rate | MMBtu/MWh | 0.092935 | 0.093515 | 0.093515 | 0.07852 | 0.079315 | 0.079598 | 0.059602 | 0.042638
RPS v6.17- MN | 1103 | 7028 | Generation Constraint in GWh | FALSE | G | Annual | Generation | TWh | 22.9807 | 22.9817 | 22.9817 | 27.4587 | 27.4603 | 27.4616 | 36.6863 | 50.5663
RPS v6.17- MN | 1103 | 7028 | Generation Constraint in GWh | FALSE | G | Annual | Qualifying Generation | TWh | 22.9807 | 22.9817 | 22.9817 | 27.4587 | 27.4603 | 27.4616 | 36.6863 | 50.5663
RPS v6.17- MN | 1103 | 7028 | Generation Constraint in GWh | FALSE | G | Annual | Rate | lb/MWh | 0 | 0 | 0 | 0 | 0 | 0 | 0 | 0
RPS v6.17- MN | 1103 | 7028 | Generation Constraint in GWh | FALSE | G | Annual | Constraint Shadow Price | US2016$/MWh | 0 | 0 | 0 | 0 | 0 | 0 | 0 | 0
RPS v6.17- MO | 1104 | 7029 | Generation Constraint in GWh | FALSE | G | Annual | Seasons Included | Seasons | Winter, WintShld, Summer | Winter, WintShld, Summer | Winter, WintShld, Summer | Winter, WintShld, Summer | Winter, WintShld, Summer | Winter, WintShld, Summer | Winter, WintShld, Summer | Winter, WintShld, Summer
RPS v6.17- MO | 1104 | 7029 | Generation Constraint in GWh | FALSE | G | Annual | Standard GWh | GWh | 7327.2 | 7398.4 | 7469.6 | 7651.2 | 7862.4 | 8078.4 | 8352.8 | 8636
RPS v6.17- MO | 1104 | 7029 | Generation Constraint in GWh | FALSE | G | Annual | Emissions at Affected Plants | GWh | 7327.2 | 7398.4 | 7469.6 | 7651.2 | 7862.4 | 8078.4 | 8352.8 | 8636
RPS v6.17- MO | 1104 | 7029 | Generation Constraint in GWh | FALSE | G | Annual | Allowances Purchased | GWh | 0 | 0 | 0 | 0 | 0 | 0 | 0 | 0
RPS v6.17- MO | 1104 | 7029 | Generation Constraint in GWh | FALSE | G | Annual | Allowances Sold | GWh | 0 | 0 | 0 | 0 | 0 | 0 | 0 | 0
RPS v6.17- MO | 1104 | 7029 | Generation Constraint in GWh | FALSE | G | Annual | Allowances Banked | GWh | 0 | 0 | 0 | 0 | 0 | 0 | 0 | 0
RPS v6.17- MO | 1104 | 7029 | Generation Constraint in GWh | FALSE | G | Annual | Allowances Withdrawn (1:1) | GWh | 0 | 0 | 0 | 0 | 0 | 0 | 0 | 0
RPS v6.17- MO | 1104 | 7029 | Generation Constraint in GWh | FALSE | G | Annual | Allowances Withdrawn (n:1) | GWh | 0 | 0 | 0 | 0 | 0 | 0 | 0 | 0
RPS v6.17- MO | 1104 | 7029 | Generation Constraint in GWh | FALSE | G | Annual | Net Emissions Allowance Position | GWh | 7327.2 | 7398.4 | 7469.6 | 7651.2 | 7862.4 | 8078.4 | 8352.8 | 8636
RPS v6.17- MO | 1104 | 7029 | Generation Constraint in GWh | FALSE | G | Annual | Fuel Consumed | TBtu | 1.5085 | 1.5085 | 1.5085 | 1.5085 | 1.5085 | 1.5085 | 1.5085 | 1.5085
RPS v6.17- MO | 1104 | 7029 | Generation Constraint in GWh | FALSE | G | Annual | Heat Rate | MMBtu/MWh | 0.20588 | 0.2039 | 0.20196 | 0.19716 | 0.19187 | 0.18674 | 0.1806 | 0.17468
RPS v6.17- MO | 1104 | 7029 | Generation Constraint in GWh | FALSE | G | Annual | Generation | TWh | 7.3272 | 7.3984 | 7.4696 | 7.6512 | 7.8624 | 8.0784 | 8.3528 | 8.636
RPS v6.17- MO | 1104 | 7029 | Generation Constraint in GWh | FALSE | G | Annual | Qualifying Generation | TWh | 7.3272 | 7.3984 | 7.4696 | 7.6512 | 7.8624 | 8.0784 | 8.3528 | 8.636
RPS v6.17- MO | 1104 | 7029 | Generation Constraint in GWh | FALSE | G | Annual | Rate | lb/MWh | 0 | 0 | 0 | 0 | 0 | 0 | 0 | 0
RPS v6.17- MO | 1104 | 7029 | Generation Constraint in GWh | FALSE | G | Annual | Constraint Shadow Price | US2016$/MWh | 9.193 | 14.7497 | 13.3373 | 2.0341 | 10.0959 | 10.7665 | 5.849 | 7.0955
RPS v6.17- MT | 1105 | 7030 | Generation Constraint in GWh | FALSE | G | Annual | Seasons Included | Seasons | Winter, WintShld, Summer | Winter, WintShld, Summer | Winter, WintShld, Summer | Winter, WintShld, Summer | Winter, WintShld, Summer | Winter, WintShld, Summer | Winter, WintShld, Summer | Winter, WintShld, Summer
RPS v6.17- MT | 1105 | 7030 | Generation Constraint in GWh | FALSE | G | Annual | Standard GWh | GWh | 1504 | 1512 | 1519 | 1539 | 1571 | 1604 | 1661 | 1719
RPS v6.17- MT | 1105 | 7030 | Generation Constraint in GWh | FALSE | G | Annual | Emissions at Affected Plants | GWh | 2196.8118 | 2196.8118 | 2196.8118 | 2196.8118 | 2196.8118 | 2196.8118 | 2196.8118 | 4582.6095
RPS v6.17- MT | 1105 | 7030 | Generation Constraint in GWh | FALSE | G | Annual | Allowances Purchased | GWh | 0 | 0 | 0 | 0 | 0 | 0 | 0 | 0
RPS v6.17- MT | 1105 | 7030 | Generation Constraint in GWh | FALSE | G | Annual | Allowances Sold | GWh | 0 | 0 | 0 | 0 | 0 | 0 | 0 | 0
RPS v6.17- MT | 1105 | 7030 | Generation Constraint in GWh | FALSE | G | Annual | Allowances Banked | GWh | 0 | 0 | 0 | 0 | 0 | 0 | 0 | 0
RPS v6.17- MT | 1105 | 7030 | Generation Constraint in GWh | FALSE | G | Annual | Allowances Withdrawn (1:1) | GWh | 0 | 0 | 0 | 0 | 0 | 0 | 0 | 0
RPS v6.17- MT | 1105 | 7030 | Generation Constraint in GWh | FALSE | G | Annual | Allowances Withdrawn (n:1) | GWh | 0 | 0 | 0 | 0 | 0 | 0 | 0 | 0
RPS v6.17- MT | 1105 | 7030 | Generation Constraint in GWh | FALSE | G | Annual | Net Emissions Allowance Position | GWh | 2196.8118 | 2196.8118 | 2196.8118 | 2196.8118 | 2196.8118 | 2196.8118 | 2196.8118 | 4582.6095
RPS v6.17- MT | 1105 | 7030 | Generation Constraint in GWh | FALSE | G | Annual | Fuel Consumed | TBtu | 0 | 0 | 0 | 0 | 0 | 0 | 0 | 0
RPS v6.17- MT | 1105 | 7030 | Generation Constraint in GWh | FALSE | G | Annual | Heat Rate | MMBtu/MWh | 0 | 0 | 0 | 0 | 0 | 0 | 0 | 0
RPS v6.17- MT | 1105 | 7030 | Generation Constraint in GWh | FALSE | G | Annual | Generation | TWh | 2.1968 | 2.1968 | 2.1968 | 2.1968 | 2.1968 | 2.1968 | 2.1968 | 4.5826
RPS v6.17- MT | 1105 | 7030 | Generation Constraint in GWh | FALSE | G | Annual | Qualifying Generation | TWh | 2.1968 | 2.1968 | 2.1968 | 2.1968 | 2.1968 | 2.1968 | 2.1968 | 4.5826
RPS v6.17- MT | 1105 | 7030 | Generation Constraint in GWh | FALSE | G | Annual | Rate | lb/MWh | 0 | 0 | 0 | 0 | 0 | 0 | 0 | 0
RPS v6.17- MT | 1105 | 7030 | Generation Constraint in GWh | FALSE | G | Annual | Constraint Shadow Price | US2016$/MWh | 0 | 0 | 0 | 0 | 0 | 0 | 0 | 0
RPS v6.17- NC 75% limit | 1107 | 7041 | Generation Constraint in GWh | FALSE | G | Annual | Seasons Included | Seasons | Winter, WintShld, Summer | Winter, WintShld, Summer | Winter, WintShld, Summer | Winter, WintShld, Summer | Winter, WintShld, Summer | Winter, WintShld, Summer | Winter, WintShld, Summer | Winter, WintShld, Summer
RPS v6.17- NC 75% limit | 1107 | 7041 | Generation Constraint in GWh | FALSE | G | Annual | Standard GWh | GWh | 6132.75 | 6244.5 | 6358.5 | 6650.25 | 6942 | 7244.25 | 7583.25 | 7937.25
RPS v6.17- NC 75% limit | 1107 | 7041 | Generation Constraint in GWh | FALSE | G | Annual | Emissions at Affected Plants | GWh | 6132.75 | 14255.8432 | 14351.3514 | 14351.3514 | 14351.3514 | 14351.3514 | 14351.3514 | 14354.0581
RPS v6.17- NC 75% limit | 1107 | 7041 | Generation Constraint in GWh | FALSE | G | Annual | Allowances Purchased | GWh | 0 | 0 | 0 | 0 | 0 | 0 | 0 | 0
RPS v6.17- NC 75% limit | 1107 | 7041 | Generation Constraint in GWh | FALSE | G | Annual | Allowances Sold | GWh | 0 | 0 | 0 | 0 | 0 | 0 | 0 | 0
RPS v6.17- NC 75% limit | 1107 | 7041 | Generation Constraint in GWh | FALSE | G | Annual | Allowances Banked | GWh | 0 | 0 | 0 | 0 | 0 | 0 | 0 | 0
RPS v6.17- NC 75% limit | 1107 | 7041 | Generation Constraint in GWh | FALSE | G | Annual | Allowances Withdrawn (1:1) | GWh | 0 | 0 | 0 | 0 | 0 | 0 | 0 | 0
RPS v6.17- NC 75% limit | 1107 | 7041 | Generation Constraint in GWh | FALSE | G | Annual | Allowances Withdrawn (n:1) | GWh | 0 | 0 | 0 | 0 | 0 | 0 | 0 | 0
RPS v6.17- NC 75% limit | 1107 | 7041 | Generation Constraint in GWh | FALSE | G | Annual | Net Emissions Allowance Position | GWh | 6132.75 | 14255.8432 | 14351.3514 | 14351.3514 | 14351.3514 | 14351.3514 | 14351.3514 | 14354.0581
RPS v6.17- NC 75% limit | 1107 | 7041 | Generation Constraint in GWh | FALSE | G | Annual | Fuel Consumed | TBtu | 7.4342 | 7.4342 | 7.4342 | 7.4342 | 7.4342 | 7.4342 | 7.4342 | 7.4342
RPS v6.17- NC 75% limit | 1107 | 7041 | Generation Constraint in GWh | FALSE | G | Annual | Heat Rate | MMBtu/MWh | 0.9366 | 0.46289 | 0.46015 | 0.46015 | 0.46015 | 0.46015 | 0.46015 | 0.46007
RPS v6.17- NC 75% limit | 1107 | 7041 | Generation Constraint in GWh | FALSE | G | Annual | Generation | TWh | 7.9374 | 16.0605 | 16.156 | 16.156 | 16.156 | 16.156 | 16.156 | 16.1587
RPS v6.17- NC 75% limit | 1107 | 7041 | Generation Constraint in GWh | FALSE | G | Annual | Qualifying Generation | TWh | 6.1327 | 14.2558 | 14.3514 | 14.3514 | 14.3514 | 14.3514 | 14.3514 | 14.3541
RPS v6.17- NC 75% limit | 1107 | 7041 | Generation Constraint in GWh | FALSE | G | Annual | Rate | lb/MWh | 0 | 0 | 0 | 0 | 0 | 0 | 0 | 0
RPS v6.17- NC 75% limit | 1107 | 7041 | Generation Constraint in GWh | FALSE | G | Annual | Constraint Shadow Price | US2016$/MWh | 0.13339 | 0 | 0 | 0 | 0 | 0 | 0 | 0
RPS v6.17- NM | 1108 | 7032 | Generation Constraint in GWh | FALSE | G | Annual | Seasons Included | Seasons | Winter, WintShld, Summer | Winter, WintShld, Summer | Winter, WintShld, Summer | Winter, WintShld, Summer | Winter, WintShld, Summer | Winter, WintShld, Summer | Winter, WintShld, Summer | Winter, WintShld, Summer
RPS v6.17- NM | 1108 | 7032 | Generation Constraint in GWh | FALSE | G | Annual | Standard GWh | GWh | 3889 | 3948 | 4008 | 4161 | 4332 | 4510 | 4708 | 4915
RPS v6.17- NM | 1108 | 7032 | Generation Constraint in GWh | FALSE | G | Annual | Emissions at Affected Plants | GWh | 7813.3997 | 7813.3997 | 7813.3997 | 7813.3997 | 9723.81 | 9723.81 | 14828.5427 | 14828.5427
RPS v6.17- NM | 1108 | 7032 | Generation Constraint in GWh | FALSE | G | Annual | Allowances Purchased | GWh | 0 | 0 | 0 | 0 | 0 | 0 | 0 | 0
RPS v6.17- NM | 1108 | 7032 | Generation Constraint in GWh | FALSE | G | Annual | Allowances Sold | GWh | 0 | 0 | 0 | 0 | 0 | 0 | 0 | 0
RPS v6.17- NM | 1108 | 7032 | Generation Constraint in GWh | FALSE | G | Annual | Allowances Banked | GWh | 0 | 0 | 0 | 0 | 0 | 0 | 0 | 0
RPS v6.17- NM | 1108 | 7032 | Generation Constraint in GWh | FALSE | G | Annual | Allowances Withdrawn (1:1) | GWh | 0 | 0 | 0 | 0 | 0 | 0 | 0 | 0
RPS v6.17- NM | 1108 | 7032 | Generation Constraint in GWh | FALSE | G | Annual | Allowances Withdrawn (n:1) | GWh | 0 | 0 | 0 | 0 | 0 | 0 | 0 | 0
RPS v6.17- NM | 1108 | 7032 | Generation Constraint in GWh | FALSE | G | Annual | Net Emissions Allowance Position | GWh | 7813.3997 | 7813.3997 | 7813.3997 | 7813.3997 | 9723.81 | 9723.81 | 14828.5427 | 14828.5427
RPS v6.17- NM | 1108 | 7032 | Generation Constraint in GWh | FALSE | G | Annual | Fuel Consumed | TBtu | 0.32854 | 0.32854 | 0.32854 | 0.32854 | 0.32854 | 0.32854 | 0.32854 | 0.32854
RPS v6.17- NM | 1108 | 7032 | Generation Constraint in GWh | FALSE | G | Annual | Heat Rate | MMBtu/MWh | 0.042049 | 0.042049 | 0.042049 | 0.042049 | 0.033788 | 0.033788 | 0.022156 | 0.022156
RPS v6.17- NM | 1108 | 7032 | Generation Constraint in GWh | FALSE | G | Annual | Generation | TWh | 7.8134 | 7.8134 | 7.8134 | 7.8134 | 9.7238 | 9.7238 | 14.8285 | 14.8285
RPS v6.17- NM | 1108 | 7032 | Generation Constraint in GWh | FALSE | G | Annual | Qualifying Generation | TWh | 7.8134 | 7.8134 | 7.8134 | 7.8134 | 9.7238 | 9.7238 | 14.8285 | 14.8285
RPS v6.17- NM | 1108 | 7032 | Generation Constraint in GWh | FALSE | G | Annual | Rate | lb/MWh | 0 | 0 | 0 | 0 | 0 | 0 | 0 | 0
RPS v6.17- NM | 1108 | 7032 | Generation Constraint in GWh | FALSE | G | Annual | Constraint Shadow Price | US2016$/MWh | 0 | 0 | 0 | 0 | 0 | 0 | 0 | 0
RPS v6.17- NV | 1109 | 7033 | Generation Constraint in GWh | FALSE | G | Annual | Seasons Included | Seasons | Winter, WintShld, Summer | Winter, WintShld, Summer | Winter, WintShld, Summer | Winter, WintShld, Summer | Winter, WintShld, Summer | Winter, WintShld, Summer | Winter, WintShld, Summer | Winter, WintShld, Summer
RPS v6.17- NV | 1109 | 7033 | Generation Constraint in GWh | FALSE | G | Annual | Standard GWh | GWh | 6416 | 6485 | 8275 | 8498 | 8785 | 9082 | 9465 | 9864
RPS v6.17- NV | 1109 | 7033 | Generation Constraint in GWh | FALSE | G | Annual | Emissions at Affected Plants | GWh | 7931.2048 | 7931.2048 | 8275 | 8498 | 8966.3331 | 9082 | 9465 | 9864
RPS v6.17- NV | 1109 | 7033 | Generation Constraint in GWh | FALSE | G | Annual | Allowances Purchased | GWh | 0 | 0 | 0 | 0 | 0 | 0 | 0 | 0
RPS v6.17- NV | 1109 | 7033 | Generation Constraint in GWh | FALSE | G | Annual | Allowances Sold | GWh | 0 | 0 | 0 | 0 | 0 | 0 | 0 | 0
RPS v6.17- NV | 1109 | 7033 | Generation Constraint in GWh | FALSE | G | Annual | Allowances Banked | GWh | 0 | 0 | 0 | 0 | 0 | 0 | 0 | 0
RPS v6.17- NV | 1109 | 7033 | Generation Constraint in GWh | FALSE | G | Annual | Allowances Withdrawn (1:1) | GWh | 0 | 0 | 0 | 0 | 0 | 0 | 0 | 0
RPS v6.17- NV | 1109 | 7033 | Generation Constraint in GWh | FALSE | G | Annual | Allowances Withdrawn (n:1) | GWh | 0 | 0 | 0 | 0 | 0 | 0 | 0 | 0
RPS v6.17- NV | 1109 | 7033 | Generation Constraint in GWh | FALSE | G | Annual | Net Emissions Allowance Position | GWh | 7931.2048 | 7931.2048 | 8275 | 8498 | 8966.3331 | 9082 | 9465 | 9864
RPS v6.17- NV | 1109 | 7033 | Generation Constraint in GWh | FALSE | G | Annual | Fuel Consumed | TBtu | 42.2833 | 42.2833 | 52.5972 | 52.5972 | 52.5972 | 52.5972 | 52.5972 | 52.5972
RPS v6.17- NV | 1109 | 7033 | Generation Constraint in GWh | FALSE | G | Annual | Heat Rate | MMBtu/MWh | 5.3313 | 5.3313 | 6.3562 | 6.1894 | 5.8661 | 5.7914 | 5.557 | 5.3322
RPS v6.17- NV | 1109 | 7033 | Generation Constraint in GWh | FALSE | G | Annual | Generation | TWh | 7.9312 | 7.9312 | 8.275 | 8.498 | 8.9663 | 9.082 | 9.465 | 9.864
RPS v6.17- NV | 1109 | 7033 | Generation Constraint in GWh | FALSE | G | Annual | Qualifying Generation | TWh | 7.9312 | 7.9312 | 8.275 | 8.498 | 8.9663 | 9.082 | 9.465 | 9.864
RPS v6.17- NV | 1109 | 7033 | Generation Constraint in GWh | FALSE | G | Annual | Rate | lb/MWh | 0 | 0 | 0 | 0 | 0 | 0 | 0 | 0
RPS v6.17- NV | 1109 | 7033 | Generation Constraint in GWh | FALSE | G | Annual | Constraint Shadow Price | US2016$/MWh | 0 | 0 | 13.3349 | 1.3006 | 0 | 6.6737 | 5.4961 | 3.0463
RPS v6.17- NY | 1110 | 7034 | Generation Constraint in GWh | FALSE | G | Annual | Seasons Included | Seasons | Winter, WintShld, Summer | Winter, WintShld, Summer | Winter, WintShld, Summer | Winter, WintShld, Summer | Winter, WintShld, Summer | Winter, WintShld, Summer | Winter, WintShld, Summer | Winter, WintShld, Summer
RPS v6.17- NY | 1110 | 7034 | Generation Constraint in GWh | FALSE | G | Annual | Standard GWh | GWh | 36896 | 41959 | 46983 | 59373 | 59406 | 59439 | 60329 | 61233
RPS v6.17- NY | 1110 | 7034 | Generation Constraint in GWh | FALSE | G | Annual | Emissions at Affected Plants | GWh | 36896 | 41959 | 46983 | 59373 | 59406 | 59439 | 60329 | 61233
RPS v6.17- NY | 1110 | 7034 | Generation Constraint in GWh | FALSE | G | Annual | Allowances Purchased | GWh | 0 | 0 | 0 | 0 | 0 | 0 | 0 | 0
RPS v6.17- NY | 1110 | 7034 | Generation Constraint in GWh | FALSE | G | Annual | Allowances Sold | GWh | 0 | 0 | 0 | 0 | 0 | 0 | 0 | 0
RPS v6.17- NY | 1110 | 7034 | Generation Constraint in GWh | FALSE | G | Annual | Allowances Banked | GWh | 0 | 0 | 0 | 0 | 0 | 0 | 0 | 0
RPS v6.17- NY | 1110 | 7034 | Generation Constraint in GWh | FALSE | G | Annual | Allowances Withdrawn (1:1) | GWh | 0 | 0 | 0 | 0 | 0 | 0 | 0 | 0
RPS v6.17- NY | 1110 | 7034 | Generation Constraint in GWh | FALSE | G | Annual | Allowances Withdrawn (n:1) | GWh | 0 | 0 | 0 | 0 | 0 | 0 | 0 | 0
RPS v6.17- NY | 1110 | 7034 | Generation Constraint in GWh | FALSE | G | Annual | Net Emissions Allowance Position | GWh | 36896 | 41959 | 46983 | 59373 | 59406 | 59439 | 60329 | 61233
RPS v6.17- NY | 1110 | 7034 | Generation Constraint in GWh | FALSE | G | Annual | Fuel Consumed | TBtu | 13.6204 | 31.4424 | 33.5454 | 19.5841 | 43.1629 | 36.2751 | 46.1257 | 49.4769
RPS v6.17- NY | 1110 | 7034 | Generation Constraint in GWh | FALSE | G | Annual | Heat Rate | MMBtu/MWh | 0.12708 | 0.29157 | 0.28376 | 0.1349 | 0.29563 | 0.24704 | 0.30666 | 0.32113
RPS v6.17- NY | 1110 | 7034 | Generation Constraint in GWh | FALSE | G | Annual | Generation | TWh | 107.1774 | 107.8384 | 118.2185 | 145.1707 | 146.003 | 146.8384 | 150.4124 | 154.0699
RPS v6.17- NY | 1110 | 7034 | Generation Constraint in GWh | FALSE | G | Annual | Qualifying Generation | TWh | 36.896 | 41.959 | 46.983 | 59.373 | 59.406 | 59.439 | 60.329 | 61.233
RPS v6.17- NY | 1110 | 7034 | Generation Constraint in GWh | FALSE | G | Annual | Rate | lb/MWh | 0 | 0 | 0 | 0 | 0 | 0 | 0 | 0
RPS v6.17- NY | 1110 | 7034 | Generation Constraint in GWh | FALSE | G | Annual | Constraint Shadow Price | US2016$/MWh | 9.463 | 10.0007 | 12.2959 | 8.4 | 10.0005 | 11.6655 | 10.2083 | 4.664
RPS v6.17- OH 50% limit | 1112 | 7043 | Generation Constraint in GWh | FALSE | G | Annual | Seasons Included | Seasons | Winter, WintShld, Summer | Winter, WintShld, Summer | Winter, WintShld, Summer | Winter, WintShld, Summer | Winter, WintShld, Summer | Winter, WintShld, Summer | Winter, WintShld, Summer | Winter, WintShld, Summer
RPS v6.17- OH 50% limit | 1112 | 7043 | Generation Constraint in GWh | FALSE | G | Annual | Standard GWh | GWh | 4835 | 6181 | 7552.5 | 8401.5 | 8606 | 8815.5 | 9060.5 | 9313
RPS v6.17- OH 50% limit | 1112 | 7043 | Generation Constraint in GWh | FALSE | G | Annual | Emissions at Affected Plants | GWh | 4835 | 6181 | 7552.5 | 8401.5 | 8606 | 8815.5 | 9060.5 | 9313
RPS v6.17- OH 50% limit | 1112 | 7043 | Generation Constraint in GWh | FALSE | G | Annual | Allowances Purchased | GWh | 0 | 0 | 0 | 0 | 0 | 0 | 0 | 0
RPS v6.17- OH 50% limit | 1112 | 7043 | Generation Constraint in GWh | FALSE | G | Annual | Allowances Sold | GWh | 0 | 0 | 0 | 0 | 0 | 0 | 0 | 0
RPS v6.17- OH 50% limit | 1112 | 7043 | Generation Constraint in GWh | FALSE | G | Annual | Allowances Banked | GWh | 0 | 0 | 0 | 0 | 0 | 0 | 0 | 0
RPS v6.17- OH 50% limit | 1112 | 7043 | Generation Constraint in GWh | FALSE | G | Annual | Allowances Withdrawn (1:1) | GWh | 0 | 0 | 0 | 0 | 0 | 0 | 0 | 0
RPS v6.17- OH 50% limit | 1112 | 7043 | Generation Constraint in GWh | FALSE | G | Annual | Allowances Withdrawn (n:1) | GWh | 0 | 0 | 0 | 0 | 0 | 0 | 0 | 0
RPS v6.17- OH 50% limit | 1112 | 7043 | Generation Constraint in GWh | FALSE | G | Annual | Net Emissions Allowance Position | GWh | 4835 | 6181 | 7552.5 | 8401.5 | 8606 | 8815.5 | 9060.5 | 9313
RPS v6.17- OH 50% limit | 1112 | 7043 | Generation Constraint in GWh | FALSE | G | Annual | Fuel Consumed | TBtu | 2.9555 | 2.4793 | 2.9555 | 2.9555 | 1.5842 | 2.9555 | 6.8873 | 6.8873
RPS v6.17- OH 50% limit | 1112 | 7043 | Generation Constraint in GWh | FALSE | G | Annual | Heat Rate | MMBtu/MWh | 0.22917 | 0.18578 | 0.18196 | 0.18196 | 0.097535 | 0.18196 | 0.42402 | 0.42402
RPS v6.17- OH 50% limit | 1112 | 7043 | Generation Constraint in GWh | FALSE | G | Annual | Generation | TWh | 12.8966 | 13.3451 | 16.2427 | 16.2427 | 16.2427 | 16.2427 | 16.2427 | 16.2427
RPS v6.17- OH 50% limit | 1112 | 7043 | Generation Constraint in GWh | FALSE | G | Annual | Qualifying Generation | TWh | 4.835 | 6.181 | 7.5525 | 8.4015 | 8.606 | 8.8155 | 9.0605 | 9.313
RPS v6.17- OH 50% limit | 1112 | 7043 | Generation Constraint in GWh | FALSE | G | Annual | Rate | lb/MWh | 0 | 0 | 0 | 0 | 0 | 0 | 0 | 0
RPS v6.17- OH 50% limit | 1112 | 7043 | Generation Constraint in GWh | FALSE | G | Annual | Constraint Shadow Price | US2016$/MWh | 9.463 | 10.0007 | 12.2959 | 8.4 | 10.0005 | 11.6655 | 10.2083 | 4.664
RPS v6.17- OR,WA | 1113 | 7038 | Generation Constraint in GWh | FALSE | G | Annual | Seasons Included | Seasons | Winter, WintShld, Summer | Winter, WintShld, Summer | Winter, WintShld, Summer | Winter, WintShld, Summer | Winter, WintShld, Summer | Winter, WintShld, Summer | Winter, WintShld, Summer | Winter, WintShld, Summer
RPS v6.17- OR,WA | 1113 | 7038 | Generation Constraint in GWh | FALSE | G | Annual | Standard GWh | GWh | 18050 | 18129 | 21637 | 25130 | 29959 | 33153 | 35111 | 36344
RPS v6.17- OR,WA | 1113 | 7038 | Generation Constraint in GWh | FALSE | G | Annual | Emissions at Affected Plants | GWh | 21637 | 21637 | 21637 | 25130 | 29959 | 33153 | 35111 | 36344
RPS v6.17- OR,WA | 1113 | 7038 | Generation Constraint in GWh | FALSE | G | Annual | Allowances Purchased | GWh | 0 | 0 | 0 | 0 | 0 | 0 | 0 | 0
RPS v6.17- OR,WA | 1113 | 7038 | Generation Constraint in GWh | FALSE | G | Annual | Allowances Sold | GWh | 0 | 0 | 0 | 0 | 0 | 0 | 0 | 0
RPS v6.17- OR,WA | 1113 | 7038 | Generation Constraint in GWh | FALSE | G | Annual | Allowances Banked | GWh | 0 | 0 | 0 | 0 | 0 | 0 | 0 | 0
RPS v6.17- OR,WA | 1113 | 7038 | Generation Constraint in GWh | FALSE | G | Annual | Allowances Withdrawn (1:1) | GWh | 0 | 0 | 0 | 0 | 0 | 0 | 0 | 0
RPS v6.17- OR,WA | 1113 | 7038 | Generation Constraint in GWh | FALSE | G | Annual | Allowances Withdrawn (n:1) | GWh | 0 | 0 | 0 | 0 | 0 | 0 | 0 | 0
RPS v6.17- OR,WA | 1113 | 7038 | Generation Constraint in GWh | FALSE | G | Annual | Net Emissions Allowance Position | GWh | 21637 | 21637 | 21637 | 25130 | 29959 | 33153 | 35111 | 36344
RPS v6.17- OR,WA | 1113 | 7038 | Generation Constraint in GWh | FALSE | G | Annual | Fuel Consumed | TBtu | 7.5718 | 7.5718 | 7.5718 | 7.5718 | 7.5718 | 7.5718 | 7.5718 | 7.5718
RPS v6.17- OR,WA | 1113 | 7038 | Generation Constraint in GWh | FALSE | G | Annual | Heat Rate | MMBtu/MWh | 0.34995 | 0.34995 | 0.34995 | 0.3013 | 0.25274 | 0.22839 | 0.21565 | 0.20834
RPS v6.17- OR,WA | 1113 | 7038 | Generation Constraint in GWh | FALSE | G | Annual | Generation | TWh | 21.637 | 21.637 | 21.637 | 25.13 | 29.959 | 33.153 | 35.111 | 36.344
RPS v6.17- OR,WA | 1113 | 7038 | Generation Constraint in GWh | FALSE | G | Annual | Qualifying Generation | TWh | 21.637 | 21.637 | 21.637 | 25.13 | 29.959 | 33.153 | 35.111 | 36.344
RPS v6.17- OR,WA | 1113 | 7038 | Generation Constraint in GWh | FALSE | G | Annual | Rate | lb/MWh | 0 | 0 | 0 | 0 | 0 | 0 | 0 | 0
RPS v6.17- OR,WA | 1113 | 7038 | Generation Constraint in GWh | FALSE | G | Annual | Constraint Shadow Price | US2016$/MWh | 0 | 0 | 6.8381 | 2.5071 | 19.9848 | 17.2002 | 14.065 | 10.6788
RPS v6.17- TX | 1114 | 7037 | Generation Constraint in GWh | FALSE | G | Annual | Seasons Included | Seasons | Winter, WintShld, Summer | Winter, WintShld, Summer | Winter, WintShld, Summer | Winter, WintShld, Summer | Winter, WintShld, Summer | Winter, WintShld, Summer | Winter, WintShld, Summer | Winter, WintShld, Summer
RPS v6.17- TX | 1114 | 7037 | Generation Constraint in GWh | FALSE | G | Annual | Standard GWh | GWh | 18028 | 18028 | 18028 | 18028 | 18028 | 18028 | 17992 | 17989
RPS v6.17- TX | 1114 | 7037 | Generation Constraint in GWh | FALSE | G | Annual | Emissions at Affected Plants | GWh | 93788.7068 | 101446.9472 | 105357.5108 | 128284.6797 | 128284.6797 | 128285.049 | 213536.399 | 216762.738
RPS v6.17- TX | 1114 | 7037 | Generation Constraint in GWh | FALSE | G | Annual | Allowances Purchased | GWh | 0 | 0 | 0 | 0 | 0 | 0 | 0 | 0
RPS v6.17- TX | 1114 | 7037 | Generation Constraint in GWh | FALSE | G | Annual | Allowances Sold | GWh | 0 | 0 | 0 | 0 | 0 | 0 | 0 | 0
RPS v6.17- TX | 1114 | 7037 | Generation Constraint in GWh | FALSE | G | Annual | Allowances Banked | GWh | 0 | 0 | 0 | 0 | 0 | 0 | 0 | 0
RPS v6.17- TX | 1114 | 7037 | Generation Constraint in GWh | FALSE | G | Annual | Allowances Withdrawn (1:1) | GWh | 0 | 0 | 0 | 0 | 0 | 0 | 0 | 0
RPS v6.17- TX | 1114 | 7037 | Generation Constraint in GWh | FALSE | G | Annual | Allowances Withdrawn (n:1) | GWh | 0 | 0 | 0 | 0 | 0 | 0 | 0 | 0
RPS v6.17- TX | 1114 | 7037 | Generation Constraint in GWh | FALSE | G | Annual | Net Emissions Allowance Position | GWh | 93788.7068 | 101446.9472 | 105357.5108 | 128284.6797 | 128284.6797 | 128285.049 | 213536.399 | 216762.738
RPS v6.17- TX | 1114 | 7037 | Generation Constraint in GWh | FALSE | G | Annual | Fuel Consumed | TBtu | 6.3096 | 6.3186 | 6.3265 | 6.3614 | 6.3614 | 6.3647 | 6.3804 | 6.3614
RPS v6.17- TX | 1114 | 7037 | Generation Constraint in GWh | FALSE | G | Annual | Heat Rate | MMBtu/MWh | 0.067274 | 0.062285 | 0.060048 | 0.049588 | 0.049588 | 0.049614 | 0.029879 | 0.029348
RPS v6.17- TX | 1114 | 7037 | Generation Constraint in GWh | FALSE | G | Annual | Generation | TWh | 93.7887 | 101.4469 | 105.3575 | 128.2847 | 128.2847 | 128.285 | 213.5364 | 216.7627
RPS v6.17- TX | 1114 | 7037 | Generation Constraint in GWh | FALSE | G | Annual | Qualifying Generation | TWh | 93.7887 | 101.4469 | 105.3575 | 128.2847 | 128.2847 | 128.285 | 213.5364 | 216.7627
RPS v6.17- TX | 1114 | 7037 | Generation Constraint in GWh | FALSE | G | Annual | Rate | lb/MWh | 0 | 0 | 0 | 0 | 0 | 0 | 0 | 0
RPS v6.17- TX | 1114 | 7037 | Generation Constraint in GWh | FALSE | G | Annual | Constraint Shadow Price | US2016$/MWh | 0 | 0 | 0 | 0 | 0 | 0 | 0 | 0
RPS v6.17- WI | 1115 | 7039 | Generation Constraint in GWh | FALSE | G | Annual | Seasons Included | Seasons | Winter, WintShld, Summer | Winter, WintShld, Summer | Winter, WintShld, Summer | Winter, WintShld, Summer | Winter, WintShld, Summer | Winter, WintShld, Summer | Winter, WintShld, Summer | Winter, WintShld, Summer
RPS v6.17- WI | 1115 | 7039 | Generation Constraint in GWh | FALSE | G | Annual | Standard GWh | GWh | 7601 | 7676 | 7752 | 7944 | 8142 | 8344 | 8582 | 8827
RPS v6.17- WI | 1115 | 7039 | Generation Constraint in GWh | FALSE | G | Annual | Emissions at Affected Plants | GWh | 7601 | 7676 | 7752 | 7944 | 8142 | 8344 | 8582 | 8827
RPS v6.17- WI | 1115 | 7039 | Generation Constraint in GWh | FALSE | G | Annual | Allowances Purchased | GWh | 0 | 0 | 0 | 0 | 0 | 0 | 0 | 0
RPS v6.17- WI | 1115 | 7039 | Generation Constraint in GWh | FALSE | G | Annual | Allowances Sold | GWh | 0 | 0 | 0 | 0 | 0 | 0 | 0 | 0
RPS v6.17- WI | 1115 | 7039 | Generation Constraint in GWh | FALSE | G | Annual | Allowances Banked | GWh | 0 | 0 | 0 | 0 | 0 | 0 | 0 | 0
RPS v6.17- WI | 1115 | 7039 | Generation Constraint in GWh | FALSE | G | Annual | Allowances Withdrawn (1:1) | GWh | 0 | 0 | 0 | 0 | 0 | 0 | 0 | 0
RPS v6.17- WI | 1115 | 7039 | Generation Constraint in GWh | FALSE | G | Annual | Allowances Withdrawn (n:1) | GWh | 0 | 0 | 0 | 0 | 0 | 0 | 0 | 0
RPS v6.17- WI | 1115 | 7039 | Generation Constraint in GWh | FALSE | G | Annual | Net Emissions Allowance Position | GWh | 7601 | 7676 | 7752 | 7944 | 8142 | 8344 | 8582 | 8827
RPS v6.17- WI | 1115 | 7039 | Generation Constraint in GWh | FALSE | G | Annual | Fuel Consumed | TBtu | 6.7016 | 6.7016 | 6.7016 | 0.59046 | 0.59046 | 1.6289 | 6.7016 | 6.7016
RPS v6.17- WI | 1115 | 7039 | Generation Constraint in GWh | FALSE | G | Annual | Heat Rate | MMBtu/MWh | 0.88167 | 0.87305 | 0.8645 | 0.067882 | 0.067882 | 0.18727 | 0.77045 | 0.75921
RPS v6.17- WI | 1115 | 7039 | Generation Constraint in GWh | FALSE | G | Annual | Generation | TWh | 7.601 | 7.676 | 7.752 | 8.6983 | 8.6983 | 8.6983 | 8.6983 | 8.827
RPS v6.17- WI | 1115 | 7039 | Generation Constraint in GWh | FALSE | G | Annual | Qualifying Generation | TWh | 7.601 | 7.676 | 7.752 | 7.944 | 8.142 | 8.344 | 8.582 | 8.827
RPS v6.17- WI | 1115 | 7039 | Generation Constraint in GWh | FALSE | G | Annual | Rate | lb/MWh | 0 | 0 | 0 | 0 | 0 | 0 | 0 | 0
RPS v6.17- WI | 1115 | 7039 | Generation Constraint in GWh | FALSE | G | Annual | Constraint Shadow Price | US2016$/MWh | 5.665 | 15.956 | 8.7761 | 0 | 0 | 0 | 0 | 1.1746
State Niagara Mohawk Power - NOX Cap Annual v3.1 | 1116 | 1890 | Rate Constraint in MTons | FALSE | L | Annual | Seasons Included | Seasons | Winter, WintShld, Summer | Winter, WintShld, Summer | Winter, WintShld, Summer | Winter, WintShld, Summer | Winter, WintShld, Summer | Winter, WintShld, Summer | Winter, WintShld, Summer | Winter, WintShld, Summer
State Niagara Mohawk Power - NOX Cap Annual v3.1 | 1116 | 1890 | Rate Constraint in MTons | FALSE | L | Annual | Standard NOX | Thousand Tons | 3.241 | 3.241 | 3.241 | 3.241 | 3.241 | 3.241 | 3.241 | 3.241
State Niagara Mohawk Power - NOX Cap Annual v3.1 | 1116 | 1890 | Rate Constraint in MTons | FALSE | L | Annual | Emissions at Affected Plants NOX | Thousand Tons | 0 | 0 | 0 | 0 | 0 | 0 | 0 | 0
State Niagara Mohawk Power - NOX Cap Annual v3.1 | 1116 | 1890 | Rate Constraint in MTons | FALSE | L | Annual | Allowances Purchased NOX | Thousand Tons | 0 | 0 | 0 | 0 | 0 | 0 | 0 | 0
State Niagara Mohawk Power - NOX Cap Annual v3.1 | 1116 | 1890 | Rate Constraint in MTons | FALSE | L | Annual | Allowances Sold NOX | Thousand Tons | 0 | 0 | 0 | 0 | 0 | 0 | 0 | 0
State Niagara Mohawk Power - NOX Cap Annual v3.1 | 1116 | 1890 | Rate Constraint in MTons | FALSE | L | Annual | Allowances Banked | Thousand Tons | 0 | 0 | 0 | 0 | 0 | 0 | 0 | 0
State Niagara Mohawk Power - NOX Cap Annual v3.1 | 1116 | 1890 | Rate Constraint in MTons | FALSE | L | Annual | Allowances Withdrawn (1:1) | Thousand Tons | 0 | 0 | 0 | 0 | 0 | 0 | 0 | 0
State Niagara Mohawk Power - NOX Cap Annual v3.1 | 1116 | 1890 | Rate Constraint in MTons | FALSE | L | Annual | Allowances Withdrawn (n:1) | Thousand Tons | 0 | 0 | 0 | 0 | 0 | 0 | 0 | 0
State Niagara Mohawk Power - NOX Cap Annual v3.1 | 1116 | 1890 | Rate Constraint in MTons | FALSE | L | Annual | Net Emissions Allowance Position | Thousand Tons | 0 | 0 | 0 | 0 | 0 | 0 | 0 | 0
State Niagara Mohawk Power - NOX Cap Annual v3.1 | 1116 | 1890 | Rate Constraint in MTons | FALSE | L | Annual | Fuel Consumed | TBtu | 0 | 0 | 0 | 0 | 0 | 0 | 0 | 0
State Niagara Mohawk Power - NOX Cap Annual v3.1 | 1116 | 1890 | Rate Constraint in MTons | FALSE | L | Annual | Rate | lb/MMBtu | 0 | 0 | 0 | 0 | 0 | 0 | 0 | 0
State Niagara Mohawk Power - NOX Cap Annual v3.1 | 1116 | 1890 | Rate Constraint in MTons | FALSE | L | Annual | Generation | TWh | 0 | 0 | 0 | 0 | 0 | 0 | 0 | 0
State Niagara Mohawk Power - NOX Cap Annual v3.1 | 1116 | 1890 | Rate Constraint in MTons | FALSE | L | Annual | Qualifying Generation | TWh | 0 | 0 | 0 | 0 | 0 | 0 | 0 | 0
State Niagara Mohawk Power - NOX Cap Annual v3.1 | 1116 | 1890 | Rate Constraint in MTons | FALSE | L | Annual | Rate | lb/MWh | 0 | 0 | 0 | 0 | 0 | 0 | 0 | 0
State Niagara Mohawk Power - NOX Cap Annual v3.1 | 1116 | 1890 | Rate Constraint in MTons | FALSE | L | Annual | Constraint Shadow Price | US2016$/Ton | 0 | 0 | 0 | 0 | 0 | 0 | 0 | 0
State Niagara Mohawk Power - SO2 Cap Annual v3.1 | 1117 | 1891 | Rate Constraint in MTons | FALSE | L | Annual | Seasons Included | Seasons | Winter, WintShld, Summer | Winter, WintShld, Summer | Winter, WintShld, Summer | Winter, WintShld, Summer | Winter, WintShld, Summer | Winter, WintShld, Summer | Winter, WintShld, Summer | Winter, WintShld, Summer
State Niagara Mohawk Power - SO2 Cap Annual v3.1 | 1117 | 1891 | Rate Constraint in MTons | FALSE | L | Annual | Standard SO2 | Thousand Tons | 14.169 | 14.169 | 14.169 | 14.169 | 14.169 | 14.169 | 14.169 | 14.169
State Niagara Mohawk Power - SO2 Cap Annual v3.1 | 1117 | 1891 | Rate Constraint in MTons | FALSE | L | Annual | Emissions at Affected Plants SO2 | Thousand Tons | 0 | 0 | 0 | 0 | 0 | 0 | 0 | 0
State Niagara Mohawk Power - SO2 Cap Annual v3.1 | 1117 | 1891 | Rate Constraint in MTons | FALSE | L | Annual | Allowances Purchased SO2 | Thousand Tons | 0 | 0 | 0 | 0 | 0 | 0 | 0 | 0
State Niagara Mohawk Power - SO2 Cap Annual v3.1 | 1117 | 1891 | Rate Constraint in MTons | FALSE | L | Annual | Allowances Sold SO2 | Thousand Tons | 0 | 0 | 0 | 0 | 0 | 0 | 0 | 0
State Niagara Mohawk Power - SO2 Cap Annual v3.1 | 1117 | 1891 | Rate Constraint in MTons | FALSE | L | Annual | Allowances Banked | Thousand Tons | 0 | 0 | 0 | 0 | 0 | 0 | 0 | 0
State Niagara Mohawk Power - SO2 Cap Annual v3.1 | 1117 | 1891 | Rate Constraint in MTons | FALSE | L | Annual | Allowances Withdrawn (1:1) | Thousand Tons | 0 | 0 | 0 | 0 | 0 | 0 | 0 | 0
State Niagara Mohawk Power - SO2 Cap Annual v3.1 | 1117 | 1891 | Rate Constraint in MTons | FALSE | L | Annual | Allowances Withdrawn (n:1) | Thousand Tons | 0 | 0 | 0 | 0 | 0 | 0 | 0 | 0
State Niagara Mohawk Power - SO2 Cap Annual v3.1 | 1117 | 1891 | Rate Constraint in MTons | FALSE | L | Annual | Net Emissions Allowance Position | Thousand Tons | 0 | 0 | 0 | 0 | 0 | 0 | 0 | 0
State Niagara Mohawk Power - SO2 Cap Annual v3.1 | 1117 | 1891 | Rate Constraint in MTons | FALSE | L | Annual | Fuel Consumed | TBtu | 0 | 0 | 0 | 0 | 0 | 0 | 0 | 0
State Niagara Mohawk Power - SO2 Cap Annual v3.1 | 1117 | 1891 | Rate Constraint in MTons | FALSE | L | Annual | Rate | lb/MMBtu | 0 | 0 | 0 | 0 | 0 | 0 | 0 | 0
State Niagara Mohawk Power - SO2 Cap Annual v3.1 | 1117 | 1891 | Rate Constraint in MTons | FALSE | L | Annual | Generation | TWh | 0 | 0 | 0 | 0 | 0 | 0 | 0 | 0
State Niagara Mohawk Power - SO2 Cap Annual v3.1 | 1117 | 1891 | Rate Constraint in MTons | FALSE | L | Annual | Qualifying Generation | TWh | 0 | 0 | 0 | 0 | 0 | 0 | 0 | 0
State Niagara Mohawk Power - SO2 Cap Annual v3.1 | 1117 | 1891 | Rate Constraint in MTons | FALSE | L | Annual | Rate | lb/MWh | 0 | 0 | 0 | 0 | 0 | 0 | 0 | 0
State Niagara Mohawk Power - SO2 Cap Annual v3.1 | 1117 | 1891 | Rate Constraint in MTons | FALSE | L | Annual | Constraint Shadow Price | US2016$/Ton | 0 | 0 | 0 | 0 | 0 | 0 | 0 | 0
Texas BART FIP v6.17 | 1118 | 6440 | Rate Constraint in MTons | FALSE | L | Annual | Seasons Included | Seasons | Winter, WintShld, Summer | Winter, WintShld, Summer | Winter, WintShld, Summer | Winter, WintShld, Summer | Winter, WintShld, Summer | Winter, WintShld, Summer | Winter, WintShld, Summer | Winter, WintShld, Summer
Texas BART FIP v6.17 | 1118 | 6440 | Rate Constraint in MTons | FALSE | L | Annual | Standard SO2 | Thousand Tons | 248.393 | 248.393 | 248.393 | 248.393 | 248.393 | 248.393 | 248.393 | 248.393
Texas BART FIP v6.17 | 1118 | 6440 | Rate Constraint in MTons | FALSE | L | Annual | Emissions at Affected Plants SO2 | Thousand Tons | 110.3146 | 130.7594 | 132.4292 | 122.0896 | 117.4865 | 102.7394 | 103.4346 | 95.7069
Texas BART FIP v6.17 | 1118 | 6440 | Rate Constraint in MTons | FALSE | L | Annual | Allowances Purchased SO2 | Thousand Tons | 0 | 0 | 0 | 0 | 0 | 0 | 0 | 0
Texas BART FIP v6.17 | 1118 | 6440 | Rate Constraint in MTons | FALSE | L | Annual | Allowances Sold SO2 | Thousand Tons | 0 | 0 | 0 | 0 | 0 | 0 | 0 | 0
Texas BART FIP v6.17 | 1118 | 6440 | Rate Constraint in MTons | FALSE | L | Annual | Allowances Banked | Thousand Tons | 0 | 0 | 0 | 0 | 0 | 0 | 0 | 0
Texas BART FIP v6.17 | 1118 | 6440 | Rate Constraint in MTons | FALSE | L | Annual | Allowances Withdrawn (1:1) | Thousand Tons | 0 | 0 | 0 | 0 | 0 | 0 | 0 | 0
Texas BART FIP v6.17 | 1118 | 6440 | Rate Constraint in MTons | FALSE | L | Annual | Allowances Withdrawn (n:1) | Thousand Tons | 0 | 0 | 0 | 0 | 0 | 0 | 0 | 0
Texas BART FIP v6.17 | 1118 | 6440 | Rate Constraint in MTons | FALSE | L | Annual | Net Emissions Allowance Position | Thousand Tons | 110.3146 | 130.7594 | 132.4292 | 122.0896 | 117.4865 | 102.7394 | 103.4346 | 95.7069
Texas BART FIP v6.17 | 1118 | 6440 | Rate Constraint in MTons | FALSE | L | Annual | Fuel Consumed | TBtu | 645.0902 | 722.637 | 740.3305 | 685.9972 | 690.7993 | 791.5534 | 806.522 | 964.7587
Texas BART FIP v6.17 | 1118 | 6440 | Rate Constraint in MTons | FALSE | L | Annual | Rate | lb/MMBtu | 0.34201 | 0.3619 | 0.35776 | 0.35595 | 0.34015 | 0.25959 | 0.2565 | 0.19841
Texas BART FIP v6.17 | 1118 | 6440 | Rate Constraint in MTons | FALSE | L | Annual | Generation | TWh | 60.3356 | 67.7862 | 70.7856 | 66.6351 | 84.5132 | 126.1491 | 140.3327 | 171.9079
Texas BART FIP v6.17 | 1118 | 6440 | Rate Constraint in MTons | FALSE | L | Annual | Qualifying Generation | TWh | 60.3356 | 67.7862 | 70.7856 | 66.0687 | 68.9187 | 86.5838 | 89.1606 | 115.7105
Texas BART FIP v6.17 | 1118 | 6440 | Rate Constraint in MTons | FALSE | L | Annual | Rate | lb/MWh | 3.6567 | 3.858 | 3.7417 | 3.6958 | 3.4094 | 2.3732 | 2.3202 | 1.6542
Texas BART FIP v6.17 | 1118 | 6440 | Rate Constraint in MTons | FALSE | L | Annual | Constraint Shadow Price | US2016$/Ton | 0 | 0 | 0 | 0 | 0 | 0 | 0 | 0
Texas East - NOX Cap Annual v3.1 | 1119 | 1901 | Rate Constraint in MTons | FALSE | L | Annual | Seasons Included | Seasons | Winter, WintShld, Summer | Winter, WintShld, Summer | Winter, WintShld, Summer | Winter, WintShld, Summer | Winter, WintShld, Summer | Winter, WintShld, Summer | Winter, WintShld, Summer | Winter, WintShld, Summer
Texas East - NOX Cap Annual v3.1 | 1119 | 1901 | Rate Constraint in MTons | FALSE | L | Annual | Standard NOX | Thousand Tons | 84.5 | 84.5 | 84.5 | 84.5 | 84.5 | 84.5 | 84.5 | 84.5
Texas East - NOX Cap Annual v3.1 | 1119 | 1901 | Rate Constraint in MTons | FALSE | L | Annual | Emissions at Affected Plants NOX | Thousand Tons | 2.9147 | 2.4324 | 2.6637 | 2.3794 | 2.7527 | 2.3901 | 0.87107 | 0.7743
Texas East - NOX Cap Annual v3.1 | 1119 | 1901 | Rate Constraint in MTons | FALSE | L | Annual | Allowances Purchased NOX | Thousand Tons | 0 | 0 | 0 | 0 | 0 | 0 | 0 | 0
Texas East - NOX Cap Annual v3.1 | 1119 | 1901 | Rate Constraint in MTons | FALSE | L | Annual | Allowances Sold NOX | Thousand Tons | 0 | 0 | 0 | 0 | 0 | 0 | 0 | 0
Texas East - NOX Cap Annual v3.1 | 1119 | 1901 | Rate Constraint in MTons | FALSE | L | Annual | Allowances Banked | Thousand Tons | 0 | 0 | 0 | 0 | 0 | 0 | 0 | 0
Texas East - NOX Cap Annual v3.1 | 1119 | 1901 | Rate Constraint in MTons | FALSE | L | Annual | Allowances Withdrawn (1:1) | Thousand Tons | 0 | 0 | 0 | 0 | 0 | 0 | 0 | 0
Texas East - NOX Cap Annual v3.1 | 1119 | 1901 | Rate Constraint in MTons | FALSE | L | Annual | Allowances Withdrawn (n:1) | Thousand Tons | 0 | 0 | 0 | 0 | 0 | 0 | 0 | 0
Texas East - NOX Cap Annual v3.1 | 1119 | 1901 | Rate Constraint in MTons | FALSE | L | Annual | Net Emissions Allowance Position | Thousand Tons | 2.9147 | 2.4324 | 2.6637 | 2.3794 | 2.7527 | 2.3901 | 0.87107 | 0.7743
Texas East - NOX Cap Annual v3.1 | 1119 | 1901 | Rate Constraint in MTons | FALSE | L | Annual | Fuel Consumed | TBtu | 53.2032 | 45.11 | 47.7062 | 40.9009 | 41.5533 | 38.549 | 14.9608 | 12.9731
Texas East - NOX Cap Annual v3.1 | 1119 | 1901 | Rate Constraint in MTons | FALSE | L | Annual | Rate | lb/MMBtu | 0.10957 | 0.10784 | 0.11167 | 0.11635 | 0.13249 | 0.124 | 0.11645 | 0.11937
Texas East - NOX Cap Annual v3.1 | 1119 | 1901 | Rate Constraint in MTons | FALSE | L | Annual | Generation | TWh | 4.7405 | 4.0306 | 4.2442 | 3.6547 | 3.718 | 3.4912 | 1.3927 | 1.2322
Texas East - NOX Cap Annual v3.1 | 1119 | 1901 | Rate Constraint in MTons | FALSE | L | Annual | Qualifying Generation | TWh | 4.7405 | 4.0306 | 4.2442 | 3.6547 | 3.718 | 3.4912 | 1.3927 | 1.2322
Texas East - NOX Cap Annual v3.1 | 1119 | 1901 | Rate Constraint in MTons | FALSE | L | Annual | Rate | lb/MWh | 1.2297 | 1.207 | 1.2552 | 1.3021 | 1.4807 | 1.3692 | 1.2509 | 1.2567
Texas East - NOX Cap Annual v3.1 | 1119 | 1901 | Rate Constraint in MTons | FALSE | L | Annual | Constraint Shadow Price | US2016$/Ton | 0 | 0 | 0 | 0 | 0 | 0 | 0 | 0
Texas East - SO2 Cap Annual v3.1 | 1120 | 1902 | Rate Constraint in MTons | FALSE | L | Annual | Seasons Included | Seasons | Winter, WintShld, Summer | Winter, WintShld, Summer | Winter, WintShld, Summer | Winter, WintShld, Summer | Winter, WintShld, Summer | Winter, WintShld, Summer | Winter, WintShld, Summer | Winter, WintShld, Summer
Texas East - SO2 Cap Annual v3.1 | 1120 | 1902 | Rate Constraint in MTons | FALSE | L | Annual | Standard SO2 | Thousand Tons | 273.95 | 273.95 | 273.95 | 273.95 | 273.95 | 273.95 | 273.95 | 273.95
Texas East - SO2 Cap Annual v3.1 | 1120 | 1902 | Rate Constraint in MTons | FALSE | L | Annual | Emissions at Affected Plants SO2 | Thousand Tons | 0 | 0 | 0 | 0 | 0 | 0 | 0 | 0
Texas East - SO2 Cap Annual v3.1 | 1120 | 1902 | Rate Constraint in MTons | FALSE | L | Annual | Allowances Purchased SO2 | Thousand Tons | 0 | 0 | 0 | 0 | 0 | 0 | 0 | 0
Texas East - SO2 Cap Annual v3.1 | 1120 | 1902 | Rate Constraint in MTons | FALSE | L | Annual | Allowances Sold SO2 | Thousand Tons | 0 | 0 | 0 | 0 | 0 | 0 | 0 | 0
Texas East - SO2 Cap Annual v3.1 | 1120 | 1902 | Rate Constraint in MTons | FALSE | L | Annual | Allowances Banked | Thousand Tons | 273.95 | 273.95 | 479.4125 | 657.48 | 931.43 | 1205.38 | 1479.33 | 0
Texas East - SO2 Cap Annual v3.1 | 1120 | 1902 | Rate Constraint in MTons | FALSE | L | Annual | Allowances Withdrawn (1:1) | Thousand Tons | 0 | 0 | -205.4625 | 0 | 0 | 0 | 0 | 0
Texas East - SO2 Cap Annual v3.1 | 1120 | 1902 | Rate Constraint in MTons | FALSE | L | Annual | Allowances Withdrawn (n:1) | Thousand Tons | 0 | 0 | 0 | -383.53 | -657.48 | -931.43 | -1205.38 | 0
Texas East - SO2 Cap Annual v3.1 | 1120 | 1902 | Rate Constraint in MTons | FALSE | L | Annual | Net Emissions Allowance Position | Thousand Tons | 273.95 | 273.95 | 273.95 | 273.95 | 273.95 | 273.95 | 273.95 | 0
Texas East - SO2 Cap Annual v3.1 | 1120 | 1902 | Rate Constraint in MTons | FALSE | L | Annual | Fuel Consumed | TBtu | 53.2032 | 45.11 | 47.7062 | 40.9009 | 41.5533 | 38.549 | 14.9608 | 12.9731
Texas East - SO2 Cap Annual v3.1 | 1120 | 1902 | Rate Constraint in MTons | FALSE | L | Annual | Rate | lb/MMBtu | 0 | 0 | 0 | 0 | 0 | 0 | 0 | 0
Texas East - SO2 Cap Annual v3.1 | 1120 | 1902 | Rate Constraint in MTons | FALSE | L | Annual | Generation | TWh | 4.7405 | 4.0306 | 4.2442 | 3.6547 | 3.718 | 3.4912 | 1.3927 | 1.2322
Texas East - SO2 Cap Annual v3.1 | 1120 | 1902 | Rate Constraint in MTons | FALSE | L | Annual | Qualifying Generation | TWh | 4.7405 | 4.0306 | 4.2442 | 3.6547 | 3.718 | 3.4912 | 1.3927 | 1.2322
Texas East - SO2 Cap Annual v3.1 | 1120 | 1902 | Rate Constraint in MTons | FALSE | L | Annual | Rate | lb/MWh | 0 | 0 | 0 | 0 | 0 | 0 | 0 | 0
Texas East - SO2 Cap Annual v3.1 | 1120 | 1902 | Rate Constraint in MTons | FALSE | L | Annual | Constraint Shadow Price | US2016$/Ton | 0 | 0 | 0 | 0 | 0 | 0 | 0 | 0
Texas El Paso - NOX Cap Annual v3.1 | 1121 | 1904 | Rate Constraint in MTons | FALSE | L | Annual | Seasons Included | Seasons | Winter, WintShld, Summer | Winter, WintShld, Summer | Winter, WintShld, Summer | Winter, WintShld, Summer | Winter, WintShld, Summer | Winter, WintShld, Summer | Winter, WintShld, Summer | Winter, WintShld, Summer
Texas El Paso - NOX Cap Annual v3.1 | 1121 | 1904 | Rate Constraint in MTons | FALSE | L | Annual | Standard NOX | Thousand Tons | 1.06 | 1.06 | 1.06 | 1.06 | 1.06 | 1.06 | 1.06 | 1.06
Texas El Paso - NOX Cap Annual v3.1 | 1121 | 1904 | Rate Constraint in MTons | FALSE | L | Annual | Emissions at Affected Plants NOX | Thousand Tons | 1.06 | 0.7924 | 0.11083 | 0.18998 | 0.15355 | 0.15009 | 0.10606 | 0.13003
Texas El Paso - NOX Cap Annual v3.1 | 1121 | 1904 | Rate Constraint in MTons | FALSE | L | Annual | Allowances Purchased NOX | Thousand Tons | 0 | 0 | 0 | 0 | 0 | 0 | 0 | 0
Texas El Paso - NOX Cap Annual v3.1 | 1121 | 1904 | Rate Constraint in MTons | FALSE | L | Annual | Allowances Sold NOX | Thousand Tons | 0 | 0 | 0 | 0 | 0 | 0 | 0 | 0
Texas El Paso - NOX Cap Annual v3.1 | 1121 | 1904 | Rate Constraint in MTons | FALSE | L | Annual | Allowances Banked | Thousand Tons | 0 | 0 | 0 | 0 | 0 | 0 | 0 | 0
Texas El Paso - NOX Cap Annual v3.1 | 1121 | 1904 | Rate Constraint in MTons | FALSE | L | Annual | Allowances Withdrawn (1:1) | Thousand Tons | 0 | 0 | 0 | 0 | 0 | 0 | 0 | 0
Texas El Paso - NOX Cap Annual v3.1 | 1121 | 1904 | Rate Constraint in MTons | FALSE | L | Annual | Allowances Withdrawn (n:1) | Thousand Tons | 0 | 0 | 0 | 0 | 0 | 0 | 0 | 0
Texas El Paso - NOX Cap Annual v3.1 | 1121 | 1904 | Rate Constraint in MTons | FALSE | L | Annual | Net Emissions Allowance Position | Thousand Tons | 1.06 | 0.7924 | 0.11083 | 0.18998 | 0.15355 | 0.15009 | 0.10606 | 0.13003
Texas El Paso - NOX Cap Annual v3.1 | 1121 | 1904 | Rate Constraint in MTons | FALSE | L | Annual | Fuel Consumed | TBtu | 19.9973 | 14.7171 | 1.5952 | 2.8421 | 2.1452 | 2.1401 | 1.4601 | 1.825
Texas El Paso - NOX Cap Annual v3.1 | 1121 | 1904 | Rate Constraint in MTons | FALSE | L | Annual | Rate | lb/MMBtu | 0.10601 | 0.10768 | 0.13896 | 0.13369 | 0.14316 | 0.14027 | 0.14528 | 0.1425
Texas El Paso - NOX Cap Annual v3.1 | 1121 | 1904 | Rate Constraint in MTons | FALSE | L | Annual | Generation | TWh | 1.7307 | 1.289 | 0.17014 | 0.2938 | 0.22785 | 0.23066 | 0.16138 | 0.19922
Texas El Paso - NOX Cap Annual v3.1 | 1121 | 1904 | Rate Constraint in MTons | FALSE | L | Annual | Qualifying Generation | TWh | 1.7307 | 1.289 | 0.17014 | 0.2938 | 0.22785 | 0.23066 | 0.16138 | 0.19922
Texas El Paso - NOX Cap Annual v3.1 | 1121 | 1904 | Rate Constraint in MTons | FALSE | L | Annual | Rate | lb/MWh | 1.2249 | 1.2295 | 1.3029 | 1.2932 | 1.3478 | 1.3014 | 1.3144 | 1.3054
Texas El Paso - NOX Cap Annual v3.1 | 1121 | 1904 | Rate Constraint in MTons | FALSE | L | Annual | Constraint Shadow Price | US2016$/Ton | 28339.293 | 0 | 0 | 0 | 0 | 0 | 0 | 0
Texas Houston - NOX Cap Annual v3.1 | 1122 | 1905 | Rate Constraint in MTons | FALSE | L | Annual | Seasons Included | Seasons | Winter, WintShld, Summer | Winter, WintShld, Summer | Winter, WintShld, Summer | Winter, WintShld, Summer | Winter, WintShld, Summer | Winter, WintShld, Summer | Winter, WintShld, Summer | Winter, WintShld, Summer
Texas Houston - NOX Cap Annual v3.1 | 1122 | 1905 | Rate Constraint in MTons | FALSE | L | Annual | Standard NOX | Thousand Tons | 17.57 | 17.57 | 17.57 | 17.57 | 17.57 | 17.57 | 17.57 | 17.57
Texas Houston - NOX Cap Annual v3.1 | 1122 | 1905 | Rate Constraint in MTons | FALSE | L | Annual | Emissions at Affected Plants NOX | Thousand Tons | 7.7049 | 8.3084 | 8.8034 | 8.1094 | 9.4057 | 9.532 | 7.8072 | 7.859
Texas Houston - NOX Cap Annual v3.1 | 1122 | 1905 | Rate Constraint in MTons | FALSE | L | Annual | Allowances Purchased NOX | Thousand Tons | 0 | 0 | 0 | 0 | 0 | 0 | 0 | 0
Texas Houston - NOX Cap Annual v3.1 | 1122 | 1905 | Rate Constraint in MTons | FALSE | L | Annual | Allowances Sold NOX | Thousand Tons | 0 | 0 | 0 | 0 | 0 | 0 | 0 | 0
Texas Houston - NOX Cap Annual v3.1 | 1122 | 1905 | Rate Constraint in MTons | FALSE | L | Annual | Allowances Banked | Thousand Tons | 0 | 0 | 0 | 0 | 0 | 0 | 0 | 0
Texas Houston - NOX Cap Annual v3.1 | 1122 | 1905 | Rate Constraint in MTons | FALSE | L | Annual | Allowances Withdrawn (1:1) | Thousand Tons | 0 | 0 | 0 | 0 | 0 | 0 | 0 | 0
Texas Houston - NOX Cap Annual v3.1 | 1122 | 1905 | Rate Constraint in MTons | FALSE | L | Annual | Allowances Withdrawn (n:1) | Thousand Tons | 0 | 0 | 0 | 0 | 0 | 0 | 0 | 0
Texas Houston - NOX Cap Annual v3.1 | 1122 | 1905 | Rate Constraint in MTons | FALSE | L | Annual | Net Emissions Allowance Position | Thousand Tons | 7.7049 | 8.3084 | 8.8034 | 8.1094 | 9.4057 | 9.532 | 7.8072 | 7.859
Texas Houston - NOX Cap Annual v3.1 | 1122 | 1905 | Rate Constraint in MTons | FALSE | L | Annual | Fuel Consumed | TBtu | 379.8859 | 395.6179 | 414.9327 | 390.1707 | 433.076 | 437.2968 | 376.944 | 378.2154
Texas Houston - NOX Cap Annual v3.1 | 1122 | 1905 | Rate Constraint in MTons | FALSE | L | Annual | Rate | lb/MMBtu | 0.040564 | 0.042002 | 0.042433 | 0.041568 | 0.043437 | 0.043595 | 0.041424 | 0.041559
Texas Houston - NOX Cap Annual v3.1 | 1122 | 1905 | Rate Constraint in MTons | FALSE | L | Annual | Generation | TWh | 51.4459 | 52.5927 | 54.7864 | 52.3644 | 57.0675 | 57.4911 | 50.3776 | 50.3956
Texas Houston - NOX Cap Annual v3.1 | 1122 | 1905 | Rate Constraint in MTons | FALSE | L | Annual | Qualifying Generation | TWh | 51.4459 | 52.5927 | 54.7864 | 52.3644 | 57.0675 | 57.4911 | 50.3776 | 50.3956
Texas Houston - NOX Cap Annual v3.1 | 1122 | 1905 | Rate Constraint in MTons | FALSE | L | Annual | Rate | lb/MWh | 0.29953 | 0.31595 | 0.32137 | 0.30973 | 0.32963 | 0.3316 | 0.30995 | 0.31189
Texas Houston - NOX Cap Annual v3.1 | 1122 | 1905 | Rate Constraint in MTons | FALSE | L | Annual | Constraint Shadow Price | US2016$/Ton | 0 | 0 | 0 | 0 | 0 | 0 | 0 | 0
Texas West - NOX Cap Annual v3.1 | 1123 | 1906 | Rate Constraint in MTons | FALSE | L | Annual | Seasons Included | Seasons | Winter, WintShld, Summer | Winter, WintShld, Summer | Winter, WintShld, Summer | Winter, WintShld, Summer | Winter, WintShld, Summer | Winter, WintShld, Summer | Winter, WintShld, Summer | Winter, WintShld, Summer
Texas West - NOX Cap Annual v3.1 | 1123 | 1906 | Rate Constraint in MTons | FALSE | L | Annual | Standard NOX | Thousand Tons | 18.1 | 18.1 | 18.1 | 18.1 | 18.1 | 18.1 | 18.1 | 18.1
Texas West - NOX Cap Annual v3.1 | 1123 | 1906 | Rate Constraint in MTons | FALSE | L | Annual | Emissions at Affected Plants NOX | Thousand Tons | 0.39564 | 0.29637 | 0.095848 | 0.1004 | 0.18194 | 0.097479 | 0.040778 | 0.018135
Texas West - NOX Cap Annual v3.1 | 1123 | 1906 | Rate Constraint in MTons | FALSE | L | Annual | Allowances Purchased NOX | Thousand Tons | 0 | 0 | 0 | 0 | 0 | 0 | 0 | 0
Texas West - NOX Cap Annual v3.1 | 1123 | 1906 | Rate Constraint in MTons | FALSE | L | Annual | Allowances Sold NOX | Thousand Tons | 0 | 0 | 0 | 0 | 0 | 0 | 0 | 0
Texas West - NOX Cap Annual v3.1 | 1123 | 1906 | Rate Constraint in MTons | FALSE | L | Annual | Allowances Banked | Thousand Tons | 0 | 0 | 0 | 0 | 0 | 0 | 0 | 0
Texas West - NOX Cap Annual v3.1 | 1123 | 1906 | Rate Constraint in MTons | FALSE | L | Annual | Allowances Withdrawn (1:1) | Thousand Tons | 0 | 0 | 0 | 0 | 0 | 0 | 0 | 0
Texas West - NOX Cap Annual v3.1 | 1123 | 1906 | Rate Constraint in MTons | FALSE | L | Annual | Allowances Withdrawn (n:1) | Thousand Tons | 0 | 0 | 0 | 0 | 0 | 0 | 0 | 0
Texas West - NOX Cap Annual v3.1 | 1123 | 1906 | Rate Constraint in MTons | FALSE | L | Annual | Net Emissions Allowance Position | Thousand Tons | 0.39564 | 0.29637 | 0.095848 | 0.1004 | 0.18194 | 0.097479 | 0.040778 | 0.018135
Texas West - NOX Cap Annual v3.1 | 1123 | 1906 | Rate Constraint in MTons | FALSE | L | Annual | Fuel Consumed | TBtu | 6.1112 | 5.3341 | 1.4591 | 1.5604 | 2.1223 | 1.5167 | 0.60207 | 0.33551
Texas West - NOX Cap Annual v3.1 | 1123 | 1906 | Rate Constraint in MTons | FALSE | L | Annual | Rate | lb/MMBtu | 0.12948 | 0.11112 | 0.13138 | 0.12869 | 0.17146 | 0.12854 | 0.13546 | 0.10811
Texas West - NOX Cap Annual v3.1 | 1123 | 1906 | Rate Constraint in MTons | FALSE | L | Annual | Generation | TWh | 0.52574 | 0.46222 | 0.1251 | 0.13374 | 0.17902 | 0.13015 | 0.051624 | 0.028983
Texas West - NOX Cap Annual v3.1 | 1123 | 1906 | Rate Constraint in MTons | FALSE | L | Annual | Qualifying Generation | TWh | 0.52574 | 0.46222 | 0.1251 | 0.13374 | 0.17902 | 0.13015 | 0.051624 | 0.028983
Texas West - NOX Cap Annual v3.1 | 1123 | 1906 | Rate Constraint in MTons | FALSE | L | Annual | Rate | lb/MWh | 1.5051 | 1.2824 | 1.5323 | 1.5014 | 2.0327 | 1.498 | 1.5798 | 1.2514
Texas West - NOX Cap Annual v3.1 | 1123 | 1906 | Rate Constraint in MTons | FALSE | L | Annual | Constraint Shadow Price | US2016$/Ton | 0 | 0 | 0 | 0 | 0 | 0 | 0 | 0
UT Hg Rule - MER Removal Annual v.4.10 | 1124 | 2215 | MACT Fuel Choice Floor in lbs/MMBtu | FALSE | L | Annual | Seasons Included | Seasons | Winter, WintShld, Summer | Winter, WintShld, Summer | Winter, WintShld, Summer | Winter, WintShld, Summer | Winter, WintShld, Summer | Winter, WintShld, Summer | Winter, WintShld, Summer | Winter, WintShld, Summer
UT Hg Rule - MER Removal Annual v.4.10 | 1124 | 2215 | MACT Fuel Choice Floor in lbs/MMBtu | FALSE | L | Annual | Emission Floor | lbs/MMBtu | 6.5e-07 | 6.5e-07 | 6.5e-07 | 6.5e-07 | 6.5e-07 | 6.5e-07 | 6.5e-07 | 6.5e-07
UT Hg Rule - MER Removal Annual v.4.10 | 1124 | 2215 | MACT Fuel Choice Floor in lbs/MMBtu | FALSE | L | Annual | Emissions at Affected Plants MER | lbs | 93.7363 | 93.8848 | 93.3889 | 89.5374 | 84.2806 | 84.5086 | 82.9824 | 79.5992
UT Hg Rule - MER Removal Annual v.4.10 | 1124 | 2215 | MACT Fuel Choice Floor in lbs/MMBtu | FALSE | L | Annual | Allowances Purchased MER | lbs | 0 | 0 | 0 | 0 | 0 | 0 | 0 | 0
UT Hg Rule - MER Removal Annual v.4.10 | 1124 | 2215 | MACT Fuel Choice Floor in lbs/MMBtu | FALSE | L | Annual | Allowances Sold MER | lbs | 0 | 0 | 0 | 0 | 0 | 0 | 0 | 0
UT Hg Rule - MER Removal Annual v.4.10 | 1124 | 2215 | MACT Fuel Choice Floor in lbs/MMBtu | FALSE | L | Annual | Allowances Banked | lbs | 0 | 0 | 0 | 0 | 0 | 0 | 0 | 0
UT Hg Rule - MER Removal Annual v.4.10 | 1124 | 2215 | MACT Fuel Choice Floor in lbs/MMBtu | FALSE | L | Annual | Allowances Withdrawn (1:1) | lbs | 0 | 0 | 0 | 0 | 0 | 0 | 0 | 0
UT Hg Rule - MER Removal Annual v.4.10 | 1124 | 2215 | MACT Fuel Choice Floor in lbs/MMBtu | FALSE | L | Annual | Allowances Withdrawn (n:1) | lbs | 0 | 0 | 0 | 0 | 0 | 0 | 0 | 0
UT Hg Rule - MER Removal Annual v.4.10 | 1124 | 2215 | MACT Fuel Choice Floor in lbs/MMBtu | FALSE | L | Annual | Net Emissions Allowance Position | lbs | 93.7363 | 93.8848 | 93.3889 | 89.5374 | 84.2806 | 84.5086 | 82.9824 | 79.5992
UT Hg Rule - MER Removal Annual v.4.10 | 1124 | 2215 | MACT Fuel Choice Floor in lbs/MMBtu | FALSE | L | Annual | Fuel Consumed | TBtu | 229.9993 | 229.9993 | 229.1649 | 228.9545 | 205.4214 | 205.804 | 207.1231 | 201.2107
UT Hg Rule - MER Removal Annual v.4.10 | 1124 | 2215 | MACT Fuel Choice Floor in lbs/MMBtu | FALSE | L | Annual | Rate | lb/MMBtu | 4.0755e-07 | 4.082e-07 | 4.0752e-07 | 3.9107e-07 | 4.1028e-07 | 4.1063e-07 | 4.0064e-07 | 3.956e-07
UT Hg Rule - MER Removal Annual v.4.10 | 1124 | 2215 | MACT Fuel Choice Floor in lbs/MMBtu | FALSE | L | Annual | Generation | TWh | 23.1319 | 23.1116 | 23.1116 | 23.09 | 20.6764 | 20.7568 | 20.9077 | 20.3155
UT Hg Rule - MER Removal Annual v.4.10 | 1124 | 2215 | MACT Fuel Choice Floor in lbs/MMBtu | FALSE | L | Annual | Qualifying Generation | TWh | 23.1319 | 23.1116 | 23.1116 | 23.09 | 20.6764 | 20.7568 | 20.9077 | 20.3155
UT Hg Rule - MER Removal Annual v.4.10 | 1124 | 2215 | MACT Fuel Choice Floor in lbs/MMBtu | FALSE | L | Annual | Constraint Shadow Price | US2016$/Lb | 0 | 0 | 0 | 0 | 0 | 0 | 0 | 0
WA - CO2 Penalty Annual v5.13 | 1125 | 6028 | Rate Constraint in MTons | FALSE | L | Annual | Seasons Included | Seasons | Winter, WintShld, Summer | Winter, WintShld, Summer | Winter, WintShld, Summer | Winter, WintShld, Summer | Winter, WintShld, Summer | Winter, WintShld, Summer | Winter, WintShld, Summer | Winter, WintShld, Summer
WA - CO2 Penalty Annual v5.13 | 1125 | 6028 | Rate Constraint in MTons | FALSE | L | Annual | Standard CO2 | Thousand Tons | 0 | 0 | 0 | 0 | 0 | 0 | 0 | 0
WA - CO2 Penalty Annual v5.13 | 1125 | 6028 | Rate Constraint in MTons | FALSE | L | Annual | Emissions at Affected Plants CO2 | Thousand Tons | 0 | 0 | 0 | 0 | 0 | 0 | 0 | 0
WA - CO2 Penalty Annual v5.13 | 1125 | 6028 | Rate Constraint in MTons | FALSE | L | Annual | Allowances Purchased CO2 | Thousand Tons | 0 | 0 | 0 | 0 | 0 | 0 | 0 | 0
WA - CO2 Penalty Annual v5.13 | 1125 | 6028 | Rate Constraint in MTons | FALSE | L | Annual | Allowances Sold CO2 | Thousand Tons | 0 | 0 | 0 | 0 | 0 | 0 | 0 | 0
WA - CO2 Penalty Annual v5.13 | 1125 | 6028 | Rate Constraint in MTons | FALSE | L | Annual | Allowances Banked | Thousand Tons | 0 | 0 | 0 | 0 | 0 | 0 | 0 | 0
WA - CO2 Penalty Annual v5.13 | 1125 | 6028 | Rate Constraint in MTons | FALSE | L | Annual | Allowances Withdrawn (1:1) | Thousand Tons | 0 | 0 | 0 | 0 | 0 | 0 | 0 | 0
WA - CO2 Penalty Annual v5.13 | 1125 | 6028 | Rate Constraint in MTons | FALSE | L | Annual | Allowances Withdrawn (n:1) | Thousand Tons | 0 | 0 | 0 | 0 | 0 | 0 | 0 | 0
WA - CO2 Penalty Annual v5.13 | 1125 | 6028 | Rate Constraint in MTons | FALSE | L | Annual | Net Emissions Allowance Position | Thousand Tons | 0 | 0 | 0 | 0 | 0 | 0 | 0 | 0
WA - CO2 Penalty Annual v5.13 | 1125 | 6028 | Rate Constraint in MTons | FALSE | L | Annual | Fuel Consumed | TBtu | 0 | 0 | 0 | 0 | 0 | 0 | 0 | 0
WA - CO2 Penalty Annual v5.13 | 1125 | 6028 | Rate Constraint in MTons | FALSE | L | Annual | Rate | lb/MMBtu | 0 | 0 | 0 | 0 | 0 | 0 | 0 | 0
WA - CO2 Penalty Annual v5.13 | 1125 | 6028 | Rate Constraint in MTons | FALSE | L | Annual | Generation | TWh | 0 | 0 | 0 | 0 | 0 | 0 | 0 | 0
WA - CO2 Penalty Annual v5.13 | 1125 | 6028 | Rate Constraint in MTons | FALSE | L | Annual | Qualifying Generation | TWh | 0 | 0 | 0 | 0 | 0 | 0 | 0 | 0
WA - CO2 Penalty Annual v5.13 | 1125 | 6028 | Rate Constraint in MTons | FALSE | L | Annual | Rate | lb/MWh | 0 | 0 | 0 | 0 | 0 | 0 | 0 | 0
WA - CO2 Penalty Annual v5.13 | 1125 | 6028 | Rate Constraint in MTons | FALSE | L | Annual | Constraint Shadow Price | US2016$/Ton | 1.82 | 1.8198 | 1.8194 | 1.8192 | 1.8192 | 1.8197 | 1.8194 | 1.8197
WA - CO2 Rate Limit (New Advanced Coal with CCS) | 1126 | 2428 | Rate Constraint in lbs/MWh | FALSE | L | Annual | Seasons Included | Seasons | Winter, WintShld, Summer | Winter, WintShld, Summer | Winter, WintShld, Summer | Winter, WintShld, Summer | Winter, WintShld, Summer | Winter, WintShld, Summer | Winter, WintShld, Summer | Winter, WintShld, Summer
WA - CO2 Rate Limit (New Advanced Coal with CCS) | 1126 | 2428 | Rate Constraint in lbs/MWh | FALSE | L | Annual | Standard CO2 | lb/MWh | 970 | 970 | 970 | 970 | 970 | 970 | 970 | 970
WA - CO2 Rate Limit (New Advanced Coal with CCS) | 1126 | 2428 | Rate Constraint in lbs/MWh | FALSE | L | Annual | Emissions at Affected Plants CO2 | Thousand Tons | 0 | 0 | 0 | 0 | 0 | 0 | 0 | 0
WA - CO2 Rate Limit (New Advanced Coal with CCS) | 1126 | 2428 | Rate Constraint in lbs/MWh | FALSE | L | Annual | Allowances Purchased CO2 | Thousand Tons | 0 | 0 | 0 | 0 | 0 | 0 | 0 | 0
WA - CO2 Rate Limit (New Advanced Coal with CCS) | 1126 | 2428 | Rate Constraint in lbs/MWh | FALSE | L | Annual | Allowances Sold CO2 | Thousand Tons | 0 | 0 | 0 | 0 | 0 | 0 | 0 | 0
WA - CO2 Rate Limit (New Advanced Coal with CCS) | 1126 | 2428 | Rate Constraint in lbs/MWh | FALSE | L | Annual | Allowances Banked | Thousand Tons | 0 | 0 | 0 | 0 | 0 | 0 | 0 | 0
WA - CO2 Rate Limit (New Advanced Coal with CCS) | 1126 | 2428 | Rate Constraint in lbs/MWh | FALSE | L | Annual | Allowances Withdrawn (1:1) | Thousand Tons | 0 | 0 | 0 | 0 | 0 | 0 | 0 | 0
WA - CO2 Rate Limit (New Advanced Coal with CCS) | 1126 | 2428 | Rate Constraint in lbs/MWh | FALSE | L | Annual | Allowances Withdrawn (n:1) | Thousand Tons | 0 | 0 | 0 | 0 | 0 | 0 | 0 | 0
WA - CO2 Rate Limit (New Advanced Coal with CCS) | 1126 | 2428 | Rate Constraint in lbs/MWh | FALSE | L | Annual | Net Emissions Allowance Position | Thousand Tons | 0 | 0 | 0 | 0 | 0 | 0 | 0 | 0
WA - CO2 Rate Limit (New Advanced Coal with CCS) | 1126 | 2428 | Rate Constraint in lbs/MWh | FALSE | L | Annual | Fuel Consumed | TBtu | 0 | 0 | 0 | 0 | 0 | 0 | 0 | 0
WA - CO2 Rate Limit (New Advanced Coal with CCS) | 1126 | 2428 | Rate Constraint in lbs/MWh | FALSE | L | Annual | Rate | lb/MMBtu | 0 | 0 | 0 | 0 | 0 | 0 | 0 | 0
WA - CO2 Rate Limit (New Advanced Coal with CCS) | 1126 | 2428 | Rate Constraint in lbs/MWh | FALSE | L | Annual | Generation | TWh | 0 | 0 | 0 | 0 | 0 | 0 | 0 | 0
WA - CO2 Rate Limit (New Advanced Coal with CCS) | 1126 | 2428 | Rate Constraint in lbs/MWh | FALSE | L | Annual | Qualifying Generation | TWh | 0 | 0 | 0 | 0 | 0 | 0 | 0 | 0
WA - CO2 Rate Limit (New Advanced Coal with CCS) | 1126 | 2428 | Rate Constraint in lbs/MWh | FALSE | L | Annual | Constraint Shadow Price | US2016$/Ton | 0 | 0 | 0 | 0 | 0 | 0 | 0 | 0
WA-CO2 Rate Limit(New Advanced Coal without CCS) | 1127 | 7056 | Rate Constraint in lbs/MWh | FALSE | L | Annual | Seasons Included | Seasons | Winter, WintShld, Summer | Winter, WintShld, Summer | Winter, WintShld, Summer | Winter, WintShld, Summer | Winter, WintShld, Summer | Winter, WintShld, Summer | Winter, WintShld, Summer | Winter, WintShld, Summer
WA-CO2 Rate Limit(New Advanced Coal without CCS) | 1127 | 7056 | Rate Constraint in lbs/MWh | FALSE | L | Annual | Standard CO2 | lb/MWh | 970 | 970 | 970 | 970 | 970 | 970 | 970 | 970
WA-CO2 Rate Limit(New Advanced Coal without CCS) | 1127 | 7056 | Rate Constraint in lbs/MWh | FALSE | L | Annual | Emissions at Affected Plants CO2 | Thousand Tons | 0 | 0 | 0 | 0 | 0 | 0 | 0 | 0
WA-CO2 Rate Limit(New Advanced Coal without CCS) | 1127 | 7056 | Rate Constraint in lbs/MWh | FALSE | L | Annual | Allowances Purchased CO2 | Thousand Tons | 0 | 0 | 0 | 0 | 0 | 0 | 0 | 0
WA-CO2 Rate Limit(New Advanced Coal without CCS) | 1127 | 7056 | Rate Constraint in lbs/MWh | FALSE | L | Annual | Allowances Sold CO2 | Thousand Tons | 0 | 0 | 0 | 0 | 0 | 0 | 0 | 0
WA-CO2 Rate Limit(New Advanced Coal without CCS) | 1127 | 7056 | Rate Constraint in lbs/MWh | FALSE | L | Annual | Allowances Banked | Thousand Tons | 0 | 0 | 0 | 0 | 0 | 0 | 0 | 0
WA-CO2 Rate Limit(New Advanced Coal without CCS) | 1127 | 7056 | Rate Constraint in lbs/MWh | FALSE | L | Annual | Allowances Withdrawn (1:1) | Thousand Tons | 0 | 0 | 0 | 0 | 0 | 0 | 0 | 0
WA-CO2 Rate Limit(New Advanced Coal without CCS) | 1127 | 7056 | Rate Constraint in lbs/MWh | FALSE | L | Annual | Allowances Withdrawn (n:1) | Thousand Tons | 0 | 0 | 0 | 0 | 0 | 0 | 0 | 0
WA-CO2 Rate Limit(New Advanced Coal without CCS) | 1127 | 7056 | Rate Constraint in lbs/MWh | FALSE | L | Annual | Net Emissions Allowance Position | Thousand Tons | 0 | 0 | 0 | 0 | 0 | 0 | 0 | 0
WA-CO2 Rate Limit(New Advanced Coal without CCS) | 1127 | 7056 | Rate Constraint in lbs/MWh | FALSE | L | Annual | Fuel Consumed | TBtu | 0 | 0 | 0 | 0 | 0 | 0 | 0 | 0
WA-CO2 Rate Limit(New Advanced Coal without CCS) | 1127 | 7056 | Rate Constraint in lbs/MWh | FALSE | L | Annual | Rate | lb/MMBtu | 0 | 0 | 0 | 0 | 0 | 0 | 0 | 0
WA-CO2 Rate Limit(New Advanced Coal without CCS) | 1127 | 7056 | Rate Constraint in lbs/MWh | FALSE | L | Annual | Generation | TWh | 0 | 0 | 0 | 0 | 0 | 0 | 0 | 0
WA-CO2 Rate Limit(New Advanced Coal without CCS) | 1127 | 7056 | Rate Constraint in lbs/MWh | FALSE | L | Annual | Qualifying Generation | TWh | 0 | 0 | 0 | 0 | 0 | 0 | 0 | 0
WA-CO2 Rate Limit(New Advanced Coal without CCS) | 1127 | 7056 | Rate Constraint in lbs/MWh | FALSE | L | Annual | Constraint Shadow Price | US2016$/Ton | 0 | 0 | 63.7791 | 83.7149 | 81.1478 | 106.1043 | 123.797 | 130.4779
WI CC NGas NOx Annual Rate v3.1 | 1128 | 1938 | Rate Constraint in lbs/MMBtu | FALSE | L | Annual | Seasons Included | Seasons | Winter, WintShld, Summer | Winter, WintShld, Summer | Winter, WintShld, Summer | Winter, WintShld, Summer | Winter, WintShld, Summer | Winter, WintShld, Summer | Winter, WintShld, Summer | Winter, WintShld, Summer
WI CC NGas NOx Annual Rate v3.1 | 1128 | 1938 | Rate Constraint in lbs/MMBtu | FALSE | L | Annual | Standard NOX | lb/MMBtu | 0.04 | 0.04 | 0.04 | 0.04 | 0.04 | 0.04 | 0.04 | 0.04
WI CC NGas NOx Annual Rate v3.1 | 1128 | 1938 | Rate Constraint in lbs/MMBtu | FALSE | L | Annual | Emissions at Affected Plants NOX | Thousand Tons | 0.36852 | 0.36852 | 0.36852 | 0.36852 | 0.36852 | 0.50392 | 0.69112 | 0.93244
WI CC NGas NOx Annual Rate v3.1 | 1128 | 1938 | Rate Constraint in lbs/MMBtu | FALSE | L | Annual | Allowances Purchased NOX | Thousand Tons | 0 | 0 | 0 | 0 | 0 | 0 | 0 | 0
WI CC NGas NOx Annual Rate v3.1 | 1128 | 1938 | Rate Constraint in lbs/MMBtu | FALSE | L | Annual | Allowances Sold NOX | Thousand Tons | 0 | 0 | 0 | 0 | 0 | 0 | 0 | 0
WI CC NGas NOx Annual Rate v3.1 | 1128 | 1938 | Rate Constraint in lbs/MMBtu | FALSE | L | Annual | Allowances Banked | Thousand Tons | 0 | 0 | 0 | 0 | 0 | 0 | 0 | 0
WI CC NGas NOx Annual Rate v3.1 | 1128 | 1938 | Rate Constraint in lbs/MMBtu | FALSE | L | Annual | Allowances Withdrawn (1:1) | Thousand Tons | 0 | 0 | 0 | 0 | 0 | 0 | 0 | 0
WI CC NGas NOx Annual Rate v3.1 | 1128 | 1938 | Rate Constraint in lbs/MMBtu | FALSE | L | Annual | Allowances Withdrawn (n:1) | Thousand Tons | 0 | 0 | 0 | 0 | 0 | 0 | 0 | 0
WI CC NGas NOx Annual Rate v3.1 | 1128 | 1938 | Rate Constraint in lbs/MMBtu | FALSE | L | Annual | Net Emissions Allowance Position | Thousand Tons | 0.36852 | 0.36852 | 0.36852 | 0.36852 | 0.36852 | 0.50392 | 0.69112 | 0.93244
WI CC NGas NOx Annual Rate v3.1 | 1128 | 1938 | Rate Constraint in lbs/MMBtu | FALSE | L | Annual | Fuel Consumed | TBtu | 61.7782 | 61.7782 | 61.7782 | 61.7782 | 61.7782 | 86.3964 | 120.4335 | 164.3099
WI CC NGas NOx Annual Rate v3.1 | 1128 | 1938 | Rate Constraint in lbs/MMBtu | FALSE | L | Annual | Rate | lb/MMBtu | 0.01193 | 0.01193 | 0.01193 | 0.01193 | 0.01193 | 0.011665 | 0.011477 | 0.01135
WI CC NGas NOx Annual Rate v3.1 | 1128 | 1938 | Rate Constraint in lbs/MMBtu | FALSE | L | Annual | Generation | TWh | 8.7629 | 8.7629 | 8.7629 | 8.7629 | 8.7629 | 12.8346 | 18.4643 | 25.7213
WI CC NGas NOx Annual Rate v3.1 | 1128 | 1938 | Rate Constraint in lbs/MMBtu | FALSE | L | Annual | Qualifying Generation | TWh | 8.7629 | 8.7629 | 8.7629 | 8.7629 | 8.7629 | 12.7335 | 18.2234 | 25.3002
WI CC NGas NOx Annual Rate v3.1 | 1128 | 1938 | Rate Constraint in lbs/MMBtu | FALSE | L | Annual | Rate | lb/MWh | 0.084109 | 0.084109 | 0.084109 | 0.084109 | 0.084109 | 0.079148 | 0.07585 | 0.07371
WI CC NGas NOx Annual Rate v3.1 | 1128 | 1938 | Rate Constraint in lbs/MMBtu | FALSE | L | Annual | Constraint Shadow Price | US2016$/Ton | 0 | 0 | 0 | 0 | 0 | 0 | 0 | 0
WI CoalUnits1 NOx Annual Rate v3.1 | 1129 | 1930 | Rate Constraint in lbs/MMBtu | FALSE | L | Annual | Seasons Included | Seasons | Winter, WintShld, Summer | Winter, WintShld, Summer | Winter, WintShld, Summer | Winter, WintShld, Summer | Winter, WintShld, Summer | Winter, WintShld, Summer | Winter, WintShld, Summer | Winter, WintShld, Summer
WI CoalUnits1 NOx Annual Rate v3.1 | 1129 | 1930 | Rate Constraint in lbs/MMBtu | FALSE | L | Annual | Standard NOX | lb/MMBtu | 0.1 | 0.1 | 0.1 | 0.1 | 0.1 | 0.1 | 0.1 | 0.1
WI CoalUnits1 NOx Annual Rate v3.1 | 1129 | 1930 | Rate Constraint in lbs/MMBtu | FALSE | L | Annual | Emissions at Affected Plants NOX | Thousand Tons | 3.5956 | 3.9149 | 3.8844 | 3.9619 | 3.6026 | 3.8724 | 3.75 | 3.5917
WI CoalUnits1 NOx Annual Rate v3.1 | 1129 | 1930 | Rate Constraint in lbs/MMBtu | FALSE | L | Annual | Allowances Purchased NOX | Thousand Tons | 0 | 0 | 0 | 0 | 0 | 0 | 0 | 0
WI CoalUnits1 NOx Annual Rate v3.1 | 1129 | 1930 | Rate Constraint in lbs/MMBtu | FALSE | L | Annual | Allowances Sold NOX | Thousand Tons | 0 | 0 | 0 | 0 | 0 | 0 | 0 | 0
WI CoalUnits1 NOx Annual Rate v3.1 | 1129 | 1930 | Rate Constraint in lbs/MMBtu | FALSE | L | Annual | Allowances Banked | Thousand Tons | 0 | 0 | 0 | 0 | 0 | 0 | 0 | 0
WI CoalUnits1 NOx Annual Rate v3.1 | 1129 | 1930 | Rate Constraint in lbs/MMBtu | FALSE | L | Annual | Allowances Withdrawn (1:1) | Thousand Tons | 0 | 0 | 0 | 0 | 0 | 0 | 0 | 0
WI CoalUnits1 NOx Annual Rate v3.1 | 1129 | 1930 | Rate Constraint in lbs/MMBtu | FALSE | L | Annual | Allowances Withdrawn (n:1) | Thousand Tons | 0 | 0 | 0 | 0 | 0 | 0 | 0 | 0
WI CoalUnits1 NOx Annual Rate v3.1 | 1129 | 1930 | Rate Constraint in lbs/MMBtu | FALSE | L | Annual | Net Emissions Allowance Position | Thousand Tons | 3.5956 | 3.9149 | 3.8844 | 3.9619 | 3.6026 | 3.8724 | 3.75 | 3.5917
WI CoalUnits1 NOx Annual Rate v3.1 | 1129 | 1930 | Rate Constraint in lbs/MMBtu | FALSE | L | Annual | Fuel Consumed | TBtu | 122.6748 | 133.4666 | 132.4435 | 135.0794 | 123.0595 | 132.0861 | 127.9677 | 122.7406
WI CoalUnits1 NOx Annual Rate v3.1 | 1129 | 1930 | Rate Constraint in lbs/MMBtu | FALSE | L | Annual | Rate | lb/MMBtu | 0.05862 | 0.058665 | 0.058657 | 0.058661 | 0.058551 | 0.058635 | 0.058609 | 0.058525
WI CoalUnits1 NOx Annual Rate v3.1 | 1129 | 1930 | Rate Constraint in lbs/MMBtu | FALSE | L | Annual | Generation | TWh | 12.3459 | 13.4299 | 13.3738 | 13.6416 | 12.4422 | 13.3452 | 12.9341 | 12.4086
WI CoalUnits1 NOx Annual Rate v3.1 | 1129 | 1930 | Rate Constraint in lbs/MMBtu | FALSE | L | Annual | Qualifying Generation | TWh | 12.3459 | 13.4299 | 13.3738 | 13.6416 | 12.4422 | 13.3452 | 12.9341 | 12.4086
WI CoalUnits1 NOx Annual Rate v3.1 | 1129 | 1930 | Rate Constraint in lbs/MMBtu | FALSE | L | Annual | Rate | lb/MWh | 0.58247 | 0.58302 | 0.58089 | 0.58086 | 0.5791 | 0.58035 | 0.57987 | 0.5789
WI CoalUnits1 NOx Annual Rate v3.1 | 1129 | 1930 | Rate Constraint in lbs/MMBtu | FALSE | L | Annual | Constraint Shadow Price | US2016$/Ton | 0 | 0 | 0 | 0 | 0 | 0 | 0 | 0
WI CT DFO NOx Annual Rate v3.1 | 1130 | 1940 | Rate Constraint in lbs/MMBtu | FALSE | L | Annual | Seasons Included | Seasons | Winter, WintShld, Summer | Winter, WintShld, Summer | Winter, WintShld, Summer | Winter, WintShld, Summer | Winter, WintShld, Summer | Winter, WintShld, Summer | Winter, WintShld, Summer | Winter, WintShld, Summer
WI CT DFO NOx Annual Rate v3.1 | 1130 | 1940 | Rate Constraint in lbs/MMBtu | FALSE | L | Annual | Standard NOX | lb/MMBtu | 0.28 | 0.28 | 0.28 | 0.28 | 0.28 | 0.28 | 0.28 | 0.28
WI CT DFO NOx Annual Rate v3.1 | 1130 | 1940 | Rate Constraint in lbs/MMBtu | FALSE | L | Annual | Emissions at Affected Plants NOX | Thousand Tons | 0 | 0 | 0 | 0 | 0 | 0.0031608 | 0.0032964 | 0.0043114
WI CT DFO NOx Annual Rate v3.1 | 1130 | 1940 | Rate Constraint in lbs/MMBtu | FALSE | L | Annual | Allowances Purchased NOX | Thousand Tons | 0 | 0 | 0 | 0 | 0 | 0 | 0 | 0
WI CT DFO NOx Annual Rate v3.1 | 1130 | 1940 | Rate Constraint in lbs/MMBtu | FALSE | L | Annual | Allowances Sold NOX | Thousand Tons | 0 | 0 | 0 | 0 | 0 | 0 | 0 | 0
WI CT DFO NOx Annual Rate v3.1 | 1130 | 1940 | Rate Constraint in lbs/MMBtu | FALSE | L | Annual | Allowances Banked | Thousand Tons | 0 | 0 | 0 | 0 | 0 | 0 | 0 | 0
WI CT DFO NOx Annual Rate v3.1 | 1130 | 1940 | Rate Constraint in lbs/MMBtu | FALSE | L | Annual | Allowances Withdrawn (1:1) | Thousand Tons | 0 | 0 | 0 | 0 | 0 | 0 | 0 | 0
WI CT DFO NOx Annual Rate v3.1 | 1130 | 1940 | Rate Constraint in lbs/MMBtu | FALSE | L | Annual | Allowances Withdrawn (n:1) | Thousand Tons | 0 | 0 | 0 | 0 | 0 | 0 | 0 | 0
WI CT DFO NOx Annual Rate v3.1 | 1130 | 1940 | Rate Constraint in lbs/MMBtu | FALSE | L | Annual | Net Emissions Allowance Position | Thousand Tons | 0 | 0 | 0 | 0 | 0 | 0.0031608 | 0.0032964 | 0.0043114
WI CT DFO NOx Annual Rate v3.1 | 1130 | 1940 | Rate Constraint in lbs/MMBtu | FALSE | L | Annual | Fuel Consumed | TBtu | 0 | 0 | 0 | 0 | 0 | 0.57469 | 0.59934 | 0.78388
WI CT DFO NOx Annual Rate v3.1 | 1130 | 1940 | Rate Constraint in lbs/MMBtu | FALSE | L | Annual | Rate | lb/MMBtu | 0 | 0 | 0 | 0 | 0 | 0.011 | 0.011 | 0.011
WI CT DFO NOx Annual Rate v3.1 | 1130 | 1940 | Rate Constraint in lbs/MMBtu | FALSE | L | Annual | Generation | TWh | 0 | 0 | 0 | 0 | 0 | 0.86782 | 0.90505 | 1.1837
WI CT DFO NOx Annual Rate v3.1 | 1130 | 1940 | Rate Constraint in lbs/MMBtu | FALSE | L | Annual | Qualifying Generation | TWh | 0 | 0 | 0 | 0 | 0 | 0.067215 | 0.070098 | 0.091682
WI CT DFO NOx Annual Rate v3.1 | 1130 | 1940 | Rate Constraint in lbs/MMBtu | FALSE | L | Annual | Rate | lb/MWh | 0 | 0 | 0 | 0 | 0 | 0.09405 | 0.09405 | 0.09405
WI CT DFO NOx Annual Rate v3.1 | 1130 | 1940 | Rate Constraint in lbs/MMBtu | FALSE | L | Annual | Constraint Shadow Price | US2016$/Ton | 20944.166 | 9277.7832 | 1656.95 | 471.7235 | 0 | 0 | 0 | 0
WI CT NGas NOx Annual Rate v3.1 | 1131 | 1939 | Rate Constraint in lbs/MMBtu | FALSE | L | Annual | Seasons Included | Seasons | Winter, WintShld, Summer | Winter, WintShld, Summer | Winter, WintShld, Summer | Winter, WintShld, Summer | Winter, WintShld, Summer | Winter, WintShld, Summer | Winter, WintShld, Summer | Winter, WintShld, Summer
WI CT NGas NOx Annual Rate v3.1 | 1131 | 1939 | Rate Constraint in lbs/MMBtu | FALSE | L | Annual | Standard NOX | lb/MMBtu | 0.11 | 0.11 | 0.11 | 0.11 | 0.11 | 0.11 | 0.11 | 0.11
WI CT NGas NOx Annual Rate v3.1 | 1131 | 1939 | Rate Constraint in lbs/MMBtu | FALSE | L | Annual | Emissions at Affected Plants NOX | Thousand Tons | 0.0025748 | 0.0030875 | 0.0065928 | 0.012803 | 0.020077 | 0.018669 | 0.013386 | 0.015163
WI CT NGas NOx Annual Rate v3.1 | 1131 | 1939 | Rate Constraint in lbs/MMBtu | FALSE | L | Annual | Allowances Purchased NOX | Thousand Tons | 0 | 0 | 0 | 0 | 0 | 0 | 0 | 0
WI CT NGas NOx Annual Rate v3.1 | 1131 | 1939 | Rate Constraint in lbs/MMBtu | FALSE | L | Annual | Allowances Sold NOX | Thousand Tons | 0 | 0 | 0 | 0 | 0 | 0 | 0 | 0
WI CT NGas NOx Annual Rate v3.1 | 1131 | 1939 | Rate Constraint in lbs/MMBtu | FALSE | L | Annual | Allowances Banked | Thousand Tons | 0 | 0 | 0 | 0 | 0 | 0 | 0 | 0
WI CT NGas NOx Annual Rate v3.1 | 1131 | 1939 | Rate Constraint in lbs/MMBtu | FALSE | L | Annual | Allowances Withdrawn (1:1) | Thousand Tons | 0 | 0 | 0 | 0 | 0 | 0 | 0 | 0
WI CT NGas NOx Annual Rate v3.1 | 1131 | 1939 | Rate Constraint in lbs/MMBtu | FALSE | L | Annual | Allowances Withdrawn (n:1) | Thousand Tons | 0 | 0 | 0 | 0 | 0 | 0 | 0 | 0
WI CT NGas NOx Annual Rate v3.1 | 1131 | 1939 | Rate Constraint in lbs/MMBtu | FALSE | L | Annual | Net Emissions Allowance Position | Thousand Tons | 0.0025748 | 0.0030875 | 0.0065928 | 0.012803 | 0.020077 | 0.018669 | 0.013386 | 0.015163
WI CT NGas NOx Annual Rate v3.1 | 1131 | 1939 | Rate Constraint in lbs/MMBtu | FALSE | L | Annual | Fuel Consumed | TBtu | 0.13988 | 0.16259 | 0.37052 | 0.70541 | 1.1467 | 1.3993 | 1.2322 | 1.452
WI CT NGas NOx Annual Rate v3.1 | 1131 | 1939 | Rate Constraint in lbs/MMBtu | FALSE | L | Annual | Rate | lb/MMBtu | 0.036814 | 0.037978 | 0.035587 | 0.0363 | 0.035018 | 0.026684 | 0.021727 | 0.020885
WI CT NGas NOx Annual Rate v3.1 | 1131 | 1939 | Rate Constraint in lbs/MMBtu | FALSE | L | Annual | Generation | TWh | 0.011704 | 0.013536 | 0.031164 | 0.059151 | 0.096358 | 0.93658 | 0.95911 | 1.2403
WI CT NGas NOx Annual Rate v3.1 | 1131 | 1939 | Rate Constraint in lbs/MMBtu | FALSE | L | Annual | Qualifying Generation | TWh | 0.011704 | 0.013536 | 0.031164 | 0.059151 | 0.096358 | 0.13597 | 0.12417 | 0.1483
WI CT NGas NOx Annual Rate v3.1 | 1131 | 1939 | Rate Constraint in lbs/MMBtu | FALSE | L | Annual | Rate | lb/MWh | 0.43999 | 0.45618 | 0.42311 | 0.4329 | 0.41672 | 0.27461 | 0.21562 | 0.20449
WI CT NGas NOx Annual Rate v3.1 | 1131 | 1939 | Rate Constraint in lbs/MMBtu | FALSE | L | Annual | Constraint Shadow Price | US2016$/Ton | 0 | 0 | 0 | 0 | 0 | 0 | 0 | 0
WI Large Coal Units Hg Rule v3.1, Unit 4105 and retrofits | 1132 | 2200 | MACT Fuel Choice Floor in lbs/MMBtu | FALSE | L | Annual | Seasons Included | Seasons | Winter, WintShld, Summer | Winter, WintShld, Summer | Winter, WintShld, Summer | Winter, WintShld, Summer | Winter, WintShld, Summer | Winter, WintShld, Summer | Winter, WintShld, Summer | Winter, WintShld, Summer
WI Large Coal Units Hg Rule v3.1, Unit 4105 and retrofits | 1132 | 2200 | MACT Fuel Choice Floor in lbs/MMBtu | FALSE | L | Annual | Emission Floor | lbs/MMBtu | 7.92e-07 | 7.92e-07 | 7.92e-07 | 7.92e-07 | 7.92e-07 | 7.92e-07 | 7.92e-07 | 7.92e-07
WI Large Coal Units Hg Rule v3.1, Unit 4105 and retrofits | 1132 | 2200 | MACT Fuel Choice Floor in lbs/MMBtu | FALSE | L | Annual | Emissions at Affected Plants MER | lbs | 0 | 0 | 0 | 0 | 0 | 0 | 0 | 0
WI Large Coal Units Hg Rule v3.1, Unit 4105 and retrofits | 1132 | 2200 | MACT Fuel Choice Floor in lbs/MMBtu | FALSE | L | Annual | Allowances Purchased MER | lbs | 0 | 0 | 0 | 0 | 0 | 0 | 0 | 0
WI Large Coal Units Hg Rule v3.1, Unit 4105 and retrofits | 1132 | 2200 | MACT Fuel Choice Floor in lbs/MMBtu | FALSE | L | Annual | Allowances Sold MER | lbs | 0 | 0 | 0 | 0 | 0 | 0 | 0 | 0
WI Large Coal Units Hg Rule v3.1, Unit 4105 and retrofits | 1132 | 2200 | MACT Fuel Choice Floor in lbs/MMBtu | FALSE | L | Annual | Allowances Banked | lbs | 0 | 0 | 0 | 0 | 0 | 0 | 0 | 0
WI Large Coal Units Hg Rule v3.1, Unit 4105 and retrofits | 1132 | 2200 | MACT Fuel Choice Floor in lbs/MMBtu | FALSE | L | Annual | Allowances Withdrawn (1:1) | lbs | 0 | 0 | 0 | 0 | 0 | 0 | 0 | 0
WI Large Coal Units Hg Rule v3.1, Unit 4105 and retrofits | 1132 | 2200 | MACT Fuel Choice Floor in lbs/MMBtu | FALSE | L | Annual | Allowances Withdrawn (n:1) | lbs | 0 | 0 | 0 | 0 | 0 | 0 | 0 | 0
WI Large Coal Units Hg Rule v3.1, Unit 4105 and retrofits | 1132 | 2200 | MACT Fuel Choice Floor in lbs/MMBtu | FALSE | L | Annual | Net Emissions Allowance Position | lbs | 0 | 0 | 0 | 0 | 0 | 0 | 0 | 0
WI Large Coal Units Hg Rule v3.1, Unit 4105 and retrofits | 1132 | 2200 | MACT Fuel Choice Floor in lbs/MMBtu | FALSE | L | Annual | Fuel Consumed | TBtu | 0 | 0 | 0 | 0 | 0 | 0 | 0 | 0
WI Large Coal Units Hg Rule v3.1, Unit 4105 and retrofits | 1132 | 2200 | MACT Fuel Choice Floor in lbs/MMBtu | FALSE | L | Annual | Rate | lb/MMBtu | 0 | 0 | 0 | 0 | 0 | 0 | 0 | 0
WI Large Coal Units Hg Rule v3.1, Unit 4105 and retrofits | 1132 | 2200 | MACT Fuel Choice Floor in lbs/MMBtu | FALSE | L | Annual | Generation | TWh | 0 | 0 | 0 | 0 | 0 | 0 | 0 | 0
WI Large Coal Units Hg Rule v3.1, Unit 4105 and retrofits | 1132 | 2200 | MACT Fuel Choice Floor in lbs/MMBtu | FALSE | L | Annual | Qualifying Generation | TWh | 0 | 0 | 0 | 0 | 0 | 0 | 0 | 0
WI Large Coal Units Hg Rule v3.1, Unit 4105 and retrofits | 1132 | 2200 | MACT Fuel Choice Floor in lbs/MMBtu | FALSE | L | Annual | Constraint Shadow Price | US2016$/Lb | 0 | 0 | 0 | 0 | 0 | 0 | 0 | 0
WI Large Coal Units Hg Rule v3.1, Unit 4106 and retrofits | 1133 | 2200 | MACT Fuel Choice Floor in lbs/MMBtu | FALSE | L | Annual | Seasons Included | Seasons | Winter, WintShld, Summer | Winter, WintShld, Summer | Winter, WintShld, Summer | Winter, WintShld, Summer | Winter, WintShld, Summer | Winter, WintShld, Summer | Winter, WintShld, Summer | Winter, WintShld, Summer
WI Large Coal Units Hg Rule v3.1, Unit 4106 and retrofits | 1133 | 2200 | MACT Fuel Choice Floor in lbs/MMBtu | FALSE | L | Annual | Emission Floor | lbs/MMBtu | 7.92e-07 | 7.92e-07 | 7.92e-07 | 7.92e-07 | 7.92e-07 | 7.92e-07 | 7.92e-07 | 7.92e-07
WI Large Coal Units Hg Rule v3.1, Unit 4106 and retrofits | 1133 | 2200 | MACT Fuel Choice Floor in lbs/MMBtu | FALSE | L | Annual | Emissions at Affected Plants MER | lbs | 0 | 0 | 0 | 0 | 0 | 0 | 0 | 0
WI Large Coal Units Hg Rule v3.1, Unit 4106 and retrofits | 1133 | 2200 | MACT Fuel Choice Floor in lbs/MMBtu | FALSE | L | Annual | Allowances Purchased MER | lbs | 0 | 0 | 0 | 0 | 0 | 0 | 0 | 0
WI Large Coal Units Hg Rule v3.1, Unit 4106 and retrofits | 1133 | 2200 | MACT Fuel Choice Floor in lbs/MMBtu | FALSE | L | Annual | Allowances Sold MER | lbs | 0 | 0 | 0 | 0 | 0 | 0 | 0 | 0
WI Large Coal Units Hg Rule v3.1, Unit 4106 and retrofits | 1133 | 2200 | MACT Fuel Choice Floor in lbs/MMBtu | FALSE | L | Annual | Allowances Banked | lbs | 0 | 0 | 0 | 0 | 0 | 0 | 0 | 0
WI Large Coal Units Hg Rule v3.1, Unit 4106 and retrofits | 1133 | 2200 | MACT Fuel Choice Floor in lbs/MMBtu | FALSE | L | Annual | Allowances Withdrawn (1:1) | lbs | 0 | 0 | 0 | 0 | 0 | 0 | 0 | 0
WI Large Coal Units Hg Rule v3.1, Unit 4106 and retrofits | 1133 | 2200 | MACT Fuel Choice Floor in lbs/MMBtu | FALSE | L | Annual | Allowances Withdrawn (n:1) | lbs | 0 | 0 | 0 | 0 | 0 | 0 | 0 | 0
WI Large Coal Units Hg Rule v3.1, Unit 4106 and retrofits | 1133 | 2200 | MACT Fuel Choice Floor in lbs/MMBtu | FALSE | L | Annual | Net Emissions Allowance Position | lbs | 0 | 0 | 0 | 0 | 0 | 0 | 0 | 0
WI Large Coal Units Hg Rule v3.1, Unit 4106 and retrofits | 1133 | 2200 | MACT Fuel Choice Floor in lbs/MMBtu | FALSE | L | Annual | Fuel Consumed | TBtu | 0 | 0 | 0 | 0 | 0 | 0 | 0 | 0
WI Large Coal Units Hg Rule v3.1, Unit 4106 and retrofits | 1133 | 2200 | MACT Fuel Choice Floor in lbs/MMBtu | FALSE | L | Annual | Rate | lb/MMBtu | 0 | 0 | 0 | 0 | 0 | 0 | 0 | 0
WI Large Coal Units Hg Rule v3.1, Unit 4106 and retrofits | 1133 | 2200 | MACT Fuel Choice Floor in lbs/MMBtu | FALSE | L | Annual | Generation | TWh | 0 | 0 | 0 | 0 | 0 | 0 | 0 | 0
WI Large Coal Units Hg Rule v3.1, Unit 4106 and retrofits | 1133 | 2200 | MACT Fuel Choice Floor in lbs/MMBtu | FALSE | L | Annual | Qualifying Generation | TWh | 0 | 0 | 0 | 0 | 0 | 0 | 0 | 0
WI Large Coal Units Hg Rule v3.1, Unit 4106 and retrofits | 1133 | 2200 | MACT Fuel Choice Floor in lbs/MMBtu | FALSE | L | Annual | Constraint Shadow Price | US2016$/Lb | 0 | 0 | 0 | 0 | 0 | 0 | 0 | 0
WI Large Coal Units Hg Rule v3.1, Unit 4186 and retrofits | 1134 | 2200 | MACT Fuel Choice Floor in lbs/MMBtu | FALSE | L | Annual | Seasons Included | Seasons | Winter, WintShld, Summer | Winter, WintShld, Summer | Winter, WintShld, Summer | Winter, WintShld, Summer | Winter, WintShld, Summer | Winter, WintShld, Summer | Winter, WintShld, Summer | Winter, WintShld, Summer
WI Large Coal Units Hg Rule v3.1, Unit 4186 and retrofits | 1134 | 2200 | MACT Fuel Choice Floor in lbs/MMBtu | FALSE | L | Annual | Emission Floor | lbs/MMBtu | 7.92e-07 | 7.92e-07 | 7.92e-07 | 7.92e-07 | 7.92e-07 | 7.92e-07 | 7.92e-07 | 7.92e-07
WI Large Coal Units Hg Rule v3.1, Unit 4186 and retrofits | 1134 | 2200 | MACT Fuel Choice Floor in lbs/MMBtu | FALSE | L | Annual | Emissions at Affected Plants MER | lbs | 0 | 0 | 0 | 0 | 0 | 0 | 0 | 0
WI Large Coal Units Hg Rule v3.1, Unit 4186 and retrofits | 1134 | 2200 | MACT Fuel Choice Floor in lbs/MMBtu | FALSE | L | Annual | Allowances Purchased MER | lbs | 0 | 0 | 0 | 0 | 0 | 0 | 0 | 0
WI Large Coal Units Hg Rule v3.1, Unit 4186 and retrofits | 1134 | 2200 | MACT Fuel Choice Floor in lbs/MMBtu | FALSE | L | Annual | Allowances Sold MER | lbs | 0 | 0 | 0 | 0 | 0 | 0 | 0 | 0
WI Large Coal Units Hg Rule v3.1, Unit 4186 and retrofits | 1134 | 2200 | MACT Fuel Choice Floor in lbs/MMBtu | FALSE | L | Annual | Allowances Banked | lbs | 0 | 0 | 0 | 0 | 0 | 0 | 0 | 0
WI Large Coal Units Hg Rule v3.1, Unit 4186 and retrofits | 1134 | 2200 | MACT Fuel Choice Floor in lbs/MMBtu | FALSE | L | Annual | Allowances Withdrawn (1:1) | lbs | 0 | 0 | 0 | 0 | 0 | 0 | 0 | 0
WI Large Coal Units Hg Rule v3.1, Unit 4186 and retrofits | 1134 | 2200 | MACT Fuel Choice Floor in lbs/MMBtu | FALSE | L | Annual | Allowances Withdrawn (n:1) | lbs | 0 | 0 | 0 | 0 | 0 | 0 | 0 | 0
WI Large Coal Units Hg Rule v3.1, Unit 4186 and retrofits | 1134 | 2200 | MACT Fuel Choice Floor in lbs/MMBtu | FALSE | L | Annual | Net Emissions Allowance Position | lbs | 0 | 0 | 0 | 0 | 0 | 0 | 0 | 0
WI Large Coal Units Hg Rule v3.1, Unit 4186 and retrofits | 1134 | 2200 | MACT Fuel Choice Floor in lbs/MMBtu | FALSE | L | Annual | Fuel Consumed | TBtu | 0 | 0 | 0 | 0 | 0 | 0 | 0 | 0
WI Large Coal Units Hg Rule v3.1, Unit 4186 and retrofits | 1134 | 2200 | MACT Fuel Choice Floor in lbs/MMBtu | FALSE | L | Annual | Rate | lb/MMBtu | 0 | 0 | 0 | 0 | 0 | 0 | 0 | 0
WI Large Coal Units Hg Rule v3.1, Unit 4186 and retrofits | 1134 | 2200 | MACT Fuel Choice Floor in lbs/MMBtu | FALSE | L | Annual | Generation | TWh | 0 | 0 | 0 | 0 | 0 | 0 | 0 | 0
WI Large Coal Units Hg Rule v3.1, Unit 4186 and retrofits | 1134 | 2200 | MACT Fuel Choice Floor in lbs/MMBtu | FALSE | L | Annual | Qualifying Generation | TWh | 0 | 0 | 0 | 0 | 0 | 0 | 0 | 0
WI Large Coal Units Hg Rule v3.1, Unit 4186 and retrofits | 1134 | 2200 | MACT Fuel Choice Floor in lbs/MMBtu | FALSE | L | Annual | Constraint Shadow Price | US2016$/Lb | 0 | 0 | 0 | 0 | 0 | 0 | 0 | 0
WI Large Coal Units Hg Rule v3.1, Unit 4187 and retrofits | 1135 | 2200 | MACT Fuel Choice Floor in lbs/MMBtu | FALSE | L | Annual | Seasons Included | Seasons | Winter, WintShld, Summer | Winter, WintShld, Summer | Winter, WintShld, Summer | Winter, WintShld, Summer | Winter, WintShld, Summer | Winter, WintShld, Summer | Winter, WintShld, Summer | Winter, WintShld, Summer
WI Large Coal Units Hg Rule v3.1, Unit 4187 and retrofits | 1135 | 2200 | MACT Fuel Choice Floor in lbs/MMBtu | FALSE | L | Annual | Emission Floor | lbs/MMBtu | 7.92e-07 | 7.92e-07 | 7.92e-07 | 7.92e-07 | 7.92e-07 | 7.92e-07 | 7.92e-07 | 7.92e-07
WI Large Coal Units Hg Rule v3.1, Unit 4187 and retrofits | 1135 | 2200 | MACT Fuel Choice Floor in lbs/MMBtu | FALSE | L | Annual | Emissions at Affected Plants MER | lbs | 9.7936 | 12.1988 | 11.5818 | 11.0379 | 11.682 | 11.682 | 12.3883 | 11.682
WI Large Coal Units Hg Rule v3.1, Unit 4187 and retrofits | 1135 | 2200 | MACT Fuel Choice Floor in lbs/MMBtu | FALSE | L | Annual | Allowances Purchased MER | lbs | 0 | 0 | 0 | 0 | 0 | 0 | 0 | 0
WI Large Coal Units Hg Rule v3.1, Unit 4187 and retrofits | 1135 | 2200 | MACT Fuel Choice Floor in lbs/MMBtu | FALSE | L | Annual | Allowances Sold MER | lbs | 0 | 0 | 0 | 0 | 0 | 0 | 0 | 0
WI Large Coal Units Hg Rule v3.1, Unit 4187 and retrofits | 1135 | 2200 | MACT Fuel Choice Floor in lbs/MMBtu | FALSE | L | Annual | Allowances Banked | lbs | 0 | 0 | 0 | 0 | 0 | 0 | 0 | 0
WI Large Coal Units Hg Rule v3.1, Unit 4187 and retrofits | 1135 | 2200 | MACT Fuel Choice Floor in lbs/MMBtu | FALSE | L | Annual | Allowances Withdrawn (1:1) | lbs | 0 | 0 | 0 | 0 | 0 | 0 | 0 | 0
WI Large Coal Units Hg Rule v3.1, Unit 4187 and retrofits | 1135 | 2200 | MACT Fuel Choice Floor in lbs/MMBtu | FALSE | L | Annual | Allowances Withdrawn (n:1) | lbs | 0 | 0 | 0 | 0 | 0 | 0 | 0 | 0
WI Large Coal Units Hg Rule v3.1, Unit 4187 and retrofits | 1135 | 2200 | MACT Fuel Choice Floor in lbs/MMBtu | FALSE | L | Annual | Net Emissions Allowance Position | lbs | 9.7936 | 12.1988 | 11.5818 | 11.0379 | 11.682 | 11.682 | 12.3883 | 11.682
WI Large Coal Units Hg Rule v3.1, Unit 4187 and retrofits | 1135 | 2200 | MACT Fuel Choice Floor in lbs/MMBtu | FALSE | L | Annual | Fuel Consumed | TBtu | 17.4535 | 21.7399 | 20.6402 | 19.6711 | 20.8189 | 20.8189 | 22.0776 | 20.8189
WI Large Coal Units Hg Rule v3.1, Unit 4187 and retrofits | 1135 | 2200 | MACT Fuel Choice Floor in lbs/MMBtu | FALSE | L | Annual | Rate | lb/MMBtu | 5.6112e-07 | 5.6112e-07 | 5.6112e-07 | 5.6112e-07 | 5.6112e-07 | 5.6112e-07 | 5.6112e-07 | 5.6112e-07
WI Large Coal Units Hg Rule v3.1, Unit 4187 and retrofits | 1135 | 2200 | MACT Fuel Choice Floor in lbs/MMBtu | FALSE | L | Annual | Generation | TWh | 1.7669 | 2.2008 | 2.1064 | 2.0075 | 2.1246 | 2.1246 | 2.253 | 2.1246
WI Large Coal Units Hg Rule v3.1, Unit 4187 and retrofits | 1135 | 2200 | MACT Fuel Choice Floor in lbs/MMBtu | FALSE | L | Annual | Qualifying Generation | TWh | 1.7669 | 2.2008 | 2.1064 | 2.0075 | 2.1246 | 2.1246 | 2.253 | 2.1246
WI Large Coal Units Hg Rule v3.1, Unit 4187 and retrofits | 1135 | 2200 | MACT Fuel Choice Floor in lbs/MMBtu | FALSE | L | Annual | Constraint Shadow Price | US2016$/Lb | 0 | 0 | 0 | 0 | 0 | 0 | 0 | 0
WI Large Coal Units Hg Rule v3.1, Unit 4188 and retrofits | 1136 | 2200 | MACT Fuel Choice Floor in lbs/MMBtu | FALSE | L | Annual | Seasons Included | Seasons | Winter, WintShld, Summer | Winter, WintShld, Summer | Winter, WintShld, Summer | Winter, WintShld, Summer | Winter, WintShld, Summer | Winter, WintShld, Summer | Winter, WintShld, Summer | Winter, WintShld, Summer
WI Large Coal Units Hg Rule v3.1, Unit 4188 and retrofits | 1136 | 2200 | MACT Fuel Choice Floor in lbs/MMBtu | FALSE | L | Annual | Emission Floor | lbs/MMBtu | 7.92e-07 | 7.92e-07 | 7.92e-07 | 7.92e-07 | 7.92e-07 | 7.92e-07 | 7.92e-07 | 7.92e-07
WI Large Coal Units Hg Rule v3.1, Unit 4188 and retrofits | 1136 | 2200 | MACT Fuel Choice Floor in lbs/MMBtu | FALSE | L | Annual | Emissions at Affected Plants MER | lbs | 13.1769 | 16.6142 | 16.8198 | 15.1029 | 13.6169 | 15.1563 | 13.6903 | 12.0585
WI Large Coal Units Hg Rule v3.1, Unit 4188 and retrofits | 1136 | 2200 | MACT Fuel Choice Floor in lbs/MMBtu | FALSE | L | Annual | Allowances Purchased MER | lbs | 0 | 0 | 0 | 0 | 0 | 0 | 0 | 0
WI Large Coal Units Hg Rule v3.1, Unit 4188 and retrofits | 1136 | 2200 | MACT Fuel Choice Floor in lbs/MMBtu | FALSE | L | Annual | Allowances Sold MER | lbs | 0 | 0 | 0 | 0 | 0 | 0 | 0 | 0
WI Large Coal Units Hg Rule v3.1, Unit 4188 and retrofits | 1136 | 2200 | MACT Fuel Choice Floor in lbs/MMBtu | FALSE | L | Annual | Allowances Banked | lbs | 0 | 0 | 0 | 0 | 0 | 0 | 0 | 0
WI Large Coal Units Hg Rule v3.1, Unit 4188 and retrofits | 1136 | 2200 | MACT Fuel Choice Floor in lbs/MMBtu | FALSE | L | Annual | Allowances Withdrawn (1:1) | lbs | 0 | 0 | 0 | 0 | 0 | 0 | 0 | 0
WI Large Coal Units Hg Rule v3.1, Unit 4188 and retrofits | 1136 | 2200 | MACT Fuel Choice Floor in lbs/MMBtu | FALSE | L | Annual | Allowances Withdrawn (n:1) | lbs | 0 | 0 | 0 | 0 | 0 | 0 | 0 | 0
WI Large Coal Units Hg Rule v3.1, Unit 4188 and retrofits | 1136 | 2200 | MACT Fuel Choice Floor in lbs/MMBtu | FALSE | L | Annual | Net Emissions Allowance Position | lbs | 13.1769 | 16.6142 | 16.8198 | 15.1029 | 13.6169 | 15.1563 | 13.6903 | 12.0585
WI Large Coal Units Hg Rule v3.1, Unit 4188 and retrofits | 1136 | 2200 | MACT Fuel Choice Floor in lbs/MMBtu | FALSE | L | Annual | Fuel Consumed | TBtu | 23.4831 | 29.6087 | 29.9752 | 26.9154 | 24.2672 | 27.0105 | 24.398 | 21.4899
WI Large Coal Units Hg Rule v3.1, Unit 4188 and retrofits | 1136 | 2200 | MACT Fuel Choice Floor in lbs/MMBtu | FALSE | L | Annual | Rate | lb/MMBtu | 5.6112e-07 | 5.6112e-07 | 5.6112e-07 | 5.6112e-07 | 5.6112e-07 | 5.6112e-07 | 5.6112e-07 | 5.6112e-07
WI Large Coal Units Hg Rule v3.1, Unit 4188 and retrofits | 1136 | 2200 | MACT Fuel Choice Floor in lbs/MMBtu | FALSE | L | Annual | Generation | TWh | 2.1943 | 2.7667 | 2.8522 | 2.5611 | 2.3091 | 2.5701 | 2.3215 | 2.0448
WI Large Coal Units Hg Rule v3.1, Unit 4188 and retrofits | 1136 | 2200 | MACT Fuel Choice Floor in lbs/MMBtu | FALSE | L | Annual | Qualifying Generation | TWh | 2.1943 | 2.7667 | 2.8522 | 2.5611 | 2.3091 | 2.5701 | 2.3215 | 2.0448
WI Large Coal Units Hg Rule v3.1, Unit 4188 and retrofits | 1136 | 2200 | MACT Fuel Choice Floor in lbs/MMBtu | FALSE | L | Annual | Constraint Shadow Price | US2016$/Lb | 0 | 0 | 0 | 0 | 0 | 0 | 0 | 0
WI Large Coal Units Hg Rule v3.1, Unit 4204 and retrofits | 1137 | 2200 | MACT Fuel Choice Floor in lbs/MMBtu | FALSE | L | Annual | Seasons Included | Seasons | Winter, WintShld, Summer | Winter, WintShld, Summer | Winter, WintShld, Summer | Winter, WintShld, Summer | Winter, WintShld, Summer | Winter, WintShld, Summer | Winter, WintShld, Summer | Winter, WintShld, Summer
WI Large Coal Units Hg Rule v3.1, Unit 4204 and retrofits | 1137 | 2200 | MACT Fuel Choice Floor in lbs/MMBtu | FALSE | L | Annual | Emission Floor | lbs/MMBtu | 7.92e-07 | 7.92e-07 | 7.92e-07 | 7.92e-07 | 7.92e-07 | 7.92e-07 | 7.92e-07 | 7.92e-07
WI Large Coal Units Hg Rule v3.1, Unit 4204 and retrofits | 1137 | 2200 | MACT Fuel Choice Floor in lbs/MMBtu | FALSE | L | Annual | Emissions at Affected Plants MER | lbs | 5.3752 | 6.1074 | 5.586 | 5.9617 | 5.9617 | 6.7457 | 6.7457 | 6.0869
WI Large Coal Units Hg Rule v3.1, Unit 4204 and retrofits | 1137 | 2200 | MACT Fuel Choice Floor in lbs/MMBtu | FALSE | L | Annual | Allowances Purchased MER | lbs | 0 | 0 | 0 | 0 | 0 | 0 | 0 | 0
WI Large Coal Units Hg Rule v3.1, Unit 4204 and retrofits | 1137 | 2200 | MACT Fuel Choice Floor in lbs/MMBtu | FALSE | L | Annual | Allowances Sold MER | lbs | 0 | 0 | 0 | 0 | 0 | 0 | 0 | 0
WI Large Coal Units Hg Rule v3.1, Unit 4204 and retrofits | 1137 | 2200 | MACT Fuel Choice Floor in lbs/MMBtu | FALSE | L | Annual | Allowances Banked | lbs | 0 | 0 | 0 | 0 | 0 | 0 | 0 | 0
WI Large Coal Units Hg Rule v3.1, Unit 4204 and retrofits | 1137 | 2200 | MACT Fuel Choice Floor in lbs/MMBtu | FALSE | L | Annual | Allowances Withdrawn (1:1) | lbs | 0 | 0 | 0 | 0 | 0 | 0 | 0 | 0
WI Large Coal Units Hg Rule v3.1, Unit 4204 and retrofits | 1137 | 2200 | MACT Fuel Choice Floor in lbs/MMBtu | FALSE | L | Annual | Allowances Withdrawn (n:1) | lbs | 0 | 0 | 0 | 0 | 0 | 0 | 0 | 0
WI Large Coal Units Hg Rule v3.1, Unit 4204 and retrofits | 1137 | 2200 | MACT Fuel Choice Floor in lbs/MMBtu | FALSE | L | Annual | Net Emissions Allowance Position | lbs | 5.3752 | 6.1074 | 5.586 | 5.9617 | 5.9617 | 6.7457 | 6.7457 | 6.0869
WI Large Coal Units Hg Rule v3.1, Unit 4204 and retrofits | 1137 | 2200 | MACT Fuel Choice Floor in lbs/MMBtu | FALSE | L | Annual | Fuel Consumed | TBtu | 10.0582 | 11.4284 | 10.4527 | 11.1558 | 11.1558 | 12.6228 | 12.6228 | 11.3901
WI Large Coal Units Hg Rule v3.1, Unit 4204 and retrofits | 1137 | 2200 | MACT Fuel Choice Floor in lbs/MMBtu | FALSE | L | Annual | Rate | lb/MMBtu | 5.344e-07 | 5.344e-07 | 5.344e-07 | 5.344e-07 | 5.344e-07 | 5.344e-07 | 5.344e-07 | 5.344e-07
WI Large Coal Units Hg Rule v3.1, Unit 4204 and retrofits | 1137 | 2200 | MACT Fuel Choice Floor in lbs/MMBtu | FALSE | L | Annual | Generation | TWh | 0.87267 | 0.99155 | 0.92446 | 0.98664 | 0.98664 | 1.1164 | 1.1164 | 1.0074
WI Large Coal Units Hg Rule v3.1, Unit 4204 and retrofits | 1137 | 2200 | MACT Fuel Choice Floor in lbs/MMBtu | FALSE | L | Annual | Qualifying Generation | TWh | 0.87267 | 0.99155 | 0.92446 | 0.98664 | 0.98664 | 1.1164 | 1.1164 | 1.0074
WI Large Coal Units Hg Rule v3.1, Unit 4204 and retrofits | 1137 | 2200 | MACT Fuel Choice Floor in lbs/MMBtu | FALSE | L | Annual | Constraint Shadow Price | US2016$/Lb | 0 | 0 | 0 | 0 | 0 | 0 | 0 | 0
WI Large Coal Units Hg Rule v3.1, Unit 4215 and retrofits | 1138 | 2200 | MACT Fuel Choice Floor in lbs/MMBtu | FALSE | L | Annual | Seasons Included | Seasons | Winter, WintShld, Summer | Winter, WintShld, Summer | Winter, WintShld, Summer | Winter, WintShld, Summer | Winter, WintShld, Summer | Winter, WintShld, Summer | Winter, WintShld, Summer | Winter, WintShld, Summer
WI Large Coal Units Hg Rule v3.1, Unit 4215 and retrofits | 1138 | 2200 | MACT Fuel Choice Floor in lbs/MMBtu | FALSE | L | Annual | Emission Floor | lbs/MMBtu | 7.92e-07 | 7.92e-07 | 7.92e-07 | 7.92e-07 | 7.92e-07 | 7.92e-07 | 7.92e-07 | 7.92e-07
WI Large Coal Units Hg Rule v3.1, Unit 4215 and retrofits | 1138 | 2200 | MACT Fuel Choice Floor in lbs/MMBtu | FALSE | L | Annual | Emissions at Affected Plants MER | lbs | 8.9117 | 10.4537 | 10.5907 | 10.9773 | 8.8183 | 10.7025 | 10.7025 | 8.6452
WI Large Coal Units Hg Rule v3.1, Unit 4215 and retrofits | 1138 | 2200 | MACT Fuel Choice Floor in lbs/MMBtu | FALSE | L | Annual | Allowances Purchased MER | lbs | 0 | 0 | 0 | 0 | 0 | 0 | 0 | 0
WI Large Coal Units Hg Rule v3.1, Unit 4215 and retrofits | 1138 | 2200 | MACT Fuel Choice Floor in lbs/MMBtu | FALSE | L | Annual | Allowances Sold MER | lbs | 0 | 0 | 0 | 0 | 0 | 0 | 0 | 0
WI Large Coal Units Hg Rule v3.1, Unit 4215 and retrofits | 1138 | 2200 | MACT Fuel Choice Floor in lbs/MMBtu | FALSE | L | Annual | Allowances Banked | lbs | 0 | 0 | 0 | 0 | 0 | 0 | 0 | 0
WI Large Coal Units Hg Rule v3.1, Unit 4215 and retrofits | 1138 | 2200 | MACT Fuel Choice Floor in lbs/MMBtu | FALSE | L | Annual | Allowances Withdrawn (1:1) | lbs | 0 | 0 | 0 | 0 | 0 | 0 | 0 | 0
WI Large Coal Units Hg Rule v3.1, Unit 4215 and retrofits | 1138 | 2200 | MACT Fuel Choice Floor in lbs/MMBtu | FALSE | L | Annual | Allowances Withdrawn (n:1) | lbs | 0 | 0 | 0 | 0 | 0 | 0 | 0 | 0
WI Large Coal Units Hg Rule v3.1, Unit 4215 and retrofits | 1138 | 2200 | MACT Fuel Choice Floor in lbs/MMBtu | FALSE | L | Annual | Net Emissions Allowance Position | lbs | 8.9117 | 10.4537 | 10.5907 | 10.9773 | 8.8183 | 10.7025 | 10.7025 | 8.6452
WI Large Coal Units Hg Rule v3.1, Unit 4215 and retrofits | 1138 | 2200 | MACT Fuel Choice Floor in lbs/MMBtu | FALSE | L | Annual | Fuel Consumed | TBtu | 15.8819 | 18.63 | 18.874 | 19.5631 | 15.7154 | 19.0733 | 19.0733 | 15.4069
WI Large Coal Units Hg Rule v3.1, Unit 4215 and retrofits | 1138 | 2200 | MACT Fuel Choice Floor in lbs/MMBtu | FALSE | L | Annual | Rate | lb/MMBtu | 5.6112e-07 | 5.6112e-07 | 5.6112e-07 | 5.6112e-07 | 5.6112e-07 | 5.6112e-07 | 5.6112e-07 | 5.6112e-07
WI Large Coal Units Hg Rule v3.1, Unit 4215 and retrofits | 1138 | 2200 | MACT Fuel Choice Floor in lbs/MMBtu | FALSE | L | Annual | Generation | TWh | 1.4939 | 1.7524 | 1.8079 | 1.8739 | 1.5054 | 1.827 | 1.827 | 1.4758
WI Large Coal Units Hg Rule v3.1, Unit 4215 and retrofits | 1138 | 2200 | MACT Fuel Choice Floor in lbs/MMBtu | FALSE | L | Annual | Qualifying Generation | TWh | 1.4939 | 1.7524 | 1.8079 | 1.8739 | 1.5054 | 1.827 | 1.827 | 1.4758
WI Large Coal Units Hg Rule v3.1, Unit 4215 and retrofits | 1138 | 2200 | MACT Fuel Choice Floor in lbs/MMBtu | FALSE | L | Annual | Constraint Shadow Price | US2016$/Lb | 0 | 0 | 0 | 0 | 0 | 0 | 0 | 0
WI Large Coal Units Hg Rule v3.1, Unit 5472 and retrofits | 1139 | 2200 | MACT Fuel Choice Floor in lbs/MMBtu | FALSE | L | Annual | Seasons Included | Seasons | Winter, WintShld, Summer | Winter, WintShld, Summer | Winter, WintShld, Summer | Winter, WintShld, Summer | Winter, WintShld, Summer | Winter, WintShld, Summer | Winter, WintShld, Summer | Winter, WintShld, Summer
WI Large Coal Units Hg Rule v3.1, Unit 5472 and retrofits | 1139 | 2200 | MACT Fuel Choice Floor in lbs/MMBtu | FALSE | L | Annual | Emission Floor | lbs/MMBtu | 7.92e-07 | 7.92e-07 | 7.92e-07 | 7.92e-07 | 7.92e-07 | 7.92e-07 | 7.92e-07 | 7.92e-07
WI Large Coal Units Hg Rule v3.1, Unit 5472 and retrofits | 1139 | 2200 | MACT Fuel Choice Floor in lbs/MMBtu | FALSE | L | Annual | Emissions at Affected Plants MER | lbs | 8.1466 | 12.486 | 12.3613 | 13.519 | 10.968 | 14.8053 | 14.0679 | 11.4016
WI Large Coal Units Hg Rule v3.1, Unit 5472 and retrofits | 1139 | 2200 | MACT Fuel Choice Floor in lbs/MMBtu | FALSE | L | Annual | Allowances Purchased MER | lbs | 0 | 0 | 0 | 0 | 0 | 0 | 0 | 0
WI Large Coal Units Hg Rule v3.1, Unit 5472 and retrofits | 1139 | 2200 | MACT Fuel Choice Floor in lbs/MMBtu | FALSE | L | Annual | Allowances Sold MER | lbs | 0 | 0 | 0 | 0 | 0 | 0 | 0 | 0
WI Large Coal Units Hg Rule v3.1, Unit 5472 and retrofits | 1139 | 2200 | MACT Fuel Choice Floor in lbs/MMBtu | FALSE | L | Annual | Allowances Banked | lbs | 0 | 0 | 0 | 0 | 0 | 0 | 0 | 0
WI Large Coal Units Hg Rule v3.1, Unit 5472 and retrofits | 1139 | 2200 | MACT Fuel Choice Floor in lbs/MMBtu | FALSE | L | Annual | Allowances Withdrawn (1:1) | lbs | 0 | 0 | 0 | 0 | 0 | 0 | 0 | 0
WI Large Coal Units Hg Rule v3.1, Unit 5472 and retrofits | 1139 | 2200 | MACT Fuel Choice Floor in lbs/MMBtu | FALSE | L | Annual | Allowances Withdrawn (n:1) | lbs | 0 | 0 | 0 | 0 | 0 | 0 | 0 | 0
WI Large Coal Units Hg Rule v3.1, Unit 5472 and retrofits | 1139 | 2200 | MACT Fuel Choice Floor in lbs/MMBtu | FALSE | L | Annual | Net Emissions Allowance Position | lbs | 8.1466 | 12.486 | 12.3613 | 13.519 | 10.968 | 14.8053 | 14.0679 | 11.4016
WI Large Coal Units Hg Rule v3.1, Unit 5472 and retrofits | 1139 | 2200 | MACT Fuel Choice Floor in lbs/MMBtu | FALSE | L | Annual | Fuel Consumed | TBtu | 14.5183 | 22.2517 | 22.0296 | 24.0926 | 19.5464 | 26.385 | 25.0709 | 20.3192
WI Large Coal Units Hg Rule v3.1, Unit 5472 and retrofits | 1139 | 2200 | MACT Fuel Choice Floor in lbs/MMBtu | FALSE | L | Annual | Rate | lb/MMBtu | 5.6112e-07 | 5.6112e-07 | 5.6112e-07 | 5.6112e-07 | 5.6112e-07 | 5.6112e-07 | 5.6112e-07 | 5.6112e-07
WI Large Coal Units Hg Rule v3.1, Unit 5472 and retrofits | 1139 | 2200 | MACT Fuel Choice Floor in lbs/MMBtu | FALSE | L | Annual | Generation | TWh | 1.291 | 1.9786 | 2.0174 | 2.2063 | 1.79 | 2.4162 | 2.2959 | 1.8608
WI Large Coal Units Hg Rule v3.1, Unit 5472 and retrofits | 1139 | 2200 | MACT Fuel Choice Floor in lbs/MMBtu | FALSE | L | Annual | Qualifying Generation | TWh | 1.291 | 1.9786 | 2.0174 | 2.2063 | 1.79 | 2.4162 | 2.2959 | 1.8608
WI Large Coal Units Hg Rule v3.1, Unit 5472 and retrofits | 1139 | 2200 | MACT Fuel Choice Floor in lbs/MMBtu | FALSE | L | Annual | Constraint Shadow Price | US2016$/Lb | 0 | 0 | 0 | 0 | 0 | 0 | 0 | 0
WI Large Coal Units Hg Rule v3.1, Unit 5485 and retrofits | 1140 | 2200 | MACT Fuel Choice Floor in lbs/MMBtu | FALSE | L | Annual | Seasons Included | Seasons | Winter, WintShld, Summer | Winter, WintShld, Summer | Winter, WintShld, Summer | Winter, WintShld, Summer | Winter, WintShld, Summer | Winter, WintShld, Summer | Winter, WintShld, Summer | Winter, WintShld, Summer
WI Large Coal Units Hg Rule v3.1, Unit 5485 and retrofits | 1140 | 2200 | MACT Fuel Choice Floor in lbs/MMBtu | FALSE | L | Annual | Emission Floor | lbs/MMBtu | 7.92e-07 | 7.92e-07 | 7.92e-07 | 7.92e-07 | 7.92e-07 | 7.92e-07 | 7.92e-07 | 7.92e-07
WI Large Coal Units Hg Rule v3.1, Unit 5485 and retrofits | 1140 | 2200 | MACT Fuel Choice Floor in lbs/MMBtu | FALSE | L | Annual | Emissions at Affected Plants MER | lbs | 0 | 0 | 0 | 0 | 0 | 0 | 0 | 0
WI Large Coal Units Hg Rule v3.1, Unit 5485 and retrofits | 1140 | 2200 | MACT Fuel Choice Floor in lbs/MMBtu | FALSE | L | Annual | Allowances Purchased MER | lbs | 0 | 0 | 0 | 0 | 0 | 0 | 0 | 0
WI Large Coal Units Hg Rule v3.1, Unit 5485 and retrofits | 1140 | 2200 | MACT Fuel Choice Floor in lbs/MMBtu | FALSE | L | Annual | Allowances Sold MER | lbs | 0 | 0 | 0 | 0 | 0 | 0 | 0 | 0
WI Large Coal Units Hg Rule v3.1, Unit 5485 and retrofits | 1140 | 2200 | MACT Fuel Choice Floor in lbs/MMBtu | FALSE | L | Annual | Allowances Banked | lbs | 0 | 0 | 0 | 0 | 0 | 0 | 0 | 0
WI Large Coal Units Hg Rule v3.1, Unit 5485 and retrofits | 1140 | 2200 | MACT Fuel Choice Floor in lbs/MMBtu | FALSE | L | Annual | Allowances Withdrawn (1:1) | lbs | 0 | 0 | 0 | 0 | 0 | 0 | 0 | 0
WI Large Coal Units Hg Rule v3.1, Unit 5485 and retrofits | 1140 | 2200 | MACT Fuel Choice Floor in lbs/MMBtu | FALSE | L | Annual | Allowances Withdrawn (n:1) | lbs | 0 | 0 | 0 | 0 | 0 | 0 | 0 | 0
WI Large Coal Units Hg Rule v3.1, Unit 5485 and retrofits | 1140 | 2200 | MACT Fuel Choice Floor in lbs/MMBtu | FALSE | L | Annual | Net Emissions Allowance Position | lbs | 0 | 0 | 0 | 0 | 0 | 0 | 0 | 0
WI Large Coal Units Hg Rule v3.1, Unit 5485 and retrofits | 1140 | 2200 | MACT Fuel Choice Floor in lbs/MMBtu | FALSE | L | Annual | Fuel Consumed | TBtu | 0 | 0 | 0 | 0 | 0 | 0 | 0 | 0
WI Large Coal Units Hg Rule v3.1, Unit 5485 and retrofits | 1140 | 2200 | MACT Fuel Choice Floor in lbs/MMBtu | FALSE | L | Annual | Rate | lb/MMBtu | 0 | 0 | 0 | 0 | 0 | 0 | 0 | 0
WI Large Coal Units Hg Rule v3.1, Unit 5485 and retrofits | 1140 | 2200 | MACT Fuel Choice Floor in lbs/MMBtu | FALSE | L | Annual | Generation | TWh | 0 | 0 | 0 | 0 | 0 | 0 | 0 | 0
WI Large Coal Units Hg Rule v3.1, Unit 5485 and retrofits | 1140 | 2200 | MACT Fuel Choice Floor in lbs/MMBtu | FALSE | L | Annual | Qualifying Generation | TWh | 0 | 0 | 0 | 0 | 0 | 0 | 0 | 0
WI Large Coal Units Hg Rule v3.1, Unit 5485 and retrofits | 1140 | 2200 | MACT Fuel Choice Floor in lbs/MMBtu | FALSE | L | Annual | Constraint Shadow Price | US2016$/Lb | 0 | 0 | 0 | 0 | 0 | 0 | 0 | 0
WI Large Coal Units Hg Rule v3.1, Unit 5717 and retrofits | 1141 | 2200 | MACT Fuel Choice Floor in lbs/MMBtu | FALSE | L | Annual | Seasons Included | Seasons | Winter, WintShld, Summer | Winter, WintShld, Summer | Winter, WintShld, Summer | Winter, WintShld, Summer | Winter, WintShld, Summer | Winter, WintShld, Summer | Winter, WintShld, Summer | Winter, WintShld, Summer
WI Large Coal Units Hg Rule v3.1, Unit 5717 and retrofits | 1141 | 2200 | MACT Fuel Choice Floor in lbs/MMBtu | FALSE | L | Annual | Emission Floor | lbs/MMBtu | 7.92e-07 | 7.92e-07 | 7.92e-07 | 7.92e-07 | 7.92e-07 | 7.92e-07 | 7.92e-07 | 7.92e-07
WI Large Coal Units Hg Rule v3.1, Unit 5717 and retrofits | 1141 | 2200 | MACT Fuel Choice Floor in lbs/MMBtu | FALSE | L | Annual | Emissions at Affected Plants MER | lbs | 7.6561 | 8.273 | 8.2507 | 8.8603 | 5.7958 | 8.9207 | 6.6098 | 6.4454
WI Large Coal Units Hg Rule v3.1, Unit 5717 and retrofits | 1141 | 2200 | MACT Fuel Choice Floor in lbs/MMBtu | FALSE | L | Annual | Allowances Purchased MER | lbs | 0 | 0 | 0 | 0 | 0 | 0 | 0 | 0
WI Large Coal Units Hg Rule v3.1, Unit 5717 and retrofits | 1141 | 2200 | MACT Fuel Choice Floor in lbs/MMBtu | FALSE | L | Annual | Allowances Sold MER | lbs | 0 | 0 | 0 | 0 | 0 | 0 | 0 | 0
WI Large Coal Units Hg Rule v3.1, Unit 5717 and retrofits | 1141 | 2200 | MACT Fuel Choice Floor in lbs/MMBtu | FALSE | L | Annual | Allowances Banked | lbs | 0 | 0 | 0 | 0 | 0 | 0 | 0 | 0
WI Large Coal Units Hg Rule v3.1, Unit 5717 and retrofits | 1141 | 2200 | MACT Fuel Choice Floor in lbs/MMBtu | FALSE | L | Annual | Allowances Withdrawn (1:1) | lbs | 0 | 0 | 0 | 0 | 0 | 0 | 0 | 0
WI Large Coal Units Hg Rule v3.1, Unit 5717 and retrofits | 1141 | 2200 | MACT Fuel Choice Floor in lbs/MMBtu | FALSE | L | Annual | Allowances Withdrawn (n:1) | lbs | 0 | 0 | 0 | 0 | 0 | 0 | 0 | 0
WI Large Coal Units Hg Rule v3.1, Unit 5717 and retrofits | 1141 | 2200 | MACT Fuel Choice Floor in lbs/MMBtu | FALSE | L | Annual | Net Emissions Allowance Position | lbs | 7.6561 | 8.273 | 8.2507 | 8.8603 | 5.7958 | 8.9207 | 6.6098 | 6.4454
WI Large Coal Units Hg Rule v3.1, Unit 5717 and retrofits | 1141 | 2200 | MACT Fuel Choice Floor in lbs/MMBtu | FALSE | L | Annual | Fuel Consumed | TBtu | 13.6442 | 14.7436 | 14.7039 | 15.7902 | 10.3289 | 15.8979 | 11.7795 | 11.4866
WI Large Coal Units Hg Rule v3.1, Unit 5717 and retrofits | 1141 | 2200 | MACT Fuel Choice Floor in lbs/MMBtu | FALSE | L | Annual | Rate | lb/MMBtu | 5.6112e-07 | 5.6112e-07 | 5.6112e-07 | 5.6112e-07 | 5.6112e-07 | 5.6112e-07 | 5.6112e-07 | 5.6112e-07
WI Large Coal Units Hg Rule v3.1, Unit 5717 and retrofits | 1141 | 2200 | MACT Fuel Choice Floor in lbs/MMBtu | FALSE | L | Annual | Generation | TWh | 1.351 | 1.4599 | 1.4677 | 1.5762 | 1.031 | 1.5869 | 1.1758 | 1.1466
WI Large Coal Units Hg Rule v3.1, Unit 5717 and retrofits | 1141 | 2200 | MACT Fuel Choice Floor in lbs/MMBtu | FALSE | L | Annual | Qualifying Generation | TWh | 1.351 | 1.4599 | 1.4677 | 1.5762 | 1.031 | 1.5869 | 1.1758 | 1.1466
WI Large Coal Units Hg Rule v3.1, Unit 5717 and retrofits | 1141 | 2200 | MACT Fuel Choice Floor in lbs/MMBtu | FALSE | L | Annual | Constraint Shadow Price | US2016$/Lb | 0 | 0 | 0 | 0 | 0 | 0 | 0 | 0
WI Large Coal Units Hg Rule v3.1, Unit 5718 and retrofits | 1142 | 2200 | MACT Fuel Choice Floor in lbs/MMBtu | FALSE | L | Annual | Seasons Included | Seasons | Winter, WintShld, Summer | Winter, WintShld, Summer | Winter, WintShld, Summer | Winter, WintShld, Summer | Winter, WintShld, Summer | Winter, WintShld, Summer | Winter, WintShld, Summer | Winter, WintShld, Summer
WI Large Coal Units Hg Rule v3.1, Unit 5718 and retrofits | 1142 | 2200 | MACT Fuel Choice Floor in lbs/MMBtu | FALSE | L | Annual | Emission Floor | lbs/MMBtu | 7.92e-07 | 7.92e-07 | 7.92e-07 | 7.92e-07 | 7.92e-07 | 7.92e-07 | 7.92e-07 | 7.92e-07
WI Large Coal Units Hg Rule v3.1, Unit 5718 and retrofits | 1142 | 2200 | MACT Fuel Choice Floor in lbs/MMBtu | FALSE | L | Annual | Emissions at Affected Plants MER | lbs | 7.9669 | 8.6203 | 8.4669 | 8.0289 | 6.0254 | 6.6126 | 6.6126 | 6.0254
WI Large Coal Units Hg Rule v3.1, Unit 5718 and retrofits | 1142 | 2200 | MACT Fuel Choice Floor in lbs/MMBtu | FALSE | L | Annual | Allowances Purchased MER | lbs | 0 | 0 | 0 | 0 | 0 | 0 | 0 | 0
WI Large Coal Units Hg Rule v3.1, Unit 5718 and retrofits | 1142 | 2200 | MACT Fuel Choice Floor in lbs/MMBtu | FALSE | L | Annual | Allowances Sold MER | lbs | 0 | 0 | 0 | 0 | 0 | 0 | 0 | 0
WI Large Coal Units Hg Rule v3.1, Unit 5718 and retrofits | 1142 | 2200 | MACT Fuel Choice Floor in lbs/MMBtu | FALSE | L | Annual | Allowances Banked | lbs | 0 | 0 | 0 | 0 | 0 | 0 | 0 | 0
WI Large Coal Units Hg Rule v3.1, Unit 5718 and retrofits | 1142 | 2200 | MACT Fuel Choice Floor in lbs/MMBtu | FALSE | L | Annual | Allowances Withdrawn (1:1) | lbs | 0 | 0 | 0 | 0 | 0 | 0 | 0 | 0
WI Large Coal Units Hg Rule v3.1, Unit 5718 and retrofits | 1142 | 2200 | MACT Fuel Choice Floor in lbs/MMBtu | FALSE | L | Annual | Allowances Withdrawn (n:1) | lbs | 0 | 0 | 0 | 0 | 0 | 0 | 0 | 0
WI Large Coal Units Hg Rule v3.1, Unit 5718 and retrofits | 1142 | 2200 | MACT Fuel Choice Floor in lbs/MMBtu | FALSE | L | Annual | Net Emissions Allowance Position | lbs | 7.9669 | 8.6203 | 8.4669 | 8.0289 | 6.0254 | 6.6126 | 6.6126 | 6.0254
WI Large Coal Units Hg Rule v3.1, Unit 5718 and retrofits | 1142 | 2200 | MACT Fuel Choice Floor in lbs/MMBtu | FALSE | L | Annual | Fuel Consumed | TBtu | 14.1981 | 15.3626 | 15.0892 | 14.3086 | 10.738 | 11.7846 | 11.7846 | 10.738
WI Large Coal Units Hg Rule v3.1, Unit 5718 and retrofits | 1142 | 2200 | MACT Fuel Choice Floor in lbs/MMBtu | FALSE | L | Annual | Rate | lb/MMBtu | 5.6112e-07 | 5.6112e-07 | 5.6112e-07 | 5.6112e-07 | 5.6112e-07 | 5.6112e-07 | 5.6112e-07 | 5.6112e-07
WI Large Coal Units Hg Rule v3.1, Unit 5718 and retrofits | 1142 | 2200 | MACT Fuel Choice Floor in lbs/MMBtu | FALSE | L | Annual | Generation | TWh | 1.3886 | 1.5025 | 1.4876 | 1.4107 | 1.0586 | 1.1618 | 1.1618 | 1.0586
WI Large Coal Units Hg Rule v3.1, Unit 5718 and retrofits | 1142 | 2200 | MACT Fuel Choice Floor in lbs/MMBtu | FALSE | L | Annual | Qualifying Generation | TWh | 1.3886 | 1.5025 | 1.4876 | 1.4107 | 1.0586 | 1.1618 | 1.1618 | 1.0586
WI Large Coal Units Hg Rule v3.1, Unit 5718 and retrofits | 1142 | 2200 | MACT Fuel Choice Floor in lbs/MMBtu | FALSE | L | Annual | Constraint Shadow Price | US2016$/Lb | 0 | 0 | 0 | 0 | 0 | 0 | 0 | 0
WI Large Coal Units Hg Rule v3.1, Unit 5719 and retrofits | 1143 | 2200 | MACT Fuel Choice Floor in lbs/MMBtu | FALSE | L | Annual | Seasons Included | Seasons | Winter, WintShld, Summer | Winter, WintShld, Summer | Winter, WintShld, Summer | Winter, WintShld, Summer | Winter, WintShld, Summer | Winter, WintShld, Summer | Winter, WintShld, Summer | Winter, WintShld, Summer
WI Large Coal Units Hg Rule v3.1, Unit 5719 and retrofits | 1143 | 2200 | MACT Fuel Choice Floor in lbs/MMBtu | FALSE | L | Annual | Emission Floor | lbs/MMBtu | 7.92e-07 | 7.92e-07 | 7.92e-07 | 7.92e-07 | 7.92e-07 | 7.92e-07 | 7.92e-07 | 7.92e-07
WI Large Coal Units Hg Rule v3.1, Unit 5719 and retrofits | 1143 | 2200 | MACT Fuel Choice Floor in lbs/MMBtu | FALSE | L | Annual | Emissions at Affected Plants MER | lbs | 6.7917 | 7.8385 | 7.7758 | 8.0309 | 7.2436 | 7.8672 | 7.8672 | 6.7639
WI Large Coal Units Hg Rule v3.1, Unit 5719 and retrofits | 1143 | 2200 | MACT Fuel Choice Floor in lbs/MMBtu | FALSE | L | Annual | Allowances Purchased MER | lbs | 0 | 0 | 0 | 0 | 0 | 0 | 0 | 0
WI Large Coal Units Hg Rule v3.1, Unit 5719 and retrofits | 1143 | 2200 | MACT Fuel Choice Floor in lbs/MMBtu | FALSE | L | Annual | Allowances Sold MER | lbs | 0 | 0 | 0 | 0 | 0 | 0 | 0 | 0
WI Large Coal Units Hg Rule v3.1, Unit 5719 and retrofits | 1143 | 2200 | MACT Fuel Choice Floor in lbs/MMBtu | FALSE | L | Annual | Allowances Banked | lbs | 0 | 0 | 0 | 0 | 0 | 0 | 0 | 0
WI Large Coal Units Hg Rule v3.1, Unit 5719 and retrofits | 1143 | 2200 | MACT Fuel Choice Floor in lbs/MMBtu | FALSE | L | Annual | Allowances Withdrawn (1:1) | lbs | 0 | 0 | 0 | 0 | 0 | 0 | 0 | 0
WI Large Coal Units Hg Rule v3.1, Unit 5719 and retrofits | 1143 | 2200 | MACT Fuel Choice Floor in lbs/MMBtu | FALSE | L | Annual | Allowances Withdrawn (n:1) | lbs | 0 | 0 | 0 | 0 | 0 | 0 | 0 | 0
WI Large Coal Units Hg Rule v3.1, Unit 5719 and retrofits | 1143 | 2200 | MACT Fuel Choice Floor in lbs/MMBtu | FALSE | L | Annual | Net Emissions Allowance Position | lbs | 6.7917 | 7.8385 | 7.7758 | 8.0309 | 7.2436 | 7.8672 | 7.8672 | 6.7639
WI Large Coal Units Hg Rule v3.1, Unit 5719 and retrofits | 1143 | 2200 | MACT Fuel Choice Floor in lbs/MMBtu | FALSE | L | Annual | Fuel Consumed | TBtu | 12.1037 | 13.9693 | 13.8575 | 14.3122 | 12.909 | 14.0204 | 14.0204 | 12.0541
WI Large Coal Units Hg Rule v3.1, Unit 5719 and retrofits | 1143 | 2200 | MACT Fuel Choice Floor in lbs/MMBtu | FALSE | L | Annual | Rate | lb/MMBtu | 5.6112e-07 | 5.6112e-07 | 5.6112e-07 | 5.6112e-07 | 5.6112e-07 | 5.6112e-07 | 5.6112e-07 | 5.6112e-07
WI Large Coal Units Hg Rule v3.1, Unit 5719 and retrofits | 1143 | 2200 | MACT Fuel Choice Floor in lbs/MMBtu | FALSE | L | Annual | Generation | TWh | 1.2135 | 1.4006 | 1.4006 | 1.4465 | 1.3047 | 1.417 | 1.417 | 1.2183
WI Large Coal Units Hg Rule v3.1, Unit 5719 and retrofits | 1143 | 2200 | MACT Fuel Choice Floor in lbs/MMBtu | FALSE | L | Annual | Qualifying Generation | TWh | 1.2135 | 1.4006 | 1.4006 | 1.4465 | 1.3047 | 1.417 | 1.417 | 1.2183
WI Large Coal Units Hg Rule v3.1, Unit 5719 and retrofits | 1143 | 2200 | MACT Fuel Choice Floor in lbs/MMBtu | FALSE | L | Annual | Constraint Shadow Price | US2016$/Lb | 0 | 0 | 0 | 0 | 0 | 0 | 0 | 0
WI Large Coal Units Hg Rule v3.1, Unit 5720 and retrofits | 1144 | 2200 | MACT Fuel Choice Floor in lbs/MMBtu | FALSE | L | Annual | Seasons Included | Seasons | Winter, WintShld, Summer | Winter, WintShld, Summer | Winter, WintShld, Summer | Winter, WintShld, Summer | Winter, WintShld, Summer | Winter, WintShld, Summer | Winter, WintShld, Summer | Winter, WintShld, Summer
WI Large Coal Units Hg Rule v3.1, Unit 5720 and retrofits | 1144 | 2200 | MACT Fuel Choice Floor in lbs/MMBtu | FALSE | L | Annual | Emission Floor | lbs/MMBtu | 7.92e-07 | 7.92e-07 | 7.92e-07 | 7.92e-07 | 7.92e-07 | 7.92e-07 | 7.92e-07 | 7.92e-07
WI Large Coal Units Hg Rule v3.1, Unit 5720 and retrofits | 1144 | 2200 | MACT Fuel Choice Floor in lbs/MMBtu | FALSE | L | Annual | Emissions at Affected Plants MER | lbs | 6.6361 | 7.9334 | 7.5977 | 7.847 | 7.0776 | 7.687 | 7.687 | 6.6089
WI Large Coal Units Hg Rule v3.1, Unit 5720 and retrofits | 1144 | 2200 | MACT Fuel Choice Floor in lbs/MMBtu | FALSE | L | Annual | Allowances Purchased MER | lbs | 0 | 0 | 0 | 0 | 0 | 0 | 0 | 0
WI Large Coal Units Hg Rule v3.1, Unit 5720 and retrofits | 1144 | 2200 | MACT Fuel Choice Floor in lbs/MMBtu | FALSE | L | Annual | Allowances Sold MER | lbs | 0 | 0 | 0 | 0 | 0 | 0 | 0 | 0
WI Large Coal Units Hg Rule v3.1, Unit 5720 and retrofits | 1144 | 2200 | MACT Fuel Choice Floor in lbs/MMBtu | FALSE | L | Annual | Allowances Banked | lbs | 0 | 0 | 0 | 0 | 0 | 0 | 0 | 0
WI Large Coal Units Hg Rule v3.1, Unit 5720 and retrofits | 1144 | 2200 | MACT Fuel Choice Floor in lbs/MMBtu | FALSE | L | Annual | Allowances Withdrawn (1:1) | lbs | 0 | 0 | 0 | 0 | 0 | 0 | 0 | 0
WI Large Coal Units Hg Rule v3.1, Unit 5720 and retrofits | 1144 | 2200 | MACT Fuel Choice Floor in lbs/MMBtu | FALSE | L | Annual | Allowances Withdrawn (n:1) | lbs | 0 | 0 | 0 | 0 | 0 | 0 | 0 | 0
WI Large Coal Units Hg Rule v3.1, Unit 5720 and retrofits | 1144 | 2200 | MACT Fuel Choice Floor in lbs/MMBtu | FALSE | L | Annual | Net Emissions Allowance Position | lbs | 6.6361 | 7.9334 | 7.5977 | 7.847 | 7.0776 | 7.687 | 7.687 | 6.6089
WI Large Coal Units Hg Rule v3.1, Unit 5720 and retrofits | 1144 | 2200 | MACT Fuel Choice Floor in lbs/MMBtu | FALSE | L | Annual | Fuel Consumed | TBtu | 11.8264 | 14.1383 | 13.5401 | 13.9844 | 12.6133 | 13.6992 | 13.6992 | 11.778
WI Large Coal Units Hg Rule v3.1, Unit 5720 and retrofits | 1144 | 2200 | MACT Fuel Choice Floor in lbs/MMBtu | FALSE | L | Annual | Rate | lb/MMBtu | 5.6112e-07 | 5.6112e-07 | 5.6112e-07 | 5.6112e-07 | 5.6112e-07 | 5.6112e-07 | 5.6112e-07 | 5.6112e-07
WI Large Coal Units Hg Rule v3.1, Unit 5720 and retrofits | 1144 | 2200 | MACT Fuel Choice Floor in lbs/MMBtu | FALSE | L | Annual | Generation | TWh | 1.1866 | 1.4185 | 1.3694 | 1.4144 | 1.2757 | 1.3855 | 1.3855 | 1.1912
WI Large Coal Units Hg Rule v3.1, Unit 5720 and retrofits | 1144 | 2200 | MACT Fuel Choice Floor in lbs/MMBtu | FALSE | L | Annual | Qualifying Generation | TWh | 1.1866 | 1.4185 | 1.3694 | 1.4144 | 1.2757 | 1.3855 | 1.3855 | 1.1912
WI Large Coal Units Hg Rule v3.1, Unit 5720 and retrofits | 1144 | 2200 | MACT Fuel Choice Floor in lbs/MMBtu | FALSE | L | Annual | Constraint Shadow Price | US2016$/Lb | 0 | 0 | 0 | 0 | 0 | 0 | 0 | 0
WI Large Coal Units Hg Rule v3.1, Unit 5721 and retrofits | 1145 | 2200 | MACT Fuel Choice Floor in lbs/MMBtu | FALSE | L | Annual | Seasons Included | Seasons | Winter, WintShld, Summer | Winter, WintShld, Summer | Winter, WintShld, Summer | Winter, WintShld, Summer | Winter, WintShld, Summer | Winter, WintShld, Summer | Winter, WintShld, Summer | Winter, WintShld, Summer
WI Large Coal Units Hg Rule v3.1, Unit 5721 and retrofits | 1145 | 2200 | MACT Fuel Choice Floor in lbs/MMBtu | FALSE | L | Annual | Emission Floor | lbs/MMBtu | 7.92e-07 | 7.92e-07 | 7.92e-07 | 7.92e-07 | 7.92e-07 | 7.92e-07 | 7.92e-07 | 7.92e-07
WI Large Coal Units Hg Rule v3.1, Unit 5721 and retrofits | 1145 | 2200 | MACT Fuel Choice Floor in lbs/MMBtu | FALSE | L | Annual | Emissions at Affected Plants MER | lbs | 18.9787 | 20.3862 | 20.3862 | 20.5396 | 20.4254 | 20.5396 | 20.5396 | 20.5396
WI Large Coal Units Hg Rule v3.1, Unit 5721 and retrofits | 1145 | 2200 | MACT Fuel Choice Floor in lbs/MMBtu | FALSE | L | Annual | Allowances Purchased MER | lbs | 0 | 0 | 0 | 0 | 0 | 0 | 0 | 0
WI Large Coal Units Hg Rule v3.1, Unit 5721 and retrofits | 1145 | 2200 | MACT Fuel Choice Floor in lbs/MMBtu | FALSE | L | Annual | Allowances Sold MER | lbs | 0 | 0 | 0 | 0 | 0 | 0 | 0 | 0
WI Large Coal Units Hg Rule v3.1, Unit 5721 and retrofits | 1145 | 2200 | MACT Fuel Choice Floor in lbs/MMBtu | FALSE | L | Annual | Allowances Banked | lbs | 0 | 0 | 0 | 0 | 0 | 0 | 0 | 0
WI Large Coal Units Hg Rule v3.1, Unit 5721 and retrofits | 1145 | 2200 | MACT Fuel Choice Floor in lbs/MMBtu | FALSE | L | Annual | Allowances Withdrawn (1:1) | lbs | 0 | 0 | 0 | 0 | 0 | 0 | 0 | 0
WI Large Coal Units Hg Rule v3.1, Unit 5721 and retrofits | 1145 | 2200 | MACT Fuel Choice Floor in lbs/MMBtu | FALSE | L | Annual | Allowances Withdrawn (n:1) | lbs | 0 | 0 | 0 | 0 | 0 | 0 | 0 | 0
WI Large Coal Units Hg Rule v3.1, Unit 5721 and retrofits | 1145 | 2200 | MACT Fuel Choice Floor in lbs/MMBtu | FALSE | L | Annual | Net Emissions Allowance Position | lbs | 18.9787 | 20.3862 | 20.3862 | 20.5396 | 20.4254 | 20.5396 | 20.5396 | 20.5396
WI Large Coal Units Hg Rule v3.1, Unit 5721 and retrofits | 1145 | 2200 | MACT Fuel Choice Floor in lbs/MMBtu | FALSE | L | Annual | Fuel Consumed | TBtu | 35.5137 | 38.1476 | 38.1476 | 38.4345 | 38.2209 | 38.4345 | 38.4345 | 38.4345
WI Large Coal Units Hg Rule v3.1, Unit 5721 and retrofits | 1145 | 2200 | MACT Fuel Choice Floor in lbs/MMBtu | FALSE | L | Annual | Rate | lb/MMBtu | 5.344e-07 | 5.344e-07 | 5.344e-07 | 5.344e-07 | 5.344e-07 | 5.344e-07 | 5.344e-07 | 5.344e-07
WI Large Coal Units Hg Rule v3.1, Unit 5721 and retrofits | 1145 | 2200 | MACT Fuel Choice Floor in lbs/MMBtu | FALSE | L | Annual | Generation | TWh | 3.6108 | 3.8786 | 3.8786 | 3.9078 | 3.8861 | 3.9078 | 3.9078 | 3.9078
WI Large Coal Units Hg Rule v3.1, Unit 5721 and retrofits | 1145 | 2200 | MACT Fuel Choice Floor in lbs/MMBtu | FALSE | L | Annual | Qualifying Generation | TWh | 3.6108 | 3.8786 | 3.8786 | 3.9078 | 3.8861 | 3.9078 | 3.9078 | 3.9078
WI Large Coal Units Hg Rule v3.1, Unit 5721 and retrofits | 1145 | 2200 | MACT Fuel Choice Floor in lbs/MMBtu | FALSE | L | Annual | Constraint Shadow Price | US2016$/Lb | 0 | 0 | 0 | 0 | 0 | 0 | 0 | 0
WI Large Coal Units Hg Rule v3.1, Unit 5722 and retrofits | 1146 | 2200 | MACT Fuel Choice Floor in lbs/MMBtu | FALSE | L | Annual | Seasons Included | Seasons | Winter, WintShld, Summer | Winter, WintShld, Summer | Winter, WintShld, Summer | Winter, WintShld, Summer | Winter, WintShld, Summer | Winter, WintShld, Summer | Winter, WintShld, Summer | Winter, WintShld, Summer
WI Large Coal Units Hg Rule v3.1, Unit 5722 and retrofits | 1146 | 2200 | MACT Fuel Choice Floor in lbs/MMBtu | FALSE | L | Annual | Emission Floor | lbs/MMBtu | 7.92e-07 | 7.92e-07 | 7.92e-07 | 7.92e-07 | 7.92e-07 | 7.92e-07 | 7.92e-07 | 7.92e-07
WI Large Coal Units Hg Rule v3.1, Unit 5722 and retrofits | 1146 | 2200 | MACT Fuel Choice Floor in lbs/MMBtu | FALSE | L | Annual | Emissions at Affected Plants MER | lbs | 18.9119 | 19.8292 | 19.8292 | 20.4407 | 20.4407 | 20.4407 | 20.4407 | 20.4407
WI Large Coal Units Hg Rule v3.1, Unit 5722 and retrofits | 1146 | 2200 | MACT Fuel Choice Floor in lbs/MMBtu | FALSE | L | Annual | Allowances Purchased MER | lbs | 0 | 0 | 0 | 0 | 0 | 0 | 0 | 0
WI Large Coal Units Hg Rule v3.1, Unit 5722 and retrofits | 1146 | 2200 | MACT Fuel Choice Floor in lbs/MMBtu | FALSE | L | Annual | Allowances Sold MER | lbs | 0 | 0 | 0 | 0 | 0 | 0 | 0 | 0
WI Large Coal Units Hg Rule v3.1, Unit 5722 and retrofits | 1146 | 2200 | MACT Fuel Choice Floor in lbs/MMBtu | FALSE | L | Annual | Allowances Banked | lbs | 0 | 0 | 0 | 0 | 0 | 0 | 0 | 0
WI Large Coal Units Hg Rule v3.1, Unit 5722 and retrofits | 1146 | 2200 | MACT Fuel Choice Floor in lbs/MMBtu | FALSE | L | Annual | Allowances Withdrawn (1:1) | lbs | 0 | 0 | 0 | 0 | 0 | 0 | 0 | 0
WI Large Coal Units Hg Rule v3.1, Unit 5722 and retrofits | 1146 | 2200 | MACT Fuel Choice Floor in lbs/MMBtu | FALSE | L | Annual | Allowances Withdrawn (n:1) | lbs | 0 | 0 | 0 | 0 | 0 | 0 | 0 | 0
WI Large Coal Units Hg Rule v3.1, Unit 5722 and retrofits | 1146 | 2200 | MACT Fuel Choice Floor in lbs/MMBtu | FALSE | L | Annual | Net Emissions Allowance Position | lbs | 18.9119 | 19.8292 | 19.8292 | 20.4407 | 20.4407 | 20.4407 | 20.4407 | 20.4407
WI Large Coal Units Hg Rule v3.1, Unit 5722 and retrofits | 1146 | 2200 | MACT Fuel Choice Floor in lbs/MMBtu | FALSE | L | Annual | Fuel Consumed | TBtu | 35.3887 | 37.1052 | 37.1052 | 38.2494 | 38.2494 | 38.2494 | 38.2494 | 38.2494
WI Large Coal Units Hg Rule v3.1, Unit 5722 and retrofits | 1146 | 2200 | MACT Fuel Choice Floor in lbs/MMBtu | FALSE | L | Annual | Rate | lb/MMBtu | 5.344e-07 | 5.344e-07 | 5.344e-07 | 5.344e-07 | 5.344e-07 | 5.344e-07 | 5.344e-07 | 5.344e-07
WI Large Coal Units Hg Rule v3.1, Unit 5722 and retrofits | 1146 | 2200 | MACT Fuel Choice Floor in lbs/MMBtu | FALSE | L | Annual | Generation | TWh | 3.5954 | 3.7698 | 3.7698 | 3.8861 | 3.8861 | 3.8861 | 3.8861 | 3.8861
WI Large Coal Units Hg Rule v3.1, Unit 5722 and retrofits | 1146 | 2200 | MACT Fuel Choice Floor in lbs/MMBtu | FALSE | L | Annual | Qualifying Generation | TWh | 3.5954 | 3.7698 | 3.7698 | 3.8861 | 3.8861 | 3.8861 | 3.8861 | 3.8861
WI Large Coal Units Hg Rule v3.1, Unit 5722 and retrofits | 1146 | 2200 | MACT Fuel Choice Floor in lbs/MMBtu | FALSE | L | Annual | Constraint Shadow Price | US2016$/Lb | 0 | 0 | 0 | 0 | 0 | 0 | 0 | 0
WI Small Coal Units Hg Rule v3.1, Unit 5098 and retrofits | 1147 | 2201 | MACT Fuel Choice Floor in lbs/MMBtu | FALSE | L | Annual | Seasons Included | Seasons | Winter, WintShld, Summer | Winter, WintShld, Summer | Winter, WintShld, Summer | Winter, WintShld, Summer | Winter, WintShld, Summer | Winter, WintShld, Summer | Winter, WintShld, Summer | Winter, WintShld, Summer
WI Small Coal Units Hg Rule v3.1, Unit 5098 and retrofits | 1147 | 2201 | MACT Fuel Choice Floor in lbs/MMBtu | FALSE | L | Annual | Emission Floor | lbs/MMBtu | 6.91e-07 | 6.91e-07 | 6.91e-07 | 6.91e-07 | 6.91e-07 | 6.91e-07 | 6.91e-07 | 6.91e-07
WI Small Coal Units Hg Rule v3.1, Unit 5098 and retrofits | 1147 | 2201 | MACT Fuel Choice Floor in lbs/MMBtu | FALSE | L | Annual | Emissions at Affected Plants MER | lbs | 0 | 0 | 0 | 0 | 0 | 0 | 0 | 0
WI Small Coal Units Hg Rule v3.1, Unit 5098 and retrofits | 1147 | 2201 | MACT Fuel Choice Floor in lbs/MMBtu | FALSE | L | Annual | Allowances Purchased MER | lbs | 0 | 0 | 0 | 0 | 0 | 0 | 0 | 0
WI Small Coal Units Hg Rule v3.1, Unit 5098 and retrofits | 1147 | 2201 | MACT Fuel Choice Floor in lbs/MMBtu | FALSE | L | Annual | Allowances Sold MER | lbs | 0 | 0 | 0 | 0 | 0 | 0 | 0 | 0
WI Small Coal Units Hg Rule v3.1, Unit 5098 and retrofits | 1147 | 2201 | MACT Fuel Choice Floor in lbs/MMBtu | FALSE | L | Annual | Allowances Banked | lbs | 0 | 0 | 0 | 0 | 0 | 0 | 0 | 0
WI Small Coal Units Hg Rule v3.1, Unit 5098 and retrofits | 1147 | 2201 | MACT Fuel Choice Floor in lbs/MMBtu | FALSE | L | Annual | Allowances Withdrawn (1:1) | lbs | 0 | 0 | 0 | 0 | 0 | 0 | 0 | 0
WI Small Coal Units Hg Rule v3.1, Unit 5098 and retrofits | 1147 | 2201 | MACT Fuel Choice Floor in lbs/MMBtu | FALSE | L | Annual | Allowances Withdrawn (n:1) | lbs | 0 | 0 | 0 | 0 | 0 | 0 | 0 | 0
WI Small Coal Units Hg Rule v3.1, Unit 5098 and retrofits | 1147 | 2201 | MACT Fuel Choice Floor in lbs/MMBtu | FALSE | L | Annual | Net Emissions Allowance Position | lbs | 0 | 0 | 0 | 0 | 0 | 0 | 0 | 0
WI Small Coal Units Hg Rule v3.1, Unit 5098 and retrofits | 1147 | 2201 | MACT Fuel Choice Floor in lbs/MMBtu | FALSE | L | Annual | Fuel Consumed | TBtu | 0 | 0 | 0 | 0 | 0 | 0 | 0 | 0
WI Small Coal Units Hg Rule v3.1, Unit 5098 and retrofits | 1147 | 2201 | MACT Fuel Choice Floor in lbs/MMBtu | FALSE | L | Annual | Rate | lb/MMBtu | 0 | 0 | 0 | 0 | 0 | 0 | 0 | 0
WI Small Coal Units Hg Rule v3.1, Unit 5098 and retrofits | 1147 | 2201 | MACT Fuel Choice Floor in lbs/MMBtu | FALSE | L | Annual | Generation | TWh | 0 | 0 | 0 | 0 | 0 | 0 | 0 | 0
WI Small Coal Units Hg Rule v3.1, Unit 5098 and retrofits | 1147 | 2201 | MACT Fuel Choice Floor in lbs/MMBtu | FALSE | L | Annual | Qualifying Generation | TWh | 0 | 0 | 0 | 0 | 0 | 0 | 0 | 0
WI Small Coal Units Hg Rule v3.1, Unit 5098 and retrofits | 1147 | 2201 | MACT Fuel Choice Floor in lbs/MMBtu | FALSE | L | Annual | Constraint Shadow Price | US2016$/Lb | 0 | 0 | 0 | 0 | 0 | 0 | 0 | 0
WI Small Coal Units Hg Rule v3.1, Unit 5099 and retrofits | 1148 | 2201 | MACT Fuel Choice Floor in lbs/MMBtu | FALSE | L | Annual | Seasons Included | Seasons | Winter, WintShld, Summer | Winter, WintShld, Summer | Winter, WintShld, Summer | Winter, WintShld, Summer | Winter, WintShld, Summer | Winter, WintShld, Summer | Winter, WintShld, Summer | Winter, WintShld, Summer
WI Small Coal Units Hg Rule v3.1, Unit 5099 and retrofits | 1148 | 2201 | MACT Fuel Choice Floor in lbs/MMBtu | FALSE | L | Annual | Emission Floor | lbs/MMBtu | 6.91e-07 | 6.91e-07 | 6.91e-07 | 6.91e-07 | 6.91e-07 | 6.91e-07 | 6.91e-07 | 6.91e-07
WI Small Coal Units Hg Rule v3.1, Unit 5099 and retrofits | 1148 | 2201 | MACT Fuel Choice Floor in lbs/MMBtu | FALSE | L | Annual | Emissions at Affected Plants MER | lbs | 0 | 0 | 0 | 0 | 0 | 0 | 0 | 0
WI Small Coal Units Hg Rule v3.1, Unit 5099 and retrofits | 1148 | 2201 | MACT Fuel Choice Floor in lbs/MMBtu | FALSE | L | Annual | Allowances Purchased MER | lbs | 0 | 0 | 0 | 0 | 0 | 0 | 0 | 0
WI Small Coal Units Hg Rule v3.1, Unit 5099 and retrofits | 1148 | 2201 | MACT Fuel Choice Floor in lbs/MMBtu | FALSE | L | Annual | Allowances Sold MER | lbs | 0 | 0 | 0 | 0 | 0 | 0 | 0 | 0
WI Small Coal Units Hg Rule v3.1, Unit 5099 and retrofits | 1148 | 2201 | MACT Fuel Choice Floor in lbs/MMBtu | FALSE | L | Annual | Allowances Banked | lbs | 0 | 0 | 0 | 0 | 0 | 0 | 0 | 0
WI Small Coal Units Hg Rule v3.1, Unit 5099 and retrofits | 1148 | 2201 | MACT Fuel Choice Floor in lbs/MMBtu | FALSE | L | Annual | Allowances Withdrawn (1:1) | lbs | 0 | 0 | 0 | 0 | 0 | 0 | 0 | 0
WI Small Coal Units Hg Rule v3.1, Unit 5099 and retrofits | 1148 | 2201 | MACT Fuel Choice Floor in lbs/MMBtu | FALSE | L | Annual | Allowances Withdrawn (n:1) | lbs | 0 | 0 | 0 | 0 | 0 | 0 | 0 | 0
WI Small Coal Units Hg Rule v3.1, Unit 5099 and retrofits | 1148 | 2201 | MACT Fuel Choice Floor in lbs/MMBtu | FALSE | L | Annual | Net Emissions Allowance Position | lbs | 0 | 0 | 0 | 0 | 0 | 0 | 0 | 0
WI Small Coal Units Hg Rule v3.1, Unit 5099 and retrofits | 1148 | 2201 | MACT Fuel Choice Floor in lbs/MMBtu | FALSE | L | Annual | Fuel Consumed | TBtu | 0 | 0 | 0 | 0 | 0 | 0 | 0 | 0
WI Small Coal Units Hg Rule v3.1, Unit 5099 and retrofits | 1148 | 2201 | MACT Fuel Choice Floor in lbs/MMBtu | FALSE | L | Annual | Rate | lb/MMBtu | 0 | 0 | 0 | 0 | 0 | 0 | 0 | 0
WI Small Coal Units Hg Rule v3.1, Unit 5099 and retrofits | 1148 | 2201 | MACT Fuel Choice Floor in lbs/MMBtu | FALSE | L | Annual | Generation | TWh | 0 | 0 | 0 | 0 | 0 | 0 | 0 | 0
WI Small Coal Units Hg Rule v3.1, Unit 5099 and retrofits | 1148 | 2201 | MACT Fuel Choice Floor in lbs/MMBtu | FALSE | L | Annual | Qualifying Generation | TWh | 0 | 0 | 0 | 0 | 0 | 0 | 0 | 0
WI Small Coal Units Hg Rule v3.1, Unit 5099 and retrofits | 1148 | 2201 | MACT Fuel Choice Floor in lbs/MMBtu | FALSE | L | Annual | Constraint Shadow Price | US2016$/Lb | 0 | 0 | 0 | 0 | 0 | 0 | 0 | 0
WI Small Coal Units Hg Rule v3.1, Unit 5507 and retrofits | 1149 | 2201 | MACT Fuel Choice Floor in lbs/MMBtu | FALSE | L | Annual | Seasons Included | Seasons | Winter, WintShld, Summer | Winter, WintShld, Summer | Winter, WintShld, Summer | Winter, WintShld, Summer | Winter, WintShld, Summer | Winter, WintShld, Summer | Winter, WintShld, Summer | Winter, WintShld, Summer
WI Small Coal Units Hg Rule v3.1, Unit 5507 and retrofits | 1149 | 2201 | MACT Fuel Choice Floor in lbs/MMBtu | FALSE | L | Annual | Emission Floor | lbs/MMBtu | 6.91e-07 | 6.91e-07 | 6.91e-07 | 6.91e-07 | 6.91e-07 | 6.91e-07 | 6.91e-07 | 6.91e-07
WI Small Coal Units Hg Rule v3.1, Unit 5507 and retrofits | 1149 | 2201 | MACT Fuel Choice Floor in lbs/MMBtu | FALSE | L | Annual | Emissions at Affected Plants MER | lbs | 0 | 0 | 0 | 0.62267 | 0.62267 | 1.4901 | 1.4901 | 0
WI Small Coal Units Hg Rule v3.1, Unit 5507 and retrofits | 1149 | 2201 | MACT Fuel Choice Floor in lbs/MMBtu | FALSE | L | Annual | Allowances Purchased MER | lbs | 0 | 0 | 0 | 0 | 0 | 0 | 0 | 0
WI Small Coal Units Hg Rule v3.1, Unit 5507 and retrofits | 1149 | 2201 | MACT Fuel Choice Floor in lbs/MMBtu | FALSE | L | Annual | Allowances Sold MER | lbs | 0 | 0 | 0 | 0 | 0 | 0 | 0 | 0
WI Small Coal Units Hg Rule v3.1, Unit 5507 and retrofits | 1149 | 2201 | MACT Fuel Choice Floor in lbs/MMBtu | FALSE | L | Annual | Allowances Banked | lbs | 0 | 0 | 0 | 0 | 0 | 0 | 0 | 0
WI Small Coal Units Hg Rule v3.1, Unit 5507 and retrofits | 1149 | 2201 | MACT Fuel Choice Floor in lbs/MMBtu | FALSE | L | Annual | Allowances Withdrawn (1:1) | lbs | 0 | 0 | 0 | 0 | 0 | 0 | 0 | 0
WI Small Coal Units Hg Rule v3.1, Unit 5507 and retrofits | 1149 | 2201 | MACT Fuel Choice Floor in lbs/MMBtu | FALSE | L | Annual | Allowances Withdrawn (n:1) | lbs | 0 | 0 | 0 | 0 | 0 | 0 | 0 | 0
WI Small Coal Units Hg Rule v3.1, Unit 5507 and retrofits | 1149 | 2201 | MACT Fuel Choice Floor in lbs/MMBtu | FALSE | L | Annual | Net Emissions Allowance Position | lbs | 0 | 0 | 0 | 0.62267 | 0.62267 | 1.4901 | 1.4901 | 0
WI Small Coal Units Hg Rule v3.1, Unit 5507 and retrofits | 1149 | 2201 | MACT Fuel Choice Floor in lbs/MMBtu | FALSE | L | Annual | Fuel Consumed | TBtu | 0 | 0 | 0 | 1.0262 | 1.0262 | 2.4559 | 2.4559 | 0
WI Small Coal Units Hg Rule v3.1, Unit 5507 and retrofits | 1149 | 2201 | MACT Fuel Choice Floor in lbs/MMBtu | FALSE | L | Annual | Rate | lb/MMBtu | 0 | 0 | 0 | 6.0676e-07 | 6.0676e-07 | 6.0676e-07 | 6.0676e-07 | 0
WI Small Coal Units Hg Rule v3.1, Unit 5507 and retrofits | 1149 | 2201 | MACT Fuel Choice Floor in lbs/MMBtu | FALSE | L | Annual | Generation | TWh | 0 | 0 | 0 | 0.075219 | 0.075219 | 0.18001 | 0.18001 | 0
WI Small Coal Units Hg Rule v3.1, Unit 5507 and retrofits | 1149 | 2201 | MACT Fuel Choice Floor in lbs/MMBtu | FALSE | L | Annual | Qualifying Generation | TWh | 0 | 0 | 0 | 0.075219 | 0.075219 | 0.18001 | 0.18001 | 0
WI Small Coal Units Hg Rule v3.1, Unit 5507 and retrofits | 1149 | 2201 | MACT Fuel Choice Floor in lbs/MMBtu | FALSE | L | Annual | Constraint Shadow Price | US2016$/Lb | 0 | 0 | 0 | 0 | 0 | 0 | 0 | 0
Zero Reserve Margin Type 3 Constraints | 1150 | 5803 | MACT Fuel Choice Floor in lbs/MMBtu | FALSE | L | Annual | Seasons Included | Seasons | Winter, WintShld, Summer | Winter, WintShld, Summer | Winter, WintShld, Summer | Winter, WintShld, Summer | Winter, WintShld, Summer | Winter, WintShld, Summer | Winter, WintShld, Summer | Winter, WintShld, Summer
Zero Reserve Margin Type 3 Constraints | 1150 | 5803 | MACT Fuel Choice Floor in lbs/MMBtu | FALSE | L | Annual | Emission Floor | lb/MMBtu | 0 | 0 | 0 | 0 | 0 | 0 | 0 | 0
Zero Reserve Margin Type 3 Constraints | 1150 | 5803 | MACT Fuel Choice Floor in lbs/MMBtu | FALSE | L | Annual | Emissions at Affected Plants NOX | Thousand Tons | 149.3078 | 161.6279 | 165.2307 | 161.3147 | 150.7945 | 153.1228 | 153.2089 | 143.9334
Zero Reserve Margin Type 3 Constraints | 1150 | 5803 | MACT Fuel Choice Floor in lbs/MMBtu | FALSE | L | Annual | Allowances Purchased NOX | Thousand Tons | 0 | 0 | 0 | 0 | 0 | 0 | 0 | 0
Zero Reserve Margin Type 3 Constraints | 1150 | 5803 | MACT Fuel Choice Floor in lbs/MMBtu | FALSE | L | Annual | Allowances Sold NOX | Thousand Tons | 0 | 0 | 0 | 0 | 0 | 0 | 0 | 0
Zero Reserve Margin Type 3 Constraints | 1150 | 5803 | MACT Fuel Choice Floor in lbs/MMBtu | FALSE | L | Annual | Allowances Banked | Thousand Tons | 0 | 0 | 0 | 0 | 0 | 0 | 0 | 0
Zero Reserve Margin Type 3 Constraints | 1150 | 5803 | MACT Fuel Choice Floor in lbs/MMBtu | FALSE | L | Annual | Allowances Withdrawn (1:1) | Thousand Tons | 0 | 0 | 0 | 0 | 0 | 0 | 0 | 0
Zero Reserve Margin Type 3 Constraints | 1150 | 5803 | MACT Fuel Choice Floor in lbs/MMBtu | FALSE | L | Annual | Allowances Withdrawn (n:1) | Thousand Tons | 0 | 0 | 0 | 0 | 0 | 0 | 0 | 0
Zero Reserve Margin Type 3 Constraints | 1150 | 5803 | MACT Fuel Choice Floor in lbs/MMBtu | FALSE | L | Annual | Net Emissions Allowance Position | Thousand Tons | 149.3078 | 161.6279 | 165.2307 | 161.3147 | 150.7945 | 153.1228 | 153.2089 | 143.9334
Zero Reserve Margin Type 3 Constraints | 1150 | 5803 | MACT Fuel Choice Floor in lbs/MMBtu | FALSE | L | Annual | Fuel Consumed | TBtu | 2019.2786 | 2165.0522 | 2211.0939 | 2233.1812 | 2101.7415 | 2144.9305 | 2140.5254 | 2009.4128
Zero Reserve Margin Type 3 Constraints | 1150 | 5803 | MACT Fuel Choice Floor in lbs/MMBtu | FALSE | L | Annual | Rate | lb/MMBtu | 0.14788 | 0.14931 | 0.14946 | 0.14447 | 0.14349 | 0.14278 | 0.14315 | 0.14326
Zero Reserve Margin Type 3 Constraints | 1150 | 5803 | MACT Fuel Choice Floor in lbs/MMBtu | FALSE | L | Annual | Generation | TWh | 192.7864 | 206.4048 | 213.4591 | 215.5587 | 202.8636 | 206.9436 | 206.4205 | 194.0939
Zero Reserve Margin Type 3 Constraints | 1150 | 5803 | MACT Fuel Choice Floor in lbs/MMBtu | FALSE | L | Annual | Qualifying Generation | TWh | 192.7864 | 206.4048 | 213.4591 | 215.5587 | 202.8636 | 206.9436 | 206.4205 | 194.0939
Zero Reserve Margin Type 3 Constraints | 1150 | 5803 | MACT Fuel Choice Floor in lbs/MMBtu | FALSE | L | Annual | Constraint Shadow Price | US2016$/Ton | 0 | 0 | 0 | 0 | 0 | 0 | 0 | 0

## Table 1-16_US
Illustrative ACE Scenario
| 2021 | 2023 | 2025 | 2030 | 2035 | 2040 | 2045 | 2050
1. Reserve Margin Capacity Winter [MW] | 893684.3954 | 900564.4351 | 912797.305 | 937071.7883 | 971167.4831 | 1013563.2513 | 1061220.6098 | 1116671.7219
Plus Firm Contract Purchases Winter [MW] | 0 | 0 | 0 | 0 | 0 | 0 | 0 | 0
Plus Transmission In Winter [MW] | 10340.1777 | 7573.9471 | 8306.3376 | 8311.6529 | 7247.6196 | 7902.9174 | 9636.4471 | 12567.2235
Less Firm Contract Sales Winter [MW] | 0 | 0 | 0 | 0 | 0 | 0 | 0 | 0
Less Transmission Out Winter [MW] | 12208.9808 | 9963.9804 | 11374.5267 | 13466.4226 | 13816.5968 | 14731.5824 | 16638.4328 | 19776.4462
Total Reserve Margin Capacity Winter [MW] | 891815.5923 | 898174.4018 | 909729.1159 | 931917.0186 | 964598.5058 | 1006734.5863 | 1054218.6241 | 1109462.4993
2. Peak Load Winter [MW] | 652553.2614 | 659665.8687 | 668504.0517 | 689872.8068 | 714395.6915 | 745015.5433 | 778597.7473 | 817813.1968
Less DSM [MW] | 0 | 0 | 0 | 0 | 0 | 0 | 0 | 0
Net Demand Winter [MW] | 652553.2614 | 659665.8687 | 668504.0517 | 689872.8068 | 714395.6915 | 745015.5433 | 778597.7473 | 817813.1968
3. Reserve Margin Winter [%] | 36.6656 | 36.156 | 36.0843 | 35.0853 | 35.023 | 35.1293 | 35.3996 | 35.6621
1. Reserve Margin Capacity WintShld [MW] | 893684.3954 | 900564.4351 | 912797.305 | 937071.7883 | 971167.4831 | 1013563.2513 | 1061220.6098 | 1116671.7219
Plus Firm Contract Purchases WintShld [MW] | 0 | 0 | 0 | 0 | 0 | 0 | 0 | 0
Plus Transmission In WintShld [MW] | 9930.5556 | 4223.9987 | 2663.0572 | 924.7605 | 573.776 | 0 | 39.572 | 1372.1014
Less Firm Contract Sales WintShld [MW] | 0 | 0 | 0 | 0 | 0 | 0 | 0 | 0
Less Transmission Out WintShld [MW] | 10206.4629 | 4334.5766 | 3083.0513 | 2333.1084 | 1635.2638 | 780.0691 | 478.4717 | 1592.2735
Total Reserve Margin Capacity WintShld [MW] | 893408.488 | 900453.8572 | 912377.3109 | 935663.4404 | 970105.9952 | 1012783.1822 | 1060781.71 | 1116451.5498
2. Peak Load WintShld [MW] | 586298.0289 | 591980.3405 | 598705.8663 | 617691.0194 | 637999.2981 | 663774.0714 | 691526.7395 | 724119.9773
Less DSM [MW] | 0 | 0 | 0 | 0 | 0 | 0 | 0 | 0
Net Demand WintShld [MW] | 586298.0289 | 591980.3405 | 598705.8663 | 617691.0194 | 637999.2981 | 663774.0714 | 691526.7395 | 724119.9773
3. Reserve Margin WintShld [%] | 52.3813 | 52.1087 | 52.3916 | 51.4776 | 52.0544 | 52.5795 | 53.3971 | 54.1805
1. Reserve Margin Capacity Summer [MW] | 893684.3954 | 900564.4351 | 912797.305 | 937071.7883 | 971167.4831 | 1013563.2513 | 1061220.6098 | 1116671.7219
Plus Firm Contract Purchases Summer [MW] | 0 | 0 | 0 | 0 | 0 | 0 | 0 | 0
Plus Transmission In Summer [MW] | 83756.1414 | 85210.8176 | 86121.7435 | 83471.4333 | 78918.6326 | 78958.024 | 79982.4001 | 82166.0805
Less Firm Contract Sales Summer [MW] | 0 | 0 | 0 | 0 | 0 | 0 | 0 | 0
Less Transmission Out Summer [MW] | 82585.6285 | 81088.2889 | 82787.3836 | 79514.2791 | 74611.4907 | 74651.3647 | 75707.7546 | 77269.9913
Total Reserve Margin Capacity Summer [MW] | 894854.9083 | 904686.9638 | 916131.6649 | 941028.9426 | 975474.625 | 1017869.9106 | 1065495.2553 | 1121567.811
2. Peak Load Summer [MW] | 769157.4535 | 776103.1499 | 786313.7676 | 812020.6562 | 842636.9668 | 880447.2714 | 922814.5851 | 972213.8173
Less DSM [MW] | 0 | 0 | 0 | 0 | 0 | 0 | 0 | 0
Net Demand Summer [MW] | 769157.4535 | 776103.1499 | 786313.7676 | 812020.6562 | 842636.9668 | 880447.2714 | 922814.5851 | 972213.8173
3. Reserve Margin Summer [%] | 16.3422 | 16.5679 | 16.5097 | 15.8873 | 15.7645 | 15.6083 | 15.4615 | 15.3623
1. Reserve Margin Capacity Annual [MW] | 893684.3954 | 900564.4351 | 912797.305 | 937071.7883 | 971167.4831 | 1013563.2513 | 1061220.6098 | 1116671.7219
Plus Firm Contract Purchases Annual [MW] | 0 | 0 | 0 | 0 | 0 | 0 | 0 | 0
Plus Transmission In Annual [MW] | 83856.4075 | 83620.4391 | 85444.879 | 83629.5122 | 80584.126 | 82224.4601 | 85009.6615 | 88757.1769
Less Firm Contract Sales Annual [MW] | 0 | 0 | 0 | 0 | 0 | 0 | 0 | 0
Less Transmission Out Annual [MW] | 75092.1979 | 74591.0658 | 76889.2011 | 74304.9629 | 69818.6628 | 69986.8455 | 71193.5695 | 72918.7561
Total Reserve Margin Capacity Annual [MW] | 902448.605 | 909593.8084 | 921352.9829 | 946396.3375 | 981932.9463 | 1025800.8658 | 1075036.7018 | 1132510.1427
(for seasonal/annual regions combined)
2. Peak Load Annual [MW] | 773999.6135 | 781021.8349 | 791339.2668 | 817189.7985 | 848157.3703 | 886344.6483 | 929193.1199 | 979143.5116
Less DSM [MW] | 0 | 0 | 0 | 0 | 0 | 0 | 0 | 0
Net Demand Annual [MW] | 773999.6135 | 781021.8349 | 791339.2668 | 817189.7985 | 848157.3703 | 886344.6483 | 929193.1199 | 979143.5116
(for seasonal/annual regions combined)
3. Reserve Margin Annual [%] | 16.5955 | 16.462 | 16.4296 | 15.8111 | 15.7725 | 15.7339 | 15.6957 | 15.6633
(for seasonal/annual regions combined)
4. Total Generation [GWh] | 4078338.9597 | 4127816.5817 | 4178993.5196 | 4293210.5081 | 4414771.4292 | 4571566.9305 | 4723455.5561 | 4905421.5416
Inter-Region Transmission [GWh] | 11331.2583 | 8981.6023 | 6317.2457 | 9424.0436 | -1060.5273 | -8147.322 | -9220.1948 | -11973.177
Pumping & Storage Losses [GWh] | 13041.1043 | 15224.1692 | 17876.8601 | 20104.2899 | 20712.4442 | 21543.8611 | 21529.4373 | 20958.0559
Plus Purchases [GWh] | 0 | 0 | 0 | 0 | 0 | 0 | 0 | 0
Less Sales [GWh] | 0 | 0 | 0 | 0 | 0 | 0 | 0 | 0
5. Total Supply for Demand [GWh] | 4076629.1138 | 4121574.0148 | 4167433.9052 | 4282530.2618 | 4392998.4576 | 4541875.7473 | 4692705.924 | 4872490.3087
6. Projected Demand [GWh] | 4076471.14 | 4121165.452 | 4167025.261 | 4282151.519 | 4392663.345 | 4541586.229 | 4692169.727 | 4872214.217
Energy Not Served [GWh] | 0 | 0 | 0 | 0 | 0 | 0 | 0 | 0
Less DSM [GWh] | 0 | 0 | 0 | 0 | 0 | 0 | 0 | 0
Energy Demand Response [GWh] | 0 | 0 | 0 | 0 | 0 | 0 | 0 | 0
Net Demand [GWh] | 4076471.14 | 4121165.452 | 4167025.261 | 4282151.519 | 4392663.345 | 4541586.229 | 4692169.727 | 4872214.217
7. Dumped Energy [GWh] | 157.9738 | 408.5628 | 408.6442 | 378.7428 | 335.1126 | 289.5183 | 536.197 | 276.0917
8. Total Generation [GWh] | 4078338.9597 | 4127816.5817 | 4178993.5196 | 4293210.5081 | 4414771.4292 | 4571566.9305 | 4723455.5561 | 4905421.5416
Less T&D Losses [GWh] | 279716.3395 | 282667.3606 | 285967.4374 | 294038.626 | 302210.2283 | 312996.5199 | 323481.0316 | 336518.0318
9. Total Sales [GWh] | 3798622.6203 | 3845149.2211 | 3893026.0821 | 3999171.882 | 4112561.2009 | 4258570.4106 | 4399974.5245 | 4568903.5098
Capacity Avoided Costs [US$/kW]
ANNUAL | 10.397 | 40.1915 | 30.8807 | 47.3775 | 59.5183 | 56.7956 | 53.8328 | 51.4064
WINTER | 0.51027 | 0.46854 | 0.4176 | 0.64947 | 0.66786 | 0.60921 | 0.41263 | 0.3506
WINTSHLD | 0.32492 | 0.27859 | 0.23225 | 0.13939 | 0.10891 | 0 | 0.092863 | 0.098447
SUMMER | 9.5618 | 39.4443 | 30.2309 | 46.5887 | 58.7415 | 56.1863 | 53.3273 | 50.9573
10. Capacity by Capacity Reporting Type [MW]
00 New Combined Cycle | 1054.3 | 2840.8552 | 3504.5263 | 13426.3078 | 38121.5168 | 65909.8787 | 94872.5559 | 138175.7045
00 New Combined Cycle with Carbon Capture | 0 | 0 | 0 | 0 | 0 | 0 | 0 | 0
00 New Combustion Turbine | 1339.257 | 7336.3578 | 7426.98 | 8654.1536 | 21551.8528 | 38771.9724 | 52989.4176 | 78344.2846
00 New Hydro | 6583.2455 | 8463.0135 | 8585.8898 | 9133.1711 | 9339.1617 | 9516.7332 | 9646.3186 | 9646.3186
00 New Nuclear | 0 | 0 | 0 | 0 | 0 | 0 | 0 | 0
00 New Biomass | 0 | 0 | 0 | 0 | 0 | 0 | 0 | 0
00 New Geothermal | 384.076 | 476.6385 | 624.7468 | 624.7468 | 624.7468 | 624.7468 | 624.7468 | 624.7468
00 New Landfill Gas | 30.3 | 30.3 | 30.3 | 30.3 | 30.3 | 30.3 | 30.3 | 30.3
00 New Battery Storage | 2534.21 | 2534.21 | 4013.21 | 5413.21 | 5413.21 | 5413.21 | 5413.21 | 5719.8956
00 New Offshore Wind | 0 | 0 | 0 | 0 | 0 | 0 | 0 | 0
00 New Onshore Wind | 33941 | 33941 | 33941 | 58832.7118 | 59986.9966 | 60747.7449 | 80308.8821 | 89976.8562
00 New Solar PV | 25855 | 37305.0685 | 55711.0685 | 85091.9542 | 88611.0696 | 89146.7031 | 101847.3326 | 110398.1951
00 New Solar Thermal | 0 | 0 | 0 | 0 | 0 | 0 | 0 | 0
00 New Fuel Cell | 1.4 | 1.4 | 1.4 | 1.4 | 1.4 | 1.4 | 1.4 | 1.4
00 New Ultrasupercritical Coal without CCS | 0 | 0 | 0 | 0 | 0 | 0 | 0 | 0
00 New Ultrasupercritical Coal with 30% CCS | 0 | 0 | 0 | 0 | 0 | 0 | 0 | 0
00 New Ultrasupercritical Coal with 90% CCS | 0 | 0 | 0 | 0 | 0 | 0 | 0 | 0
00 Exist Combined Cycle | 261601.7366 | 261601.7366 | 261601.7366 | 261601.7366 | 261601.7366 | 261601.7366 | 261601.7366 | 261601.7366
00 Exist Combustion Turbine | 143876.803 | 143863.803 | 143823.803 | 143518.2758 | 143518.2758 | 143518.2758 | 143518.2758 | 143518.2758
00 Exist Coal Steam_Uncontrolled | 716.3 | 615.3 | 588.3 | 588.3 | 504.9 | 504.9 | 504.9 | 504.9
00 Exist Coal Steam_ACI | 15087.3714 | 14875.3714 | 14840.3714 | 13963.5 | 13963.5 | 12082.5 | 12082.5 | 12080.5
00 Exist Coal Steam_ACI_DSI | 2991.8531 | 2675.8531 | 2675.8531 | 2215.8531 | 2215.8531 | 2111 | 2111 | 1852
00 Exist Coal Steam_DryFGD | 60 | 60 | 60 | 60 | 60 | 60 | 60 | 60
00 Exist Coal Steam_DryFGD_ACI | 8369.5136 | 8369.5136 | 8369.5136 | 8369.5136 | 8369.5136 | 8369.5136 | 8369.5136 | 8369.5136
00 Exist Coal Steam_DryFGD_ACI_DSI | 0 | 0 | 0 | 0 | 0 | 0 | 0 | 0
00 Exist Coal Steam_DryFGD_SCR | 679 | 679 | 679 | 679 | 679 | 441 | 441 | 441
00 Exist Coal Steam_DryFGD_SCR_ACI | 14297.7787 | 14297.7787 | 14297.7787 | 14297.7787 | 14297.7787 | 14297.7787 | 14239.239 | 13299
00 Exist Coal Steam_DryFGD_SCR_DSI | 268 | 268 | 268 | 268 | 268 | 268 | 268 | 268
00 Exist Coal Steam_DryFGD_SCR_ACI_DSI | 1108 | 1108 | 1108 | 1108 | 1108 | 1108 | 1108 | 1108
00 Exist Coal Steam_DryFGD_SNCR | 0 | 0 | 0 | 0 | 0 | 0 | 0 | 0
00 Exist Coal Steam_DryFGD_SNCR_ACI | 1434 | 1434 | 1434 | 1434 | 1434 | 1434 | 1434 | 1434
00 Exist Coal Steam_DryFGD_SNCR_ACI_DSI | 2340 | 2340 | 2340 | 2340 | 2340 | 2340 | 2340 | 2340
00 Exist Coal Steam_DSI | 1209 | 1209 | 1209 | 955 | 955 | 955 | 955 | 955
00 Exist Coal Steam_SCR_ACI | 3946.2594 | 3946.2594 | 3946.2594 | 3946.2594 | 3946.2594 | 3946.2594 | 3946.2594 | 3794
00 Exist Coal Steam_SCR_ACI_DSI | 348 | 348 | 348 | 348 | 348 | 348 | 348 | 0
00 Exist Coal Steam_SNCR | 7.6 | 7.6 | 7.6 | 7.6 | 7.6 | 7.6 | 7.6 | 7.6
00 Exist Coal Steam_SNCR_ACI | 588 | 588 | 588 | 588 | 588 | 588 | 588 | 588
00 Exist Coal Steam_SNCR_ACI_DSI | 640 | 640 | 640 | 640 | 640 | 640 | 640 | 0
00 Exist Coal Steam_WetFGD | 3648.0107 | 3146 | 3146 | 2720 | 2720 | 2720 | 2720 | 2720
00 Exist Coal Steam_WetFGD_ACI | 12402.6573 | 11509.8627 | 11116.315 | 10419.1018 | 10419.1018 | 10419.1018 | 10419.1018 | 10419.1018
00 Exist Coal Steam_WetFGD_ACI_DSI | 495 | 495 | 495 | 495 | 306.1593 | 306.1593 | 306.1593 | 221.4618
00 Exist Coal Steam_WetFGD_DSI | 0 | 0 | 0 | 0 | 0 | 0 | 0 | 0
00 Exist Coal Steam_WetFGD_SCR | 52650.8937 | 50162.8937 | 50162.8937 | 50162.8937 | 47712.44 | 47712.44 | 46547.1782 | 41407
00 Exist Coal Steam_WetFGD_SCR_DSI | 456 | 456 | 456 | 456 | 456 | 0 | 0 | 0
00 Exist Coal Steam_WetFGD_SCR_ACI | 27030 | 27030 | 27030 | 27030 | 27030 | 27030 | 27030 | 25757
00 Exist Coal Steam_WetFGD_SCR_ACI_DSI | 3713.4705 | 3713.4705 | 3713.4705 | 3713.4705 | 2302.8747 | 2302.8747 | 2302.8747 | 1926
00 Exist Coal Steam_WetFGD_SNCR | 3367 | 3077 | 3077 | 3077 | 2741.1879 | 2200 | 941 | 455
00 Exist Coal Steam_WetFGD_SNCR_ACI | 7692.7494 | 7671.4324 | 7671.4324 | 7671.4324 | 7671.4324 | 7671.4324 | 7671.4324 | 5913.4324
00 Exist Coal Steam_WetFGD_SNCR_ACI_DSI | 263 | 263 | 263 | 263 | 263 | 263 | 263 | 263
00 Exist FBC_Uncontrolled | 75 | 75 | 75 | 75 | 75 | 75 | 75 | 75
00 Exist FBC_WetFGD_SNCR | 32 | 32 | 32 | 32 | 32 | 32 | 32 | 32
00 Exist FBC_WetFGD_DSI | 0 | 0 | 0 | 0 | 0 | 0 | 0 | 0
00 Exist FBC_ACI | 0 | 0 | 0 | 0 | 0 | 0 | 0 | 0
00 Exist FBC_ACI_DSI | 440 | 440 | 440 | 440 | 440 | 440 | 440 | 440
00 Exist FBC_DryFGD_ACI | 136 | 136 | 136 | 136 | 136 | 0 | 0 | 0
00 Exist FBC_DryFGD_DSI | 0 | 0 | 0 | 0 | 0 | 0 | 0 | 0
00 Exist FBC_DryFGD_SNCR | 586 | 586 | 586 | 586 | 586 | 586 | 0 | 0
00 Exist FBC_DryFGD_SNCR_ACI | 1238 | 1238 | 1238 | 1238 | 1238 | 1238 | 1238 | 610
00 Exist FBC_DryFGD_SNCR_ACI_DSI | 90 | 90 | 90 | 90 | 90 | 90 | 90 | 90
00 Exist FBC_DryFGD_SNCR_DSI | 0 | 0 | 0 | 0 | 0 | 0 | 0 | 0
00 Exist FBC_DSI | 321.976 | 321.976 | 321.976 | 321.976 | 321.976 | 321.976 | 321.976 | 321.976
00 Exist FBC_SNCR | 100 | 0 | 0 | 0 | 0 | 0 | 0 | 0
00 Exist FBC_SNCR_ACI | 10.6 | 10.6 | 10.6 | 10.6 | 10.6 | 10.6 | 10.6 | 10.6
00 Exist FBC_SNCR_ACI_DSI | 305 | 305 | 305 | 305 | 305 | 305 | 305 | 305
00 Exist FBC_SNCR_DSI | 558 | 558 | 558 | 558 | 558 | 558 | 378 | 320
00 Exist IGCC | 595 | 595 | 595 | 595 | 595 | 595 | 595 | 0
00 Exist Fossil_Other | 1049.4 | 1049.4 | 1049.4 | 1049.4 | 1049.4 | 1049.4 | 1049.4 | 1049.4
00 Exist Fuel Cell | 130.2 | 130.2 | 130.2 | 130.2 | 130.2 | 130.2 | 130.2 | 130.2
00 Exist Hydro | 79429.7 | 79428.9 | 79428.9 | 79428.9 | 79428.9 | 79428.9 | 79428.9 | 79428.9
00 Exist Non Fossil_Other | 4246.1 | 4246.1 | 4246.1 | 4246.1 | 4246.1 | 4246.1 | 4246.1 | 4246.1
00 Exist Nuclear | 88399.2 | 82449.7 | 81329.7 | 76673.4134 | 75532.4134 | 75532.4134 | 75532.4134 | 73408.3134
00 International Imports | 1000 | 1000 | 1000 | 1000 | 1000 | 1000 | 1000 | 1000
00 Exist Oil/Gas Steam | 54674.9525 | 54551.9717 | 54325.6036 | 54308.4586 | 54271.9586 | 54097.9586 | 53475.7526 | 52052.2526
00 Exist Oil/Gas Steam_SCR | 7973.9888 | 7973.9888 | 7973.9888 | 7973.9888 | 7973.9888 | 7973.9888 | 7973.9888 | 7973.9888
00 Exist Oil/Gas Steam_SNCR | 7411 | 7411 | 7411 | 7411 | 7411 | 7097 | 6683 | 5191
00 Exist Biomass | 526.8 | 526.8 | 419.3 | 419.3 | 419.3 | 419.3 | 419.3 | 419.3
00 Exist Landfill Gas | 1913 | 1913 | 1913 | 1913 | 1913 | 1913 | 1913 | 1913
00 Exist Geothermal | 2388.5 | 2388.5 | 2388.5 | 2388.5 | 2388.5 | 2388.5 | 2388.5 | 2388.5
00 Exist Pump Storage | 22196.2 | 22196.2 | 22196.2 | 22196.2 | 22196.2 | 22196.2 | 22196.2 | 22196.2
00 Exist Energy Storage | 681.4 | 681.4 | 681.4 | 681.4 | 681.4 | 681.4 | 681.4 | 681.4
00 Exist Solar PV | 24574.7 | 24574.7 | 24574.7 | 24574.7 | 24574.7 | 24574.7 | 24574.7 | 24574.7
00 Exist Solar Thermal | 1754 | 1754 | 1754 | 1754 | 1754 | 1754 | 1754 | 1754
00 Exist Offshore Wind | 29.3 | 29.3 | 29.3 | 29.3 | 29.3 | 29.3 | 29.3 | 29.3
00 Exist Onshore Wind | 90667.9 | 90667.9 | 90667.9 | 90667.9 | 90667.9 | 90667.9 | 90667.9 | 90667.9
00 Ret.ACI | 0 | 0 | 0 | 0 | 0 | 0 | 0 | 0
00 Ret.ACI & DryFGD | 0 | 0 | 0 | 0 | 0 | 0 | 0 | 0
00 Ret.ACI & DryFGD & HRI | 0 | 0 | 0 | 0 | 0 | 0 | 0 | 0
00 Ret.ACI & DSI | 0 | 0 | 0 | 0 | 0 | 0 | 0 | 0
00 Ret.ACI & DSI & DryFGD | 0 | 0 | 0 | 0 | 0 | 0 | 0 | 0
00 Ret.ACI & DSI & DryFGD & HRI | 0 | 0 | 0 | 0 | 0 | 0 | 0 | 0
00 Ret.ACI & DSI & HRI | 0 | 0 | 0 | 0 | 0 | 0 | 0 | 0
00 Ret.ACI & DSI & WetFGD & HRI | 0 | 0 | 0 | 0 | 0 | 0 | 0 | 0
00 Ret.ACI & HRI | 0 | 0 | 0 | 0 | 0 | 0 | 0 | 0
00 Ret.ACI & SCR | 0 | 0 | 0 | 0 | 0 | 0 | 0 | 0
00 Ret.ACI & SCR & DryFGD & HRI | 0 | 0 | 0 | 0 | 0 | 0 | 0 | 0
00 Ret.ACI & SCR & DSI | 0 | 0 | 0 | 0 | 0 | 0 | 0 | 0
00 Ret.ACI & SCR & DSI & DryFGD | 0 | 0 | 0 | 0 | 0 | 0 | 0 | 0
00 Ret.ACI & SCR & DSI & DryFGD & HRI | 0 | 0 | 0 | 0 | 0 | 0 | 0 | 0
00 Ret.ACI & SCR & DSI & HRI | 0 | 0 | 0 | 0 | 0 | 0 | 0 | 0
00 Ret.ACI & SCR & DSI & WetFGD | 0 | 0 | 0 | 0 | 0 | 0 | 0 | 0
00 Ret.ACI & SCR & DSI & WetFGD & HRI | 0 | 0 | 0 | 0 | 0 | 0 | 0 | 0
00 Ret.ACI & SCR & HRI | 0 | 0 | 0 | 0 | 0 | 0 | 0 | 0
00 Ret.ACI & SCR & WetFGD & HRI | 0 | 0 | 0 | 0 | 0 | 0 | 0 | 0
00 Ret.ACI & SNCR | 0 | 0 | 0 | 0 | 0 | 0 | 0 | 0
00 Ret.ACI & SNCR & DSI | 0 | 0 | 0 | 0 | 0 | 0 | 0 | 0
00 Ret.ACI & SNCR & DSI & DryFGD | 0 | 0 | 0 | 0 | 0 | 0 | 0 | 0
00 Ret.ACI & SNCR & DSI & DryFGD & HRI | 0 | 0 | 0 | 0 | 0 | 0 | 0 | 0
00 Ret.ACI & SNCR & DSI & HRI | 0 | 0 | 0 | 0 | 0 | 0 | 0 | 0
00 Ret.ACI & SNCR & DSI & WetFGD | 0 | 0 | 0 | 0 | 0 | 0 | 0 | 0
00 Ret.ACI & SNCR & DSI & WetFGD & HRI | 0 | 0 | 0 | 0 | 0 | 0 | 0 | 0
00 Ret.ACI & SNCR & HRI | 0 | 0 | 0 | 0 | 0 | 0 | 0 | 0
00 Ret.ACI & WetFGD | 0 | 0 | 0 | 0 | 0 | 0 | 0 | 0
00 Ret.ACI & WetFGD & DSI | 0 | 0 | 0 | 0 | 0 | 0 | 0 | 0
00 Ret.ACI & WetFGD & HRI | 0 | 0 | 0 | 0 | 0 | 0 | 0 | 0
00 Ret.C2G | 1509 | 1862 | 2282 | 2282 | 2282 | 2282 | 2247 | 2025
00 Ret.C2G & SCR | 0 | 0 | 0 | 0 | 0 | 0 | 0 | 0
00 Ret.CCG | 0 | 0 | 0 | 0 | 0 | 0 | 0 | 0
00 Ret.DryFGD | 0 | 0 | 0 | 0 | 0 | 0 | 0 | 0
00 Ret.DryFGD & CCS | 0 | 0 | 0 | 0 | 0 | 0 | 0 | 0
00 Ret.DryFGD & HRI | 0 | 0 | 0 | 0 | 0 | 0 | 0 | 0
00 Ret.DSI | 0 | 0 | 0 | 0 | 0 | 0 | 0 | 0
00 Ret.DSI & DryFGD | 0 | 0 | 0 | 0 | 0 | 0 | 0 | 0
00 Ret.DSI & DryFGD & HRI | 0 | 0 | 0 | 0 | 0 | 0 | 0 | 0
00 Ret.DSI & HRI | 0 | 0 | 0 | 0 | 0 | 0 | 0 | 0
00 Ret.DSI & WetFGD | 0 | 0 | 0 | 0 | 0 | 0 | 0 | 0
00 Ret.DSI & WetFGD & HRI | 0 | 0 | 0 | 0 | 0 | 0 | 0 | 0
00 Ret.ExistACI & DryFGD | 0 | 0 | 0 | 0 | 0 | 0 | 0 | 0
00 Ret.ExistACI & DryFGD & CCS | 0 | 0 | 0 | 0 | 0 | 0 | 0 | 0
00 Ret.ExistACI & DryFGD & HRI | 0 | 0 | 0 | 0 | 0 | 0 | 0 | 0
00 Ret.ExistACI & DryFGD & HRI & CCS | 0 | 0 | 0 | 0 | 0 | 0 | 0 | 0
00 Ret.ExistACI & DSI | 0 | 0 | 0 | 0 | 0 | 0 | 0 | 0
00 Ret.ExistACI & DSI & DryFGD | 0 | 0 | 0 | 0 | 0 | 0 | 0 | 0
00 Ret.ExistACI & DSI & DryFGD & HRI | 0 | 0 | 0 | 0 | 0 | 0 | 0 | 0
00 Ret.ExistACI & DSI & HRI | 0 | 0 | 0 | 0 | 0 | 0 | 0 | 0
00 Ret.ExistACI & DSI & WetFGD | 0 | 0 | 0 | 0 | 0 | 0 | 0 | 0
00 Ret.ExistACI & DSI & WetFGD & HRI | 0 | 0 | 0 | 0 | 0 | 0 | 0 | 0
00 Ret.ExistACI & HRI | 0 | 0 | 0 | 0 | 0 | 0 | 0 | 0
00 Ret.ExistACI & HRI & WetFGD | 0 | 0 | 0 | 0 | 0 | 0 | 0 | 0
00 Ret.ExistACI & SCR | 0 | 0 | 0 | 0 | 0 | 0 | 0 | 0
00 Ret.ExistACI & SCR & DryFGD | 0 | 0 | 0 | 0 | 0 | 0 | 0 | 0
00 Ret.ExistACI & SCR & DryFGD & CCS | 0 | 0 | 0 | 0 | 0 | 0 | 0 | 0
00 Ret.ExistACI & SCR & DryFGD & HRI | 0 | 0 | 0 | 0 | 0 | 0 | 0 | 0
00 Ret.ExistACI & SCR & DryFGD & HRI & CCS | 0 | 0 | 0 | 0 | 0 | 0 | 0 | 0
00 Ret.ExistACI & SCR & DSI | 0 | 0 | 0 | 0 | 0 | 0 | 0 | 0
00 Ret.ExistACI & SCR & DSI & DryFGD | 0 | 0 | 0 | 0 | 0 | 0 | 0 | 0
00 Ret.ExistACI & SCR & DSI & DryFGD & HRI | 0 | 0 | 0 | 0 | 0 | 0 | 0 | 0
00 Ret.ExistACI & SCR & DSI & HRI | 0 | 0 | 0 | 0 | 0 | 0 | 0 | 0
00 Ret.ExistACI & SCR & HRI | 0 | 0 | 0 | 0 | 0 | 0 | 0 | 0
00 Ret.ExistACI & SCR & WetFGD | 0 | 0 | 0 | 0 | 0 | 0 | 0 | 0
00 Ret.ExistACI & SCR & WetFGD & CCS | 0 | 0 | 0 | 0 | 0 | 0 | 0 | 0
00 Ret.ExistACI & SCR & WetFGD & HRI | 0 | 0 | 0 | 0 | 0 | 0 | 0 | 0
00 Ret.ExistACI & SCR & WetFGD & HRI & CCS | 0 | 0 | 0 | 0 | 0 | 0 | 0 | 0
00 Ret.ExistACI & SNCR | 0 | 0 | 0 | 815.592 | 815.592 | 1631.184 | 1631.184 | 1631.184
00 Ret.ExistACI & SNCR & DryFGD | 0 | 0 | 0 | 0 | 0 | 0 | 0 | 0
00 Ret.ExistACI & SNCR & DryFGD & CCS | 0 | 0 | 0 | 0 | 0 | 0 | 0 | 0
00 Ret.ExistACI & SNCR & DryFGD & HRI | 0 | 0 | 0 | 0 | 0 | 0 | 0 | 0
00 Ret.ExistACI & SNCR & DryFGD & HRI & CCS | 0 | 0 | 0 | 0 | 0 | 0 | 0 | 0
00 Ret.ExistACI & SNCR & DSI | 0 | 0 | 0 | 0 | 0 | 0 | 0 | 0
00 Ret.ExistACI & SNCR & DSI & HRI | 0 | 0 | 0 | 0 | 0 | 0 | 0 | 0
00 Ret.ExistACI & SNCR & HRI | 0 | 0 | 0 | 0 | 0 | 0 | 0 | 0
00 Ret.ExistACI & SNCR & WetFGD | 0 | 0 | 0 | 0 | 0 | 0 | 0 | 0
00 Ret.ExistACI & SNCR & WetFGD & CCS | 0 | 0 | 0 | 0 | 0 | 0 | 0 | 0
00 Ret.ExistACI & SNCR & WetFGD & HRI | 0 | 0 | 0 | 0 | 0 | 0 | 0 | 0
00 Ret.ExistACI & SNCR & WetFGD & HRI & CCS | 0 | 0 | 0 | 0 | 0 | 0 | 0 | 0
00 Ret.ExistACI & WetFGD | 0 | 0 | 0 | 0 | 0 | 0 | 0 | 0
00 Ret.ExistACI & WetFGD & CCS | 0 | 0 | 0 | 0 | 0 | 0 | 0 | 0
00 Ret.ExistACI & WetFGD & HRI & CCS | 0 | 0 | 0 | 0 | 0 | 0 | 0 | 0
00 Ret.ExistACI_DSI & DryFGD | 647.2135 | 647.2135 | 647.2135 | 647.2135 | 647.2135 | 647.2135 | 647.2135 | 647.2135
00 Ret.ExistACI_DSI & DryFGD & CCS | 0 | 0 | 0 | 0 | 0 | 0 | 0 | 0
00 Ret.ExistACI_DSI & DryFGD & HRI | 0 | 0 | 0 | 0 | 0 | 0 | 0 | 0
00 Ret.ExistACI_DSI & DryFGD & HRI & CCS | 0 | 0 | 0 | 0 | 0 | 0 | 0 | 0
00 Ret.ExistACI_DSI & HRI | 0 | 0 | 0 | 0 | 0 | 0 | 0 | 0
00 Ret.ExistACI_DSI & SCR | 0 | 0 | 0 | 0 | 0 | 0 | 0 | 0
00 Ret.ExistACI_DSI & SCR & DryFGD | 0 | 0 | 0 | 0 | 0 | 0 | 0 | 0
00 Ret.ExistACI_DSI & SCR & DryFGD & CCS | 0 | 0 | 0 | 0 | 0 | 0 | 0 | 0
00 Ret.ExistACI_DSI & SCR & DryFGD & HRI | 0 | 0 | 0 | 0 | 0 | 0 | 0 | 0
00 Ret.ExistACI_DSI & SCR & DryFGD & HRI & CCS | 0 | 0 | 0 | 0 | 0 | 0 | 0 | 0
00 Ret.ExistACI_DSI & SCR & HRI | 0 | 0 | 0 | 0 | 0 | 0 | 0 | 0
00 Ret.ExistACI_DSI & SCR & WetFGD | 0 | 0 | 0 | 0 | 0 | 0 | 0 | 0
00 Ret.ExistACI_DSI & SCR & WetFGD & CCS | 0 | 0 | 0 | 0 | 0 | 0 | 0 | 0
00 Ret.ExistACI_DSI & SCR & WetFGD & HRI | 0 | 0 | 0 | 0 | 0 | 0 | 0 | 0
00 Ret.ExistACI_DSI & SCR & WetFGD & HRI & CCS | 0 | 0 | 0 | 0 | 0 | 0 | 0 | 0
00 Ret.ExistACI_DSI & SNCR | 0 | 0 | 0 | 0 | 0 | 0 | 0 | 0
00 Ret.ExistACI_DSI & SNCR & DryFGD | 0 | 0 | 0 | 0 | 0 | 0 | 0 | 0
00 Ret.ExistACI_DSI & SNCR & DryFGD & HRI & CCS | 0 | 0 | 0 | 0 | 0 | 0 | 0 | 0
00 Ret.ExistACI_DSI & SNCR & DryFGD & HRI | 0 | 0 | 0 | 0 | 0 | 0 | 0 | 0
00 Ret.ExistACI_DSI & SNCR & WetFGD & HRI & CCS | 0 | 0 | 0 | 0 | 0 | 0 | 0 | 0
00 Ret.ExistACI_DSI & SNCR & HRI | 0 | 0 | 0 | 0 | 0 | 0 | 0 | 0
00 Ret.ExistACI_DSI & SNCR & WetFGD | 0 | 0 | 0 | 0 | 0 | 0 | 0 | 0
00 Ret.ExistACI_DSI & SNCR & WetFGD & HRI | 0 | 0 | 0 | 0 | 0 | 0 | 0 | 0
00 Ret.ExistACI_DSI & WetFGD | 0 | 0 | 0 | 0 | 0 | 0 | 0 | 0
00 Ret.ExistACI_DSI & WetFGD & CCS | 0 | 0 | 0 | 0 | 0 | 0 | 0 | 0
00 Ret.ExistACI_DSI & WetFGD & HRI | 0 | 0 | 0 | 0 | 0 | 0 | 0 | 0
00 Ret.ExistACI_DSI & WetFGD & HRI & CCS | 0 | 0 | 0 | 0 | 0 | 0 | 0 | 0
00 Ret.ExistDryFGD & ACI | 0 | 0 | 0 | 0 | 0 | 0 | 0 | 0
00 Ret.ExistDryFGD & ACI & CCS | 0 | 0 | 0 | 0 | 0 | 0 | 0 | 0
00 Ret.ExistDryFGD & ACI & HRI | 0 | 0 | 0 | 0 | 0 | 0 | 0 | 0
00 Ret.ExistDryFGD & ACI & HRI & CCS | 0 | 0 | 0 | 0 | 0 | 0 | 0 | 0
00 Ret.ExistDryFGD & ACI & SCR | 0 | 0 | 0 | 0 | 0 | 0 | 0 | 0
00 Ret.ExistDryFGD & ACI & SCR & CCS | 0 | 0 | 0 | 0 | 0 | 0 | 0 | 0
00 Ret.ExistDryFGD & ACI & SCR & HRI | 0 | 0 | 0 | 0 | 0 | 0 | 0 | 0
00 Ret.ExistDryFGD & ACI & SCR & HRI & CCS | 0 | 0 | 0 | 0 | 0 | 0 | 0 | 0
00 Ret.ExistDryFGD & ACI & SNCR | 0 | 0 | 0 | 0 | 0 | 0 | 0 | 0
00 Ret.ExistDryFGD & ACI & SNCR & HRI | 0 | 0 | 0 | 0 | 0 | 0 | 0 | 0
00 Ret.ExistDryFGD & ACI & SNCR & HRI & CCS | 0 | 0 | 0 | 0 | 0 | 0 | 0 | 0
00 Ret.ExistDryFGD & CCS | 0 | 0 | 0 | 0 | 0 | 0 | 0 | 0
00 Ret.ExistDryFGD & HRI | 0 | 0 | 0 | 0 | 0 | 0 | 0 | 0
00 Ret.ExistDryFGD & HRI & CCS | 0 | 0 | 0 | 0 | 0 | 0 | 0 | 0
00 Ret.ExistDryFGD & SCR | 0 | 0 | 0 | 0 | 0 | 0 | 0 | 0
00 Ret.ExistDryFGD & SCR & CCS | 0 | 0 | 0 | 0 | 0 | 0 | 0 | 0
00 Ret.ExistDryFGD & SCR & HRI | 0 | 0 | 0 | 0 | 0 | 0 | 0 | 0
00 Ret.ExistDryFGD & SCR & HRI & CCS | 0 | 0 | 0 | 0 | 0 | 0 | 0 | 0
00 Ret.ExistDryFGD & SNCR | 0 | 0 | 0 | 0 | 0 | 0 | 0 | 0
00 Ret.ExistDryFGD & SNCR & CCS | 0 | 0 | 0 | 0 | 0 | 0 | 0 | 0
00 Ret.ExistDryFGD & SNCR & HRI | 0 | 0 | 0 | 0 | 0 | 0 | 0 | 0
00 Ret.ExistDryFGD & SNCR & HRI & CCS | 0 | 0 | 0 | 0 | 0 | 0 | 0 | 0
00 Ret.ExistDryFGD_ACI & CCS | 0 | 0 | 0 | 0 | 0 | 0 | 0 | 0
00 Ret.ExistDryFGD_ACI & HRI | 0 | 0 | 0 | 0 | 0 | 0 | 0 | 0
00 Ret.ExistDryFGD_ACI & HRI & CCS | 0 | 0 | 0 | 0 | 0 | 0 | 0 | 0
00 Ret.ExistDryFGD_ACI & SCR | 0 | 0 | 0 | 0 | 0 | 0 | 0 | 0
00 Ret.ExistDryFGD_ACI & SCR & CCS | 0 | 0 | 0 | 0 | 0 | 0 | 0 | 0
00 Ret.ExistDryFGD_ACI & SCR & HRI | 0 | 0 | 0 | 0 | 0 | 0 | 0 | 0
00 Ret.ExistDryFGD_ACI & SCR & HRI & CCS | 0 | 0 | 0 | 0 | 0 | 0 | 0 | 0
00 Ret.ExistDryFGD_ACI & SNCR | 1015.715 | 1015.715 | 1015.715 | 1015.715 | 1015.715 | 1015.715 | 1015.715 | 1015.715
00 Ret.ExistDryFGD_ACI & SNCR & CCS | 0 | 0 | 0 | 0 | 0 | 0 | 0 | 0
00 Ret.ExistDryFGD_ACI & SNCR & HRI | 0 | 0 | 0 | 0 | 0 | 0 | 0 | 0
00 Ret.ExistDryFGD_ACI & SNCR & HRI & CCS | 0 | 0 | 0 | 0 | 0 | 0 | 0 | 0
00 Ret.ExistDryFGD_ACI_DSI & HRI | 0 | 0 | 0 | 0 | 0 | 0 | 0 | 0
00 Ret.ExistDryFGD_ACI_DSI & SCR | 0 | 0 | 0 | 0 | 0 | 0 | 0 | 0
00 Ret.ExistDryFGD_ACI_DSI & SCR & CCS | 0 | 0 | 0 | 0 | 0 | 0 | 0 | 0
00 Ret.ExistDryFGD_ACI_DSI & SCR & HRI | 0 | 0 | 0 | 0 | 0 | 0 | 0 | 0
00 Ret.ExistDryFGD_ACI_DSI & SCR & HRI & CCS | 0 | 0 | 0 | 0 | 0 | 0 | 0 | 0
00 Ret.ExistDryFGD_ACI_DSI & SNCR | 0 | 0 | 0 | 0 | 0 | 0 | 0 | 0
00 Ret.ExistDryFGD_ACI_DSI & SNCR & HRI | 0 | 0 | 0 | 0 | 0 | 0 | 0 | 0
00 Ret.ExistDryFGD_SCR & ACI & CCS | 0 | 0 | 0 | 0 | 0 | 0 | 0 | 0
00 Ret.ExistDryFGD_DSI & HRI | 0 | 0 | 0 | 0 | 0 | 0 | 0 | 0
00 Ret.ExistDryFGD_SCR & ACI & HRI | 0 | 0 | 0 | 0 | 0 | 0 | 0 | 0
00 Ret.ExistDryFGD_SCR & ACI & HRI & CCS | 0 | 0 | 0 | 0 | 0 | 0 | 0 | 0
00 Ret.ExistDryFGD_SCR & CCS | 0 | 0 | 0 | 0 | 0 | 0 | 0 | 0
00 Ret.ExistDryFGD_SCR_DSI & ACI & HRI | 0 | 0 | 0 | 0 | 0 | 0 | 0 | 0
00 Ret.ExistDryFGD_SNCR_ACI_DSI & CCS | 0 | 0 | 0 | 0 | 0 | 0 | 0 | 0
00 Ret.ExistDryFGD_SNCR_ACI_DSI & HRI | 0 | 0 | 0 | 0 | 0 | 0 | 0 | 0
00 Ret.ExistDryFGD_SNCR_ACI_DSI & HRI & CCS | 0 | 0 | 0 | 0 | 0 | 0 | 0 | 0
00 Ret.ExistDSI & ACI | 0 | 0 | 0 | 0 | 0 | 0 | 0 | 0
00 Ret.ExistDSI & ACI & HRI | 0 | 0 | 0 | 0 | 0 | 0 | 0 | 0
00 Ret.ExistDSI & ACI & SCR | 0 | 0 | 0 | 0 | 0 | 0 | 0 | 0
00 Ret.ExistDSI & ACI & SCR & DryFGD & HRI | 0 | 0 | 0 | 0 | 0 | 0 | 0 | 0
00 Ret.ExistDSI & ACI & SCR & HRI | 0 | 0 | 0 | 0 | 0 | 0 | 0 | 0
00 Ret.ExistDSI & ACI & SCR & WetFGD & HRI | 0 | 0 | 0 | 0 | 0 | 0 | 0 | 0
00 Ret.ExistDSI & DryFGD | 0 | 0 | 0 | 0 | 0 | 0 | 0 | 0
00 Ret.ExistDSI & DryFGD & ACI | 0 | 0 | 0 | 0 | 0 | 0 | 0 | 0
00 Ret.ExistDSI & DryFGD & ACI & HRI | 0 | 0 | 0 | 0 | 0 | 0 | 0 | 0
00 Ret.ExistDSI & DryFGD & HRI | 0 | 0 | 0 | 0 | 0 | 0 | 0 | 0
00 Ret.ExistDSI & HRI | 0 | 0 | 0 | 0 | 0 | 0 | 0 | 0
00 Ret.ExistDSI & SCR | 0 | 0 | 0 | 0 | 0 | 0 | 0 | 0
00 Ret.ExistDSI & SCR & DryFGD | 0 | 0 | 0 | 0 | 0 | 0 | 0 | 0
00 Ret.ExistDSI & SCR & DryFGD & ACI | 0 | 0 | 0 | 0 | 0 | 0 | 0 | 0
00 Ret.ExistDSI & SCR & DryFGD & HRI | 0 | 0 | 0 | 0 | 0 | 0 | 0 | 0
00 Ret.ExistDSI & SCR & HRI | 0 | 0 | 0 | 0 | 0 | 0 | 0 | 0
00 Ret.ExistDSI & SCR & WetFGD | 0 | 0 | 0 | 0 | 0 | 0 | 0 | 0
00 Ret.ExistDSI & SCR & WetFGD & ACI | 0 | 0 | 0 | 0 | 0 | 0 | 0 | 0
00 Ret.ExistDSI & SCR & WetFGD & HRI | 0 | 0 | 0 | 0 | 0 | 0 | 0 | 0
00 Ret.ExistDSI & SNCR | 0 | 0 | 0 | 0 | 0 | 0 | 0 | 0
00 Ret.ExistDSI & SNCR & ACI | 0 | 0 | 0 | 0 | 0 | 0 | 0 | 0
00 Ret.ExistDSI & SNCR & ACI & HRI | 0 | 0 | 0 | 0 | 0 | 0 | 0 | 0
00 Ret.ExistDSI & SNCR & DryFGD | 0 | 0 | 0 | 0 | 0 | 0 | 0 | 0
00 Ret.ExistDSI & SNCR & DryFGD & ACI | 0 | 0 | 0 | 0 | 0 | 0 | 0 | 0
00 Ret.ExistDSI & SNCR & DryFGD & ACI & HRI | 0 | 0 | 0 | 0 | 0 | 0 | 0 | 0
00 Ret.ExistDSI & SNCR & DryFGD & HRI | 0 | 0 | 0 | 0 | 0 | 0 | 0 | 0
00 Ret.ExistDSI & SNCR & HRI | 0 | 0 | 0 | 0 | 0 | 0 | 0 | 0
00 Ret.ExistDSI & SNCR & WetFGD | 0 | 0 | 0 | 0 | 0 | 0 | 0 | 0
00 Ret.ExistDSI & SNCR & WetFGD & ACI | 0 | 0 | 0 | 0 | 0 | 0 | 0 | 0
00 Ret.ExistDSI & SNCR & WetFGD & ACI & HRI | 0 | 0 | 0 | 0 | 0 | 0 | 0 | 0
00 Ret.ExistDSI & SNCR & WetFGD & HRI | 0 | 0 | 0 | 0 | 0 | 0 | 0 | 0
00 Ret.ExistDSI & WetFGD | 0 | 0 | 0 | 0 | 0 | 0 | 0 | 0
00 Ret.ExistDSI & WetFGD & ACI | 0 | 0 | 0 | 0 | 0 | 0 | 0 | 0
00 Ret.ExistDSI & WetFGD & ACI & HRI | 0 | 0 | 0 | 0 | 0 | 0 | 0 | 0
00 Ret.ExistDSI & WetFGD & HRI | 0 | 0 | 0 | 0 | 0 | 0 | 0 | 0
00 Ret.ExistDSI_ACI & SNCR & DryFGD & CCS | 0 | 0 | 0 | 0 | 0 | 0 | 0 | 0
00 Ret.ExistDSI_ACI & SNCR & WetFGD & CCS | 0 | 0 | 0 | 0 | 0 | 0 | 0 | 0
00 Ret.ExistSCR_ACI & DryFGD | 0 | 0 | 0 | 0 | 0 | 0 | 0 | 0
00 Ret.ExistSCR_ACI & DryFGD & CCS | 0 | 0 | 0 | 0 | 0 | 0 | 0 | 0
00 Ret.ExistSCR_ACI & DryFGD & HRI | 0 | 0 | 0 | 0 | 0 | 0 | 0 | 0
00 Ret.ExistSCR_ACI & DryFGD & HRI & CCS | 0 | 0 | 0 | 0 | 0 | 0 | 0 | 0
00 Ret.ExistSCR_ACI & DSI | 0 | 0 | 0 | 0 | 0 | 0 | 0 | 0
00 Ret.ExistSCR_ACI & DSI & HRI | 0 | 0 | 0 | 0 | 0 | 0 | 0 | 0
00 Ret.ExistSCR_ACI & HRI | 0 | 0 | 0 | 0 | 0 | 0 | 0 | 0
00 Ret.ExistSCR_ACI & WetFGD | 0 | 0 | 0 | 0 | 0 | 0 | 0 | 0
00 Ret.ExistSCR_ACI & WetFGD & CCS | 0 | 0 | 0 | 0 | 0 | 0 | 0 | 0
00 Ret.ExistSCR_ACI & WetFGD & HRI | 0 | 0 | 0 | 0 | 0 | 0 | 0 | 0
00 Ret.ExistSCR_ACI & WetFGD & HRI & CCS | 0 | 0 | 0 | 0 | 0 | 0 | 0 | 0
00 Ret.ExistSCR_ACI_DSI & DryFGD | 0 | 0 | 0 | 0 | 0 | 0 | 0 | 0
00 Ret.ExistSCR_ACI_DSI & DryFGD & HRI | 0 | 0 | 0 | 0 | 0 | 0 | 0 | 0
00 Ret.ExistSCR_ACI_DSI & HRI | 0 | 0 | 0 | 0 | 0 | 0 | 0 | 0
00 Ret.ExistSCR_ACI_DSI & WetFGD | 0 | 0 | 0 | 0 | 0 | 0 | 0 | 0
00 Ret.ExistSCR_ACI_DSI & WetFGD & HRI | 0 | 0 | 0 | 0 | 0 | 0 | 0 | 0
00 Ret.ExistSCR_DryFGD & ACI | 0 | 0 | 0 | 0 | 0 | 0 | 0 | 0
00 Ret.ExistSCR_DryFGD & HRI | 0 | 0 | 0 | 0 | 0 | 0 | 0 | 0
00 Ret.ExistSCR_DryFGD & HRI & CCS | 0 | 0 | 0 | 0 | 0 | 0 | 0 | 0
00 Ret.ExistSCR_DryFGD_ACI & CCS | 0 | 0 | 0 | 0 | 0 | 0 | 0 | 0
00 Ret.ExistSCR_DryFGD_ACI & HRI | 0 | 0 | 0 | 0 | 0 | 0 | 0 | 0
00 Ret.ExistSCR_DryFGD_ACI & HRI & CCS | 0 | 0 | 0 | 0 | 0 | 0 | 0 | 0
00 Ret.ExistSCR_DryFGD_ACI_DSI & CCS | 0 | 0 | 0 | 0 | 0 | 0 | 0 | 0
00 Ret.ExistSCR_DryFGD_ACI_DSI & HRI | 0 | 0 | 0 | 0 | 0 | 0 | 0 | 0
00 Ret.ExistSCR_DryFGD_ACI_DSI & HRI & CCS | 0 | 0 | 0 | 0 | 0 | 0 | 0 | 0
00 Ret.ExistSCR_DryFGD_DSI & ACI | 0 | 0 | 0 | 0 | 0 | 0 | 0 | 0
00 Ret.ExistSCR_WetFGD & ACI | 0 | 0 | 0 | 0 | 0 | 0 | 0 | 0
00 Ret.ExistSCR_WetFGD & HRI | 0 | 0 | 0 | 0 | 0 | 0 | 0 | 0
00 Ret.ExistSCR_WetFGD & HRI & CCS | 0 | 0 | 0 | 0 | 0 | 0 | 0 | 0
00 Ret.ExistSCR_WetFGD_ACI & CCS | 0 | 0 | 0 | 0 | 0 | 0 | 0 | 0
00 Ret.ExistSCR_WetFGD_ACI & HRI | 0 | 0 | 0 | 0 | 0 | 0 | 0 | 0
00 Ret.ExistSCR_WetFGD_ACI & HRI & CCS | 0 | 0 | 0 | 0 | 0 | 0 | 0 | 0
00 Ret.ExistSCR_WetFGD_ACI_DSI & CCS | 0 | 0 | 0 | 0 | 0 | 0 | 0 | 0
00 Ret.ExistSCR_WetFGD_ACI_DSI & HRI | 0 | 0 | 0 | 0 | 0 | 0 | 0 | 0
00 Ret.ExistSCR_WetFGD_ACI_DSI & HRI & CCS | 0 | 0 | 0 | 0 | 0 | 0 | 0 | 0
00 Ret.ExistSCR_WetFGD_DSI & ACI | 0 | 0 | 0 | 0 | 0 | 0 | 0 | 0
00 Ret.ExistSCR_WetFGD_DSI & HRI | 0 | 0 | 0 | 0 | 0 | 0 | 0 | 0
00 Ret.ExistSCR_WetFGD_DSI & HRI & CCS | 0 | 0 | 0 | 0 | 0 | 0 | 0 | 0
00 Ret.ExistSNCR_ACI & DryFGD | 0 | 0 | 0 | 0 | 0 | 0 | 0 | 0
00 Ret.ExistSNCR_ACI & DryFGD & CCS | 0 | 0 | 0 | 0 | 0 | 0 | 0 | 0
00 Ret.ExistSNCR_ACI & DryFGD & HRI | 0 | 0 | 0 | 0 | 0 | 0 | 0 | 0
00 Ret.ExistSNCR_ACI & DryFGD & HRI & CCS | 0 | 0 | 0 | 0 | 0 | 0 | 0 | 0
00 Ret.ExistSNCR_ACI & DSI & HRI | 0 | 0 | 0 | 0 | 0 | 0 | 0 | 0
00 Ret.ExistSNCR_ACI & HRI | 0 | 0 | 0 | 0 | 0 | 0 | 0 | 0
00 Ret.ExistSNCR_ACI & WetFGD | 0 | 0 | 0 | 0 | 0 | 0 | 0 | 0
00 Ret.ExistSNCR_ACI & WetFGD & CCS | 0 | 0 | 0 | 0 | 0 | 0 | 0 | 0
00 Ret.ExistSNCR_ACI & WetFGD & HRI | 0 | 0 | 0 | 0 | 0 | 0 | 0 | 0
00 Ret.ExistSNCR_ACI & WetFGD & HRI & CCS | 0 | 0 | 0 | 0 | 0 | 0 | 0 | 0
00 Ret.ExistSNCR_ACI_DSI & DryFGD | 0 | 0 | 0 | 0 | 0 | 0 | 0 | 0
00 Ret.ExistSNCR_ACI_DSI & DryFGD & CCS | 0 | 0 | 0 | 0 | 0 | 0 | 0 | 0
00 Ret.ExistSNCR_ACI_DSI & DryFGD & HRI | 0 | 0 | 0 | 0 | 0 | 0 | 0 | 0
00 Ret.ExistSNCR_ACI_DSI & DryFGD & HRI & CCS | 0 | 0 | 0 | 0 | 0 | 0 | 0 | 0
00 Ret.ExistSNCR_ACI_DSI & HRI | 0 | 0 | 0 | 0 | 0 | 0 | 0 | 0
00 Ret.ExistSNCR_ACI_DSI & WetFGD | 0 | 0 | 0 | 0 | 0 | 0 | 0 | 0
00 Ret.ExistSNCR_ACI_DSI & WetFGD & CCS | 0 | 0 | 0 | 0 | 0 | 0 | 0 | 0
00 Ret.ExistSNCR_ACI_DSI & WetFGD & HRI | 0 | 0 | 0 | 0 | 0 | 0 | 0 | 0
00 Ret.ExistSNCR_ACI_DSI & WetFGD & HRI & CCS | 0 | 0 | 0 | 0 | 0 | 0 | 0 | 0
00 Ret.ExistSNCR_DryFGD & HRI | 0 | 0 | 0 | 0 | 0 | 0 | 0 | 0
00 Ret.ExistSNCR_DryFGD_ACI & CCS | 0 | 0 | 0 | 0 | 0 | 0 | 0 | 0
00 Ret.ExistSNCR_DryFGD_ACI & HRI | 0 | 0 | 0 | 0 | 0 | 0 | 0 | 0
00 Ret.ExistSNCR_DryFGD_ACI & HRI & CCS | 0 | 0 | 0 | 0 | 0 | 0 | 0 | 0
00 Ret.ExistSNCR_WetFGD & ACI | 0 | 0 | 0 | 0 | 0 | 0 | 0 | 0
00 Ret.ExistSNCR_WetFGD & HRI | 0 | 0 | 0 | 0 | 0 | 0 | 0 | 0
00 Ret.ExistSNCR_WetFGD & HRI & CCS | 0 | 0 | 0 | 0 | 0 | 0 | 0 | 0
00 Ret.ExistSNCR_WetFGD_ACI & CCS | 0 | 0 | 0 | 0 | 0 | 0 | 0 | 0
00 Ret.ExistSNCR_WetFGD_ACI & HRI | 0 | 0 | 0 | 0 | 0 | 0 | 0 | 0
00 Ret.ExistSNCR_WetFGD_ACI & HRI & CCS | 0 | 0 | 0 | 0 | 0 | 0 | 0 | 0
00 Ret.ExistSNCR_WetFGD_ACI_DSI & CCS | 0 | 0 | 0 | 0 | 0 | 0 | 0 | 0
00 Ret.ExistSNCR_WetFGD_ACI_DSI & HRI | 0 | 0 | 0 | 0 | 0 | 0 | 0 | 0
00 Ret.ExistSNCR_WetFGD_ACI_DSI & HRI & CCS | 0 | 0 | 0 | 0 | 0 | 0 | 0 | 0
00 Ret.ExistWetFGD & ACI | 0 | 0 | 0 | 0 | 0 | 0 | 0 | 0
00 Ret.ExistWetFGD & ACI & CCS | 0 | 0 | 0 | 0 | 0 | 0 | 0 | 0
00 Ret.ExistWetFGD & ACI & HRI | 0 | 0 | 0 | 0 | 0 | 0 | 0 | 0
00 Ret.ExistWetFGD & ACI & HRI & CCS | 0 | 0 | 0 | 0 | 0 | 0 | 0 | 0
00 Ret.ExistWetFGD & ACI & SCR | 0 | 0 | 0 | 0 | 0 | 0 | 0 | 0
00 Ret.ExistWetFGD & ACI & SCR & CCS | 0 | 0 | 0 | 0 | 0 | 0 | 0 | 0
00 Ret.ExistWetFGD & ACI & SCR & HRI | 0 | 0 | 0 | 0 | 0 | 0 | 0 | 0
00 Ret.ExistWetFGD & ACI & SCR & HRI & CCS | 0 | 0 | 0 | 0 | 0 | 0 | 0 | 0
00 Ret.ExistWetFGD & ACI & SNCR | 0 | 0 | 0 | 0 | 0 | 0 | 0 | 0
00 Ret.ExistWetFGD & ACI & SNCR & HRI | 0 | 0 | 0 | 0 | 0 | 0 | 0 | 0
00 Ret.ExistWetFGD & ACI & SNCR & HRI & CCS | 0 | 0 | 0 | 0 | 0 | 0 | 0 | 0
00 Ret.ExistWetFGD & CCS | 0 | 0 | 0 | 0 | 0 | 0 | 0 | 0
00 Ret.ExistWetFGD & HRI | 0 | 0 | 0 | 0 | 0 | 0 | 0 | 0
00 Ret.ExistWetFGD & HRI & CCS | 0 | 0 | 0 | 0 | 0 | 0 | 0 | 0
00 Ret.ExistWetFGD & SCR | 425.0671 | 924.2592 | 924.2592 | 924.2592 | 924.2592 | 924.2592 | 924.2592 | 924.2592
00 Ret.ExistWetFGD & SCR & CCS | 0 | 0 | 0 | 0 | 0 | 0 | 0 | 0
00 Ret.ExistWetFGD & SCR & HRI | 0 | 0 | 0 | 0 | 0 | 0 | 0 | 0
00 Ret.ExistWetFGD & SCR & HRI & CCS | 0 | 0 | 0 | 0 | 0 | 0 | 0 | 0
00 Ret.ExistWetFGD & SNCR | 0 | 0 | 0 | 0 | 0 | 0 | 0 | 0
00 Ret.ExistWetFGD & SNCR & CCS | 0 | 0 | 0 | 0 | 0 | 0 | 0 | 0
00 Ret.ExistWetFGD & SNCR & HRI | 0 | 0 | 0 | 0 | 0 | 0 | 0 | 0
00 Ret.ExistWetFGD & SNCR & HRI & CCS | 0 | 0 | 0 | 0 | 0 | 0 | 0 | 0
00 Ret.ExistWetFGD_ACI & CCS | 0 | 0 | 0 | 0 | 0 | 0 | 0 | 0
00 Ret.ExistWetFGD_ACI & HRI | 0 | 0 | 0 | 0 | 0 | 0 | 0 | 0
00 Ret.ExistWetFGD_ACI & HRI & CCS | 0 | 0 | 0 | 0 | 0 | 0 | 0 | 0
00 Ret.ExistWetFGD_ACI & SCR | 1144.932 | 1284.156 | 1292.6542 | 1307.7793 | 1307.7793 | 1307.7793 | 1307.7793 | 1307.7793
00 Ret.ExistWetFGD_ACI & SCR & CCS | 0 | 0 | 0 | 0 | 0 | 0 | 0 | 0
00 Ret.ExistWetFGD_ACI & SCR & HRI | 0 | 0 | 0 | 0 | 0 | 0 | 0 | 0
00 Ret.ExistWetFGD_ACI & SCR & HRI & CCS | 0 | 0 | 0 | 0 | 0 | 0 | 0 | 0
00 Ret.ExistWetFGD_ACI & SNCR | 743.2715 | 903.2636 | 903.2636 | 903.2636 | 903.2636 | 903.2636 | 903.2636 | 903.2636
00 Ret.ExistWetFGD_ACI & SNCR & CCS | 0 | 0 | 0 | 0 | 0 | 0 | 0 | 0
00 Ret.ExistWetFGD_ACI & SNCR & HRI | 0 | 0 | 0 | 0 | 0 | 0 | 0 | 0
00 Ret.ExistWetFGD_ACI & SNCR & HRI & CCS | 0 | 0 | 0 | 0 | 0 | 0 | 0 | 0
00 Ret.ExistWetFGD_ACI_DSI & CCS | 0 | 0 | 0 | 0 | 0 | 0 | 0 | 0
00 Ret.ExistWetFGD_ACI_DSI & HRI | 0 | 0 | 0 | 0 | 0 | 0 | 0 | 0
00 Ret.ExistWetFGD_ACI_DSI & HRI & CCS | 0 | 0 | 0 | 0 | 0 | 0 | 0 | 0
00 Ret.ExistWetFGD_ACI_DSI & SCR | 0 | 0 | 0 | 0 | 0 | 0 | 0 | 0
00 Ret.ExistWetFGD_ACI_DSI & SCR & CCS | 0 | 0 | 0 | 0 | 0 | 0 | 0 | 0
00 Ret.ExistWetFGD_ACI_DSI & SCR & HRI | 0 | 0 | 0 | 0 | 0 | 0 | 0 | 0
00 Ret.ExistWetFGD_ACI_DSI & SCR & HRI & CCS | 0 | 0 | 0 | 0 | 0 | 0 | 0 | 0
00 Ret.ExistWetFGD_ACI_DSI & SNCR | 0 | 0 | 0 | 0 | 0 | 0 | 0 | 0
00 Ret.ExistWetFGD_ACI_DSI & SNCR & CCS | 0 | 0 | 0 | 0 | 0 | 0 | 0 | 0
00 Ret.ExistWetFGD_ACI_DSI & SNCR & HRI | 0 | 0 | 0 | 0 | 0 | 0 | 0 | 0
00 Ret.ExistWetFGD_ACI_DSI & SNCR & HRI & CCS | 0 | 0 | 0 | 0 | 0 | 0 | 0 | 0
00 Ret.ExistWetFGD_DSI & HRI | 0 | 0 | 0 | 0 | 0 | 0 | 0 | 0
00 Ret.ExistWetFGD_DSI & SCR | 0 | 0 | 0 | 0 | 0 | 0 | 0 | 0
00 Ret.ExistWetFGD_DSI & SCR & HRI | 0 | 0 | 0 | 0 | 0 | 0 | 0 | 0
00 Ret.ExistWetFGD_DSI & SNCR | 0 | 0 | 0 | 0 | 0 | 0 | 0 | 0
00 Ret.ExistWetFGD_SCR & ACI & CCS | 0 | 0 | 0 | 0 | 0 | 0 | 0 | 0
00 Ret.ExistWetFGD_DSI & SNCR & HRI | 0 | 0 | 0 | 0 | 0 | 0 | 0 | 0
00 Ret.ExistWetFGD_SCR & ACI & HRI | 0 | 0 | 0 | 0 | 0 | 0 | 0 | 0
00 Ret.ExistWetFGD_SCR & ACI & HRI & CCS | 0 | 0 | 0 | 0 | 0 | 0 | 0 | 0
00 Ret.ExistWetFGD_SCR & CCS | 0 | 0 | 0 | 0 | 0 | 0 | 0 | 0
00 Ret.ExistWetFGD_SCR_DSI & ACI & CCS | 0 | 0 | 0 | 0 | 0 | 0 | 0 | 0
00 Ret.ExistWetFGD_SCR_DSI & ACI & HRI | 0 | 0 | 0 | 0 | 0 | 0 | 0 | 0
00 Ret.ExistWetFGD_SCR_DSI & ACI & HRI & CCS | 0 | 0 | 0 | 0 | 0 | 0 | 0 | 0
00 Ret.ExistWetFGD_SCR_DSI & CCS | 0 | 0 | 0 | 0 | 0 | 0 | 0 | 0
00 Ret.ExistWetFGD_SNCR & ACI & HRI | 0 | 0 | 0 | 0 | 0 | 0 | 0 | 0
00 Ret.ExistWetFGD_SNCR & CCS | 0 | 0 | 0 | 0 | 0 | 0 | 0 | 0
00 Ret.HRI | 0 | 0 | 0 | 0 | 0 | 0 | 0 | 0
00 Ret.SCR | 0 | 0 | 0 | 0 | 0 | 0 | 0 | 0
00 Ret.SCR & DryFGD | 0 | 0 | 0 | 0 | 0 | 0 | 0 | 0
00 Ret.SCR & DryFGD & ACI | 0 | 0 | 0 | 0 | 0 | 0 | 0 | 0
00 Ret.SCR & DryFGD & CCS | 0 | 0 | 0 | 0 | 0 | 0 | 0 | 0
00 Ret.SCR & DryFGD & HRI | 0 | 0 | 0 | 0 | 0 | 0 | 0 | 0
00 Ret.SCR & DSI | 0 | 0 | 0 | 0 | 0 | 0 | 0 | 0
00 Ret.SCR & DSI & DryFGD | 0 | 0 | 0 | 0 | 0 | 0 | 0 | 0
00 Ret.SCR & DSI & DryFGD & HRI | 0 | 0 | 0 | 0 | 0 | 0 | 0 | 0
00 Ret.SCR & DSI & HRI | 0 | 0 | 0 | 0 | 0 | 0 | 0 | 0
00 Ret.SCR & DSI & WetFGD | 0 | 0 | 0 | 0 | 0 | 0 | 0 | 0
00 Ret.SCR & DSI & WetFGD & HRI | 0 | 0 | 0 | 0 | 0 | 0 | 0 | 0
00 Ret.SCR & HRI | 0 | 0 | 0 | 0 | 0 | 0 | 0 | 0
00 Ret.SCR & WetFGD | 0 | 0 | 0 | 0 | 0 | 0 | 0 | 0
00 Ret.SCR & WetFGD & ACI | 0 | 0 | 0 | 0 | 0 | 0 | 0 | 0
00 Ret.SCR & WetFGD & CCS | 0 | 0 | 0 | 0 | 0 | 0 | 0 | 0
00 Ret.SCR & WetFGD & HRI | 0 | 0 | 0 | 0 | 0 | 0 | 0 | 0
00 Ret.SNCR | 0 | 0 | 0 | 0 | 0 | 0 | 0 | 0
00 Ret.SNCR & DryFGD | 0 | 0 | 0 | 0 | 0 | 0 | 0 | 0
00 Ret.SNCR & DryFGD & ACI | 0 | 0 | 0 | 0 | 0 | 0 | 0 | 0
00 Ret.SNCR & DryFGD & ACI & HRI | 0 | 0 | 0 | 0 | 0 | 0 | 0 | 0
00 Ret.SNCR & DryFGD & CCS | 0 | 0 | 0 | 0 | 0 | 0 | 0 | 0
00 Ret.SNCR & DryFGD & HRI | 0 | 0 | 0 | 0 | 0 | 0 | 0 | 0
00 Ret.SNCR & DSI | 0 | 0 | 0 | 0 | 0 | 0 | 0 | 0
00 Ret.SNCR & DSI & HRI | 0 | 0 | 0 | 0 | 0 | 0 | 0 | 0
00 Ret.SNCR & HRI | 0 | 0 | 0 | 0 | 0 | 0 | 0 | 0
00 Ret.SNCR & WetFGD | 0 | 0 | 0 | 0 | 0 | 0 | 0 | 0
00 Ret.SNCR & WetFGD & ACI | 0 | 0 | 0 | 0 | 0 | 0 | 0 | 0
00 Ret.SNCR & WetFGD & ACI & HRI | 0 | 0 | 0 | 0 | 0 | 0 | 0 | 0
00 Ret.SNCR & WetFGD & CCS | 0 | 0 | 0 | 0 | 0 | 0 | 0 | 0
00 Ret.SNCR & WetFGD & HRI | 0 | 0 | 0 | 0 | 0 | 0 | 0 | 0
00 Ret.WetFGD | 0 | 0 | 0 | 0 | 0 | 0 | 0 | 0
00 Ret.WetFGD & CCS | 0 | 0 | 0 | 0 | 0 | 0 | 0 | 0
00 Ret.WetFGD & HRI | 0 | 0 | 0 | 0 | 0 | 0 | 0 | 0
00 Ret.FB & ACI | 0 | 0 | 0 | 0 | 0 | 0 | 0 | 0
00 Ret.FB & ACI & DryFGD & HRI | 0 | 0 | 0 | 0 | 0 | 0 | 0 | 0
00 Ret.FB & ACI & HRI | 0 | 0 | 0 | 0 | 0 | 0 | 0 | 0
00 Ret.FB & HRI | 0 | 0 | 0 | 0 | 0 | 0 | 0 | 0
00 Ret.FB DryFGD | 0 | 0 | 0 | 0 | 0 | 0 | 0 | 0
00 Ret.FB DryFGD & ACI | 0 | 0 | 0 | 0 | 0 | 0 | 0 | 0
00 Ret.FB DryFGD & ACI & HRI | 0 | 0 | 0 | 0 | 0 | 0 | 0 | 0
00 Ret.FB DryFGD & HRI | 0 | 0 | 0 | 0 | 0 | 0 | 0 | 0
00 Ret.FB DryFGD & SNCR | 0 | 0 | 0 | 0 | 0 | 0 | 0 | 0
00 Ret.FB DryFGD & SNCR & HRI | 0 | 0 | 0 | 0 | 0 | 0 | 0 | 0
00 Ret.FB SNCR & DryFGD & ACI | 0 | 0 | 0 | 0 | 0 | 0 | 0 | 0
00 Ret.FB SNCR & DryFGD & ACI & HRI | 0 | 0 | 0 | 0 | 0 | 0 | 0 | 0
00 Ret.FB-ACI & SNCR | 0 | 0 | 0 | 0 | 0 | 0 | 0 | 0
00 Ret.FB-ACI & SNCR & HRI | 0 | 0 | 0 | 0 | 0 | 0 | 0 | 0
00 Ret.FB-ACI & SNCR & HRI & CCS | 0 | 0 | 0 | 0 | 0 | 0 | 0 | 0
00 Ret.FB-Exist ACI & DryFGD | 0 | 0 | 0 | 0 | 0 | 0 | 0 | 0
00 Ret.FB-Exist ACI & DryFGD & HRI | 0 | 0 | 0 | 0 | 0 | 0 | 0 | 0
00 Ret.FB-Exist ACI & DryFGD & SNCR | 0 | 0 | 0 | 0 | 0 | 0 | 0 | 0
00 Ret.FB-Exist ACI & DryFGD & SNCR & HRI | 0 | 0 | 0 | 0 | 0 | 0 | 0 | 0
00 Ret.FB-Exist ACI & SNCR | 0 | 0 | 0 | 0 | 0 | 0 | 0 | 0
00 Ret.FB-Exist ACI & SNCR & HRI | 0 | 0 | 0 | 0 | 0 | 0 | 0 | 0
00 Ret.FB-Exist ACI_DSI & DryFGD & SNCR | 0 | 0 | 0 | 0 | 0 | 0 | 0 | 0
00 Ret.FB-Exist ACI_DSI & SNCR | 0 | 0 | 0 | 0 | 0 | 0 | 0 | 0
00 Ret.FB-ExistACI & HRI | 0 | 0 | 0 | 0 | 0 | 0 | 0 | 0
00 Ret.FB-ExistACI_DSI & DryFGD | 0 | 0 | 0 | 0 | 0 | 0 | 0 | 0
00 Ret.FB-ExistACI_DSI & DryFGD & HRI | 0 | 0 | 0 | 0 | 0 | 0 | 0 | 0
00 Ret.FB-ExistACI_DSI & DryFGD & SNCR | 0 | 0 | 0 | 0 | 0 | 0 | 0 | 0
00 Ret.FB-ExistACI_DSI & DryFGD & SNCR & HRI | 0 | 0 | 0 | 0 | 0 | 0 | 0 | 0
00 Ret.FB-ExistACI_DSI & HRI | 0 | 0 | 0 | 0 | 0 | 0 | 0 | 0
00 Ret.FB-ExistACI_DSI & SNCR & HRI | 0 | 0 | 0 | 0 | 0 | 0 | 0 | 0
00 Ret.FB-ExistDryFGD_ACI & HRI | 0 | 0 | 0 | 0 | 0 | 0 | 0 | 0
00 Ret.FB-ExistDryFGD_ACI & SNCR | 0 | 0 | 0 | 0 | 0 | 0 | 0 | 0
00 Ret.FB-ExistDryFGD_ACI & SNCR & HRI | 0 | 0 | 0 | 0 | 0 | 0 | 0 | 0
00 Ret.FB-ExistDryFGD_DSI & HRI | 0 | 0 | 0 | 0 | 0 | 0 | 0 | 0
00 Ret.FB-ExistDryFGD_DSI & SNCR | 0 | 0 | 0 | 0 | 0 | 0 | 0 | 0
00 Ret.FB-ExistDryFGD_DSI & SNCR & HRI | 0 | 0 | 0 | 0 | 0 | 0 | 0 | 0
00 Ret.FB-ExistDryFGD_SNCR & HRI | 0 | 0 | 0 | 0 | 0 | 0 | 0 | 0
00 Ret.FB-ExistDryFGD_SNCR_ACI & HRI | 0 | 0 | 0 | 0 | 0 | 0 | 0 | 0
00 Ret.FB-ExistDryFGD_SNCR_ACI_DSI & HRI | 0 | 0 | 0 | 0 | 0 | 0 | 0 | 0
00 Ret.FB-ExistDryFGD_SNCR_DSI & HRI | 0 | 0 | 0 | 0 | 0 | 0 | 0 | 0
00 Ret.FB-ExistDSI & ACI | 0 | 0 | 0 | 0 | 0 | 0 | 0 | 0
00 Ret.FB-ExistDSI & ACI & HRI | 0 | 0 | 0 | 0 | 0 | 0 | 0 | 0
00 Ret.FB-ExistDSI & ACI & SNCR | 0 | 0 | 0 | 0 | 0 | 0 | 0 | 0
00 Ret.FB-ExistDSI & ACI & SNCR & HRI | 0 | 0 | 0 | 0 | 0 | 0 | 0 | 0
00 Ret.FB-ExistDSI & DryFGD | 0 | 0 | 0 | 0 | 0 | 0 | 0 | 0
00 Ret.FB-ExistDSI & DryFGD & ACI | 0 | 0 | 0 | 0 | 0 | 0 | 0 | 0
00 Ret.FB-ExistDSI & DryFGD & ACI & HRI | 0 | 0 | 0 | 0 | 0 | 0 | 0 | 0
00 Ret.FB-ExistDSI & DryFGD & HRI | 0 | 0 | 0 | 0 | 0 | 0 | 0 | 0
00 Ret.FB-ExistDSI & DryFGD & SNCR | 0 | 0 | 0 | 0 | 0 | 0 | 0 | 0
00 Ret.FB-ExistDSI & DryFGD & SNCR & HRI | 0 | 0 | 0 | 0 | 0 | 0 | 0 | 0
00 Ret.FB-ExistDSI & HRI | 0 | 0 | 0 | 0 | 0 | 0 | 0 | 0
00 Ret.FB-ExistDSI & SNCR | 48 | 48 | 48 | 48 | 48 | 48 | 48 | 48
00 Ret.FB-ExistDSI & SNCR & DryFGD & ACI | 0 | 0 | 0 | 0 | 0 | 0 | 0 | 0
00 Ret.FB-ExistDSI & SNCR & DryFGD & ACI & HRI | 0 | 0 | 0 | 0 | 0 | 0 | 0 | 0
00 Ret.FB-ExistDSI & SNCR & HRI | 0 | 0 | 0 | 0 | 0 | 0 | 0 | 0
00 Ret.FB-ExistSNCR & DryFGD | 0 | 0 | 0 | 0 | 0 | 0 | 0 | 0
00 Ret.FB-ExistSNCR & DryFGD & ACI | 0 | 0 | 0 | 0 | 0 | 0 | 0 | 0
00 Ret.FB-ExistSNCR & DryFGD & HRI | 0 | 0 | 0 | 0 | 0 | 0 | 0 | 0
00 Ret.FB-ExistSNCR & HRI | 0 | 0 | 0 | 0 | 0 | 0 | 0 | 0
00 Ret.FB-ExistSNCR_ACI_DSI & DryFGD | 0 | 0 | 0 | 0 | 0 | 0 | 0 | 0
00 Ret.FB-ExistSNCR_ACI_DSI & DryFGD & HRI | 0 | 0 | 0 | 0 | 0 | 0 | 0 | 0
00 Ret.FB-ExistSNCR_ACI_DSI & HRI | 0 | 0 | 0 | 0 | 0 | 0 | 0 | 0
00 Ret.FB-ExistSNCR_DryFGD & HRI | 0 | 0 | 0 | 0 | 0 | 0 | 0 | 0
00 Ret.FB-ExistSNCR_DryFGD_ACI & HRI | 0 | 0 | 0 | 0 | 0 | 0 | 0 | 0
00 Ret.FB-ExistSNCR_DSI & ACI | 0 | 0 | 0 | 0 | 0 | 0 | 0 | 0
00 Ret.FB-ExistSNCR_DSI & ACI & DryFGD | 0 | 0 | 0 | 0 | 0 | 0 | 0 | 0
00 Ret.FB-ExistSNCR_DSI & ACI & DryFGD & HRI | 0 | 0 | 0 | 0 | 0 | 0 | 0 | 0
00 Ret.FB-ExistSNCR_DSI & ACI & HRI | 0 | 0 | 0 | 0 | 0 | 0 | 0 | 0
00 Ret.FB-ExistSNCR_DSI & DryFGD | 0 | 0 | 0 | 0 | 0 | 0 | 0 | 0
00 Ret.FB-ExistSNCR_DSI & DryFGD & HRI | 0 | 0 | 0 | 0 | 0 | 0 | 0 | 0
00 Ret.FB-ExistSNCR_DSI & HRI | 0 | 0 | 0 | 0 | 0 | 0 | 0 | 0
00 Ret.FB-ExistSNCR_WetFGD & ACI | 0 | 0 | 0 | 0 | 0 | 0 | 0 | 0
00 Ret.FB-ExistSNCR_WetFGD & HRI | 0 | 0 | 0 | 0 | 0 | 0 | 0 | 0
00 Ret.FB-ExistWetFGD_DSI & HRI | 0 | 0 | 0 | 0 | 0 | 0 | 0 | 0
00 Ret.FB-ExistWetFGD_DSI & SNCR | 0 | 0 | 0 | 0 | 0 | 0 | 0 | 0
00 Ret.FB-ExistWetFGD_DSI & SNCR & HRI | 0 | 0 | 0 | 0 | 0 | 0 | 0 | 0
00 Ret.FB-ExistWetFGD_SNCR & ACI & HRI | 0 | 0 | 0 | 0 | 0 | 0 | 0 | 0
00 Ret.FB-SNCR | 0 | 0 | 0 | 0 | 0 | 0 | 0 | 0
00 Ret.FB-SNCR & HRI | 0 | 0 | 0 | 0 | 0 | 0 | 0 | 0
00 Ret.Oil/Gas Steam SCR | 143.0922 | 101.073 | 101.073 | 101.073 | 101.073 | 101.073 | 101.073 | 101.073
00 CC Retirement | 2903.7734 | 2903.7734 | 2903.7734 | 2903.7734 | 2903.7734 | 2903.7734 | 2903.7734 | 2903.7734
00 CT Retirement | 1571.8 | 1571.8 | 1611.8 | 1917.3272 | 1917.3272 | 1917.3272 | 1917.3272 | 1917.3272
00 O/G Retirement | 5583.3065 | 5583.3065 | 5568.0745 | 5585.2195 | 5621.7195 | 6109.7195 | 7180.9256 | 10318.4256
00 Coal Retirement | 50395.6057 | 51385.6057 | 51412.6057 | 53041.4771 | 57510.5794 | 60051.6204 | 63300.4219 | 75446.6706
00 IGCC Retirement | 913.2 | 913.2 | 913.2 | 913.2 | 913.2 | 913.2 | 913.2 | 1508.2
00 Nuke Retirement | 3861 | 11109.5 | 12229.5 | 16885.7866 | 18026.7866 | 18026.7866 | 18026.7866 | 20150.8866
00 Biomass Retirement | 3360.7 | 3360.7 | 3468.2 | 3468.2 | 3468.2 | 3468.2 | 3468.2 | 3468.2
00 Fossil_Other Retirement | 0 | 0 | 0 | 0 | 0 | 0 | 0 | 0
00 Fuel Cell Retirement | 0 | 0 | 0 | 0 | 0 | 0 | 0 | 0
00 Geothermal Retirement | 7.6 | 7.6 | 7.6 | 7.6 | 7.6 | 7.6 | 7.6 | 7.6
00 Hydro Retirement | 0 | 0 | 0 | 0 | 0 | 0 | 0 | 0
00 Landfill Gas Retirement | 0 | 0 | 0 | 0 | 0 | 0 | 0 | 0
00 Non Fossil_Other Retirement | 0 | 0 | 0 | 0 | 0 | 0 | 0 | 0
Total | 1110817.98 | 1130362.5211 | 1151031.1494 | 1218145.4872 | 1260617.7861 | 1307099.813 | 1382671.2874 | 1469854.8253
11. Capacity Additions and Changes by Capacity Reporting Type [MW]
00 New Combined Cycle | 1054.3 | 1786.5552 | 663.6711 | 9921.7815 | 24695.2089 | 27788.3619 | 28962.6772 | 43303.1486
00 New Combined Cycle with Carbon Capture | 0 | 0 | 0 | 0 | 0 | 0 | 0 | 0
00 New Combustion Turbine | 1339.257 | 5997.1009 | 90.6221 | 1227.1737 | 12897.6992 | 17220.1196 | 14217.4451 | 25354.8671
00 New Hydro | 6583.2455 | 1879.768 | 122.8763 | 547.2813 | 205.9906 | 177.5715 | 129.5853 | 0
00 New Nuclear | 0 | 0 | 0 | 0 | 0 | 0 | 0 | 0
00 New Biomass | 0 | 0 | 0 | 0 | 0 | 0 | 0 | 0
00 New Geothermal | 384.076 | 92.5625 | 148.1083 | 0 | 0 | 0 | 0 | 0
00 New Landfill Gas | 30.3 | 0 | 0 | 0 | 0 | 0 | 0 | 0
00 New Battery Storage | 2534.21 | 0 | 1479 | 1400 | 0 | 0 | 0 | 306.6856
00 New Offshore Wind | 0 | 0 | 0 | 0 | 0 | 0 | 0 | 0
00 New Onshore Wind | 33941 | 0 | 0 | 24891.7118 | 1154.2849 | 760.7482 | 19561.1372 | 9667.9741
00 New Solar PV | 25855 | 11450.0685 | 18406 | 29380.8857 | 3519.1154 | 535.6335 | 12700.6295 | 8550.8625
00 New Solar Thermal | 0 | 0 | 0 | 0 | 0 | 0 | 0 | 0
00 New Fuel Cell | 1.4 | 0 | 0 | 0 | 0 | 0 | 0 | 0
00 New Ultrasupercritical Coal without CCS | 0 | 0 | 0 | 0 | 0 | 0 | 0 | 0
00 New Ultrasupercritical Coal with 30% CCS | 0 | 0 | 0 | 0 | 0 | 0 | 0 | 0
00 New Ultrasupercritical Coal with 90% CCS | 0 | 0 | 0 | 0 | 0 | 0 | 0 | 0
00 Exist Combined Cycle | 0 | 0 | 0 | 0 | 0 | 0 | 0 | 0
00 Exist Combustion Turbine | 0 | 0 | 0 | 0 | 0 | 0 | 0 | 0
00 Exist Coal Steam_Uncontrolled | 0 | 0 | 0 | 0 | 0 | 0 | 0 | 0
00 Exist Coal Steam_ACI | 0 | 0 | 0 | 0 | 0 | 0 | 0 | 0
00 Exist Coal Steam_ACI_DSI | 0 | 0 | 0 | 0 | 0 | 0 | 0 | 0
00 Exist Coal Steam_DryFGD | 0 | 0 | 0 | 0 | 0 | 0 | 0 | 0
00 Exist Coal Steam_DryFGD_ACI | 0 | 0 | 0 | 0 | 0 | 0 | 0 | 0
00 Exist Coal Steam_DryFGD_ACI_DSI | 0 | 0 | 0 | 0 | 0 | 0 | 0 | 0
00 Exist Coal Steam_DryFGD_SCR | 0 | 0 | 0 | 0 | 0 | 0 | 0 | 0
00 Exist Coal Steam_DryFGD_SCR_ACI | 0 | 0 | 0 | 0 | 0 | 0 | 0 | 0
00 Exist Coal Steam_DryFGD_SCR_DSI | 0 | 0 | 0 | 0 | 0 | 0 | 0 | 0
00 Exist Coal Steam_DryFGD_SCR_ACI_DSI | 0 | 0 | 0 | 0 | 0 | 0 | 0 | 0
00 Exist Coal Steam_DryFGD_SNCR | 0 | 0 | 0 | 0 | 0 | 0 | 0 | 0
00 Exist Coal Steam_DryFGD_SNCR_ACI | 0 | 0 | 0 | 0 | 0 | 0 | 0 | 0
00 Exist Coal Steam_DryFGD_SNCR_ACI_DSI | 0 | 0 | 0 | 0 | 0 | 0 | 0 | 0
00 Exist Coal Steam_DSI | 0 | 0 | 0 | 0 | 0 | 0 | 0 | 0
00 Exist Coal Steam_SCR_ACI | 0 | 0 | 0 | 0 | 0 | 0 | 0 | 0
00 Exist Coal Steam_SCR_ACI_DSI | 0 | 0 | 0 | 0 | 0 | 0 | 0 | 0
00 Exist Coal Steam_SNCR | 0 | 0 | 0 | 0 | 0 | 0 | 0 | 0
00 Exist Coal Steam_SNCR_ACI | 0 | 0 | 0 | 0 | 0 | 0 | 0 | 0
00 Exist Coal Steam_SNCR_ACI_DSI | 0 | 0 | 0 | 0 | 0 | 0 | 0 | 0
00 Exist Coal Steam_WetFGD | 0 | 0 | 0 | 0 | 0 | 0 | 0 | 0
00 Exist Coal Steam_WetFGD_ACI | 0 | 0 | 0 | 0 | 0 | 0 | 0 | 0
00 Exist Coal Steam_WetFGD_ACI_DSI | 0 | 0 | 0 | 0 | 0 | 0 | 0 | 0
00 Exist Coal Steam_WetFGD_DSI | 0 | 0 | 0 | 0 | 0 | 0 | 0 | 0
00 Exist Coal Steam_WetFGD_SCR | 0 | 0 | 0 | 0 | 0 | 0 | 0 | 0
00 Exist Coal Steam_WetFGD_SCR_DSI | 0 | 0 | 0 | 0 | 0 | 0 | 0 | 0
00 Exist Coal Steam_WetFGD_SCR_ACI | 0 | 0 | 0 | 0 | 0 | 0 | 0 | 0
00 Exist Coal Steam_WetFGD_SCR_ACI_DSI | 0 | 0 | 0 | 0 | 0 | 0 | 0 | 0
00 Exist Coal Steam_WetFGD_SNCR | 0 | 0 | 0 | 0 | 0 | 0 | 0 | 0
00 Exist Coal Steam_WetFGD_SNCR_ACI | 0 | 0 | 0 | 0 | 0 | 0 | 0 | 0
00 Exist Coal Steam_WetFGD_SNCR_ACI_DSI | 0 | 0 | 0 | 0 | 0 | 0 | 0 | 0
00 Exist FBC_Uncontrolled | 0 | 0 | 0 | 0 | 0 | 0 | 0 | 0
00 Exist FBC_WetFGD_SNCR | 0 | 0 | 0 | 0 | 0 | 0 | 0 | 0
00 Exist FBC_WetFGD_DSI | 0 | 0 | 0 | 0 | 0 | 0 | 0 | 0
00 Exist FBC_ACI | 0 | 0 | 0 | 0 | 0 | 0 | 0 | 0
00 Exist FBC_ACI_DSI | 0 | 0 | 0 | 0 | 0 | 0 | 0 | 0
00 Exist FBC_DryFGD_ACI | 0 | 0 | 0 | 0 | 0 | 0 | 0 | 0
00 Exist FBC_DryFGD_DSI | 0 | 0 | 0 | 0 | 0 | 0 | 0 | 0
00 Exist FBC_DryFGD_SNCR | 0 | 0 | 0 | 0 | 0 | 0 | 0 | 0
00 Exist FBC_DryFGD_SNCR_ACI | 0 | 0 | 0 | 0 | 0 | 0 | 0 | 0
00 Exist FBC_DryFGD_SNCR_ACI_DSI | 0 | 0 | 0 | 0 | 0 | 0 | 0 | 0
00 Exist FBC_DryFGD_SNCR_DSI | 0 | 0 | 0 | 0 | 0 | 0 | 0 | 0
00 Exist FBC_DSI | 0 | 0 | 0 | 0 | 0 | 0 | 0 | 0
00 Exist FBC_SNCR | 0 | 0 | 0 | 0 | 0 | 0 | 0 | 0
00 Exist FBC_SNCR_ACI | 0 | 0 | 0 | 0 | 0 | 0 | 0 | 0
00 Exist FBC_SNCR_ACI_DSI | 0 | 0 | 0 | 0 | 0 | 0 | 0 | 0
00 Exist FBC_SNCR_DSI | 0 | 0 | 0 | 0 | 0 | 0 | 0 | 0
00 Exist IGCC | 0 | 0 | 0 | 0 | 0 | 0 | 0 | 0
00 Exist Fossil_Other | 0 | 0 | 0 | 0 | 0 | 0 | 0 | 0
00 Exist Fuel Cell | 0 | 0 | 0 | 0 | 0 | 0 | 0 | 0
00 Exist Hydro | 0 | 0 | 0 | 0 | 0 | 0 | 0 | 0
00 Exist Non Fossil_Other | 0 | 0 | 0 | 0 | 0 | 0 | 0 | 0
00 Exist Nuclear | 0 | 0 | 0 | 0 | 0 | 0 | 0 | 0
00 International Imports | 0 | 0 | 0 | 0 | 0 | 0 | 0 | 0
00 Exist Oil/Gas Steam | 0 | 0 | 0 | 0 | 0 | 0 | 0 | 0
00 Exist Oil/Gas Steam_SCR | 0 | 0 | 0 | 0 | 0 | 0 | 0 | 0
00 Exist Oil/Gas Steam_SNCR | 0 | 0 | 0 | 0 | 0 | 0 | 0 | 0
00 Exist Biomass | 0 | 0 | 0 | 0 | 0 | 0 | 0 | 0
00 Exist Landfill Gas | 0 | 0 | 0 | 0 | 0 | 0 | 0 | 0
00 Exist Geothermal | 0 | 0 | 0 | 0 | 0 | 0 | 0 | 0
00 Exist Pump Storage | 0 | 0 | 0 | 0 | 0 | 0 | 0 | 0
00 Exist Energy Storage | 0 | 0 | 0 | 0 | 0 | 0 | 0 | 0
00 Exist Solar PV | 0 | 0 | 0 | 0 | 0 | 0 | 0 | 0
00 Exist Solar Thermal | 0 | 0 | 0 | 0 | 0 | 0 | 0 | 0
00 Exist Offshore Wind | 0 | 0 | 0 | 0 | 0 | 0 | 0 | 0
00 Exist Onshore Wind | 0 | 0 | 0 | 0 | 0 | 0 | 0 | 0
00 Ret.ACI | 0 | 0 | 0 | 0 | 0 | 0 | 0 | 0
00 Ret.ACI & DryFGD | 0 | 0 | 0 | 0 | 0 | 0 | 0 | 0
00 Ret.ACI & DryFGD & HRI | 0 | 0 | 0 | 0 | 0 | 0 | 0 | 0
00 Ret.ACI & DSI | 0 | 0 | 0 | 0 | 0 | 0 | 0 | 0
00 Ret.ACI & DSI & DryFGD | 0 | 0 | 0 | 0 | 0 | 0 | 0 | 0
00 Ret.ACI & DSI & DryFGD & HRI | 0 | 0 | 0 | 0 | 0 | 0 | 0 | 0
00 Ret.ACI & DSI & HRI | 0 | 0 | 0 | 0 | 0 | 0 | 0 | 0
00 Ret.ACI & DSI & WetFGD & HRI | 0 | 0 | 0 | 0 | 0 | 0 | 0 | 0
00 Ret.ACI & HRI | 0 | 0 | 0 | 0 | 0 | 0 | 0 | 0
00 Ret.ACI & SCR | 0 | 0 | 0 | 0 | 0 | 0 | 0 | 0
00 Ret.ACI & SCR & DryFGD & HRI | 0 | 0 | 0 | 0 | 0 | 0 | 0 | 0
00 Ret.ACI & SCR & DSI | 0 | 0 | 0 | 0 | 0 | 0 | 0 | 0
00 Ret.ACI & SCR & DSI & DryFGD | 0 | 0 | 0 | 0 | 0 | 0 | 0 | 0
00 Ret.ACI & SCR & DSI & DryFGD & HRI | 0 | 0 | 0 | 0 | 0 | 0 | 0 | 0
00 Ret.ACI & SCR & DSI & HRI | 0 | 0 | 0 | 0 | 0 | 0 | 0 | 0
00 Ret.ACI & SCR & DSI & WetFGD | 0 | 0 | 0 | 0 | 0 | 0 | 0 | 0
00 Ret.ACI & SCR & DSI & WetFGD & HRI | 0 | 0 | 0 | 0 | 0 | 0 | 0 | 0
00 Ret.ACI & SCR & HRI | 0 | 0 | 0 | 0 | 0 | 0 | 0 | 0
00 Ret.ACI & SCR & WetFGD & HRI | 0 | 0 | 0 | 0 | 0 | 0 | 0 | 0
00 Ret.ACI & SNCR | 0 | 0 | 0 | 0 | 0 | 0 | 0 | 0
00 Ret.ACI & SNCR & DSI | 0 | 0 | 0 | 0 | 0 | 0 | 0 | 0
00 Ret.ACI & SNCR & DSI & DryFGD | 0 | 0 | 0 | 0 | 0 | 0 | 0 | 0
00 Ret.ACI & SNCR & DSI & DryFGD & HRI | 0 | 0 | 0 | 0 | 0 | 0 | 0 | 0
00 Ret.ACI & SNCR & DSI & HRI | 0 | 0 | 0 | 0 | 0 | 0 | 0 | 0
00 Ret.ACI & SNCR & DSI & WetFGD | 0 | 0 | 0 | 0 | 0 | 0 | 0 | 0
00 Ret.ACI & SNCR & DSI & WetFGD & HRI | 0 | 0 | 0 | 0 | 0 | 0 | 0 | 0
00 Ret.ACI & SNCR & HRI | 0 | 0 | 0 | 0 | 0 | 0 | 0 | 0
00 Ret.ACI & WetFGD | 0 | 0 | 0 | 0 | 0 | 0 | 0 | 0
00 Ret.ACI & WetFGD & DSI | 0 | 0 | 0 | 0 | 0 | 0 | 0 | 0
00 Ret.ACI & WetFGD & HRI | 0 | 0 | 0 | 0 | 0 | 0 | 0 | 0
00 Ret.C2G | 2195 | 353 | 420 | 0 | 0 | 0 | 0 | 0
00 Ret.C2G & SCR | 0 | 0 | 0 | 0 | 0 | 0 | 0 | 0
00 Ret.CCG | 0 | 0 | 0 | 0 | 0 | 0 | 0 | 0
00 Ret.DryFGD | 0 | 0 | 0 | 0 | 0 | 0 | 0 | 0
00 Ret.DryFGD & CCS | 0 | 0 | 0 | 0 | 0 | 0 | 0 | 0
00 Ret.DryFGD & HRI | 0 | 0 | 0 | 0 | 0 | 0 | 0 | 0
00 Ret.DSI | 0 | 0 | 0 | 0 | 0 | 0 | 0 | 0
00 Ret.DSI & DryFGD | 0 | 0 | 0 | 0 | 0 | 0 | 0 | 0
00 Ret.DSI & DryFGD & HRI | 0 | 0 | 0 | 0 | 0 | 0 | 0 | 0
00 Ret.DSI & HRI | 0 | 0 | 0 | 0 | 0 | 0 | 0 | 0
00 Ret.DSI & WetFGD | 0 | 0 | 0 | 0 | 0 | 0 | 0 | 0
00 Ret.DSI & WetFGD & HRI | 0 | 0 | 0 | 0 | 0 | 0 | 0 | 0
00 Ret.ExistACI & DryFGD | 0 | 0 | 0 | 0 | 0 | 0 | 0 | 0
00 Ret.ExistACI & DryFGD & CCS | 0 | 0 | 0 | 0 | 0 | 0 | 0 | 0
00 Ret.ExistACI & DryFGD & HRI | 0 | 0 | 0 | 0 | 0 | 0 | 0 | 0
00 Ret.ExistACI & DryFGD & HRI & CCS | 0 | 0 | 0 | 0 | 0 | 0 | 0 | 0
00 Ret.ExistACI & DSI | 0 | 0 | 0 | 0 | 0 | 0 | 0 | 0
00 Ret.ExistACI & DSI & DryFGD | 0 | 0 | 0 | 0 | 0 | 0 | 0 | 0
00 Ret.ExistACI & DSI & DryFGD & HRI | 0 | 0 | 0 | 0 | 0 | 0 | 0 | 0
00 Ret.ExistACI & DSI & HRI | 0 | 0 | 0 | 0 | 0 | 0 | 0 | 0
00 Ret.ExistACI & DSI & WetFGD | 0 | 0 | 0 | 0 | 0 | 0 | 0 | 0
00 Ret.ExistACI & DSI & WetFGD & HRI | 0 | 0 | 0 | 0 | 0 | 0 | 0 | 0
00 Ret.ExistACI & HRI | 0 | 0 | 0 | 0 | 0 | 0 | 0 | 0
00 Ret.ExistACI & HRI & WetFGD | 0 | 0 | 0 | 0 | 0 | 0 | 0 | 0
00 Ret.ExistACI & SCR | 0 | 0 | 0 | 0 | 0 | 0 | 0 | 0
00 Ret.ExistACI & SCR & DryFGD | 0 | 0 | 0 | 0 | 0 | 0 | 0 | 0
00 Ret.ExistACI & SCR & DryFGD & CCS | 0 | 0 | 0 | 0 | 0 | 0 | 0 | 0
00 Ret.ExistACI & SCR & DryFGD & HRI | 0 | 0 | 0 | 0 | 0 | 0 | 0 | 0
00 Ret.ExistACI & SCR & DryFGD & HRI & CCS | 0 | 0 | 0 | 0 | 0 | 0 | 0 | 0
00 Ret.ExistACI & SCR & DSI | 0 | 0 | 0 | 0 | 0 | 0 | 0 | 0
00 Ret.ExistACI & SCR & DSI & DryFGD | 0 | 0 | 0 | 0 | 0 | 0 | 0 | 0
00 Ret.ExistACI & SCR & DSI & DryFGD & HRI | 0 | 0 | 0 | 0 | 0 | 0 | 0 | 0
00 Ret.ExistACI & SCR & DSI & HRI | 0 | 0 | 0 | 0 | 0 | 0 | 0 | 0
00 Ret.ExistACI & SCR & HRI | 0 | 0 | 0 | 0 | 0 | 0 | 0 | 0
00 Ret.ExistACI & SCR & WetFGD | 0 | 0 | 0 | 0 | 0 | 0 | 0 | 0
00 Ret.ExistACI & SCR & WetFGD & CCS | 0 | 0 | 0 | 0 | 0 | 0 | 0 | 0
00 Ret.ExistACI & SCR & WetFGD & HRI | 0 | 0 | 0 | 0 | 0 | 0 | 0 | 0
00 Ret.ExistACI & SCR & WetFGD & HRI & CCS | 0 | 0 | 0 | 0 | 0 | 0 | 0 | 0
00 Ret.ExistACI & SNCR | 0 | 0 | 0 | 815.592 | 0 | 815.592 | 0 | 0
00 Ret.ExistACI & SNCR & DryFGD | 0 | 0 | 0 | 0 | 0 | 0 | 0 | 0
00 Ret.ExistACI & SNCR & DryFGD & CCS | 0 | 0 | 0 | 0 | 0 | 0 | 0 | 0
00 Ret.ExistACI & SNCR & DryFGD & HRI | 0 | 0 | 0 | 0 | 0 | 0 | 0 | 0
00 Ret.ExistACI & SNCR & DryFGD & HRI & CCS | 0 | 0 | 0 | 0 | 0 | 0 | 0 | 0
00 Ret.ExistACI & SNCR & DSI | 0 | 0 | 0 | 0 | 0 | 0 | 0 | 0
00 Ret.ExistACI & SNCR & DSI & HRI | 0 | 0 | 0 | 0 | 0 | 0 | 0 | 0
00 Ret.ExistACI & SNCR & HRI | 0 | 0 | 0 | 0 | 0 | 0 | 0 | 0
00 Ret.ExistACI & SNCR & WetFGD | 0 | 0 | 0 | 0 | 0 | 0 | 0 | 0
00 Ret.ExistACI & SNCR & WetFGD & CCS | 0 | 0 | 0 | 0 | 0 | 0 | 0 | 0
00 Ret.ExistACI & SNCR & WetFGD & HRI | 0 | 0 | 0 | 0 | 0 | 0 | 0 | 0
00 Ret.ExistACI & SNCR & WetFGD & HRI & CCS | 0 | 0 | 0 | 0 | 0 | 0 | 0 | 0
00 Ret.ExistACI & WetFGD | 0 | 0 | 0 | 0 | 0 | 0 | 0 | 0
00 Ret.ExistACI & WetFGD & CCS | 0 | 0 | 0 | 0 | 0 | 0 | 0 | 0
00 Ret.ExistACI & WetFGD & HRI & CCS | 0 | 0 | 0 | 0 | 0 | 0 | 0 | 0
00 Ret.ExistACI_DSI & DryFGD | 647.2135 | 0 | 0 | 0 | 0 | 0 | 0 | 0
00 Ret.ExistACI_DSI & DryFGD & CCS | 0 | 0 | 0 | 0 | 0 | 0 | 0 | 0
00 Ret.ExistACI_DSI & DryFGD & HRI | 0 | 0 | 0 | 0 | 0 | 0 | 0 | 0
00 Ret.ExistACI_DSI & DryFGD & HRI & CCS | 0 | 0 | 0 | 0 | 0 | 0 | 0 | 0
00 Ret.ExistACI_DSI & HRI | 0 | 0 | 0 | 0 | 0 | 0 | 0 | 0
00 Ret.ExistACI_DSI & SCR | 0 | 0 | 0 | 0 | 0 | 0 | 0 | 0
00 Ret.ExistACI_DSI & SCR & DryFGD | 0 | 0 | 0 | 0 | 0 | 0 | 0 | 0
00 Ret.ExistACI_DSI & SCR & DryFGD & CCS | 0 | 0 | 0 | 0 | 0 | 0 | 0 | 0
00 Ret.ExistACI_DSI & SCR & DryFGD & HRI | 0 | 0 | 0 | 0 | 0 | 0 | 0 | 0
00 Ret.ExistACI_DSI & SCR & DryFGD & HRI & CCS | 0 | 0 | 0 | 0 | 0 | 0 | 0 | 0
00 Ret.ExistACI_DSI & SCR & HRI | 0 | 0 | 0 | 0 | 0 | 0 | 0 | 0
00 Ret.ExistACI_DSI & SCR & WetFGD | 0 | 0 | 0 | 0 | 0 | 0 | 0 | 0
00 Ret.ExistACI_DSI & SCR & WetFGD & CCS | 0 | 0 | 0 | 0 | 0 | 0 | 0 | 0
00 Ret.ExistACI_DSI & SCR & WetFGD & HRI | 0 | 0 | 0 | 0 | 0 | 0 | 0 | 0
00 Ret.ExistACI_DSI & SCR & WetFGD & HRI & CCS | 0 | 0 | 0 | 0 | 0 | 0 | 0 | 0
00 Ret.ExistACI_DSI & SNCR | 0 | 0 | 0 | 0 | 0 | 0 | 0 | 0
00 Ret.ExistACI_DSI & SNCR & DryFGD | 0 | 0 | 0 | 0 | 0 | 0 | 0 | 0
00 Ret.ExistACI_DSI & SNCR & DryFGD & HRI & CCS | 0 | 0 | 0 | 0 | 0 | 0 | 0 | 0
00 Ret.ExistACI_DSI & SNCR & DryFGD & HRI | 0 | 0 | 0 | 0 | 0 | 0 | 0 | 0
00 Ret.ExistACI_DSI & SNCR & WetFGD & HRI & CCS | 0 | 0 | 0 | 0 | 0 | 0 | 0 | 0
00 Ret.ExistACI_DSI & SNCR & HRI | 0 | 0 | 0 | 0 | 0 | 0 | 0 | 0
00 Ret.ExistACI_DSI & SNCR & WetFGD | 0 | 0 | 0 | 0 | 0 | 0 | 0 | 0
00 Ret.ExistACI_DSI & SNCR & WetFGD & HRI | 0 | 0 | 0 | 0 | 0 | 0 | 0 | 0
00 Ret.ExistACI_DSI & WetFGD | 0 | 0 | 0 | 0 | 0 | 0 | 0 | 0
00 Ret.ExistACI_DSI & WetFGD & CCS | 0 | 0 | 0 | 0 | 0 | 0 | 0 | 0
00 Ret.ExistACI_DSI & WetFGD & HRI | 0 | 0 | 0 | 0 | 0 | 0 | 0 | 0
00 Ret.ExistACI_DSI & WetFGD & HRI & CCS | 0 | 0 | 0 | 0 | 0 | 0 | 0 | 0
00 Ret.ExistDryFGD & ACI | 0 | 0 | 0 | 0 | 0 | 0 | 0 | 0
00 Ret.ExistDryFGD & ACI & CCS | 0 | 0 | 0 | 0 | 0 | 0 | 0 | 0
00 Ret.ExistDryFGD & ACI & HRI | 0 | 0 | 0 | 0 | 0 | 0 | 0 | 0
00 Ret.ExistDryFGD & ACI & HRI & CCS | 0 | 0 | 0 | 0 | 0 | 0 | 0 | 0
00 Ret.ExistDryFGD & ACI & SCR | 0 | 0 | 0 | 0 | 0 | 0 | 0 | 0
00 Ret.ExistDryFGD & ACI & SCR & CCS | 0 | 0 | 0 | 0 | 0 | 0 | 0 | 0
00 Ret.ExistDryFGD & ACI & SCR & HRI | 0 | 0 | 0 | 0 | 0 | 0 | 0 | 0
00 Ret.ExistDryFGD & ACI & SCR & HRI & CCS | 0 | 0 | 0 | 0 | 0 | 0 | 0 | 0
00 Ret.ExistDryFGD & ACI & SNCR | 0 | 0 | 0 | 0 | 0 | 0 | 0 | 0
00 Ret.ExistDryFGD & ACI & SNCR & HRI | 0 | 0 | 0 | 0 | 0 | 0 | 0 | 0
00 Ret.ExistDryFGD & ACI & SNCR & HRI & CCS | 0 | 0 | 0 | 0 | 0 | 0 | 0 | 0
00 Ret.ExistDryFGD & CCS | 0 | 0 | 0 | 0 | 0 | 0 | 0 | 0
00 Ret.ExistDryFGD & HRI | 0 | 0 | 0 | 0 | 0 | 0 | 0 | 0
00 Ret.ExistDryFGD & HRI & CCS | 0 | 0 | 0 | 0 | 0 | 0 | 0 | 0
00 Ret.ExistDryFGD & SCR | 0 | 0 | 0 | 0 | 0 | 0 | 0 | 0
00 Ret.ExistDryFGD & SCR & CCS | 0 | 0 | 0 | 0 | 0 | 0 | 0 | 0
00 Ret.ExistDryFGD & SCR & HRI | 0 | 0 | 0 | 0 | 0 | 0 | 0 | 0
00 Ret.ExistDryFGD & SCR & HRI & CCS | 0 | 0 | 0 | 0 | 0 | 0 | 0 | 0
00 Ret.ExistDryFGD & SNCR | 0 | 0 | 0 | 0 | 0 | 0 | 0 | 0
00 Ret.ExistDryFGD & SNCR & CCS | 0 | 0 | 0 | 0 | 0 | 0 | 0 | 0
00 Ret.ExistDryFGD & SNCR & HRI | 0 | 0 | 0 | 0 | 0 | 0 | 0 | 0
00 Ret.ExistDryFGD & SNCR & HRI & CCS | 0 | 0 | 0 | 0 | 0 | 0 | 0 | 0
00 Ret.ExistDryFGD_ACI & CCS | 0 | 0 | 0 | 0 | 0 | 0 | 0 | 0
00 Ret.ExistDryFGD_ACI & HRI | 0 | 0 | 0 | 0 | 0 | 0 | 0 | 0
00 Ret.ExistDryFGD_ACI & HRI & CCS | 0 | 0 | 0 | 0 | 0 | 0 | 0 | 0
00 Ret.ExistDryFGD_ACI & SCR | 284.5 | 0 | 0 | 0 | 0 | 0 | 0 | 0
00 Ret.ExistDryFGD_ACI & SCR & CCS | 0 | 0 | 0 | 0 | 0 | 0 | 0 | 0
00 Ret.ExistDryFGD_ACI & SCR & HRI | 0 | 0 | 0 | 0 | 0 | 0 | 0 | 0
00 Ret.ExistDryFGD_ACI & SCR & HRI & CCS | 0 | 0 | 0 | 0 | 0 | 0 | 0 | 0
00 Ret.ExistDryFGD_ACI & SNCR | 1015.715 | 0 | 0 | 0 | 0 | 0 | 0 | 0
00 Ret.ExistDryFGD_ACI & SNCR & CCS | 0 | 0 | 0 | 0 | 0 | 0 | 0 | 0
00 Ret.ExistDryFGD_ACI & SNCR & HRI | 0 | 0 | 0 | 0 | 0 | 0 | 0 | 0
00 Ret.ExistDryFGD_ACI & SNCR & HRI & CCS | 0 | 0 | 0 | 0 | 0 | 0 | 0 | 0
00 Ret.ExistDryFGD_ACI_DSI & HRI | 0 | 0 | 0 | 0 | 0 | 0 | 0 | 0
00 Ret.ExistDryFGD_ACI_DSI & SCR | 0 | 0 | 0 | 0 | 0 | 0 | 0 | 0
00 Ret.ExistDryFGD_ACI_DSI & SCR & CCS | 0 | 0 | 0 | 0 | 0 | 0 | 0 | 0
00 Ret.ExistDryFGD_ACI_DSI & SCR & HRI | 0 | 0 | 0 | 0 | 0 | 0 | 0 | 0
00 Ret.ExistDryFGD_ACI_DSI & SCR & HRI & CCS | 0 | 0 | 0 | 0 | 0 | 0 | 0 | 0
00 Ret.ExistDryFGD_ACI_DSI & SNCR | 0 | 0 | 0 | 0 | 0 | 0 | 0 | 0
00 Ret.ExistDryFGD_ACI_DSI & SNCR & HRI | 0 | 0 | 0 | 0 | 0 | 0 | 0 | 0
00 Ret.ExistDryFGD_SCR & ACI & CCS | 0 | 0 | 0 | 0 | 0 | 0 | 0 | 0
00 Ret.ExistDryFGD_DSI & HRI | 0 | 0 | 0 | 0 | 0 | 0 | 0 | 0
00 Ret.ExistDryFGD_SCR & ACI & HRI | 0 | 0 | 0 | 0 | 0 | 0 | 0 | 0
00 Ret.ExistDryFGD_SCR & ACI & HRI & CCS | 0 | 0 | 0 | 0 | 0 | 0 | 0 | 0
00 Ret.ExistDryFGD_SCR & CCS | 0 | 0 | 0 | 0 | 0 | 0 | 0 | 0
00 Ret.ExistDryFGD_SCR_DSI & ACI & HRI | 0 | 0 | 0 | 0 | 0 | 0 | 0 | 0
00 Ret.ExistDryFGD_SNCR_ACI_DSI & CCS | 0 | 0 | 0 | 0 | 0 | 0 | 0 | 0
00 Ret.ExistDryFGD_SNCR_ACI_DSI & HRI | 0 | 0 | 0 | 0 | 0 | 0 | 0 | 0
00 Ret.ExistDryFGD_SNCR_ACI_DSI & HRI & CCS | 0 | 0 | 0 | 0 | 0 | 0 | 0 | 0
00 Ret.ExistDSI & ACI | 0 | 0 | 0 | 0 | 0 | 0 | 0 | 0
00 Ret.ExistDSI & ACI & HRI | 0 | 0 | 0 | 0 | 0 | 0 | 0 | 0
00 Ret.ExistDSI & ACI & SCR | 0 | 0 | 0 | 0 | 0 | 0 | 0 | 0
00 Ret.ExistDSI & ACI & SCR & DryFGD & HRI | 0 | 0 | 0 | 0 | 0 | 0 | 0 | 0
00 Ret.ExistDSI & ACI & SCR & HRI | 0 | 0 | 0 | 0 | 0 | 0 | 0 | 0
00 Ret.ExistDSI & ACI & SCR & WetFGD & HRI | 0 | 0 | 0 | 0 | 0 | 0 | 0 | 0
00 Ret.ExistDSI & DryFGD | 0 | 0 | 0 | 0 | 0 | 0 | 0 | 0
00 Ret.ExistDSI & DryFGD & ACI | 0 | 0 | 0 | 0 | 0 | 0 | 0 | 0
00 Ret.ExistDSI & DryFGD & ACI & HRI | 0 | 0 | 0 | 0 | 0 | 0 | 0 | 0
00 Ret.ExistDSI & DryFGD & HRI | 0 | 0 | 0 | 0 | 0 | 0 | 0 | 0
00 Ret.ExistDSI & HRI | 0 | 0 | 0 | 0 | 0 | 0 | 0 | 0
00 Ret.ExistDSI & SCR | 0 | 0 | 0 | 0 | 0 | 0 | 0 | 0
00 Ret.ExistDSI & SCR & DryFGD | 0 | 0 | 0 | 0 | 0 | 0 | 0 | 0
00 Ret.ExistDSI & SCR & DryFGD & ACI | 0 | 0 | 0 | 0 | 0 | 0 | 0 | 0
00 Ret.ExistDSI & SCR & DryFGD & HRI | 0 | 0 | 0 | 0 | 0 | 0 | 0 | 0
00 Ret.ExistDSI & SCR & HRI | 0 | 0 | 0 | 0 | 0 | 0 | 0 | 0
00 Ret.ExistDSI & SCR & WetFGD | 0 | 0 | 0 | 0 | 0 | 0 | 0 | 0
00 Ret.ExistDSI & SCR & WetFGD & ACI | 0 | 0 | 0 | 0 | 0 | 0 | 0 | 0
00 Ret.ExistDSI & SCR & WetFGD & HRI | 0 | 0 | 0 | 0 | 0 | 0 | 0 | 0
00 Ret.ExistDSI & SNCR | 0 | 0 | 0 | 0 | 0 | 0 | 0 | 0
00 Ret.ExistDSI & SNCR & ACI | 0 | 0 | 0 | 0 | 0 | 0 | 0 | 0
00 Ret.ExistDSI & SNCR & ACI & HRI | 0 | 0 | 0 | 0 | 0 | 0 | 0 | 0
00 Ret.ExistDSI & SNCR & DryFGD | 0 | 0 | 0 | 0 | 0 | 0 | 0 | 0
00 Ret.ExistDSI & SNCR & DryFGD & ACI | 0 | 0 | 0 | 0 | 0 | 0 | 0 | 0
00 Ret.ExistDSI & SNCR & DryFGD & ACI & HRI | 0 | 0 | 0 | 0 | 0 | 0 | 0 | 0
00 Ret.ExistDSI & SNCR & DryFGD & HRI | 0 | 0 | 0 | 0 | 0 | 0 | 0 | 0
00 Ret.ExistDSI & SNCR & HRI | 0 | 0 | 0 | 0 | 0 | 0 | 0 | 0
00 Ret.ExistDSI & SNCR & WetFGD | 0 | 0 | 0 | 0 | 0 | 0 | 0 | 0
00 Ret.ExistDSI & SNCR & WetFGD & ACI | 0 | 0 | 0 | 0 | 0 | 0 | 0 | 0
00 Ret.ExistDSI & SNCR & WetFGD & ACI & HRI | 0 | 0 | 0 | 0 | 0 | 0 | 0 | 0
00 Ret.ExistDSI & SNCR & WetFGD & HRI | 0 | 0 | 0 | 0 | 0 | 0 | 0 | 0
00 Ret.ExistDSI & WetFGD | 0 | 0 | 0 | 0 | 0 | 0 | 0 | 0
00 Ret.ExistDSI & WetFGD & ACI | 0 | 0 | 0 | 0 | 0 | 0 | 0 | 0
00 Ret.ExistDSI & WetFGD & ACI & HRI | 0 | 0 | 0 | 0 | 0 | 0 | 0 | 0
00 Ret.ExistDSI & WetFGD & HRI | 0 | 0 | 0 | 0 | 0 | 0 | 0 | 0
00 Ret.ExistDSI_ACI & SNCR & DryFGD & CCS | 0 | 0 | 0 | 0 | 0 | 0 | 0 | 0
00 Ret.ExistDSI_ACI & SNCR & WetFGD & CCS | 0 | 0 | 0 | 0 | 0 | 0 | 0 | 0
00 Ret.ExistSCR_ACI & DryFGD | 0 | 0 | 0 | 0 | 0 | 0 | 0 | 0
00 Ret.ExistSCR_ACI & DryFGD & CCS | 0 | 0 | 0 | 0 | 0 | 0 | 0 | 0
00 Ret.ExistSCR_ACI & DryFGD & HRI | 0 | 0 | 0 | 0 | 0 | 0 | 0 | 0
00 Ret.ExistSCR_ACI & DryFGD & HRI & CCS | 0 | 0 | 0 | 0 | 0 | 0 | 0 | 0
00 Ret.ExistSCR_ACI & DSI | 151.5 | 0 | 0 | 0 | 0 | 0 | 0 | 0
00 Ret.ExistSCR_ACI & DSI & HRI | 0 | 0 | 0 | 0 | 0 | 0 | 0 | 0
00 Ret.ExistSCR_ACI & HRI | 0 | 0 | 0 | 0 | 0 | 0 | 0 | 0
00 Ret.ExistSCR_ACI & WetFGD | 0 | 0 | 0 | 0 | 0 | 0 | 0 | 0
00 Ret.ExistSCR_ACI & WetFGD & CCS | 0 | 0 | 0 | 0 | 0 | 0 | 0 | 0
00 Ret.ExistSCR_ACI & WetFGD & HRI | 0 | 0 | 0 | 0 | 0 | 0 | 0 | 0
00 Ret.ExistSCR_ACI & WetFGD & HRI & CCS | 0 | 0 | 0 | 0 | 0 | 0 | 0 | 0
00 Ret.ExistSCR_ACI_DSI & DryFGD | 0 | 0 | 0 | 0 | 0 | 0 | 0 | 0
00 Ret.ExistSCR_ACI_DSI & DryFGD & HRI | 0 | 0 | 0 | 0 | 0 | 0 | 0 | 0
00 Ret.ExistSCR_ACI_DSI & HRI | 0 | 0 | 0 | 0 | 0 | 0 | 0 | 0
00 Ret.ExistSCR_ACI_DSI & WetFGD | 0 | 0 | 0 | 0 | 0 | 0 | 0 | 0
00 Ret.ExistSCR_ACI_DSI & WetFGD & HRI | 0 | 0 | 0 | 0 | 0 | 0 | 0 | 0
00 Ret.ExistSCR_DryFGD & ACI | 0 | 0 | 0 | 0 | 0 | 0 | 0 | 0
00 Ret.ExistSCR_DryFGD & HRI | 0 | 0 | 0 | 0 | 0 | 0 | 0 | 0
00 Ret.ExistSCR_DryFGD & HRI & CCS | 0 | 0 | 0 | 0 | 0 | 0 | 0 | 0
00 Ret.ExistSCR_DryFGD_ACI & CCS | 0 | 0 | 0 | 0 | 0 | 0 | 0 | 0
00 Ret.ExistSCR_DryFGD_ACI & HRI | 0 | 0 | 0 | 0 | 0 | 0 | 0 | 0
00 Ret.ExistSCR_DryFGD_ACI & HRI & CCS | 0 | 0 | 0 | 0 | 0 | 0 | 0 | 0
00 Ret.ExistSCR_DryFGD_ACI_DSI & CCS | 0 | 0 | 0 | 0 | 0 | 0 | 0 | 0
00 Ret.ExistSCR_DryFGD_ACI_DSI & HRI | 0 | 0 | 0 | 0 | 0 | 0 | 0 | 0
00 Ret.ExistSCR_DryFGD_ACI_DSI & HRI & CCS | 0 | 0 | 0 | 0 | 0 | 0 | 0 | 0
00 Ret.ExistSCR_DryFGD_DSI & ACI | 0 | 0 | 0 | 0 | 0 | 0 | 0 | 0
00 Ret.ExistSCR_WetFGD & ACI | 0 | 0 | 0 | 0 | 0 | 0 | 0 | 0
00 Ret.ExistSCR_WetFGD & HRI | 0 | 0 | 0 | 0 | 0 | 0 | 0 | 0
00 Ret.ExistSCR_WetFGD & HRI & CCS | 0 | 0 | 0 | 0 | 0 | 0 | 0 | 0
00 Ret.ExistSCR_WetFGD_ACI & CCS | 0 | 0 | 0 | 0 | 0 | 0 | 0 | 0
00 Ret.ExistSCR_WetFGD_ACI & HRI | 0 | 0 | 0 | 0 | 0 | 0 | 0 | 0
00 Ret.ExistSCR_WetFGD_ACI & HRI & CCS | 0 | 0 | 0 | 0 | 0 | 0 | 0 | 0
00 Ret.ExistSCR_WetFGD_ACI_DSI & CCS | 0 | 0 | 0 | 0 | 0 | 0 | 0 | 0
00 Ret.ExistSCR_WetFGD_ACI_DSI & HRI | 0 | 0 | 0 | 0 | 0 | 0 | 0 | 0
00 Ret.ExistSCR_WetFGD_ACI_DSI & HRI & CCS | 0 | 0 | 0 | 0 | 0 | 0 | 0 | 0
00 Ret.ExistSCR_WetFGD_DSI & ACI | 0 | 0 | 0 | 0 | 0 | 0 | 0 | 0
00 Ret.ExistSCR_WetFGD_DSI & HRI | 0 | 0 | 0 | 0 | 0 | 0 | 0 | 0
00 Ret.ExistSCR_WetFGD_DSI & HRI & CCS | 0 | 0 | 0 | 0 | 0 | 0 | 0 | 0
00 Ret.ExistSNCR_ACI & DryFGD | 0 | 0 | 0 | 0 | 0 | 0 | 0 | 0
00 Ret.ExistSNCR_ACI & DryFGD & CCS | 0 | 0 | 0 | 0 | 0 | 0 | 0 | 0
00 Ret.ExistSNCR_ACI & DryFGD & HRI | 0 | 0 | 0 | 0 | 0 | 0 | 0 | 0
00 Ret.ExistSNCR_ACI & DryFGD & HRI & CCS | 0 | 0 | 0 | 0 | 0 | 0 | 0 | 0
00 Ret.ExistSNCR_ACI & DSI & HRI | 0 | 0 | 0 | 0 | 0 | 0 | 0 | 0
00 Ret.ExistSNCR_ACI & HRI | 0 | 0 | 0 | 0 | 0 | 0 | 0 | 0
00 Ret.ExistSNCR_ACI & WetFGD | 0 | 0 | 0 | 0 | 0 | 0 | 0 | 0
00 Ret.ExistSNCR_ACI & WetFGD & CCS | 0 | 0 | 0 | 0 | 0 | 0 | 0 | 0
00 Ret.ExistSNCR_ACI & WetFGD & HRI | 0 | 0 | 0 | 0 | 0 | 0 | 0 | 0
00 Ret.ExistSNCR_ACI & WetFGD & HRI & CCS | 0 | 0 | 0 | 0 | 0 | 0 | 0 | 0
00 Ret.ExistSNCR_ACI_DSI & DryFGD | 0 | 0 | 0 | 0 | 0 | 0 | 0 | 0
00 Ret.ExistSNCR_ACI_DSI & DryFGD & CCS | 0 | 0 | 0 | 0 | 0 | 0 | 0 | 0
00 Ret.ExistSNCR_ACI_DSI & DryFGD & HRI | 0 | 0 | 0 | 0 | 0 | 0 | 0 | 0
00 Ret.ExistSNCR_ACI_DSI & DryFGD & HRI & CCS | 0 | 0 | 0 | 0 | 0 | 0 | 0 | 0
00 Ret.ExistSNCR_ACI_DSI & HRI | 0 | 0 | 0 | 0 | 0 | 0 | 0 | 0
00 Ret.ExistSNCR_ACI_DSI & WetFGD | 0 | 0 | 0 | 0 | 0 | 0 | 0 | 0
00 Ret.ExistSNCR_ACI_DSI & WetFGD & CCS | 0 | 0 | 0 | 0 | 0 | 0 | 0 | 0
00 Ret.ExistSNCR_ACI_DSI & WetFGD & HRI | 0 | 0 | 0 | 0 | 0 | 0 | 0 | 0
00 Ret.ExistSNCR_ACI_DSI & WetFGD & HRI & CCS | 0 | 0 | 0 | 0 | 0 | 0 | 0 | 0
00 Ret.ExistSNCR_DryFGD & HRI | 0 | 0 | 0 | 0 | 0 | 0 | 0 | 0
00 Ret.ExistSNCR_DryFGD_ACI & CCS | 0 | 0 | 0 | 0 | 0 | 0 | 0 | 0
00 Ret.ExistSNCR_DryFGD_ACI & HRI | 0 | 0 | 0 | 0 | 0 | 0 | 0 | 0
00 Ret.ExistSNCR_DryFGD_ACI & HRI & CCS | 0 | 0 | 0 | 0 | 0 | 0 | 0 | 0
00 Ret.ExistSNCR_WetFGD & ACI | 0 | 0 | 0 | 0 | 0 | 0 | 0 | 0
00 Ret.ExistSNCR_WetFGD & HRI | 0 | 0 | 0 | 0 | 0 | 0 | 0 | 0
00 Ret.ExistSNCR_WetFGD & HRI & CCS | 0 | 0 | 0 | 0 | 0 | 0 | 0 | 0
00 Ret.ExistSNCR_WetFGD_ACI & CCS | 0 | 0 | 0 | 0 | 0 | 0 | 0 | 0
00 Ret.ExistSNCR_WetFGD_ACI & HRI | 0 | 0 | 0 | 0 | 0 | 0 | 0 | 0
00 Ret.ExistSNCR_WetFGD_ACI & HRI & CCS | 0 | 0 | 0 | 0 | 0 | 0 | 0 | 0
00 Ret.ExistSNCR_WetFGD_ACI_DSI & CCS | 0 | 0 | 0 | 0 | 0 | 0 | 0 | 0
00 Ret.ExistSNCR_WetFGD_ACI_DSI & HRI | 0 | 0 | 0 | 0 | 0 | 0 | 0 | 0
00 Ret.ExistSNCR_WetFGD_ACI_DSI & HRI & CCS | 0 | 0 | 0 | 0 | 0 | 0 | 0 | 0
00 Ret.ExistWetFGD & ACI | 0 | 0 | 0 | 0 | 0 | 0 | 0 | 0
00 Ret.ExistWetFGD & ACI & CCS | 0 | 0 | 0 | 0 | 0 | 0 | 0 | 0
00 Ret.ExistWetFGD & ACI & HRI | 0 | 0 | 0 | 0 | 0 | 0 | 0 | 0
00 Ret.ExistWetFGD & ACI & HRI & CCS | 0 | 0 | 0 | 0 | 0 | 0 | 0 | 0
00 Ret.ExistWetFGD & ACI & SCR | 0 | 0 | 0 | 0 | 0 | 0 | 0 | 0
00 Ret.ExistWetFGD & ACI & SCR & CCS | 0 | 0 | 0 | 0 | 0 | 0 | 0 | 0
00 Ret.ExistWetFGD & ACI & SCR & HRI | 0 | 0 | 0 | 0 | 0 | 0 | 0 | 0
00 Ret.ExistWetFGD & ACI & SCR & HRI & CCS | 0 | 0 | 0 | 0 | 0 | 0 | 0 | 0
00 Ret.ExistWetFGD & ACI & SNCR | 0 | 0 | 0 | 0 | 0 | 0 | 0 | 0
00 Ret.ExistWetFGD & ACI & SNCR & HRI | 0 | 0 | 0 | 0 | 0 | 0 | 0 | 0
00 Ret.ExistWetFGD & ACI & SNCR & HRI & CCS | 0 | 0 | 0 | 0 | 0 | 0 | 0 | 0
00 Ret.ExistWetFGD & CCS | 0 | 0 | 0 | 0 | 0 | 0 | 0 | 0
00 Ret.ExistWetFGD & HRI | 0 | 0 | 0 | 0 | 0 | 0 | 0 | 0
00 Ret.ExistWetFGD & HRI & CCS | 0 | 0 | 0 | 0 | 0 | 0 | 0 | 0
00 Ret.ExistWetFGD & SCR | 425.5335 | 499.1921 | 0 | 0 | 0 | 0 | 0 | 0
00 Ret.ExistWetFGD & SCR & CCS | 0 | 0 | 0 | 0 | 0 | 0 | 0 | 0
00 Ret.ExistWetFGD & SCR & HRI | 0 | 0 | 0 | 0 | 0 | 0 | 0 | 0
00 Ret.ExistWetFGD & SCR & HRI & CCS | 0 | 0 | 0 | 0 | 0 | 0 | 0 | 0
00 Ret.ExistWetFGD & SNCR | 0 | 0 | 0 | 0 | 0 | 0 | 0 | 0
00 Ret.ExistWetFGD & SNCR & CCS | 0 | 0 | 0 | 0 | 0 | 0 | 0 | 0
00 Ret.ExistWetFGD & SNCR & HRI | 0 | 0 | 0 | 0 | 0 | 0 | 0 | 0
00 Ret.ExistWetFGD & SNCR & HRI & CCS | 0 | 0 | 0 | 0 | 0 | 0 | 0 | 0
00 Ret.ExistWetFGD_ACI & CCS | 0 | 0 | 0 | 0 | 0 | 0 | 0 | 0
00 Ret.ExistWetFGD_ACI & HRI | 0 | 0 | 0 | 0 | 0 | 0 | 0 | 0
00 Ret.ExistWetFGD_ACI & HRI & CCS | 0 | 0 | 0 | 0 | 0 | 0 | 0 | 0
00 Ret.ExistWetFGD_ACI & SCR | 1144.932 | 139.224 | 8.4982 | 15.125 | 0 | 0 | 0 | 0
00 Ret.ExistWetFGD_ACI & SCR & CCS | 0 | 0 | 0 | 0 | 0 | 0 | 0 | 0
00 Ret.ExistWetFGD_ACI & SCR & HRI | 0 | 0 | 0 | 0 | 0 | 0 | 0 | 0
00 Ret.ExistWetFGD_ACI & SCR & HRI & CCS | 0 | 0 | 0 | 0 | 0 | 0 | 0 | 0
00 Ret.ExistWetFGD_ACI & SNCR | 743.2715 | 159.9921 | 0 | 0 | 0 | 0 | 0 | 0
00 Ret.ExistWetFGD_ACI & SNCR & CCS | 0 | 0 | 0 | 0 | 0 | 0 | 0 | 0
00 Ret.ExistWetFGD_ACI & SNCR & HRI | 0 | 0 | 0 | 0 | 0 | 0 | 0 | 0
00 Ret.ExistWetFGD_ACI & SNCR & HRI & CCS | 0 | 0 | 0 | 0 | 0 | 0 | 0 | 0
00 Ret.ExistWetFGD_ACI_DSI & CCS | 0 | 0 | 0 | 0 | 0 | 0 | 0 | 0
00 Ret.ExistWetFGD_ACI_DSI & HRI | 0 | 0 | 0 | 0 | 0 | 0 | 0 | 0
00 Ret.ExistWetFGD_ACI_DSI & HRI & CCS | 0 | 0 | 0 | 0 | 0 | 0 | 0 | 0
00 Ret.ExistWetFGD_ACI_DSI & SCR | 0 | 0 | 0 | 0 | 0 | 0 | 0 | 0
00 Ret.ExistWetFGD_ACI_DSI & SCR & CCS | 0 | 0 | 0 | 0 | 0 | 0 | 0 | 0
00 Ret.ExistWetFGD_ACI_DSI & SCR & HRI | 0 | 0 | 0 | 0 | 0 | 0 | 0 | 0
00 Ret.ExistWetFGD_ACI_DSI & SCR & HRI & CCS | 0 | 0 | 0 | 0 | 0 | 0 | 0 | 0
00 Ret.ExistWetFGD_ACI_DSI & SNCR | 0 | 0 | 0 | 0 | 0 | 0 | 0 | 0
00 Ret.ExistWetFGD_ACI_DSI & SNCR & CCS | 0 | 0 | 0 | 0 | 0 | 0 | 0 | 0
00 Ret.ExistWetFGD_ACI_DSI & SNCR & HRI | 0 | 0 | 0 | 0 | 0 | 0 | 0 | 0
00 Ret.ExistWetFGD_ACI_DSI & SNCR & HRI & CCS | 0 | 0 | 0 | 0 | 0 | 0 | 0 | 0
00 Ret.ExistWetFGD_DSI & HRI | 0 | 0 | 0 | 0 | 0 | 0 | 0 | 0
00 Ret.ExistWetFGD_DSI & SCR | 0 | 0 | 0 | 0 | 0 | 0 | 0 | 0
00 Ret.ExistWetFGD_DSI & SCR & HRI | 0 | 0 | 0 | 0 | 0 | 0 | 0 | 0
00 Ret.ExistWetFGD_DSI & SNCR | 0 | 0 | 0 | 0 | 0 | 0 | 0 | 0
00 Ret.ExistWetFGD_SCR & ACI & CCS | 0 | 0 | 0 | 0 | 0 | 0 | 0 | 0
00 Ret.ExistWetFGD_DSI & SNCR & HRI | 0 | 0 | 0 | 0 | 0 | 0 | 0 | 0
00 Ret.ExistWetFGD_SCR & ACI & HRI | 0 | 0 | 0 | 0 | 0 | 0 | 0 | 0
00 Ret.ExistWetFGD_SCR & ACI & HRI & CCS | 0 | 0 | 0 | 0 | 0 | 0 | 0 | 0
00 Ret.ExistWetFGD_SCR & CCS | 0 | 0 | 0 | 0 | 0 | 0 | 0 | 0
00 Ret.ExistWetFGD_SCR_DSI & ACI & CCS | 0 | 0 | 0 | 0 | 0 | 0 | 0 | 0
00 Ret.ExistWetFGD_SCR_DSI & ACI & HRI | 0 | 0 | 0 | 0 | 0 | 0 | 0 | 0
00 Ret.ExistWetFGD_SCR_DSI & ACI & HRI & CCS | 0 | 0 | 0 | 0 | 0 | 0 | 0 | 0
00 Ret.ExistWetFGD_SCR_DSI & CCS | 0 | 0 | 0 | 0 | 0 | 0 | 0 | 0
00 Ret.ExistWetFGD_SNCR & ACI & HRI | 0 | 0 | 0 | 0 | 0 | 0 | 0 | 0
00 Ret.ExistWetFGD_SNCR & CCS | 0 | 0 | 0 | 0 | 0 | 0 | 0 | 0
00 Ret.HRI | 0 | 0 | 0 | 0 | 0 | 0 | 0 | 0
00 Ret.SCR | 0 | 0 | 0 | 0 | 0 | 0 | 0 | 0
00 Ret.SCR & DryFGD | 0 | 0 | 0 | 0 | 0 | 0 | 0 | 0
00 Ret.SCR & DryFGD & ACI | 0 | 0 | 0 | 0 | 0 | 0 | 0 | 0
00 Ret.SCR & DryFGD & CCS | 0 | 0 | 0 | 0 | 0 | 0 | 0 | 0
00 Ret.SCR & DryFGD & HRI | 0 | 0 | 0 | 0 | 0 | 0 | 0 | 0
00 Ret.SCR & DSI | 0 | 0 | 0 | 0 | 0 | 0 | 0 | 0
00 Ret.SCR & DSI & DryFGD | 0 | 0 | 0 | 0 | 0 | 0 | 0 | 0
00 Ret.SCR & DSI & DryFGD & HRI | 0 | 0 | 0 | 0 | 0 | 0 | 0 | 0
00 Ret.SCR & DSI & HRI | 0 | 0 | 0 | 0 | 0 | 0 | 0 | 0
00 Ret.SCR & DSI & WetFGD | 0 | 0 | 0 | 0 | 0 | 0 | 0 | 0
00 Ret.SCR & DSI & WetFGD & HRI | 0 | 0 | 0 | 0 | 0 | 0 | 0 | 0
00 Ret.SCR & HRI | 0 | 0 | 0 | 0 | 0 | 0 | 0 | 0
00 Ret.SCR & WetFGD | 0 | 0 | 0 | 0 | 0 | 0 | 0 | 0
00 Ret.SCR & WetFGD & ACI | 0 | 0 | 0 | 0 | 0 | 0 | 0 | 0
00 Ret.SCR & WetFGD & CCS | 0 | 0 | 0 | 0 | 0 | 0 | 0 | 0
00 Ret.SCR & WetFGD & HRI | 0 | 0 | 0 | 0 | 0 | 0 | 0 | 0
00 Ret.SNCR | 0 | 0 | 0 | 0 | 0 | 0 | 0 | 0
00 Ret.SNCR & DryFGD | 0 | 0 | 0 | 0 | 0 | 0 | 0 | 0
00 Ret.SNCR & DryFGD & ACI | 0 | 0 | 0 | 0 | 0 | 0 | 0 | 0
00 Ret.SNCR & DryFGD & ACI & HRI | 0 | 0 | 0 | 0 | 0 | 0 | 0 | 0
00 Ret.SNCR & DryFGD & CCS | 0 | 0 | 0 | 0 | 0 | 0 | 0 | 0
00 Ret.SNCR & DryFGD & HRI | 0 | 0 | 0 | 0 | 0 | 0 | 0 | 0
00 Ret.SNCR & DSI | 0 | 0 | 0 | 0 | 0 | 0 | 0 | 0
00 Ret.SNCR & DSI & HRI | 0 | 0 | 0 | 0 | 0 | 0 | 0 | 0
00 Ret.SNCR & HRI | 0 | 0 | 0 | 0 | 0 | 0 | 0 | 0
00 Ret.SNCR & WetFGD | 0 | 0 | 0 | 0 | 0 | 0 | 0 | 0
00 Ret.SNCR & WetFGD & ACI | 0 | 0 | 0 | 0 | 0 | 0 | 0 | 0
00 Ret.SNCR & WetFGD & ACI & HRI | 0 | 0 | 0 | 0 | 0 | 0 | 0 | 0
00 Ret.SNCR & WetFGD & CCS | 0 | 0 | 0 | 0 | 0 | 0 | 0 | 0
00 Ret.SNCR & WetFGD & HRI | 0 | 0 | 0 | 0 | 0 | 0 | 0 | 0
00 Ret.WetFGD | 0 | 0 | 0 | 0 | 0 | 0 | 0 | 0
00 Ret.WetFGD & CCS | 0 | 0 | 0 | 0 | 0 | 0 | 0 | 0
00 Ret.WetFGD & HRI | 0 | 0 | 0 | 0 | 0 | 0 | 0 | 0
00 Ret.FB & ACI | 0 | 0 | 0 | 0 | 0 | 0 | 0 | 0
00 Ret.FB & ACI & DryFGD & HRI | 0 | 0 | 0 | 0 | 0 | 0 | 0 | 0
00 Ret.FB & ACI & HRI | 0 | 0 | 0 | 0 | 0 | 0 | 0 | 0
00 Ret.FB & HRI | 0 | 0 | 0 | 0 | 0 | 0 | 0 | 0
00 Ret.FB DryFGD | 0 | 0 | 0 | 0 | 0 | 0 | 0 | 0
00 Ret.FB DryFGD & ACI | 0 | 0 | 0 | 0 | 0 | 0 | 0 | 0
00 Ret.FB DryFGD & ACI & HRI | 0 | 0 | 0 | 0 | 0 | 0 | 0 | 0
00 Ret.FB DryFGD & HRI | 0 | 0 | 0 | 0 | 0 | 0 | 0 | 0
00 Ret.FB DryFGD & SNCR | 0 | 0 | 0 | 0 | 0 | 0 | 0 | 0
00 Ret.FB DryFGD & SNCR & HRI | 0 | 0 | 0 | 0 | 0 | 0 | 0 | 0
00 Ret.FB SNCR & DryFGD & ACI | 0 | 0 | 0 | 0 | 0 | 0 | 0 | 0
00 Ret.FB SNCR & DryFGD & ACI & HRI | 0 | 0 | 0 | 0 | 0 | 0 | 0 | 0
00 Ret.FB-ACI & SNCR | 0 | 0 | 0 | 0 | 0 | 0 | 0 | 0
00 Ret.FB-ACI & SNCR & HRI | 0 | 0 | 0 | 0 | 0 | 0 | 0 | 0
00 Ret.FB-ACI & SNCR & HRI & CCS | 0 | 0 | 0 | 0 | 0 | 0 | 0 | 0
00 Ret.FB-Exist ACI & DryFGD | 0 | 0 | 0 | 0 | 0 | 0 | 0 | 0
00 Ret.FB-Exist ACI & DryFGD & HRI | 0 | 0 | 0 | 0 | 0 | 0 | 0 | 0
00 Ret.FB-Exist ACI & DryFGD & SNCR | 0 | 0 | 0 | 0 | 0 | 0 | 0 | 0
00 Ret.FB-Exist ACI & DryFGD & SNCR & HRI | 0 | 0 | 0 | 0 | 0 | 0 | 0 | 0
00 Ret.FB-Exist ACI & SNCR | 0 | 0 | 0 | 0 | 0 | 0 | 0 | 0
00 Ret.FB-Exist ACI & SNCR & HRI | 0 | 0 | 0 | 0 | 0 | 0 | 0 | 0
00 Ret.FB-Exist ACI_DSI & DryFGD & SNCR | 0 | 0 | 0 | 0 | 0 | 0 | 0 | 0
00 Ret.FB-Exist ACI_DSI & SNCR | 0 | 0 | 0 | 0 | 0 | 0 | 0 | 0
00 Ret.FB-ExistACI & HRI | 0 | 0 | 0 | 0 | 0 | 0 | 0 | 0
00 Ret.FB-ExistACI_DSI & DryFGD | 0 | 0 | 0 | 0 | 0 | 0 | 0 | 0
00 Ret.FB-ExistACI_DSI & DryFGD & HRI | 0 | 0 | 0 | 0 | 0 | 0 | 0 | 0
00 Ret.FB-ExistACI_DSI & DryFGD & SNCR | 0 | 0 | 0 | 0 | 0 | 0 | 0 | 0
00 Ret.FB-ExistACI_DSI & DryFGD & SNCR & HRI | 0 | 0 | 0 | 0 | 0 | 0 | 0 | 0
00 Ret.FB-ExistACI_DSI & HRI | 0 | 0 | 0 | 0 | 0 | 0 | 0 | 0
00 Ret.FB-ExistACI_DSI & SNCR & HRI | 0 | 0 | 0 | 0 | 0 | 0 | 0 | 0
00 Ret.FB-ExistDryFGD_ACI & HRI | 0 | 0 | 0 | 0 | 0 | 0 | 0 | 0
00 Ret.FB-ExistDryFGD_ACI & SNCR | 0 | 0 | 0 | 0 | 0 | 0 | 0 | 0
00 Ret.FB-ExistDryFGD_ACI & SNCR & HRI | 0 | 0 | 0 | 0 | 0 | 0 | 0 | 0
00 Ret.FB-ExistDryFGD_DSI & HRI | 0 | 0 | 0 | 0 | 0 | 0 | 0 | 0
00 Ret.FB-ExistDryFGD_DSI & SNCR | 0 | 0 | 0 | 0 | 0 | 0 | 0 | 0
00 Ret.FB-ExistDryFGD_DSI & SNCR & HRI | 0 | 0 | 0 | 0 | 0 | 0 | 0 | 0
00 Ret.FB-ExistDryFGD_SNCR & HRI | 0 | 0 | 0 | 0 | 0 | 0 | 0 | 0
00 Ret.FB-ExistDryFGD_SNCR_ACI & HRI | 0 | 0 | 0 | 0 | 0 | 0 | 0 | 0
00 Ret.FB-ExistDryFGD_SNCR_ACI_DSI & HRI | 0 | 0 | 0 | 0 | 0 | 0 | 0 | 0
00 Ret.FB-ExistDryFGD_SNCR_DSI & HRI | 0 | 0 | 0 | 0 | 0 | 0 | 0 | 0
00 Ret.FB-ExistDSI & ACI | 0 | 0 | 0 | 0 | 0 | 0 | 0 | 0
00 Ret.FB-ExistDSI & ACI & HRI | 0 | 0 | 0 | 0 | 0 | 0 | 0 | 0
00 Ret.FB-ExistDSI & ACI & SNCR | 0 | 0 | 0 | 0 | 0 | 0 | 0 | 0
00 Ret.FB-ExistDSI & ACI & SNCR & HRI | 0 | 0 | 0 | 0 | 0 | 0 | 0 | 0
00 Ret.FB-ExistDSI & DryFGD | 0 | 0 | 0 | 0 | 0 | 0 | 0 | 0
00 Ret.FB-ExistDSI & DryFGD & ACI | 0 | 0 | 0 | 0 | 0 | 0 | 0 | 0
00 Ret.FB-ExistDSI & DryFGD & ACI & HRI | 0 | 0 | 0 | 0 | 0 | 0 | 0 | 0
00 Ret.FB-ExistDSI & DryFGD & HRI | 0 | 0 | 0 | 0 | 0 | 0 | 0 | 0
00 Ret.FB-ExistDSI & DryFGD & SNCR | 0 | 0 | 0 | 0 | 0 | 0 | 0 | 0
00 Ret.FB-ExistDSI & DryFGD & SNCR & HRI | 0 | 0 | 0 | 0 | 0 | 0 | 0 | 0
00 Ret.FB-ExistDSI & HRI | 0 | 0 | 0 | 0 | 0 | 0 | 0 | 0
00 Ret.FB-ExistDSI & SNCR | 48 | 0 | 0 | 0 | 0 | 0 | 0 | 0
00 Ret.FB-ExistDSI & SNCR & DryFGD & ACI | 0 | 0 | 0 | 0 | 0 | 0 | 0 | 0
00 Ret.FB-ExistDSI & SNCR & DryFGD & ACI & HRI | 0 | 0 | 0 | 0 | 0 | 0 | 0 | 0
00 Ret.FB-ExistDSI & SNCR & HRI | 0 | 0 | 0 | 0 | 0 | 0 | 0 | 0
00 Ret.FB-ExistSNCR & DryFGD | 0 | 0 | 0 | 0 | 0 | 0 | 0 | 0
00 Ret.FB-ExistSNCR & DryFGD & ACI | 0 | 0 | 0 | 0 | 0 | 0 | 0 | 0
00 Ret.FB-ExistSNCR & DryFGD & HRI | 0 | 0 | 0 | 0 | 0 | 0 | 0 | 0
00 Ret.FB-ExistSNCR & HRI | 0 | 0 | 0 | 0 | 0 | 0 | 0 | 0
00 Ret.FB-ExistSNCR_ACI_DSI & DryFGD | 0 | 0 | 0 | 0 | 0 | 0 | 0 | 0
00 Ret.FB-ExistSNCR_ACI_DSI & DryFGD & HRI | 0 | 0 | 0 | 0 | 0 | 0 | 0 | 0
00 Ret.FB-ExistSNCR_ACI_DSI & HRI | 0 | 0 | 0 | 0 | 0 | 0 | 0 | 0
00 Ret.FB-ExistSNCR_DryFGD & HRI | 0 | 0 | 0 | 0 | 0 | 0 | 0 | 0
00 Ret.FB-ExistSNCR_DryFGD_ACI & HRI | 0 | 0 | 0 | 0 | 0 | 0 | 0 | 0
00 Ret.FB-ExistSNCR_DSI & ACI | 0 | 0 | 0 | 0 | 0 | 0 | 0 | 0
00 Ret.FB-ExistSNCR_DSI & ACI & DryFGD | 0 | 0 | 0 | 0 | 0 | 0 | 0 | 0
00 Ret.FB-ExistSNCR_DSI & ACI & DryFGD & HRI | 0 | 0 | 0 | 0 | 0 | 0 | 0 | 0
00 Ret.FB-ExistSNCR_DSI & ACI & HRI | 0 | 0 | 0 | 0 | 0 | 0 | 0 | 0
00 Ret.FB-ExistSNCR_DSI & DryFGD | 0 | 0 | 0 | 0 | 0 | 0 | 0 | 0
00 Ret.FB-ExistSNCR_DSI & DryFGD & HRI | 0 | 0 | 0 | 0 | 0 | 0 | 0 | 0
00 Ret.FB-ExistSNCR_DSI & HRI | 0 | 0 | 0 | 0 | 0 | 0 | 0 | 0
00 Ret.FB-ExistSNCR_WetFGD & ACI | 0 | 0 | 0 | 0 | 0 | 0 | 0 | 0
00 Ret.FB-ExistSNCR_WetFGD & HRI | 0 | 0 | 0 | 0 | 0 | 0 | 0 | 0
00 Ret.FB-ExistWetFGD_DSI & HRI | 0 | 0 | 0 | 0 | 0 | 0 | 0 | 0
00 Ret.FB-ExistWetFGD_DSI & SNCR | 0 | 0 | 0 | 0 | 0 | 0 | 0 | 0
00 Ret.FB-ExistWetFGD_DSI & SNCR & HRI | 0 | 0 | 0 | 0 | 0 | 0 | 0 | 0
00 Ret.FB-ExistWetFGD_SNCR & ACI & HRI | 0 | 0 | 0 | 0 | 0 | 0 | 0 | 0
00 Ret.FB-SNCR | 0 | 0 | 0 | 0 | 0 | 0 | 0 | 0
00 Ret.FB-SNCR & HRI | 0 | 0 | 0 | 0 | 0 | 0 | 0 | 0
00 Ret.Oil/Gas Steam SCR | 143.0922 | 0 | 0 | 0 | 0 | 0 | 0 | 0
00 CC Retirement | 2903.7734 | 0 | 0 | 0 | 0 | 0 | 0 | 0
00 CT Retirement | 1571.8 | 0 | 40 | 305.5272 | 0 | 0 | 0 | 0
00 O/G Retirement | 5583.3065 | 0 | 52.4391 | 17.145 | 36.5 | 488 | 1071.206 | 3137.5
00 Coal Retirement | 50395.6057 | 990 | 27 | 1628.8714 | 4469.1023 | 2541.041 | 3248.8016 | 12146.2486
00 IGCC Retirement | 913.2 | 0 | 0 | 0 | 0 | 0 | 0 | 595
00 Nuke Retirement | 3861 | 7248.5 | 1120 | 4656.2866 | 1141 | 0 | 0 | 2124.1
00 Biomass Retirement | 3360.7 | 0 | 107.5 | 0 | 0 | 0 | 0 | 0
00 Fossil_Other Retirement | 0 | 0 | 0 | 0 | 0 | 0 | 0 | 0
00 Fuel Cell Retirement | 0 | 0 | 0 | 0 | 0 | 0 | 0 | 0
00 Geothermal Retirement | 7.6 | 0 | 0 | 0 | 0 | 0 | 0 | 0
00 Hydro Retirement | 0 | 0 | 0 | 0 | 0 | 0 | 0 | 0
00 Landfill Gas Retirement | 0 | 0 | 0 | 0 | 0 | 0 | 0 | 0
00 Non Fossil_Other Retirement | 0 | 0 | 0 | 0 | 0 | 0 | 0 | 0
Total | 147118.5318 | 30595.9633 | 22685.7151 | 74807.3812 | 48118.9012 | 50327.0678 | 79891.482 | 105186.3866
12. Generation by Capacity Reporting Type [GWh]
00 New Combined Cycle | 8035.1324 | 21650.9985 | 26709.0324 | 102325.7546 | 290534.5775 | 502317.4717 | 721343.1492 | 1048774.8979
00 New Combined Cycle with Carbon Capture | 0 | 0 | 0 | 0 | 0 | 0 | 0 | 0
00 New Combustion Turbine | 319.0515 | 2248.2922 | 2342.1478 | 2700.0403 | 12971.492 | 24530.0589 | 31182.08 | 40799.4325
00 New Hydro | 35671.0322 | 45470.2456 | 46209.5963 | 49055.2738 | 50196.8811 | 51202.7398 | 51958.6895 | 51958.6895
00 New Nuclear | 0 | 0 | 0 | 0 | 0 | 0 | 0 | 0
00 New Biomass | 0 | 0 | 0 | 0 | 0 | 0 | 0 | 0
00 New Geothermal | 3028.0552 | 3757.8179 | 4925.5038 | 4925.5038 | 4925.5038 | 4925.5038 | 4925.5038 | 4925.5038
00 New Landfill Gas | 238.8852 | 238.6865 | 238.8852 | 226.5343 | 226.5343 | 226.5617 | 226.5617 | 226.5617
00 New Battery Storage | 2702.4943 | 3118.7239 | 3590.0269 | 4890.6794 | 4950.0062 | 5210.7173 | 5220.0682 | 5338.6008
00 New Offshore Wind | 0 | 0 | 0 | 0 | 0 | 0 | 0 | 0
00 New Onshore Wind | 128711.2331 | 128711.2331 | 128711.2331 | 223194.1464 | 228023.1464 | 231332.8133 | 320838.2657 | 365493.0163
00 New Solar PV | 45158.0267 | 64720.3136 | 95141.2085 | 147168.7921 | 153716.2357 | 154537.9075 | 176903.1922 | 192105.1096
00 New Solar Thermal | 0 | 0 | 0 | 0 | 0 | 0 | 0 | 0
00 New Fuel Cell | 0 | 0 | 0 | 0 | 0 | 0 | 0 | 0
00 New Ultrasupercritical Coal without CCS | 0 | 0 | 0 | 0 | 0 | 0 | 0 | 0
00 New Ultrasupercritical Coal with 30% CCS | 0 | 0 | 0 | 0 | 0 | 0 | 0 | 0
00 New Ultrasupercritical Coal with 90% CCS | 0 | 0 | 0 | 0 | 0 | 0 | 0 | 0
00 Exist Combined Cycle | 1542048.2987 | 1542834.2151 | 1547669.2975 | 1514093.6357 | 1519589.5882 | 1461432.7678 | 1304185.1273 | 1196038.6637
00 Exist Combustion Turbine | 25699.8183 | 27864.6844 | 33980.0517 | 35840.2295 | 42046.1905 | 32333.0471 | 17223.2535 | 11738.0407
00 Exist Coal Steam_Uncontrolled | 3515.4151 | 3709.2472 | 3800.6804 | 3719.3588 | 3448.4466 | 3436.8959 | 3371.0767 | 3349.959
00 Exist Coal Steam_ACI | 79016.3668 | 84434.9547 | 86920.5274 | 80924.6857 | 77340.9123 | 69669.736 | 70304.7139 | 69440.8461
00 Exist Coal Steam_ACI_DSI | 9743.9649 | 11082.8178 | 11178.4372 | 10007.1845 | 7499.5443 | 8221.7327 | 8412.6623 | 6938.4677
00 Exist Coal Steam_DryFGD | 75.9764 | 194.0096 | 235.1707 | 226.5793 | 226.5793 | 226.5793 | 226.5793 | 211.9942
00 Exist Coal Steam_DryFGD_ACI | 50713.0874 | 55301.4342 | 56913.4467 | 55955.9347 | 49684.7381 | 50978.9686 | 51165.1938 | 49625.5833
00 Exist Coal Steam_DryFGD_ACI_DSI | 0 | 0 | 0 | 0 | 0 | 0 | 0 | 0
00 Exist Coal Steam_DryFGD_SCR | 2884.3725 | 2987.8219 | 3057.9005 | 3138.8114 | 2825.0077 | 2825.0077 | 2795.7379 | 2825.0077
00 Exist Coal Steam_DryFGD_SCR_ACI | 70596.6095 | 78876.5583 | 81217.1775 | 81103.1873 | 77684.0994 | 80237.6916 | 80470.5117 | 73739.0896
00 Exist Coal Steam_DryFGD_SCR_DSI | 1280.9782 | 1441.0181 | 1497.7928 | 1542.529 | 1341.9116 | 1341.9116 | 1341.9116 | 1341.9116
00 Exist Coal Steam_DryFGD_SCR_ACI_DSI | 4160.5741 | 5829.0395 | 6400.9703 | 5235.6369 | 4827.2068 | 5605.8634 | 5485.5261 | 4834.1358
00 Exist Coal Steam_DryFGD_SNCR | 0 | 0 | 0 | 0 | 0 | 0 | 0 | 0
00 Exist Coal Steam_DryFGD_SNCR_ACI | 9118.3663 | 9237.2456 | 9170.1574 | 9232.3391 | 9232.3391 | 9082.568 | 9082.568 | 9106.2404
00 Exist Coal Steam_DryFGD_SNCR_ACI_DSI | 7830.0637 | 8958.7937 | 10364.9831 | 10671.8998 | 8820.186 | 10047.4652 | 9858.6502 | 9437.8461
00 Exist Coal Steam_DSI | 3221.4048 | 3557.7809 | 3623.6573 | 3226.7891 | 3201.5015 | 4175.3294 | 4696.6904 | 4218.4332
00 Exist Coal Steam_SCR_ACI | 18004.005 | 21741.5177 | 23145.5661 | 20754.8107 | 21906.905 | 21873.8786 | 21673.3983 | 21775.13
00 Exist Coal Steam_SCR_ACI_DSI | 913.8034 | 925.0501 | 1028.5872 | 1293.3556 | 1092.4918 | 1142.3246 | 1153.1077 | 0
00 Exist Coal Steam_SNCR | 56.9025 | 56.9025 | 56.9025 | 56.9025 | 56.9025 | 56.9025 | 56.9025 | 56.9025
00 Exist Coal Steam_SNCR_ACI | 1798.0703 | 2226.5154 | 2267.9542 | 2211.8013 | 2523.7821 | 2523.7821 | 2523.7821 | 2206.9697
00 Exist Coal Steam_SNCR_ACI_DSI | 0 | 0 | 0 | 0 | 0 | 0 | 0 | 0
00 Exist Coal Steam_WetFGD | 26218.3505 | 22598.2351 | 22598.2351 | 19504.6764 | 17091.0247 | 17270.8649 | 17979.4285 | 17891.2013
00 Exist Coal Steam_WetFGD_ACI | 66484.2837 | 67397.9293 | 67838.6099 | 60091.7165 | 54502.214 | 56032.4795 | 56626.0351 | 55353.4786
00 Exist Coal Steam_WetFGD_ACI_DSI | 1253.2378 | 1565.9171 | 888.718 | 0 | 0 | 11.1544 | 38.4564 | 0
00 Exist Coal Steam_WetFGD_DSI | 0 | 0 | 0 | 0 | 0 | 0 | 0 | 0
00 Exist Coal Steam_WetFGD_SCR | 276855.0048 | 276044.2212 | 271681.9541 | 253004.2042 | 204319.2889 | 206510.1047 | 205490.6121 | 173119.6181
00 Exist Coal Steam_WetFGD_SCR_DSI | 532.3306 | 462.2258 | 462.2258 | 494.8962 | 462.2258 | 0 | 0 | 0
00 Exist Coal Steam_WetFGD_SCR_ACI | 138004.3325 | 141486.6188 | 145266.4432 | 148731.757 | 138262.3729 | 141936.3985 | 141460.2372 | 137958.8088
00 Exist Coal Steam_WetFGD_SCR_ACI_DSI | 6277.0211 | 11384.3247 | 12069.6127 | 11802.1018 | 7828.6611 | 9421.0002 | 9903.1751 | 6010.0504
00 Exist Coal Steam_WetFGD_SNCR | 8095.226 | 6267.6225 | 6202.651 | 6162.3998 | 4105.2501 | 4047.7643 | 4047.7643 | 3191.572
00 Exist Coal Steam_WetFGD_SNCR_ACI | 43149.9184 | 48237.0734 | 48192.0995 | 43283.3556 | 36636.0268 | 37414.724 | 37172.0244 | 29678.0667
00 Exist Coal Steam_WetFGD_SNCR_ACI_DSI | 1818.2221 | 1818.2221 | 1818.2221 | 1730.394 | 1232.7015 | 1232.7015 | 1232.7015 | 1232.7015
00 Exist FBC_Uncontrolled | 467.2308 | 536.3013 | 561.5379 | 561.5379 | 540.2508 | 540.2508 | 516.9134 | 536.2043
00 Exist FBC_WetFGD_SNCR | 239.5895 | 239.5895 | 239.5895 | 239.5895 | 239.5895 | 239.5895 | 239.5895 | 239.5895
00 Exist FBC_WetFGD_DSI | 0 | 0 | 0 | 0 | 0 | 0 | 0 | 0
00 Exist FBC_ACI | 0 | 0 | 0 | 0 | 0 | 0 | 0 | 0
00 Exist FBC_ACI_DSI | 1520.365 | 1529.5442 | 1529.5442 | 1562.1346 | 1546.3456 | 1546.3456 | 1546.3456 | 1546.3456
00 Exist FBC_DryFGD_ACI | 388.621 | 473.7335 | 517.8697 | 543.2648 | 455.3443 | 0 | 0 | 0
00 Exist FBC_DryFGD_DSI | 0 | 0 | 0 | 0 | 0 | 0 | 0 | 0
00 Exist FBC_DryFGD_SNCR | 0 | 899.858 | 1367.0631 | 1367.0631 | 1367.0631 | 0 | 0 | 0
00 Exist FBC_DryFGD_SNCR_ACI | 81.1403 | 1745.2279 | 660.7146 | 1590.2637 | 1590.2637 | 1590.2637 | 1590.2637 | 0
00 Exist FBC_DryFGD_SNCR_ACI_DSI | 0 | 0 | 0 | 291.1229 | 291.1229 | 291.1229 | 313.6104 | 113.844
00 Exist FBC_DryFGD_SNCR_DSI | 0 | 0 | 0 | 0 | 0 | 0 | 0 | 0
00 Exist FBC_DSI | 7.7823 | 710.7669 | 733.8852 | 731.5634 | 730.5037 | 744.1528 | 744.1528 | 730.5037
00 Exist FBC_SNCR | 716.9924 | 0 | 0 | 0 | 0 | 0 | 0 | 0
00 Exist FBC_SNCR_ACI | 35.2589 | 37.5957 | 40.5163 | 42.691 | 35.6344 | 38.2256 | 38.2256 | 38.2256
00 Exist FBC_SNCR_ACI_DSI | 0 | 0 | 0 | 624.6518 | 734.2397 | 871.8416 | 985.1317 | 871.8416
00 Exist FBC_SNCR_DSI | 396.0037 | 899.4953 | 1167.7425 | 1354.863 | 1227.1878 | 1331.9748 | 1402.2998 | 1151.9684
00 Exist IGCC | 4289.4566 | 4289.4566 | 4289.4566 | 4289.4566 | 4289.4566 | 4260.0354 | 3954.6308 | 0
00 Exist Fossil_Other | 3236.6413 | 3236.6413 | 3236.6413 | 2956.3905 | 2964.3933 | 2974.325 | 3098.8758 | 3021.1411
00 Exist Fuel Cell | 0 | 0 | 0 | 0 | 0 | 0 | 0 | 0
00 Exist Hydro | 267540.2529 | 267538.1681 | 267538.1681 | 267538.1681 | 267538.1681 | 267538.1681 | 267538.1681 | 267538.1681
00 Exist Non Fossil_Other | 22386.5398 | 22384.4905 | 22384.4905 | 22067.4377 | 22067.1677 | 22072.2157 | 22092.8839 | 22075.3445
00 Exist Nuclear | 694314.9216 | 651533.662 | 642652.7415 | 604794.2116 | 597337.8222 | 597337.8222 | 597337.8222 | 580220.4977
00 International Imports | 6339.612 | 6339.612 | 6339.612 | 6339.612 | 6339.612 | 6339.612 | 6339.612 | 6339.612
00 Exist Oil/Gas Steam | 46866.4897 | 44836.0132 | 44438.6121 | 41583.0321 | 45817.107 | 35595.4137 | 24393.0175 | 13121.2713
00 Exist Oil/Gas Steam_SCR | 4878.803 | 4651.4799 | 4410.1579 | 4139.9232 | 4037.0158 | 3630.3729 | 2033.6905 | 1480.1246
00 Exist Oil/Gas Steam_SNCR | 6416.9813 | 6468.4317 | 7074.1902 | 6467.7391 | 7224.687 | 4989.3358 | 3060.7391 | 1175.8113
00 Exist Biomass | 2055.6837 | 2145.3397 | 2244.0576 | 2092.6181 | 2040.573 | 2337.4992 | 2310.545 | 2399.1495
00 Exist Landfill Gas | 11187.1632 | 11187.1632 | 11187.1632 | 9655.6601 | 10037.8191 | 10169.3683 | 10396.7569 | 10224.5247
00 Exist Geothermal | 16264.4338 | 16264.4338 | 16264.4338 | 16264.4338 | 16264.4338 | 16264.4338 | 16264.4338 | 16264.4338
00 Exist Pump Storage | 6920.933 | 8123.1007 | 9662.5469 | 10119.3257 | 10524.4558 | 10965.0256 | 10856.8154 | 10353.2709
00 Exist Energy Storage | 639.3315 | 725.379 | 808.8088 | 855.8437 | 851.2548 | 817.4597 | 862.7871 | 823.3601
00 Exist Solar PV | 52847.6209 | 52847.6209 | 52847.6209 | 52847.6209 | 52847.6209 | 52847.6209 | 52847.6209 | 52847.6209
00 Exist Solar Thermal | 3101.7824 | 3101.7824 | 3101.7824 | 3101.7824 | 3101.7824 | 3101.7824 | 3101.7824 | 3101.7824
00 Exist Offshore Wind | 122.4206 | 122.4206 | 122.4206 | 122.4206 | 122.4206 | 122.4206 | 122.4206 | 122.4206
00 Exist Onshore Wind | 269695.9259 | 269695.9259 | 269695.9259 | 269695.9259 | 269695.9259 | 269695.9259 | 269695.9259 | 269695.9259
00 Ret.ACI | 0 | 0 | 0 | 0 | 0 | 0 | 0 | 0
00 Ret.ACI & DryFGD | 0 | 0 | 0 | 0 | 0 | 0 | 0 | 0
00 Ret.ACI & DryFGD & HRI | 0 | 0 | 0 | 0 | 0 | 0 | 0 | 0
00 Ret.ACI & DSI | 0 | 0 | 0 | 0 | 0 | 0 | 0 | 0
00 Ret.ACI & DSI & DryFGD | 0 | 0 | 0 | 0 | 0 | 0 | 0 | 0
00 Ret.ACI & DSI & DryFGD & HRI | 0 | 0 | 0 | 0 | 0 | 0 | 0 | 0
00 Ret.ACI & DSI & HRI | 0 | 0 | 0 | 0 | 0 | 0 | 0 | 0
00 Ret.ACI & DSI & WetFGD & HRI | 0 | 0 | 0 | 0 | 0 | 0 | 0 | 0
00 Ret.ACI & HRI | 0 | 0 | 0 | 0 | 0 | 0 | 0 | 0
00 Ret.ACI & SCR | 0 | 0 | 0 | 0 | 0 | 0 | 0 | 0
00 Ret.ACI & SCR & DryFGD & HRI | 0 | 0 | 0 | 0 | 0 | 0 | 0 | 0
00 Ret.ACI & SCR & DSI | 0 | 0 | 0 | 0 | 0 | 0 | 0 | 0
00 Ret.ACI & SCR & DSI & DryFGD | 0 | 0 | 0 | 0 | 0 | 0 | 0 | 0
00 Ret.ACI & SCR & DSI & DryFGD & HRI | 0 | 0 | 0 | 0 | 0 | 0 | 0 | 0
00 Ret.ACI & SCR & DSI & HRI | 0 | 0 | 0 | 0 | 0 | 0 | 0 | 0
00 Ret.ACI & SCR & DSI & WetFGD | 0 | 0 | 0 | 0 | 0 | 0 | 0 | 0
00 Ret.ACI & SCR & DSI & WetFGD & HRI | 0 | 0 | 0 | 0 | 0 | 0 | 0 | 0
00 Ret.ACI & SCR & HRI | 0 | 0 | 0 | 0 | 0 | 0 | 0 | 0
00 Ret.ACI & SCR & WetFGD & HRI | 0 | 0 | 0 | 0 | 0 | 0 | 0 | 0
00 Ret.ACI & SNCR | 0 | 0 | 0 | 0 | 0 | 0 | 0 | 0
00 Ret.ACI & SNCR & DSI | 0 | 0 | 0 | 0 | 0 | 0 | 0 | 0
00 Ret.ACI & SNCR & DSI & DryFGD | 0 | 0 | 0 | 0 | 0 | 0 | 0 | 0
00 Ret.ACI & SNCR & DSI & DryFGD & HRI | 0 | 0 | 0 | 0 | 0 | 0 | 0 | 0
00 Ret.ACI & SNCR & DSI & HRI | 0 | 0 | 0 | 0 | 0 | 0 | 0 | 0
00 Ret.ACI & SNCR & DSI & WetFGD | 0 | 0 | 0 | 0 | 0 | 0 | 0 | 0
00 Ret.ACI & SNCR & DSI & WetFGD & HRI | 0 | 0 | 0 | 0 | 0 | 0 | 0 | 0
00 Ret.ACI & SNCR & HRI | 0 | 0 | 0 | 0 | 0 | 0 | 0 | 0
00 Ret.ACI & WetFGD | 0 | 0 | 0 | 0 | 0 | 0 | 0 | 0
00 Ret.ACI & WetFGD & DSI | 0 | 0 | 0 | 0 | 0 | 0 | 0 | 0
00 Ret.ACI & WetFGD & HRI | 0 | 0 | 0 | 0 | 0 | 0 | 0 | 0
00 Ret.C2G | 3704.7802 | 3679.8432 | 3988.5921 | 3853.2746 | 3868.9702 | 66.9367 | 0 | 0
00 Ret.C2G & SCR | 0 | 0 | 0 | 0 | 0 | 0 | 0 | 0
00 Ret.CCG | 0 | 0 | 0 | 0 | 0 | 0 | 0 | 0
00 Ret.DryFGD | 0 | 0 | 0 | 0 | 0 | 0 | 0 | 0
00 Ret.DryFGD & CCS | 0 | 0 | 0 | 0 | 0 | 0 | 0 | 0
00 Ret.DryFGD & HRI | 0 | 0 | 0 | 0 | 0 | 0 | 0 | 0
00 Ret.DSI | 0 | 0 | 0 | 0 | 0 | 0 | 0 | 0
00 Ret.DSI & DryFGD | 0 | 0 | 0 | 0 | 0 | 0 | 0 | 0
00 Ret.DSI & DryFGD & HRI | 0 | 0 | 0 | 0 | 0 | 0 | 0 | 0
00 Ret.DSI & HRI | 0 | 0 | 0 | 0 | 0 | 0 | 0 | 0
00 Ret.DSI & WetFGD | 0 | 0 | 0 | 0 | 0 | 0 | 0 | 0
00 Ret.DSI & WetFGD & HRI | 0 | 0 | 0 | 0 | 0 | 0 | 0 | 0
00 Ret.ExistACI & DryFGD | 0 | 0 | 0 | 0 | 0 | 0 | 0 | 0
00 Ret.ExistACI & DryFGD & CCS | 0 | 0 | 0 | 0 | 0 | 0 | 0 | 0
00 Ret.ExistACI & DryFGD & HRI | 0 | 0 | 0 | 0 | 0 | 0 | 0 | 0
00 Ret.ExistACI & DryFGD & HRI & CCS | 0 | 0 | 0 | 0 | 0 | 0 | 0 | 0
00 Ret.ExistACI & DSI | 0 | 0 | 0 | 0 | 0 | 0 | 0 | 0
00 Ret.ExistACI & DSI & DryFGD | 0 | 0 | 0 | 0 | 0 | 0 | 0 | 0
00 Ret.ExistACI & DSI & DryFGD & HRI | 0 | 0 | 0 | 0 | 0 | 0 | 0 | 0
00 Ret.ExistACI & DSI & HRI | 0 | 0 | 0 | 0 | 0 | 0 | 0 | 0
00 Ret.ExistACI & DSI & WetFGD | 0 | 0 | 0 | 0 | 0 | 0 | 0 | 0
00 Ret.ExistACI & DSI & WetFGD & HRI | 0 | 0 | 0 | 0 | 0 | 0 | 0 | 0
00 Ret.ExistACI & HRI | 0 | 0 | 0 | 0 | 0 | 0 | 0 | 0
00 Ret.ExistACI & HRI & WetFGD | 0 | 0 | 0 | 0 | 0 | 0 | 0 | 0
00 Ret.ExistACI & SCR | 0 | 0 | 0 | 0 | 0 | 0 | 0 | 0
00 Ret.ExistACI & SCR & DryFGD | 0 | 0 | 0 | 0 | 0 | 0 | 0 | 0
00 Ret.ExistACI & SCR & DryFGD & CCS | 0 | 0 | 0 | 0 | 0 | 0 | 0 | 0
00 Ret.ExistACI & SCR & DryFGD & HRI | 0 | 0 | 0 | 0 | 0 | 0 | 0 | 0
00 Ret.ExistACI & SCR & DryFGD & HRI & CCS | 0 | 0 | 0 | 0 | 0 | 0 | 0 | 0
00 Ret.ExistACI & SCR & DSI | 0 | 0 | 0 | 0 | 0 | 0 | 0 | 0
00 Ret.ExistACI & SCR & DSI & DryFGD | 0 | 0 | 0 | 0 | 0 | 0 | 0 | 0
00 Ret.ExistACI & SCR & DSI & DryFGD & HRI | 0 | 0 | 0 | 0 | 0 | 0 | 0 | 0
00 Ret.ExistACI & SCR & DSI & HRI | 0 | 0 | 0 | 0 | 0 | 0 | 0 | 0
00 Ret.ExistACI & SCR & HRI | 0 | 0 | 0 | 0 | 0 | 0 | 0 | 0
00 Ret.ExistACI & SCR & WetFGD | 0 | 0 | 0 | 0 | 0 | 0 | 0 | 0
00 Ret.ExistACI & SCR & WetFGD & CCS | 0 | 0 | 0 | 0 | 0 | 0 | 0 | 0
00 Ret.ExistACI & SCR & WetFGD & HRI | 0 | 0 | 0 | 0 | 0 | 0 | 0 | 0
00 Ret.ExistACI & SCR & WetFGD & HRI & CCS | 0 | 0 | 0 | 0 | 0 | 0 | 0 | 0
00 Ret.ExistACI & SNCR | 0 | 0 | 0 | 3995.5407 | 3104.2743 | 7066.8513 | 7066.8513 | 6844.7943
00 Ret.ExistACI & SNCR & DryFGD | 0 | 0 | 0 | 0 | 0 | 0 | 0 | 0
00 Ret.ExistACI & SNCR & DryFGD & CCS | 0 | 0 | 0 | 0 | 0 | 0 | 0 | 0
00 Ret.ExistACI & SNCR & DryFGD & HRI | 0 | 0 | 0 | 0 | 0 | 0 | 0 | 0
00 Ret.ExistACI & SNCR & DryFGD & HRI & CCS | 0 | 0 | 0 | 0 | 0 | 0 | 0 | 0
00 Ret.ExistACI & SNCR & DSI | 0 | 0 | 0 | 0 | 0 | 0 | 0 | 0
00 Ret.ExistACI & SNCR & DSI & HRI | 0 | 0 | 0 | 0 | 0 | 0 | 0 | 0
00 Ret.ExistACI & SNCR & HRI | 0 | 0 | 0 | 0 | 0 | 0 | 0 | 0
00 Ret.ExistACI & SNCR & WetFGD | 0 | 0 | 0 | 0 | 0 | 0 | 0 | 0
00 Ret.ExistACI & SNCR & WetFGD & CCS | 0 | 0 | 0 | 0 | 0 | 0 | 0 | 0
00 Ret.ExistACI & SNCR & WetFGD & HRI | 0 | 0 | 0 | 0 | 0 | 0 | 0 | 0
00 Ret.ExistACI & SNCR & WetFGD & HRI & CCS | 0 | 0 | 0 | 0 | 0 | 0 | 0 | 0
00 Ret.ExistACI & WetFGD | 0 | 0 | 0 | 0 | 0 | 0 | 0 | 0
00 Ret.ExistACI & WetFGD & CCS | 0 | 0 | 0 | 0 | 0 | 0 | 0 | 0
00 Ret.ExistACI & WetFGD & HRI & CCS | 0 | 0 | 0 | 0 | 0 | 0 | 0 | 0
00 Ret.ExistACI_DSI & DryFGD | 4663.2383 | 4663.2383 | 4663.2383 | 4663.2383 | 4663.2383 | 4663.2383 | 4663.2383 | 4663.2383
00 Ret.ExistACI_DSI & DryFGD & CCS | 0 | 0 | 0 | 0 | 0 | 0 | 0 | 0
00 Ret.ExistACI_DSI & DryFGD & HRI | 0 | 0 | 0 | 0 | 0 | 0 | 0 | 0
00 Ret.ExistACI_DSI & DryFGD & HRI & CCS | 0 | 0 | 0 | 0 | 0 | 0 | 0 | 0
00 Ret.ExistACI_DSI & HRI | 0 | 0 | 0 | 0 | 0 | 0 | 0 | 0
00 Ret.ExistACI_DSI & SCR | 0 | 0 | 0 | 0 | 0 | 0 | 0 | 0
00 Ret.ExistACI_DSI & SCR & DryFGD | 0 | 0 | 0 | 0 | 0 | 0 | 0 | 0
00 Ret.ExistACI_DSI & SCR & DryFGD & CCS | 0 | 0 | 0 | 0 | 0 | 0 | 0 | 0
00 Ret.ExistACI_DSI & SCR & DryFGD & HRI | 0 | 0 | 0 | 0 | 0 | 0 | 0 | 0
00 Ret.ExistACI_DSI & SCR & DryFGD & HRI & CCS | 0 | 0 | 0 | 0 | 0 | 0 | 0 | 0
00 Ret.ExistACI_DSI & SCR & HRI | 0 | 0 | 0 | 0 | 0 | 0 | 0 | 0
00 Ret.ExistACI_DSI & SCR & WetFGD | 0 | 0 | 0 | 0 | 0 | 0 | 0 | 0
00 Ret.ExistACI_DSI & SCR & WetFGD & CCS | 0 | 0 | 0 | 0 | 0 | 0 | 0 | 0
00 Ret.ExistACI_DSI & SCR & WetFGD & HRI | 0 | 0 | 0 | 0 | 0 | 0 | 0 | 0
00 Ret.ExistACI_DSI & SCR & WetFGD & HRI & CCS | 0 | 0 | 0 | 0 | 0 | 0 | 0 | 0
00 Ret.ExistACI_DSI & SNCR | 0 | 0 | 0 | 0 | 0 | 0 | 0 | 0
00 Ret.ExistACI_DSI & SNCR & DryFGD | 0 | 0 | 0 | 0 | 0 | 0 | 0 | 0
00 Ret.ExistACI_DSI & SNCR & DryFGD & HRI & CCS | 0 | 0 | 0 | 0 | 0 | 0 | 0 | 0
00 Ret.ExistACI_DSI & SNCR & DryFGD & HRI | 0 | 0 | 0 | 0 | 0 | 0 | 0 | 0
00 Ret.ExistACI_DSI & SNCR & WetFGD & HRI & CCS | 0 | 0 | 0 | 0 | 0 | 0 | 0 | 0
00 Ret.ExistACI_DSI & SNCR & HRI | 0 | 0 | 0 | 0 | 0 | 0 | 0 | 0
00 Ret.ExistACI_DSI & SNCR & WetFGD | 0 | 0 | 0 | 0 | 0 | 0 | 0 | 0
00 Ret.ExistACI_DSI & SNCR & WetFGD & HRI | 0 | 0 | 0 | 0 | 0 | 0 | 0 | 0
00 Ret.ExistACI_DSI & WetFGD | 0 | 0 | 0 | 0 | 0 | 0 | 0 | 0
00 Ret.ExistACI_DSI & WetFGD & CCS | 0 | 0 | 0 | 0 | 0 | 0 | 0 | 0
00 Ret.ExistACI_DSI & WetFGD & HRI | 0 | 0 | 0 | 0 | 0 | 0 | 0 | 0
00 Ret.ExistACI_DSI & WetFGD & HRI & CCS | 0 | 0 | 0 | 0 | 0 | 0 | 0 | 0
00 Ret.ExistDryFGD & ACI | 0 | 0 | 0 | 0 | 0 | 0 | 0 | 0
00 Ret.ExistDryFGD & ACI & CCS | 0 | 0 | 0 | 0 | 0 | 0 | 0 | 0
00 Ret.ExistDryFGD & ACI & HRI | 0 | 0 | 0 | 0 | 0 | 0 | 0 | 0
00 Ret.ExistDryFGD & ACI & HRI & CCS | 0 | 0 | 0 | 0 | 0 | 0 | 0 | 0
00 Ret.ExistDryFGD & ACI & SCR | 0 | 0 | 0 | 0 | 0 | 0 | 0 | 0
00 Ret.ExistDryFGD & ACI & SCR & CCS | 0 | 0 | 0 | 0 | 0 | 0 | 0 | 0
00 Ret.ExistDryFGD & ACI & SCR & HRI | 0 | 0 | 0 | 0 | 0 | 0 | 0 | 0
00 Ret.ExistDryFGD & ACI & SCR & HRI & CCS | 0 | 0 | 0 | 0 | 0 | 0 | 0 | 0
00 Ret.ExistDryFGD & ACI & SNCR | 0 | 0 | 0 | 0 | 0 | 0 | 0 | 0
00 Ret.ExistDryFGD & ACI & SNCR & HRI | 0 | 0 | 0 | 0 | 0 | 0 | 0 | 0
00 Ret.ExistDryFGD & ACI & SNCR & HRI & CCS | 0 | 0 | 0 | 0 | 0 | 0 | 0 | 0
00 Ret.ExistDryFGD & CCS | 0 | 0 | 0 | 0 | 0 | 0 | 0 | 0
00 Ret.ExistDryFGD & HRI | 0 | 0 | 0 | 0 | 0 | 0 | 0 | 0
00 Ret.ExistDryFGD & HRI & CCS | 0 | 0 | 0 | 0 | 0 | 0 | 0 | 0
00 Ret.ExistDryFGD & SCR | 0 | 0 | 0 | 0 | 0 | 0 | 0 | 0
00 Ret.ExistDryFGD & SCR & CCS | 0 | 0 | 0 | 0 | 0 | 0 | 0 | 0
00 Ret.ExistDryFGD & SCR & HRI | 0 | 0 | 0 | 0 | 0 | 0 | 0 | 0
00 Ret.ExistDryFGD & SCR & HRI & CCS | 0 | 0 | 0 | 0 | 0 | 0 | 0 | 0
00 Ret.ExistDryFGD & SNCR | 0 | 0 | 0 | 0 | 0 | 0 | 0 | 0
00 Ret.ExistDryFGD & SNCR & CCS | 0 | 0 | 0 | 0 | 0 | 0 | 0 | 0
00 Ret.ExistDryFGD & SNCR & HRI | 0 | 0 | 0 | 0 | 0 | 0 | 0 | 0
00 Ret.ExistDryFGD & SNCR & HRI & CCS | 0 | 0 | 0 | 0 | 0 | 0 | 0 | 0
00 Ret.ExistDryFGD_ACI & CCS | 0 | 0 | 0 | 0 | 0 | 0 | 0 | 0
00 Ret.ExistDryFGD_ACI & HRI | 0 | 0 | 0 | 0 | 0 | 0 | 0 | 0
00 Ret.ExistDryFGD_ACI & HRI & CCS | 0 | 0 | 0 | 0 | 0 | 0 | 0 | 0
00 Ret.ExistDryFGD_ACI & SCR | 0 | 0 | 0 | 0 | 0 | 0 | 0 | 0
00 Ret.ExistDryFGD_ACI & SCR & CCS | 0 | 0 | 0 | 0 | 0 | 0 | 0 | 0
00 Ret.ExistDryFGD_ACI & SCR & HRI | 0 | 0 | 0 | 0 | 0 | 0 | 0 | 0
00 Ret.ExistDryFGD_ACI & SCR & HRI & CCS | 0 | 0 | 0 | 0 | 0 | 0 | 0 | 0
00 Ret.ExistDryFGD_ACI & SNCR | 7324.5565 | 7324.5565 | 7324.5565 | 7324.5565 | 7324.5565 | 7324.5565 | 7324.5565 | 7324.5565
00 Ret.ExistDryFGD_ACI & SNCR & CCS | 0 | 0 | 0 | 0 | 0 | 0 | 0 | 0
00 Ret.ExistDryFGD_ACI & SNCR & HRI | 0 | 0 | 0 | 0 | 0 | 0 | 0 | 0
00 Ret.ExistDryFGD_ACI & SNCR & HRI & CCS | 0 | 0 | 0 | 0 | 0 | 0 | 0 | 0
00 Ret.ExistDryFGD_ACI_DSI & HRI | 0 | 0 | 0 | 0 | 0 | 0 | 0 | 0
00 Ret.ExistDryFGD_ACI_DSI & SCR | 0 | 0 | 0 | 0 | 0 | 0 | 0 | 0
00 Ret.ExistDryFGD_ACI_DSI & SCR & CCS | 0 | 0 | 0 | 0 | 0 | 0 | 0 | 0
00 Ret.ExistDryFGD_ACI_DSI & SCR & HRI | 0 | 0 | 0 | 0 | 0 | 0 | 0 | 0
00 Ret.ExistDryFGD_ACI_DSI & SCR & HRI & CCS | 0 | 0 | 0 | 0 | 0 | 0 | 0 | 0
00 Ret.ExistDryFGD_ACI_DSI & SNCR | 0 | 0 | 0 | 0 | 0 | 0 | 0 | 0
00 Ret.ExistDryFGD_ACI_DSI & SNCR & HRI | 0 | 0 | 0 | 0 | 0 | 0 | 0 | 0
00 Ret.ExistDryFGD_SCR & ACI & CCS | 0 | 0 | 0 | 0 | 0 | 0 | 0 | 0
00 Ret.ExistDryFGD_DSI & HRI | 0 | 0 | 0 | 0 | 0 | 0 | 0 | 0
00 Ret.ExistDryFGD_SCR & ACI & HRI | 0 | 0 | 0 | 0 | 0 | 0 | 0 | 0
00 Ret.ExistDryFGD_SCR & ACI & HRI & CCS | 0 | 0 | 0 | 0 | 0 | 0 | 0 | 0
00 Ret.ExistDryFGD_SCR & CCS | 0 | 0 | 0 | 0 | 0 | 0 | 0 | 0
00 Ret.ExistDryFGD_SCR_DSI & ACI & HRI | 0 | 0 | 0 | 0 | 0 | 0 | 0 | 0
00 Ret.ExistDryFGD_SNCR_ACI_DSI & CCS | 0 | 0 | 0 | 0 | 0 | 0 | 0 | 0
00 Ret.ExistDryFGD_SNCR_ACI_DSI & HRI | 0 | 0 | 0 | 0 | 0 | 0 | 0 | 0
00 Ret.ExistDryFGD_SNCR_ACI_DSI & HRI & CCS | 0 | 0 | 0 | 0 | 0 | 0 | 0 | 0
00 Ret.ExistDSI & ACI | 0 | 0 | 0 | 0 | 0 | 0 | 0 | 0
00 Ret.ExistDSI & ACI & HRI | 0 | 0 | 0 | 0 | 0 | 0 | 0 | 0
00 Ret.ExistDSI & ACI & SCR | 0 | 0 | 0 | 0 | 0 | 0 | 0 | 0
00 Ret.ExistDSI & ACI & SCR & DryFGD & HRI | 0 | 0 | 0 | 0 | 0 | 0 | 0 | 0
00 Ret.ExistDSI & ACI & SCR & HRI | 0 | 0 | 0 | 0 | 0 | 0 | 0 | 0
00 Ret.ExistDSI & ACI & SCR & WetFGD & HRI | 0 | 0 | 0 | 0 | 0 | 0 | 0 | 0
00 Ret.ExistDSI & DryFGD | 0 | 0 | 0 | 0 | 0 | 0 | 0 | 0
00 Ret.ExistDSI & DryFGD & ACI | 0 | 0 | 0 | 0 | 0 | 0 | 0 | 0
00 Ret.ExistDSI & DryFGD & ACI & HRI | 0 | 0 | 0 | 0 | 0 | 0 | 0 | 0
00 Ret.ExistDSI & DryFGD & HRI | 0 | 0 | 0 | 0 | 0 | 0 | 0 | 0
00 Ret.ExistDSI & HRI | 0 | 0 | 0 | 0 | 0 | 0 | 0 | 0
00 Ret.ExistDSI & SCR | 0 | 0 | 0 | 0 | 0 | 0 | 0 | 0
00 Ret.ExistDSI & SCR & DryFGD | 0 | 0 | 0 | 0 | 0 | 0 | 0 | 0
00 Ret.ExistDSI & SCR & DryFGD & ACI | 0 | 0 | 0 | 0 | 0 | 0 | 0 | 0
00 Ret.ExistDSI & SCR & DryFGD & HRI | 0 | 0 | 0 | 0 | 0 | 0 | 0 | 0
00 Ret.ExistDSI & SCR & HRI | 0 | 0 | 0 | 0 | 0 | 0 | 0 | 0
00 Ret.ExistDSI & SCR & WetFGD | 0 | 0 | 0 | 0 | 0 | 0 | 0 | 0
00 Ret.ExistDSI & SCR & WetFGD & ACI | 0 | 0 | 0 | 0 | 0 | 0 | 0 | 0
00 Ret.ExistDSI & SCR & WetFGD & HRI | 0 | 0 | 0 | 0 | 0 | 0 | 0 | 0
00 Ret.ExistDSI & SNCR | 0 | 0 | 0 | 0 | 0 | 0 | 0 | 0
00 Ret.ExistDSI & SNCR & ACI | 0 | 0 | 0 | 0 | 0 | 0 | 0 | 0
00 Ret.ExistDSI & SNCR & ACI & HRI | 0 | 0 | 0 | 0 | 0 | 0 | 0 | 0
00 Ret.ExistDSI & SNCR & DryFGD | 0 | 0 | 0 | 0 | 0 | 0 | 0 | 0
00 Ret.ExistDSI & SNCR & DryFGD & ACI | 0 | 0 | 0 | 0 | 0 | 0 | 0 | 0
00 Ret.ExistDSI & SNCR & DryFGD & ACI & HRI | 0 | 0 | 0 | 0 | 0 | 0 | 0 | 0
00 Ret.ExistDSI & SNCR & DryFGD & HRI | 0 | 0 | 0 | 0 | 0 | 0 | 0 | 0
00 Ret.ExistDSI & SNCR & HRI | 0 | 0 | 0 | 0 | 0 | 0 | 0 | 0
00 Ret.ExistDSI & SNCR & WetFGD | 0 | 0 | 0 | 0 | 0 | 0 | 0 | 0
00 Ret.ExistDSI & SNCR & WetFGD & ACI | 0 | 0 | 0 | 0 | 0 | 0 | 0 | 0
00 Ret.ExistDSI & SNCR & WetFGD & ACI & HRI | 0 | 0 | 0 | 0 | 0 | 0 | 0 | 0
00 Ret.ExistDSI & SNCR & WetFGD & HRI | 0 | 0 | 0 | 0 | 0 | 0 | 0 | 0
00 Ret.ExistDSI & WetFGD | 0 | 0 | 0 | 0 | 0 | 0 | 0 | 0
00 Ret.ExistDSI & WetFGD & ACI | 0 | 0 | 0 | 0 | 0 | 0 | 0 | 0
00 Ret.ExistDSI & WetFGD & ACI & HRI | 0 | 0 | 0 | 0 | 0 | 0 | 0 | 0
00 Ret.ExistDSI & WetFGD & HRI | 0 | 0 | 0 | 0 | 0 | 0 | 0 | 0
00 Ret.ExistDSI_ACI & SNCR & DryFGD & CCS | 0 | 0 | 0 | 0 | 0 | 0 | 0 | 0
00 Ret.ExistDSI_ACI & SNCR & WetFGD & CCS | 0 | 0 | 0 | 0 | 0 | 0 | 0 | 0
00 Ret.ExistSCR_ACI & DryFGD | 0 | 0 | 0 | 0 | 0 | 0 | 0 | 0
00 Ret.ExistSCR_ACI & DryFGD & CCS | 0 | 0 | 0 | 0 | 0 | 0 | 0 | 0
00 Ret.ExistSCR_ACI & DryFGD & HRI | 0 | 0 | 0 | 0 | 0 | 0 | 0 | 0
00 Ret.ExistSCR_ACI & DryFGD & HRI & CCS | 0 | 0 | 0 | 0 | 0 | 0 | 0 | 0
00 Ret.ExistSCR_ACI & DSI | 0 | 0 | 0 | 0 | 0 | 0 | 0 | 0
00 Ret.ExistSCR_ACI & DSI & HRI | 0 | 0 | 0 | 0 | 0 | 0 | 0 | 0
00 Ret.ExistSCR_ACI & HRI | 0 | 0 | 0 | 0 | 0 | 0 | 0 | 0
00 Ret.ExistSCR_ACI & WetFGD | 0 | 0 | 0 | 0 | 0 | 0 | 0 | 0
00 Ret.ExistSCR_ACI & WetFGD & CCS | 0 | 0 | 0 | 0 | 0 | 0 | 0 | 0
00 Ret.ExistSCR_ACI & WetFGD & HRI | 0 | 0 | 0 | 0 | 0 | 0 | 0 | 0
00 Ret.ExistSCR_ACI & WetFGD & HRI & CCS | 0 | 0 | 0 | 0 | 0 | 0 | 0 | 0
00 Ret.ExistSCR_ACI_DSI & DryFGD | 0 | 0 | 0 | 0 | 0 | 0 | 0 | 0
00 Ret.ExistSCR_ACI_DSI & DryFGD & HRI | 0 | 0 | 0 | 0 | 0 | 0 | 0 | 0
00 Ret.ExistSCR_ACI_DSI & HRI | 0 | 0 | 0 | 0 | 0 | 0 | 0 | 0
00 Ret.ExistSCR_ACI_DSI & WetFGD | 0 | 0 | 0 | 0 | 0 | 0 | 0 | 0
00 Ret.ExistSCR_ACI_DSI & WetFGD & HRI | 0 | 0 | 0 | 0 | 0 | 0 | 0 | 0
00 Ret.ExistSCR_DryFGD & ACI | 0 | 0 | 0 | 0 | 0 | 0 | 0 | 0
00 Ret.ExistSCR_DryFGD & HRI | 0 | 0 | 0 | 0 | 0 | 0 | 0 | 0
00 Ret.ExistSCR_DryFGD & HRI & CCS | 0 | 0 | 0 | 0 | 0 | 0 | 0 | 0
00 Ret.ExistSCR_DryFGD_ACI & CCS | 0 | 0 | 0 | 0 | 0 | 0 | 0 | 0
00 Ret.ExistSCR_DryFGD_ACI & HRI | 0 | 0 | 0 | 0 | 0 | 0 | 0 | 0
00 Ret.ExistSCR_DryFGD_ACI & HRI & CCS | 0 | 0 | 0 | 0 | 0 | 0 | 0 | 0
00 Ret.ExistSCR_DryFGD_ACI_DSI & CCS | 0 | 0 | 0 | 0 | 0 | 0 | 0 | 0
00 Ret.ExistSCR_DryFGD_ACI_DSI & HRI | 0 | 0 | 0 | 0 | 0 | 0 | 0 | 0
00 Ret.ExistSCR_DryFGD_ACI_DSI & HRI & CCS | 0 | 0 | 0 | 0 | 0 | 0 | 0 | 0
00 Ret.ExistSCR_DryFGD_DSI & ACI | 0 | 0 | 0 | 0 | 0 | 0 | 0 | 0
00 Ret.ExistSCR_WetFGD & ACI | 0 | 0 | 0 | 0 | 0 | 0 | 0 | 0
00 Ret.ExistSCR_WetFGD & HRI | 0 | 0 | 0 | 0 | 0 | 0 | 0 | 0
00 Ret.ExistSCR_WetFGD & HRI & CCS | 0 | 0 | 0 | 0 | 0 | 0 | 0 | 0
00 Ret.ExistSCR_WetFGD_ACI & CCS | 0 | 0 | 0 | 0 | 0 | 0 | 0 | 0
00 Ret.ExistSCR_WetFGD_ACI & HRI | 0 | 0 | 0 | 0 | 0 | 0 | 0 | 0
00 Ret.ExistSCR_WetFGD_ACI & HRI & CCS | 0 | 0 | 0 | 0 | 0 | 0 | 0 | 0
00 Ret.ExistSCR_WetFGD_ACI_DSI & CCS | 0 | 0 | 0 | 0 | 0 | 0 | 0 | 0
00 Ret.ExistSCR_WetFGD_ACI_DSI & HRI | 0 | 0 | 0 | 0 | 0 | 0 | 0 | 0
00 Ret.ExistSCR_WetFGD_ACI_DSI & HRI & CCS | 0 | 0 | 0 | 0 | 0 | 0 | 0 | 0
00 Ret.ExistSCR_WetFGD_DSI & ACI | 0 | 0 | 0 | 0 | 0 | 0 | 0 | 0
00 Ret.ExistSCR_WetFGD_DSI & HRI | 0 | 0 | 0 | 0 | 0 | 0 | 0 | 0
00 Ret.ExistSCR_WetFGD_DSI & HRI & CCS | 0 | 0 | 0 | 0 | 0 | 0 | 0 | 0
00 Ret.ExistSNCR_ACI & DryFGD | 0 | 0 | 0 | 0 | 0 | 0 | 0 | 0
00 Ret.ExistSNCR_ACI & DryFGD & CCS | 0 | 0 | 0 | 0 | 0 | 0 | 0 | 0
00 Ret.ExistSNCR_ACI & DryFGD & HRI | 0 | 0 | 0 | 0 | 0 | 0 | 0 | 0
00 Ret.ExistSNCR_ACI & DryFGD & HRI & CCS | 0 | 0 | 0 | 0 | 0 | 0 | 0 | 0
00 Ret.ExistSNCR_ACI & DSI & HRI | 0 | 0 | 0 | 0 | 0 | 0 | 0 | 0
00 Ret.ExistSNCR_ACI & HRI | 0 | 0 | 0 | 0 | 0 | 0 | 0 | 0
00 Ret.ExistSNCR_ACI & WetFGD | 0 | 0 | 0 | 0 | 0 | 0 | 0 | 0
00 Ret.ExistSNCR_ACI & WetFGD & CCS | 0 | 0 | 0 | 0 | 0 | 0 | 0 | 0
00 Ret.ExistSNCR_ACI & WetFGD & HRI | 0 | 0 | 0 | 0 | 0 | 0 | 0 | 0
00 Ret.ExistSNCR_ACI & WetFGD & HRI & CCS | 0 | 0 | 0 | 0 | 0 | 0 | 0 | 0
00 Ret.ExistSNCR_ACI_DSI & DryFGD | 0 | 0 | 0 | 0 | 0 | 0 | 0 | 0
00 Ret.ExistSNCR_ACI_DSI & DryFGD & CCS | 0 | 0 | 0 | 0 | 0 | 0 | 0 | 0
00 Ret.ExistSNCR_ACI_DSI & DryFGD & HRI | 0 | 0 | 0 | 0 | 0 | 0 | 0 | 0
00 Ret.ExistSNCR_ACI_DSI & DryFGD & HRI & CCS | 0 | 0 | 0 | 0 | 0 | 0 | 0 | 0
00 Ret.ExistSNCR_ACI_DSI & HRI | 0 | 0 | 0 | 0 | 0 | 0 | 0 | 0
00 Ret.ExistSNCR_ACI_DSI & WetFGD | 0 | 0 | 0 | 0 | 0 | 0 | 0 | 0
00 Ret.ExistSNCR_ACI_DSI & WetFGD & CCS | 0 | 0 | 0 | 0 | 0 | 0 | 0 | 0
00 Ret.ExistSNCR_ACI_DSI & WetFGD & HRI | 0 | 0 | 0 | 0 | 0 | 0 | 0 | 0
00 Ret.ExistSNCR_ACI_DSI & WetFGD & HRI & CCS | 0 | 0 | 0 | 0 | 0 | 0 | 0 | 0
00 Ret.ExistSNCR_DryFGD & HRI | 0 | 0 | 0 | 0 | 0 | 0 | 0 | 0
00 Ret.ExistSNCR_DryFGD_ACI & CCS | 0 | 0 | 0 | 0 | 0 | 0 | 0 | 0
00 Ret.ExistSNCR_DryFGD_ACI & HRI | 0 | 0 | 0 | 0 | 0 | 0 | 0 | 0
00 Ret.ExistSNCR_DryFGD_ACI & HRI & CCS | 0 | 0 | 0 | 0 | 0 | 0 | 0 | 0
00 Ret.ExistSNCR_WetFGD & ACI | 0 | 0 | 0 | 0 | 0 | 0 | 0 | 0
00 Ret.ExistSNCR_WetFGD & HRI | 0 | 0 | 0 | 0 | 0 | 0 | 0 | 0
00 Ret.ExistSNCR_WetFGD & HRI & CCS | 0 | 0 | 0 | 0 | 0 | 0 | 0 | 0
00 Ret.ExistSNCR_WetFGD_ACI & CCS | 0 | 0 | 0 | 0 | 0 | 0 | 0 | 0
00 Ret.ExistSNCR_WetFGD_ACI & HRI | 0 | 0 | 0 | 0 | 0 | 0 | 0 | 0
00 Ret.ExistSNCR_WetFGD_ACI & HRI & CCS | 0 | 0 | 0 | 0 | 0 | 0 | 0 | 0
00 Ret.ExistSNCR_WetFGD_ACI_DSI & CCS | 0 | 0 | 0 | 0 | 0 | 0 | 0 | 0
00 Ret.ExistSNCR_WetFGD_ACI_DSI & HRI | 0 | 0 | 0 | 0 | 0 | 0 | 0 | 0
00 Ret.ExistSNCR_WetFGD_ACI_DSI & HRI & CCS | 0 | 0 | 0 | 0 | 0 | 0 | 0 | 0
00 Ret.ExistWetFGD & ACI | 0 | 0 | 0 | 0 | 0 | 0 | 0 | 0
00 Ret.ExistWetFGD & ACI & CCS | 0 | 0 | 0 | 0 | 0 | 0 | 0 | 0
00 Ret.ExistWetFGD & ACI & HRI | 0 | 0 | 0 | 0 | 0 | 0 | 0 | 0
00 Ret.ExistWetFGD & ACI & HRI & CCS | 0 | 0 | 0 | 0 | 0 | 0 | 0 | 0
00 Ret.ExistWetFGD & ACI & SCR | 0 | 0 | 0 | 0 | 0 | 0 | 0 | 0
00 Ret.ExistWetFGD & ACI & SCR & CCS | 0 | 0 | 0 | 0 | 0 | 0 | 0 | 0
00 Ret.ExistWetFGD & ACI & SCR & HRI | 0 | 0 | 0 | 0 | 0 | 0 | 0 | 0
00 Ret.ExistWetFGD & ACI & SCR & HRI & CCS | 0 | 0 | 0 | 0 | 0 | 0 | 0 | 0
00 Ret.ExistWetFGD & ACI & SNCR | 0 | 0 | 0 | 0 | 0 | 0 | 0 | 0
00 Ret.ExistWetFGD & ACI & SNCR & HRI | 0 | 0 | 0 | 0 | 0 | 0 | 0 | 0
00 Ret.ExistWetFGD & ACI & SNCR & HRI & CCS | 0 | 0 | 0 | 0 | 0 | 0 | 0 | 0
00 Ret.ExistWetFGD & CCS | 0 | 0 | 0 | 0 | 0 | 0 | 0 | 0
00 Ret.ExistWetFGD & HRI | 0 | 0 | 0 | 0 | 0 | 0 | 0 | 0
00 Ret.ExistWetFGD & HRI & CCS | 0 | 0 | 0 | 0 | 0 | 0 | 0 | 0
00 Ret.ExistWetFGD & SCR | 3065.2573 | 6665.0474 | 6665.0474 | 6665.0474 | 6665.0474 | 6565.571 | 6007.9631 | 5503.9442
00 Ret.ExistWetFGD & SCR & CCS | 0 | 0 | 0 | 0 | 0 | 0 | 0 | 0
00 Ret.ExistWetFGD & SCR & HRI | 0 | 0 | 0 | 0 | 0 | 0 | 0 | 0
00 Ret.ExistWetFGD & SCR & HRI & CCS | 0 | 0 | 0 | 0 | 0 | 0 | 0 | 0
00 Ret.ExistWetFGD & SNCR | 0 | 0 | 0 | 0 | 0 | 0 | 0 | 0
00 Ret.ExistWetFGD & SNCR & CCS | 0 | 0 | 0 | 0 | 0 | 0 | 0 | 0
00 Ret.ExistWetFGD & SNCR & HRI | 0 | 0 | 0 | 0 | 0 | 0 | 0 | 0
00 Ret.ExistWetFGD & SNCR & HRI & CCS | 0 | 0 | 0 | 0 | 0 | 0 | 0 | 0
00 Ret.ExistWetFGD_ACI & CCS | 0 | 0 | 0 | 0 | 0 | 0 | 0 | 0
00 Ret.ExistWetFGD_ACI & HRI | 0 | 0 | 0 | 0 | 0 | 0 | 0 | 0
00 Ret.ExistWetFGD_ACI & HRI & CCS | 0 | 0 | 0 | 0 | 0 | 0 | 0 | 0
00 Ret.ExistWetFGD_ACI & SCR | 8119.2663 | 9181.5964 | 9183.3139 | 9371.9321 | 8927.2127 | 8968.8517 | 8855.8194 | 8859.8546
00 Ret.ExistWetFGD_ACI & SCR & CCS | 0 | 0 | 0 | 0 | 0 | 0 | 0 | 0
00 Ret.ExistWetFGD_ACI & SCR & HRI | 0 | 0 | 0 | 0 | 0 | 0 | 0 | 0
00 Ret.ExistWetFGD_ACI & SCR & HRI & CCS | 0 | 0 | 0 | 0 | 0 | 0 | 0 | 0
00 Ret.ExistWetFGD_ACI & SNCR | 4103.727 | 4400.1651 | 4421.8459 | 4723.8973 | 4812.2837 | 5070.7933 | 5076.5829 | 5043.0585
00 Ret.ExistWetFGD_ACI & SNCR & CCS | 0 | 0 | 0 | 0 | 0 | 0 | 0 | 0
00 Ret.ExistWetFGD_ACI & SNCR & HRI | 0 | 0 | 0 | 0 | 0 | 0 | 0 | 0
00 Ret.ExistWetFGD_ACI & SNCR & HRI & CCS | 0 | 0 | 0 | 0 | 0 | 0 | 0 | 0
00 Ret.ExistWetFGD_ACI_DSI & CCS | 0 | 0 | 0 | 0 | 0 | 0 | 0 | 0
00 Ret.ExistWetFGD_ACI_DSI & HRI | 0 | 0 | 0 | 0 | 0 | 0 | 0 | 0
00 Ret.ExistWetFGD_ACI_DSI & HRI & CCS | 0 | 0 | 0 | 0 | 0 | 0 | 0 | 0
00 Ret.ExistWetFGD_ACI_DSI & SCR | 0 | 0 | 0 | 0 | 0 | 0 | 0 | 0
00 Ret.ExistWetFGD_ACI_DSI & SCR & CCS | 0 | 0 | 0 | 0 | 0 | 0 | 0 | 0
00 Ret.ExistWetFGD_ACI_DSI & SCR & HRI | 0 | 0 | 0 | 0 | 0 | 0 | 0 | 0
00 Ret.ExistWetFGD_ACI_DSI & SCR & HRI & CCS | 0 | 0 | 0 | 0 | 0 | 0 | 0 | 0
00 Ret.ExistWetFGD_ACI_DSI & SNCR | 0 | 0 | 0 | 0 | 0 | 0 | 0 | 0
00 Ret.ExistWetFGD_ACI_DSI & SNCR & CCS | 0 | 0 | 0 | 0 | 0 | 0 | 0 | 0
00 Ret.ExistWetFGD_ACI_DSI & SNCR & HRI | 0 | 0 | 0 | 0 | 0 | 0 | 0 | 0
00 Ret.ExistWetFGD_ACI_DSI & SNCR & HRI & CCS | 0 | 0 | 0 | 0 | 0 | 0 | 0 | 0
00 Ret.ExistWetFGD_DSI & HRI | 0 | 0 | 0 | 0 | 0 | 0 | 0 | 0
00 Ret.ExistWetFGD_DSI & SCR | 0 | 0 | 0 | 0 | 0 | 0 | 0 | 0
00 Ret.ExistWetFGD_DSI & SCR & HRI | 0 | 0 | 0 | 0 | 0 | 0 | 0 | 0
00 Ret.ExistWetFGD_DSI & SNCR | 0 | 0 | 0 | 0 | 0 | 0 | 0 | 0
00 Ret.ExistWetFGD_SCR & ACI & CCS | 0 | 0 | 0 | 0 | 0 | 0 | 0 | 0
00 Ret.ExistWetFGD_DSI & SNCR & HRI | 0 | 0 | 0 | 0 | 0 | 0 | 0 | 0
00 Ret.ExistWetFGD_SCR & ACI & HRI | 0 | 0 | 0 | 0 | 0 | 0 | 0 | 0
00 Ret.ExistWetFGD_SCR & ACI & HRI & CCS | 0 | 0 | 0 | 0 | 0 | 0 | 0 | 0
00 Ret.ExistWetFGD_SCR & CCS | 0 | 0 | 0 | 0 | 0 | 0 | 0 | 0
00 Ret.ExistWetFGD_SCR_DSI & ACI & CCS | 0 | 0 | 0 | 0 | 0 | 0 | 0 | 0
00 Ret.ExistWetFGD_SCR_DSI & ACI & HRI | 0 | 0 | 0 | 0 | 0 | 0 | 0 | 0
00 Ret.ExistWetFGD_SCR_DSI & ACI & HRI & CCS | 0 | 0 | 0 | 0 | 0 | 0 | 0 | 0
00 Ret.ExistWetFGD_SCR_DSI & CCS | 0 | 0 | 0 | 0 | 0 | 0 | 0 | 0
00 Ret.ExistWetFGD_SNCR & ACI & HRI | 0 | 0 | 0 | 0 | 0 | 0 | 0 | 0
00 Ret.ExistWetFGD_SNCR & CCS | 0 | 0 | 0 | 0 | 0 | 0 | 0 | 0
00 Ret.HRI | 0 | 0 | 0 | 0 | 0 | 0 | 0 | 0
00 Ret.SCR | 0 | 0 | 0 | 0 | 0 | 0 | 0 | 0
00 Ret.SCR & DryFGD | 0 | 0 | 0 | 0 | 0 | 0 | 0 | 0
00 Ret.SCR & DryFGD & ACI | 0 | 0 | 0 | 0 | 0 | 0 | 0 | 0
00 Ret.SCR & DryFGD & CCS | 0 | 0 | 0 | 0 | 0 | 0 | 0 | 0
00 Ret.SCR & DryFGD & HRI | 0 | 0 | 0 | 0 | 0 | 0 | 0 | 0
00 Ret.SCR & DSI | 0 | 0 | 0 | 0 | 0 | 0 | 0 | 0
00 Ret.SCR & DSI & DryFGD | 0 | 0 | 0 | 0 | 0 | 0 | 0 | 0
00 Ret.SCR & DSI & DryFGD & HRI | 0 | 0 | 0 | 0 | 0 | 0 | 0 | 0
00 Ret.SCR & DSI & HRI | 0 | 0 | 0 | 0 | 0 | 0 | 0 | 0
00 Ret.SCR & DSI & WetFGD | 0 | 0 | 0 | 0 | 0 | 0 | 0 | 0
00 Ret.SCR & DSI & WetFGD & HRI | 0 | 0 | 0 | 0 | 0 | 0 | 0 | 0
00 Ret.SCR & HRI | 0 | 0 | 0 | 0 | 0 | 0 | 0 | 0
00 Ret.SCR & WetFGD | 0 | 0 | 0 | 0 | 0 | 0 | 0 | 0
00 Ret.SCR & WetFGD & ACI | 0 | 0 | 0 | 0 | 0 | 0 | 0 | 0
00 Ret.SCR & WetFGD & CCS | 0 | 0 | 0 | 0 | 0 | 0 | 0 | 0
00 Ret.SCR & WetFGD & HRI | 0 | 0 | 0 | 0 | 0 | 0 | 0 | 0
00 Ret.SNCR | 0 | 0 | 0 | 0 | 0 | 0 | 0 | 0
00 Ret.SNCR & DryFGD | 0 | 0 | 0 | 0 | 0 | 0 | 0 | 0
00 Ret.SNCR & DryFGD & ACI | 0 | 0 | 0 | 0 | 0 | 0 | 0 | 0
00 Ret.SNCR & DryFGD & ACI & HRI | 0 | 0 | 0 | 0 | 0 | 0 | 0 | 0
00 Ret.SNCR & DryFGD & CCS | 0 | 0 | 0 | 0 | 0 | 0 | 0 | 0
00 Ret.SNCR & DryFGD & HRI | 0 | 0 | 0 | 0 | 0 | 0 | 0 | 0
00 Ret.SNCR & DSI | 0 | 0 | 0 | 0 | 0 | 0 | 0 | 0
00 Ret.SNCR & DSI & HRI | 0 | 0 | 0 | 0 | 0 | 0 | 0 | 0
00 Ret.SNCR & HRI | 0 | 0 | 0 | 0 | 0 | 0 | 0 | 0
00 Ret.SNCR & WetFGD | 0 | 0 | 0 | 0 | 0 | 0 | 0 | 0
00 Ret.SNCR & WetFGD & ACI | 0 | 0 | 0 | 0 | 0 | 0 | 0 | 0
00 Ret.SNCR & WetFGD & ACI & HRI | 0 | 0 | 0 | 0 | 0 | 0 | 0 | 0
00 Ret.SNCR & WetFGD & CCS | 0 | 0 | 0 | 0 | 0 | 0 | 0 | 0
00 Ret.SNCR & WetFGD & HRI | 0 | 0 | 0 | 0 | 0 | 0 | 0 | 0
00 Ret.WetFGD | 0 | 0 | 0 | 0 | 0 | 0 | 0 | 0
00 Ret.WetFGD & CCS | 0 | 0 | 0 | 0 | 0 | 0 | 0 | 0
00 Ret.WetFGD & HRI | 0 | 0 | 0 | 0 | 0 | 0 | 0 | 0
00 Ret.FB & ACI | 0 | 0 | 0 | 0 | 0 | 0 | 0 | 0
00 Ret.FB & ACI & DryFGD & HRI | 0 | 0 | 0 | 0 | 0 | 0 | 0 | 0
00 Ret.FB & ACI & HRI | 0 | 0 | 0 | 0 | 0 | 0 | 0 | 0
00 Ret.FB & HRI | 0 | 0 | 0 | 0 | 0 | 0 | 0 | 0
00 Ret.FB DryFGD | 0 | 0 | 0 | 0 | 0 | 0 | 0 | 0
00 Ret.FB DryFGD & ACI | 0 | 0 | 0 | 0 | 0 | 0 | 0 | 0
00 Ret.FB DryFGD & ACI & HRI | 0 | 0 | 0 | 0 | 0 | 0 | 0 | 0
00 Ret.FB DryFGD & HRI | 0 | 0 | 0 | 0 | 0 | 0 | 0 | 0
00 Ret.FB DryFGD & SNCR | 0 | 0 | 0 | 0 | 0 | 0 | 0 | 0
00 Ret.FB DryFGD & SNCR & HRI | 0 | 0 | 0 | 0 | 0 | 0 | 0 | 0
00 Ret.FB SNCR & DryFGD & ACI | 0 | 0 | 0 | 0 | 0 | 0 | 0 | 0
00 Ret.FB SNCR & DryFGD & ACI & HRI | 0 | 0 | 0 | 0 | 0 | 0 | 0 | 0
00 Ret.FB-ACI & SNCR | 0 | 0 | 0 | 0 | 0 | 0 | 0 | 0
00 Ret.FB-ACI & SNCR & HRI | 0 | 0 | 0 | 0 | 0 | 0 | 0 | 0
00 Ret.FB-ACI & SNCR & HRI & CCS | 0 | 0 | 0 | 0 | 0 | 0 | 0 | 0
00 Ret.FB-Exist ACI & DryFGD | 0 | 0 | 0 | 0 | 0 | 0 | 0 | 0
00 Ret.FB-Exist ACI & DryFGD & HRI | 0 | 0 | 0 | 0 | 0 | 0 | 0 | 0
00 Ret.FB-Exist ACI & DryFGD & SNCR | 0 | 0 | 0 | 0 | 0 | 0 | 0 | 0
00 Ret.FB-Exist ACI & DryFGD & SNCR & HRI | 0 | 0 | 0 | 0 | 0 | 0 | 0 | 0
00 Ret.FB-Exist ACI & SNCR | 0 | 0 | 0 | 0 | 0 | 0 | 0 | 0
00 Ret.FB-Exist ACI & SNCR & HRI | 0 | 0 | 0 | 0 | 0 | 0 | 0 | 0
00 Ret.FB-Exist ACI_DSI & DryFGD & SNCR | 0 | 0 | 0 | 0 | 0 | 0 | 0 | 0
00 Ret.FB-Exist ACI_DSI & SNCR | 0 | 0 | 0 | 0 | 0 | 0 | 0 | 0
00 Ret.FB-ExistACI & HRI | 0 | 0 | 0 | 0 | 0 | 0 | 0 | 0
00 Ret.FB-ExistACI_DSI & DryFGD | 0 | 0 | 0 | 0 | 0 | 0 | 0 | 0
00 Ret.FB-ExistACI_DSI & DryFGD & HRI | 0 | 0 | 0 | 0 | 0 | 0 | 0 | 0
00 Ret.FB-ExistACI_DSI & DryFGD & SNCR | 0 | 0 | 0 | 0 | 0 | 0 | 0 | 0
00 Ret.FB-ExistACI_DSI & DryFGD & SNCR & HRI | 0 | 0 | 0 | 0 | 0 | 0 | 0 | 0
00 Ret.FB-ExistACI_DSI & HRI | 0 | 0 | 0 | 0 | 0 | 0 | 0 | 0
00 Ret.FB-ExistACI_DSI & SNCR & HRI | 0 | 0 | 0 | 0 | 0 | 0 | 0 | 0
00 Ret.FB-ExistDryFGD_ACI & HRI | 0 | 0 | 0 | 0 | 0 | 0 | 0 | 0
00 Ret.FB-ExistDryFGD_ACI & SNCR | 0 | 0 | 0 | 0 | 0 | 0 | 0 | 0
00 Ret.FB-ExistDryFGD_ACI & SNCR & HRI | 0 | 0 | 0 | 0 | 0 | 0 | 0 | 0
00 Ret.FB-ExistDryFGD_DSI & HRI | 0 | 0 | 0 | 0 | 0 | 0 | 0 | 0
00 Ret.FB-ExistDryFGD_DSI & SNCR | 0 | 0 | 0 | 0 | 0 | 0 | 0 | 0
00 Ret.FB-ExistDryFGD_DSI & SNCR & HRI | 0 | 0 | 0 | 0 | 0 | 0 | 0 | 0
00 Ret.FB-ExistDryFGD_SNCR & HRI | 0 | 0 | 0 | 0 | 0 | 0 | 0 | 0
00 Ret.FB-ExistDryFGD_SNCR_ACI & HRI | 0 | 0 | 0 | 0 | 0 | 0 | 0 | 0
00 Ret.FB-ExistDryFGD_SNCR_ACI_DSI & HRI | 0 | 0 | 0 | 0 | 0 | 0 | 0 | 0
00 Ret.FB-ExistDryFGD_SNCR_DSI & HRI | 0 | 0 | 0 | 0 | 0 | 0 | 0 | 0
00 Ret.FB-ExistDSI & ACI | 0 | 0 | 0 | 0 | 0 | 0 | 0 | 0
00 Ret.FB-ExistDSI & ACI & HRI | 0 | 0 | 0 | 0 | 0 | 0 | 0 | 0
00 Ret.FB-ExistDSI & ACI & SNCR | 0 | 0 | 0 | 0 | 0 | 0 | 0 | 0
00 Ret.FB-ExistDSI & ACI & SNCR & HRI | 0 | 0 | 0 | 0 | 0 | 0 | 0 | 0
00 Ret.FB-ExistDSI & DryFGD | 0 | 0 | 0 | 0 | 0 | 0 | 0 | 0
00 Ret.FB-ExistDSI & DryFGD & ACI | 0 | 0 | 0 | 0 | 0 | 0 | 0 | 0
00 Ret.FB-ExistDSI & DryFGD & ACI & HRI | 0 | 0 | 0 | 0 | 0 | 0 | 0 | 0
00 Ret.FB-ExistDSI & DryFGD & HRI | 0 | 0 | 0 | 0 | 0 | 0 | 0 | 0
00 Ret.FB-ExistDSI & DryFGD & SNCR | 0 | 0 | 0 | 0 | 0 | 0 | 0 | 0
00 Ret.FB-ExistDSI & DryFGD & SNCR & HRI | 0 | 0 | 0 | 0 | 0 | 0 | 0 | 0
00 Ret.FB-ExistDSI & HRI | 0 | 0 | 0 | 0 | 0 | 0 | 0 | 0
00 Ret.FB-ExistDSI & SNCR | 187.4857 | 206.424 | 197.2727 | 197.2727 | 195.7146 | 195.7146 | 195.7146 | 195.7146
00 Ret.FB-ExistDSI & SNCR & DryFGD & ACI | 0 | 0 | 0 | 0 | 0 | 0 | 0 | 0
00 Ret.FB-ExistDSI & SNCR & DryFGD & ACI & HRI | 0 | 0 | 0 | 0 | 0 | 0 | 0 | 0
00 Ret.FB-ExistDSI & SNCR & HRI | 0 | 0 | 0 | 0 | 0 | 0 | 0 | 0
00 Ret.FB-ExistSNCR & DryFGD | 0 | 0 | 0 | 0 | 0 | 0 | 0 | 0
00 Ret.FB-ExistSNCR & DryFGD & ACI | 0 | 0 | 0 | 0 | 0 | 0 | 0 | 0
00 Ret.FB-ExistSNCR & DryFGD & HRI | 0 | 0 | 0 | 0 | 0 | 0 | 0 | 0
00 Ret.FB-ExistSNCR & HRI | 0 | 0 | 0 | 0 | 0 | 0 | 0 | 0
00 Ret.FB-ExistSNCR_ACI_DSI & DryFGD | 0 | 0 | 0 | 0 | 0 | 0 | 0 | 0
00 Ret.FB-ExistSNCR_ACI_DSI & DryFGD & HRI | 0 | 0 | 0 | 0 | 0 | 0 | 0 | 0
00 Ret.FB-ExistSNCR_ACI_DSI & HRI | 0 | 0 | 0 | 0 | 0 | 0 | 0 | 0
00 Ret.FB-ExistSNCR_DryFGD & HRI | 0 | 0 | 0 | 0 | 0 | 0 | 0 | 0
00 Ret.FB-ExistSNCR_DryFGD_ACI & HRI | 0 | 0 | 0 | 0 | 0 | 0 | 0 | 0
00 Ret.FB-ExistSNCR_DSI & ACI | 0 | 0 | 0 | 0 | 0 | 0 | 0 | 0
00 Ret.FB-ExistSNCR_DSI & ACI & DryFGD | 0 | 0 | 0 | 0 | 0 | 0 | 0 | 0
00 Ret.FB-ExistSNCR_DSI & ACI & DryFGD & HRI | 0 | 0 | 0 | 0 | 0 | 0 | 0 | 0
00 Ret.FB-ExistSNCR_DSI & ACI & HRI | 0 | 0 | 0 | 0 | 0 | 0 | 0 | 0
00 Ret.FB-ExistSNCR_DSI & DryFGD | 0 | 0 | 0 | 0 | 0 | 0 | 0 | 0
00 Ret.FB-ExistSNCR_DSI & DryFGD & HRI | 0 | 0 | 0 | 0 | 0 | 0 | 0 | 0
00 Ret.FB-ExistSNCR_DSI & HRI | 0 | 0 | 0 | 0 | 0 | 0 | 0 | 0
00 Ret.FB-ExistSNCR_WetFGD & ACI | 0 | 0 | 0 | 0 | 0 | 0 | 0 | 0
00 Ret.FB-ExistSNCR_WetFGD & HRI | 0 | 0 | 0 | 0 | 0 | 0 | 0 | 0
00 Ret.FB-ExistWetFGD_DSI & HRI | 0 | 0 | 0 | 0 | 0 | 0 | 0 | 0
00 Ret.FB-ExistWetFGD_DSI & SNCR | 0 | 0 | 0 | 0 | 0 | 0 | 0 | 0
00 Ret.FB-ExistWetFGD_DSI & SNCR & HRI | 0 | 0 | 0 | 0 | 0 | 0 | 0 | 0
00 Ret.FB-ExistWetFGD_SNCR & ACI & HRI | 0 | 0 | 0 | 0 | 0 | 0 | 0 | 0
00 Ret.FB-SNCR | 0 | 0 | 0 | 0 | 0 | 0 | 0 | 0
00 Ret.FB-SNCR & HRI | 0 | 0 | 0 | 0 | 0 | 0 | 0 | 0
00 Ret.Oil/Gas Steam SCR | 982.7555 | 694.1686 | 16.6933 | 47.5036 | 18.3942 | 18.3942 | 4.431 | 10.8676
00 CC Retirement | 0 | 0 | 0 | 0 | 0 | 0 | 0 | 0
00 CT Retirement | 0 | 0 | 0 | 0 | 0 | 0 | 0 | 0
00 O/G Retirement | 0 | 0 | 0 | 0 | 0 | 0 | 0 | 0
00 Coal Retirement | 0 | 0 | 0 | 0 | 0 | 0 | 0 | 0
00 IGCC Retirement | 0 | 0 | 0 | 0 | 0 | 0 | 0 | 0
00 Nuke Retirement | 0 | 0 | 0 | 0 | 0 | 0 | 0 | 0
00 Biomass Retirement | 0 | 0 | 0 | 0 | 0 | 0 | 0 | 0
00 Fossil_Other Retirement | 0 | 0 | 0 | 0 | 0 | 0 | 0 | 0
00 Fuel Cell Retirement | 0 | 0 | 0 | 0 | 0 | 0 | 0 | 0
00 Geothermal Retirement | 0 | 0 | 0 | 0 | 0 | 0 | 0 | 0
00 Hydro Retirement | 0 | 0 | 0 | 0 | 0 | 0 | 0 | 0
00 Landfill Gas Retirement | 0 | 0 | 0 | 0 | 0 | 0 | 0 | 0
00 Non Fossil_Other Retirement | 0 | 0 | 0 | 0 | 0 | 0 | 0 | 0
Total | 4078338.9597 | 4127816.5817 | 4178993.5196 | 4293210.5081 | 4414771.4292 | 4571566.9305 | 4723455.5561 | 4905421.5416
12a. Generation by Fuel Type [GWh]
Biomass | 2061.8353 | 2277.6542 | 2317.4668 | 2092.6181 | 2040.573 | 2337.4992 | 2310.545 | 2399.1495
Coal | 866695.1936 | 910920.93 | 920755.9827 | 883744.1133 | 784391.386 | 796132.9452 | 796591.0731 | 726707.4345
DFO | 0 | 0 | 0 | 0 | 0 | 0 | 0 | 0
EnerStor | 3341.8258 | 3844.1029 | 4398.8358 | 5746.5231 | 5801.2611 | 6028.177 | 6082.8553 | 6161.9609
Fwaste | 3236.6413 | 3236.6413 | 3236.6413 | 2956.3905 | 2964.3933 | 2974.325 | 3098.8758 | 3021.1411
Geothermal | 19292.489 | 20022.2518 | 21189.9376 | 21189.9376 | 21189.9376 | 21189.9376 | 21189.9376 | 21189.9376
Hydro | 303211.2851 | 313008.4137 | 313747.7644 | 316593.4418 | 317735.0492 | 318740.9079 | 319496.8576 | 319496.8576
LF Gas | 11426.0484 | 11425.8497 | 11426.0484 | 9882.1944 | 10264.3534 | 10395.93 | 10623.3186 | 10451.0863
MSW | 13741.9664 | 13739.9172 | 13739.9172 | 13422.8643 | 13422.5943 | 13427.6423 | 13448.3105 | 13430.7711
NaturalGas | 1638420.655 | 1654396.6715 | 1670097.3197 | 1711046.3326 | 1926107.4013 | 2064913.7989 | 2103425.4882 | 2313139.1095
None | 6339.612 | 6339.612 | 6339.612 | 6339.612 | 6339.612 | 6339.612 | 6339.612 | 6339.612
Non-Fossil | 8517.6131 | 8517.6131 | 8517.6131 | 8517.6131 | 8517.6131 | 8517.6131 | 8517.6131 | 8517.6131
Nuclear | 694314.9216 | 651533.662 | 642652.7415 | 604794.2116 | 597337.8222 | 597337.8222 | 597337.8222 | 580220.4977
Oil | 531.4554 | 531.4554 | 531.4554 | 4.8 | 0.62109 | 0 | 0 | 0
Pet. Coke | 327.2467 | 354.5872 | 423.7739 | 296.492 | 296.492 | 296.492 | 296.492 | 296.492
Pumps | 6920.933 | 8123.1007 | 9662.5469 | 10119.3257 | 10524.4558 | 10965.0256 | 10856.8154 | 10353.2709
RFO | 0 | 0 | 0 | 0 | 0 | 0 | 0 | 0
Solar | 101107.43 | 120669.7169 | 151090.6118 | 203118.1954 | 209665.639 | 210487.3109 | 232852.5956 | 248054.513
Tires | 126.9602 | 126.9602 | 126.9602 | 126.9602 | 126.9602 | 126.9602 | 126.9602 | 126.9602
Waste Coal | 195.2679 | 217.8624 | 208.7111 | 206.3893 | 203.7715 | 203.7715 | 203.7715 | 203.7715
Wind | 398529.5796 | 398529.5796 | 398529.5796 | 493012.4929 | 497841.4929 | 501151.1598 | 590656.6123 | 635311.3629
Total | 4078338.9597 | 4127816.5817 | 4178993.5196 | 4293210.5081 | 4414771.4292 | 4571566.9305 | 4723455.5561 | 4905421.5416
13. Generation by Capacity Reporting Type [TBtu]
00 New Combined Cycle | 27.4159 | 73.8732 | 91.1312 | 349.1355 | 991.304 | 1713.9072 | 2461.2228 | 3578.42
00 New Combined Cycle with Carbon Capture | 0 | 0 | 0 | 0 | 0 | 0 | 0 | 0
00 New Combustion Turbine | 1.0886 | 7.6712 | 7.9914 | 9.2125 | 44.2587 | 83.6966 | 106.3933 | 139.2077
00 New Hydro | 121.7096 | 155.1445 | 157.6671 | 167.3766 | 171.2718 | 174.7037 | 177.283 | 177.283
00 New Nuclear | 0 | 0 | 0 | 0 | 0 | 0 | 0 | 0
00 New Biomass | 0 | 0 | 0 | 0 | 0 | 0 | 0 | 0
00 New Geothermal | 10.3317 | 12.8217 | 16.8058 | 16.8058 | 16.8058 | 16.8058 | 16.8058 | 16.8058
00 New Landfill Gas | 0.81508 | 0.8144 | 0.81508 | 0.77294 | 0.77294 | 0.77303 | 0.77303 | 0.77303
00 New Battery Storage | 9.2209 | 10.6411 | 12.2492 | 16.687 | 16.8894 | 17.779 | 17.8109 | 18.2153
00 New Offshore Wind | 0 | 0 | 0 | 0 | 0 | 0 | 0 | 0
00 New Onshore Wind | 439.1627 | 439.1627 | 439.1627 | 761.5384 | 778.015 | 789.3076 | 1094.7002 | 1247.0622
00 New Solar PV | 154.0792 | 220.8257 | 324.6218 | 502.1399 | 524.4798 | 527.2833 | 603.5937 | 655.4626
00 New Solar Thermal | 0 | 0 | 0 | 0 | 0 | 0 | 0 | 0
00 New Fuel Cell | 0 | 0 | 0 | 0 | 0 | 0 | 0 | 0
00 New Ultrasupercritical Coal without CCS | 0 | 0 | 0 | 0 | 0 | 0 | 0 | 0
00 New Ultrasupercritical Coal with 30% CCS | 0 | 0 | 0 | 0 | 0 | 0 | 0 | 0
00 New Ultrasupercritical Coal with 90% CCS | 0 | 0 | 0 | 0 | 0 | 0 | 0 | 0
00 Exist Combined Cycle | 5261.4688 | 5264.1503 | 5280.6476 | 5166.0875 | 5184.8397 | 4986.4086 | 4449.8797 | 4080.8839
00 Exist Combustion Turbine | 87.6878 | 95.0743 | 115.9399 | 122.2869 | 143.4616 | 110.3204 | 58.7657 | 40.0502
00 Exist Coal Steam_Uncontrolled | 11.9946 | 12.656 | 12.9679 | 12.6905 | 11.7661 | 11.7267 | 11.5021 | 11.4301
00 Exist Coal Steam_ACI | 269.6038 | 288.0921 | 296.5728 | 276.115 | 263.8872 | 237.7131 | 239.8797 | 236.9322
00 Exist Coal Steam_ACI_DSI | 33.2464 | 37.8146 | 38.1408 | 34.1445 | 25.5884 | 28.0526 | 28.704 | 23.6741
00 Exist Coal Steam_DryFGD | 0.25923 | 0.66196 | 0.8024 | 0.77309 | 0.77309 | 0.77309 | 0.77309 | 0.72332
00 Exist Coal Steam_DryFGD_ACI | 173.0331 | 188.6885 | 194.1887 | 190.9216 | 169.5243 | 173.9402 | 174.5756 | 169.3225
00 Exist Coal Steam_DryFGD_ACI_DSI | 0 | 0 | 0 | 0 | 0 | 0 | 0 | 0
00 Exist Coal Steam_DryFGD_SCR | 9.8415 | 10.1944 | 10.4336 | 10.7096 | 9.6389 | 9.6389 | 9.5391 | 9.6389
00 Exist Coal Steam_DryFGD_SCR_ACI | 240.8756 | 269.1268 | 277.113 | 276.7241 | 265.0581 | 273.771 | 274.5654 | 251.5978
00 Exist Coal Steam_DryFGD_SCR_DSI | 4.3707 | 4.9168 | 5.1105 | 5.2631 | 4.5786 | 4.5786 | 4.5786 | 4.5786
00 Exist Coal Steam_DryFGD_SCR_ACI_DSI | 14.1959 | 19.8887 | 21.8401 | 17.864 | 16.4704 | 19.1272 | 18.7166 | 16.4941
00 Exist Coal Steam_DryFGD_SNCR | 0 | 0 | 0 | 0 | 0 | 0 | 0 | 0
00 Exist Coal Steam_DryFGD_SNCR_ACI | 31.1119 | 31.5175 | 31.2886 | 31.5007 | 31.5007 | 30.9897 | 30.9897 | 31.0705
00 Exist Coal Steam_DryFGD_SNCR_ACI_DSI | 26.7162 | 30.5674 | 35.3653 | 36.4125 | 30.0945 | 34.282 | 33.6377 | 32.2019
00 Exist Coal Steam_DSI | 10.9914 | 12.1391 | 12.3639 | 11.0098 | 10.9235 | 14.2462 | 16.0251 | 14.3933
00 Exist Coal Steam_SCR_ACI | 61.4297 | 74.1821 | 78.9727 | 70.8154 | 74.7464 | 74.6337 | 73.9496 | 74.2967
00 Exist Coal Steam_SCR_ACI_DSI | 3.1179 | 3.1563 | 3.5095 | 4.4129 | 3.7276 | 3.8976 | 3.9344 | 0
00 Exist Coal Steam_SNCR | 0.19415 | 0.19415 | 0.19415 | 0.19415 | 0.19415 | 0.19415 | 0.19415 | 0.19415
00 Exist Coal Steam_SNCR_ACI | 6.135 | 7.5969 | 7.7383 | 7.5467 | 8.6111 | 8.6111 | 8.6111 | 7.5302
00 Exist Coal Steam_SNCR_ACI_DSI | 0 | 0 | 0 | 0 | 0 | 0 | 0 | 0
00 Exist Coal Steam_WetFGD | 89.457 | 77.1052 | 77.1052 | 66.55 | 58.3146 | 58.9282 | 61.3458 | 61.0448
00 Exist Coal Steam_WetFGD_ACI | 226.8444 | 229.9617 | 231.4653 | 205.0329 | 185.9616 | 191.1828 | 193.208 | 188.8661
00 Exist Coal Steam_WetFGD_ACI_DSI | 4.276 | 5.3429 | 3.0323 | 0 | 0 | 0.038059 | 0.13121 | 0
00 Exist Coal Steam_WetFGD_DSI | 0 | 0 | 0 | 0 | 0 | 0 | 0 | 0
00 Exist Coal Steam_WetFGD_SCR | 944.6293 | 941.8629 | 926.9788 | 863.2503 | 697.1374 | 704.6125 | 701.134 | 590.6841
00 Exist Coal Steam_WetFGD_SCR_DSI | 1.8163 | 1.5771 | 1.5771 | 1.6886 | 1.5771 | 0 | 0 | 0
00 Exist Coal Steam_WetFGD_SCR_ACI | 470.8708 | 482.7523 | 495.6491 | 507.4728 | 471.7512 | 484.287 | 482.6623 | 470.7155
00 Exist Coal Steam_WetFGD_SCR_ACI_DSI | 21.4172 | 38.8433 | 41.1815 | 40.2688 | 26.7114 | 32.1445 | 33.7896 | 20.5063
00 Exist Coal Steam_WetFGD_SNCR | 27.6209 | 21.3851 | 21.1634 | 21.0261 | 14.0071 | 13.811 | 13.811 | 10.8896
00 Exist Coal Steam_WetFGD_SNCR_ACI | 147.2275 | 164.5849 | 164.4314 | 147.6828 | 125.0021 | 127.659 | 126.8309 | 101.2616
00 Exist Coal Steam_WetFGD_SNCR_ACI_DSI | 6.2038 | 6.2038 | 6.2038 | 5.9041 | 4.206 | 4.206 | 4.206 | 4.206
00 Exist FBC_Uncontrolled | 1.5942 | 1.8299 | 1.916 | 1.916 | 1.8433 | 1.8433 | 1.7637 | 1.8295
00 Exist FBC_WetFGD_SNCR | 0.81748 | 0.81748 | 0.81748 | 0.81748 | 0.81748 | 0.81748 | 0.81748 | 0.81748
00 Exist FBC_WetFGD_DSI | 0 | 0 | 0 | 0 | 0 | 0 | 0 | 0
00 Exist FBC_ACI | 0 | 0 | 0 | 0 | 0 | 0 | 0 | 0
00 Exist FBC_ACI_DSI | 5.1875 | 5.2188 | 5.2188 | 5.33 | 5.2761 | 5.2761 | 5.2761 | 5.2761
00 Exist FBC_DryFGD_ACI | 1.326 | 1.6164 | 1.767 | 1.8536 | 1.5536 | 0 | 0 | 0
00 Exist FBC_DryFGD_DSI | 0 | 0 | 0 | 0 | 0 | 0 | 0 | 0
00 Exist FBC_DryFGD_SNCR | 0 | 3.0703 | 4.6644 | 4.6644 | 4.6644 | 0 | 0 | 0
00 Exist FBC_DryFGD_SNCR_ACI | 0.27685 | 5.9547 | 2.2544 | 5.426 | 5.426 | 5.426 | 5.426 | 0
00 Exist FBC_DryFGD_SNCR_ACI_DSI | 0 | 0 | 0 | 0.99331 | 0.99331 | 0.99331 | 1.07 | 0.38844
00 Exist FBC_DryFGD_SNCR_DSI | 0 | 0 | 0 | 0 | 0 | 0 | 0 | 0
00 Exist FBC_DSI | 0.026553 | 2.4251 | 2.504 | 2.4961 | 2.4925 | 2.539 | 2.539 | 2.4925
00 Exist FBC_SNCR | 2.4464 | 0 | 0 | 0 | 0 | 0 | 0 | 0
00 Exist FBC_SNCR_ACI | 0.1203 | 0.12828 | 0.13824 | 0.14566 | 0.12158 | 0.13043 | 0.13043 | 0.13043
00 Exist FBC_SNCR_ACI_DSI | 0 | 0 | 0 | 2.1313 | 2.5052 | 2.9747 | 3.3613 | 2.9747
00 Exist FBC_SNCR_DSI | 1.3512 | 3.0691 | 3.9843 | 4.6228 | 4.1872 | 4.5447 | 4.7846 | 3.9305
00 Exist IGCC | 14.6356 | 14.6356 | 14.6356 | 14.6356 | 14.6356 | 14.5352 | 13.4932 | 0
00 Exist Fossil_Other | 11.0434 | 11.0434 | 11.0434 | 10.0872 | 10.1145 | 10.1484 | 10.5734 | 10.3081
00 Exist Fuel Cell | 0 | 0 | 0 | 0 | 0 | 0 | 0 | 0
00 Exist Hydro | 912.8473 | 912.8402 | 912.8402 | 912.8402 | 912.8402 | 912.8402 | 912.8402 | 912.8402
00 Exist Non Fossil_Other | 76.3829 | 76.3759 | 76.3759 | 75.2941 | 75.2932 | 75.3104 | 75.3809 | 75.3211
00 Exist Nuclear | 2369.0025 | 2223.0329 | 2192.7312 | 2063.5578 | 2038.1166 | 2038.1166 | 2038.1166 | 1979.7123
00 International Imports | 21.6308 | 21.6308 | 21.6308 | 21.6308 | 21.6308 | 21.6308 | 21.6308 | 21.6308
00 Exist Oil/Gas Steam | 159.9085 | 152.9805 | 151.6245 | 141.8813 | 156.328 | 121.4516 | 83.229 | 44.7698
00 Exist Oil/Gas Steam_SCR | 16.6465 | 15.8708 | 15.0475 | 14.1254 | 13.7743 | 12.3868 | 6.939 | 5.0502
00 Exist Oil/Gas Steam_SNCR | 21.8947 | 22.0703 | 24.1371 | 22.0679 | 24.6506 | 17.0236 | 10.4432 | 4.0119
00 Exist Biomass | 7.014 | 7.3199 | 7.6567 | 7.14 | 6.9624 | 7.9755 | 7.8836 | 8.1859
00 Exist Landfill Gas | 38.1706 | 38.1706 | 38.1706 | 32.9451 | 34.249 | 34.6979 | 35.4737 | 34.8861
00 Exist Geothermal | 55.4942 | 55.4942 | 55.4942 | 55.4942 | 55.4942 | 55.4942 | 55.4942 | 55.4942
00 Exist Pump Storage | 23.6142 | 27.716 | 32.9686 | 34.5271 | 35.9094 | 37.4127 | 37.0435 | 35.3254
00 Exist Energy Storage | 2.1814 | 2.475 | 2.7597 | 2.9201 | 2.9045 | 2.7892 | 2.9438 | 2.8093
00 Exist Solar PV | 180.3161 | 180.3161 | 180.3161 | 180.3161 | 180.3161 | 180.3161 | 180.3161 | 180.3161
00 Exist Solar Thermal | 10.5833 | 10.5833 | 10.5833 | 10.5833 | 10.5833 | 10.5833 | 10.5833 | 10.5833
00 Exist Offshore Wind | 0.4177 | 0.4177 | 0.4177 | 0.4177 | 0.4177 | 0.4177 | 0.4177 | 0.4177
00 Exist Onshore Wind | 920.2025 | 920.2025 | 920.2025 | 920.2025 | 920.2025 | 920.2025 | 920.2025 | 920.2025
00 Ret.ACI | 0 | 0 | 0 | 0 | 0 | 0 | 0 | 0
00 Ret.ACI & DryFGD | 0 | 0 | 0 | 0 | 0 | 0 | 0 | 0
00 Ret.ACI & DryFGD & HRI | 0 | 0 | 0 | 0 | 0 | 0 | 0 | 0
00 Ret.ACI & DSI | 0 | 0 | 0 | 0 | 0 | 0 | 0 | 0
00 Ret.ACI & DSI & DryFGD | 0 | 0 | 0 | 0 | 0 | 0 | 0 | 0
00 Ret.ACI & DSI & DryFGD & HRI | 0 | 0 | 0 | 0 | 0 | 0 | 0 | 0
00 Ret.ACI & DSI & HRI | 0 | 0 | 0 | 0 | 0 | 0 | 0 | 0
00 Ret.ACI & DSI & WetFGD & HRI | 0 | 0 | 0 | 0 | 0 | 0 | 0 | 0
00 Ret.ACI & HRI | 0 | 0 | 0 | 0 | 0 | 0 | 0 | 0
00 Ret.ACI & SCR | 0 | 0 | 0 | 0 | 0 | 0 | 0 | 0
00 Ret.ACI & SCR & DryFGD & HRI | 0 | 0 | 0 | 0 | 0 | 0 | 0 | 0
00 Ret.ACI & SCR & DSI | 0 | 0 | 0 | 0 | 0 | 0 | 0 | 0
00 Ret.ACI & SCR & DSI & DryFGD | 0 | 0 | 0 | 0 | 0 | 0 | 0 | 0
00 Ret.ACI & SCR & DSI & DryFGD & HRI | 0 | 0 | 0 | 0 | 0 | 0 | 0 | 0
00 Ret.ACI & SCR & DSI & HRI | 0 | 0 | 0 | 0 | 0 | 0 | 0 | 0
00 Ret.ACI & SCR & DSI & WetFGD | 0 | 0 | 0 | 0 | 0 | 0 | 0 | 0
00 Ret.ACI & SCR & DSI & WetFGD & HRI | 0 | 0 | 0 | 0 | 0 | 0 | 0 | 0
00 Ret.ACI & SCR & HRI | 0 | 0 | 0 | 0 | 0 | 0 | 0 | 0
00 Ret.ACI & SCR & WetFGD & HRI | 0 | 0 | 0 | 0 | 0 | 0 | 0 | 0
00 Ret.ACI & SNCR | 0 | 0 | 0 | 0 | 0 | 0 | 0 | 0
00 Ret.ACI & SNCR & DSI | 0 | 0 | 0 | 0 | 0 | 0 | 0 | 0
00 Ret.ACI & SNCR & DSI & DryFGD | 0 | 0 | 0 | 0 | 0 | 0 | 0 | 0
00 Ret.ACI & SNCR & DSI & DryFGD & HRI | 0 | 0 | 0 | 0 | 0 | 0 | 0 | 0
00 Ret.ACI & SNCR & DSI & HRI | 0 | 0 | 0 | 0 | 0 | 0 | 0 | 0
00 Ret.ACI & SNCR & DSI & WetFGD | 0 | 0 | 0 | 0 | 0 | 0 | 0 | 0
00 Ret.ACI & SNCR & DSI & WetFGD & HRI | 0 | 0 | 0 | 0 | 0 | 0 | 0 | 0
00 Ret.ACI & SNCR & HRI | 0 | 0 | 0 | 0 | 0 | 0 | 0 | 0
00 Ret.ACI & WetFGD | 0 | 0 | 0 | 0 | 0 | 0 | 0 | 0
00 Ret.ACI & WetFGD & DSI | 0 | 0 | 0 | 0 | 0 | 0 | 0 | 0
00 Ret.ACI & WetFGD & HRI | 0 | 0 | 0 | 0 | 0 | 0 | 0 | 0
00 Ret.C2G | 12.6407 | 12.5556 | 13.6091 | 13.1474 | 13.2009 | 0.22839 | 0 | 0
00 Ret.C2G & SCR | 0 | 0 | 0 | 0 | 0 | 0 | 0 | 0
00 Ret.CCG | 0 | 0 | 0 | 0 | 0 | 0 | 0 | 0
00 Ret.DryFGD | 0 | 0 | 0 | 0 | 0 | 0 | 0 | 0
00 Ret.DryFGD & CCS | 0 | 0 | 0 | 0 | 0 | 0 | 0 | 0
00 Ret.DryFGD & HRI | 0 | 0 | 0 | 0 | 0 | 0 | 0 | 0
00 Ret.DSI | 0 | 0 | 0 | 0 | 0 | 0 | 0 | 0
00 Ret.DSI & DryFGD | 0 | 0 | 0 | 0 | 0 | 0 | 0 | 0
00 Ret.DSI & DryFGD & HRI | 0 | 0 | 0 | 0 | 0 | 0 | 0 | 0
00 Ret.DSI & HRI | 0 | 0 | 0 | 0 | 0 | 0 | 0 | 0
00 Ret.DSI & WetFGD | 0 | 0 | 0 | 0 | 0 | 0 | 0 | 0
00 Ret.DSI & WetFGD & HRI | 0 | 0 | 0 | 0 | 0 | 0 | 0 | 0
00 Ret.ExistACI & DryFGD | 0 | 0 | 0 | 0 | 0 | 0 | 0 | 0
00 Ret.ExistACI & DryFGD & CCS | 0 | 0 | 0 | 0 | 0 | 0 | 0 | 0
00 Ret.ExistACI & DryFGD & HRI | 0 | 0 | 0 | 0 | 0 | 0 | 0 | 0
00 Ret.ExistACI & DryFGD & HRI & CCS | 0 | 0 | 0 | 0 | 0 | 0 | 0 | 0
00 Ret.ExistACI & DSI | 0 | 0 | 0 | 0 | 0 | 0 | 0 | 0
00 Ret.ExistACI & DSI & DryFGD | 0 | 0 | 0 | 0 | 0 | 0 | 0 | 0
00 Ret.ExistACI & DSI & DryFGD & HRI | 0 | 0 | 0 | 0 | 0 | 0 | 0 | 0
00 Ret.ExistACI & DSI & HRI | 0 | 0 | 0 | 0 | 0 | 0 | 0 | 0
00 Ret.ExistACI & DSI & WetFGD | 0 | 0 | 0 | 0 | 0 | 0 | 0 | 0
00 Ret.ExistACI & DSI & WetFGD & HRI | 0 | 0 | 0 | 0 | 0 | 0 | 0 | 0
00 Ret.ExistACI & HRI | 0 | 0 | 0 | 0 | 0 | 0 | 0 | 0
00 Ret.ExistACI & HRI & WetFGD | 0 | 0 | 0 | 0 | 0 | 0 | 0 | 0
00 Ret.ExistACI & SCR | 0 | 0 | 0 | 0 | 0 | 0 | 0 | 0
00 Ret.ExistACI & SCR & DryFGD | 0 | 0 | 0 | 0 | 0 | 0 | 0 | 0
00 Ret.ExistACI & SCR & DryFGD & CCS | 0 | 0 | 0 | 0 | 0 | 0 | 0 | 0
00 Ret.ExistACI & SCR & DryFGD & HRI | 0 | 0 | 0 | 0 | 0 | 0 | 0 | 0
00 Ret.ExistACI & SCR & DryFGD & HRI & CCS | 0 | 0 | 0 | 0 | 0 | 0 | 0 | 0
00 Ret.ExistACI & SCR & DSI | 0 | 0 | 0 | 0 | 0 | 0 | 0 | 0
00 Ret.ExistACI & SCR & DSI & DryFGD | 0 | 0 | 0 | 0 | 0 | 0 | 0 | 0
00 Ret.ExistACI & SCR & DSI & DryFGD & HRI | 0 | 0 | 0 | 0 | 0 | 0 | 0 | 0
00 Ret.ExistACI & SCR & DSI & HRI | 0 | 0 | 0 | 0 | 0 | 0 | 0 | 0
00 Ret.ExistACI & SCR & HRI | 0 | 0 | 0 | 0 | 0 | 0 | 0 | 0
00 Ret.ExistACI & SCR & WetFGD | 0 | 0 | 0 | 0 | 0 | 0 | 0 | 0
00 Ret.ExistACI & SCR & WetFGD & CCS | 0 | 0 | 0 | 0 | 0 | 0 | 0 | 0
00 Ret.ExistACI & SCR & WetFGD & HRI | 0 | 0 | 0 | 0 | 0 | 0 | 0 | 0
00 Ret.ExistACI & SCR & WetFGD & HRI & CCS | 0 | 0 | 0 | 0 | 0 | 0 | 0 | 0
00 Ret.ExistACI & SNCR | 0 | 0 | 0 | 13.6328 | 10.5918 | 24.1121 | 24.1121 | 23.3544
00 Ret.ExistACI & SNCR & DryFGD | 0 | 0 | 0 | 0 | 0 | 0 | 0 | 0
00 Ret.ExistACI & SNCR & DryFGD & CCS | 0 | 0 | 0 | 0 | 0 | 0 | 0 | 0
00 Ret.ExistACI & SNCR & DryFGD & HRI | 0 | 0 | 0 | 0 | 0 | 0 | 0 | 0
00 Ret.ExistACI & SNCR & DryFGD & HRI & CCS | 0 | 0 | 0 | 0 | 0 | 0 | 0 | 0
00 Ret.ExistACI & SNCR & DSI | 0 | 0 | 0 | 0 | 0 | 0 | 0 | 0
00 Ret.ExistACI & SNCR & DSI & HRI | 0 | 0 | 0 | 0 | 0 | 0 | 0 | 0
00 Ret.ExistACI & SNCR & HRI | 0 | 0 | 0 | 0 | 0 | 0 | 0 | 0
00 Ret.ExistACI & SNCR & WetFGD | 0 | 0 | 0 | 0 | 0 | 0 | 0 | 0
00 Ret.ExistACI & SNCR & WetFGD & CCS | 0 | 0 | 0 | 0 | 0 | 0 | 0 | 0
00 Ret.ExistACI & SNCR & WetFGD & HRI | 0 | 0 | 0 | 0 | 0 | 0 | 0 | 0
00 Ret.ExistACI & SNCR & WetFGD & HRI & CCS | 0 | 0 | 0 | 0 | 0 | 0 | 0 | 0
00 Ret.ExistACI & WetFGD | 0 | 0 | 0 | 0 | 0 | 0 | 0 | 0
00 Ret.ExistACI & WetFGD & CCS | 0 | 0 | 0 | 0 | 0 | 0 | 0 | 0
00 Ret.ExistACI & WetFGD & HRI & CCS | 0 | 0 | 0 | 0 | 0 | 0 | 0 | 0
00 Ret.ExistACI_DSI & DryFGD | 15.911 | 15.911 | 15.911 | 15.911 | 15.911 | 15.911 | 15.911 | 15.911
00 Ret.ExistACI_DSI & DryFGD & CCS | 0 | 0 | 0 | 0 | 0 | 0 | 0 | 0
00 Ret.ExistACI_DSI & DryFGD & HRI | 0 | 0 | 0 | 0 | 0 | 0 | 0 | 0
00 Ret.ExistACI_DSI & DryFGD & HRI & CCS | 0 | 0 | 0 | 0 | 0 | 0 | 0 | 0
00 Ret.ExistACI_DSI & HRI | 0 | 0 | 0 | 0 | 0 | 0 | 0 | 0
00 Ret.ExistACI_DSI & SCR | 0 | 0 | 0 | 0 | 0 | 0 | 0 | 0
00 Ret.ExistACI_DSI & SCR & DryFGD | 0 | 0 | 0 | 0 | 0 | 0 | 0 | 0
00 Ret.ExistACI_DSI & SCR & DryFGD & CCS | 0 | 0 | 0 | 0 | 0 | 0 | 0 | 0
00 Ret.ExistACI_DSI & SCR & DryFGD & HRI | 0 | 0 | 0 | 0 | 0 | 0 | 0 | 0
00 Ret.ExistACI_DSI & SCR & DryFGD & HRI & CCS | 0 | 0 | 0 | 0 | 0 | 0 | 0 | 0
00 Ret.ExistACI_DSI & SCR & HRI | 0 | 0 | 0 | 0 | 0 | 0 | 0 | 0
00 Ret.ExistACI_DSI & SCR & WetFGD | 0 | 0 | 0 | 0 | 0 | 0 | 0 | 0
00 Ret.ExistACI_DSI & SCR & WetFGD & CCS | 0 | 0 | 0 | 0 | 0 | 0 | 0 | 0
00 Ret.ExistACI_DSI & SCR & WetFGD & HRI | 0 | 0 | 0 | 0 | 0 | 0 | 0 | 0
00 Ret.ExistACI_DSI & SCR & WetFGD & HRI & CCS | 0 | 0 | 0 | 0 | 0 | 0 | 0 | 0
00 Ret.ExistACI_DSI & SNCR | 0 | 0 | 0 | 0 | 0 | 0 | 0 | 0
00 Ret.ExistACI_DSI & SNCR & DryFGD | 0 | 0 | 0 | 0 | 0 | 0 | 0 | 0
00 Ret.ExistACI_DSI & SNCR & DryFGD & HRI & CCS | 0 | 0 | 0 | 0 | 0 | 0 | 0 | 0
00 Ret.ExistACI_DSI & SNCR & DryFGD & HRI | 0 | 0 | 0 | 0 | 0 | 0 | 0 | 0
00 Ret.ExistACI_DSI & SNCR & WetFGD & HRI & CCS | 0 | 0 | 0 | 0 | 0 | 0 | 0 | 0
00 Ret.ExistACI_DSI & SNCR & HRI | 0 | 0 | 0 | 0 | 0 | 0 | 0 | 0
00 Ret.ExistACI_DSI & SNCR & WetFGD | 0 | 0 | 0 | 0 | 0 | 0 | 0 | 0
00 Ret.ExistACI_DSI & SNCR & WetFGD & HRI | 0 | 0 | 0 | 0 | 0 | 0 | 0 | 0
00 Ret.ExistACI_DSI & WetFGD | 0 | 0 | 0 | 0 | 0 | 0 | 0 | 0
00 Ret.ExistACI_DSI & WetFGD & CCS | 0 | 0 | 0 | 0 | 0 | 0 | 0 | 0
00 Ret.ExistACI_DSI & WetFGD & HRI | 0 | 0 | 0 | 0 | 0 | 0 | 0 | 0
00 Ret.ExistACI_DSI & WetFGD & HRI & CCS | 0 | 0 | 0 | 0 | 0 | 0 | 0 | 0
00 Ret.ExistDryFGD & ACI | 0 | 0 | 0 | 0 | 0 | 0 | 0 | 0
00 Ret.ExistDryFGD & ACI & CCS | 0 | 0 | 0 | 0 | 0 | 0 | 0 | 0
00 Ret.ExistDryFGD & ACI & HRI | 0 | 0 | 0 | 0 | 0 | 0 | 0 | 0
00 Ret.ExistDryFGD & ACI & HRI & CCS | 0 | 0 | 0 | 0 | 0 | 0 | 0 | 0
00 Ret.ExistDryFGD & ACI & SCR | 0 | 0 | 0 | 0 | 0 | 0 | 0 | 0
00 Ret.ExistDryFGD & ACI & SCR & CCS | 0 | 0 | 0 | 0 | 0 | 0 | 0 | 0
00 Ret.ExistDryFGD & ACI & SCR & HRI | 0 | 0 | 0 | 0 | 0 | 0 | 0 | 0
00 Ret.ExistDryFGD & ACI & SCR & HRI & CCS | 0 | 0 | 0 | 0 | 0 | 0 | 0 | 0
00 Ret.ExistDryFGD & ACI & SNCR | 0 | 0 | 0 | 0 | 0 | 0 | 0 | 0
00 Ret.ExistDryFGD & ACI & SNCR & HRI | 0 | 0 | 0 | 0 | 0 | 0 | 0 | 0
00 Ret.ExistDryFGD & ACI & SNCR & HRI & CCS | 0 | 0 | 0 | 0 | 0 | 0 | 0 | 0
00 Ret.ExistDryFGD & CCS | 0 | 0 | 0 | 0 | 0 | 0 | 0 | 0
00 Ret.ExistDryFGD & HRI | 0 | 0 | 0 | 0 | 0 | 0 | 0 | 0
00 Ret.ExistDryFGD & HRI & CCS | 0 | 0 | 0 | 0 | 0 | 0 | 0 | 0
00 Ret.ExistDryFGD & SCR | 0 | 0 | 0 | 0 | 0 | 0 | 0 | 0
00 Ret.ExistDryFGD & SCR & CCS | 0 | 0 | 0 | 0 | 0 | 0 | 0 | 0
00 Ret.ExistDryFGD & SCR & HRI | 0 | 0 | 0 | 0 | 0 | 0 | 0 | 0
00 Ret.ExistDryFGD & SCR & HRI & CCS | 0 | 0 | 0 | 0 | 0 | 0 | 0 | 0
00 Ret.ExistDryFGD & SNCR | 0 | 0 | 0 | 0 | 0 | 0 | 0 | 0
00 Ret.ExistDryFGD & SNCR & CCS | 0 | 0 | 0 | 0 | 0 | 0 | 0 | 0
00 Ret.ExistDryFGD & SNCR & HRI | 0 | 0 | 0 | 0 | 0 | 0 | 0 | 0
00 Ret.ExistDryFGD & SNCR & HRI & CCS | 0 | 0 | 0 | 0 | 0 | 0 | 0 | 0
00 Ret.ExistDryFGD_ACI & CCS | 0 | 0 | 0 | 0 | 0 | 0 | 0 | 0
00 Ret.ExistDryFGD_ACI & HRI | 0 | 0 | 0 | 0 | 0 | 0 | 0 | 0
00 Ret.ExistDryFGD_ACI & HRI & CCS | 0 | 0 | 0 | 0 | 0 | 0 | 0 | 0
00 Ret.ExistDryFGD_ACI & SCR | 0 | 0 | 0 | 0 | 0 | 0 | 0 | 0
00 Ret.ExistDryFGD_ACI & SCR & CCS | 0 | 0 | 0 | 0 | 0 | 0 | 0 | 0
00 Ret.ExistDryFGD_ACI & SCR & HRI | 0 | 0 | 0 | 0 | 0 | 0 | 0 | 0
00 Ret.ExistDryFGD_ACI & SCR & HRI & CCS | 0 | 0 | 0 | 0 | 0 | 0 | 0 | 0
00 Ret.ExistDryFGD_ACI & SNCR | 24.9914 | 24.9914 | 24.9914 | 24.9914 | 24.9914 | 24.9914 | 24.9914 | 24.9914
00 Ret.ExistDryFGD_ACI & SNCR & CCS | 0 | 0 | 0 | 0 | 0 | 0 | 0 | 0
00 Ret.ExistDryFGD_ACI & SNCR & HRI | 0 | 0 | 0 | 0 | 0 | 0 | 0 | 0
00 Ret.ExistDryFGD_ACI & SNCR & HRI & CCS | 0 | 0 | 0 | 0 | 0 | 0 | 0 | 0
00 Ret.ExistDryFGD_ACI_DSI & HRI | 0 | 0 | 0 | 0 | 0 | 0 | 0 | 0
00 Ret.ExistDryFGD_ACI_DSI & SCR | 0 | 0 | 0 | 0 | 0 | 0 | 0 | 0
00 Ret.ExistDryFGD_ACI_DSI & SCR & CCS | 0 | 0 | 0 | 0 | 0 | 0 | 0 | 0
00 Ret.ExistDryFGD_ACI_DSI & SCR & HRI | 0 | 0 | 0 | 0 | 0 | 0 | 0 | 0
00 Ret.ExistDryFGD_ACI_DSI & SCR & HRI & CCS | 0 | 0 | 0 | 0 | 0 | 0 | 0 | 0
00 Ret.ExistDryFGD_ACI_DSI & SNCR | 0 | 0 | 0 | 0 | 0 | 0 | 0 | 0
00 Ret.ExistDryFGD_ACI_DSI & SNCR & HRI | 0 | 0 | 0 | 0 | 0 | 0 | 0 | 0
00 Ret.ExistDryFGD_SCR & ACI & CCS | 0 | 0 | 0 | 0 | 0 | 0 | 0 | 0
00 Ret.ExistDryFGD_DSI & HRI | 0 | 0 | 0 | 0 | 0 | 0 | 0 | 0
00 Ret.ExistDryFGD_SCR & ACI & HRI | 0 | 0 | 0 | 0 | 0 | 0 | 0 | 0
00 Ret.ExistDryFGD_SCR & ACI & HRI & CCS | 0 | 0 | 0 | 0 | 0 | 0 | 0 | 0
00 Ret.ExistDryFGD_SCR & CCS | 0 | 0 | 0 | 0 | 0 | 0 | 0 | 0
00 Ret.ExistDryFGD_SCR_DSI & ACI & HRI | 0 | 0 | 0 | 0 | 0 | 0 | 0 | 0
00 Ret.ExistDryFGD_SNCR_ACI_DSI & CCS | 0 | 0 | 0 | 0 | 0 | 0 | 0 | 0
00 Ret.ExistDryFGD_SNCR_ACI_DSI & HRI | 0 | 0 | 0 | 0 | 0 | 0 | 0 | 0
00 Ret.ExistDryFGD_SNCR_ACI_DSI & HRI & CCS | 0 | 0 | 0 | 0 | 0 | 0 | 0 | 0
00 Ret.ExistDSI & ACI | 0 | 0 | 0 | 0 | 0 | 0 | 0 | 0
00 Ret.ExistDSI & ACI & HRI | 0 | 0 | 0 | 0 | 0 | 0 | 0 | 0
00 Ret.ExistDSI & ACI & SCR | 0 | 0 | 0 | 0 | 0 | 0 | 0 | 0
00 Ret.ExistDSI & ACI & SCR & DryFGD & HRI | 0 | 0 | 0 | 0 | 0 | 0 | 0 | 0
00 Ret.ExistDSI & ACI & SCR & HRI | 0 | 0 | 0 | 0 | 0 | 0 | 0 | 0
00 Ret.ExistDSI & ACI & SCR & WetFGD & HRI | 0 | 0 | 0 | 0 | 0 | 0 | 0 | 0
00 Ret.ExistDSI & DryFGD | 0 | 0 | 0 | 0 | 0 | 0 | 0 | 0
00 Ret.ExistDSI & DryFGD & ACI | 0 | 0 | 0 | 0 | 0 | 0 | 0 | 0
00 Ret.ExistDSI & DryFGD & ACI & HRI | 0 | 0 | 0 | 0 | 0 | 0 | 0 | 0
00 Ret.ExistDSI & DryFGD & HRI | 0 | 0 | 0 | 0 | 0 | 0 | 0 | 0
00 Ret.ExistDSI & HRI | 0 | 0 | 0 | 0 | 0 | 0 | 0 | 0
00 Ret.ExistDSI & SCR | 0 | 0 | 0 | 0 | 0 | 0 | 0 | 0
00 Ret.ExistDSI & SCR & DryFGD | 0 | 0 | 0 | 0 | 0 | 0 | 0 | 0
00 Ret.ExistDSI & SCR & DryFGD & ACI | 0 | 0 | 0 | 0 | 0 | 0 | 0 | 0
00 Ret.ExistDSI & SCR & DryFGD & HRI | 0 | 0 | 0 | 0 | 0 | 0 | 0 | 0
00 Ret.ExistDSI & SCR & HRI | 0 | 0 | 0 | 0 | 0 | 0 | 0 | 0
00 Ret.ExistDSI & SCR & WetFGD | 0 | 0 | 0 | 0 | 0 | 0 | 0 | 0
00 Ret.ExistDSI & SCR & WetFGD & ACI | 0 | 0 | 0 | 0 | 0 | 0 | 0 | 0
00 Ret.ExistDSI & SCR & WetFGD & HRI | 0 | 0 | 0 | 0 | 0 | 0 | 0 | 0
00 Ret.ExistDSI & SNCR | 0 | 0 | 0 | 0 | 0 | 0 | 0 | 0
00 Ret.ExistDSI & SNCR & ACI | 0 | 0 | 0 | 0 | 0 | 0 | 0 | 0
00 Ret.ExistDSI & SNCR & ACI & HRI | 0 | 0 | 0 | 0 | 0 | 0 | 0 | 0
00 Ret.ExistDSI & SNCR & DryFGD | 0 | 0 | 0 | 0 | 0 | 0 | 0 | 0
00 Ret.ExistDSI & SNCR & DryFGD & ACI | 0 | 0 | 0 | 0 | 0 | 0 | 0 | 0
00 Ret.ExistDSI & SNCR & DryFGD & ACI & HRI | 0 | 0 | 0 | 0 | 0 | 0 | 0 | 0
00 Ret.ExistDSI & SNCR & DryFGD & HRI | 0 | 0 | 0 | 0 | 0 | 0 | 0 | 0
00 Ret.ExistDSI & SNCR & HRI | 0 | 0 | 0 | 0 | 0 | 0 | 0 | 0
00 Ret.ExistDSI & SNCR & WetFGD | 0 | 0 | 0 | 0 | 0 | 0 | 0 | 0
00 Ret.ExistDSI & SNCR & WetFGD & ACI | 0 | 0 | 0 | 0 | 0 | 0 | 0 | 0
00 Ret.ExistDSI & SNCR & WetFGD & ACI & HRI | 0 | 0 | 0 | 0 | 0 | 0 | 0 | 0
00 Ret.ExistDSI & SNCR & WetFGD & HRI | 0 | 0 | 0 | 0 | 0 | 0 | 0 | 0
00 Ret.ExistDSI & WetFGD | 0 | 0 | 0 | 0 | 0 | 0 | 0 | 0
00 Ret.ExistDSI & WetFGD & ACI | 0 | 0 | 0 | 0 | 0 | 0 | 0 | 0
00 Ret.ExistDSI & WetFGD & ACI & HRI | 0 | 0 | 0 | 0 | 0 | 0 | 0 | 0
00 Ret.ExistDSI & WetFGD & HRI | 0 | 0 | 0 | 0 | 0 | 0 | 0 | 0
00 Ret.ExistDSI_ACI & SNCR & DryFGD & CCS | 0 | 0 | 0 | 0 | 0 | 0 | 0 | 0
00 Ret.ExistDSI_ACI & SNCR & WetFGD & CCS | 0 | 0 | 0 | 0 | 0 | 0 | 0 | 0
00 Ret.ExistSCR_ACI & DryFGD | 0 | 0 | 0 | 0 | 0 | 0 | 0 | 0
00 Ret.ExistSCR_ACI & DryFGD & CCS | 0 | 0 | 0 | 0 | 0 | 0 | 0 | 0
00 Ret.ExistSCR_ACI & DryFGD & HRI | 0 | 0 | 0 | 0 | 0 | 0 | 0 | 0
00 Ret.ExistSCR_ACI & DryFGD & HRI & CCS | 0 | 0 | 0 | 0 | 0 | 0 | 0 | 0
00 Ret.ExistSCR_ACI & DSI | 0 | 0 | 0 | 0 | 0 | 0 | 0 | 0
00 Ret.ExistSCR_ACI & DSI & HRI | 0 | 0 | 0 | 0 | 0 | 0 | 0 | 0
00 Ret.ExistSCR_ACI & HRI | 0 | 0 | 0 | 0 | 0 | 0 | 0 | 0
00 Ret.ExistSCR_ACI & WetFGD | 0 | 0 | 0 | 0 | 0 | 0 | 0 | 0
00 Ret.ExistSCR_ACI & WetFGD & CCS | 0 | 0 | 0 | 0 | 0 | 0 | 0 | 0
00 Ret.ExistSCR_ACI & WetFGD & HRI | 0 | 0 | 0 | 0 | 0 | 0 | 0 | 0
00 Ret.ExistSCR_ACI & WetFGD & HRI & CCS | 0 | 0 | 0 | 0 | 0 | 0 | 0 | 0
00 Ret.ExistSCR_ACI_DSI & DryFGD | 0 | 0 | 0 | 0 | 0 | 0 | 0 | 0
00 Ret.ExistSCR_ACI_DSI & DryFGD & HRI | 0 | 0 | 0 | 0 | 0 | 0 | 0 | 0
00 Ret.ExistSCR_ACI_DSI & HRI | 0 | 0 | 0 | 0 | 0 | 0 | 0 | 0
00 Ret.ExistSCR_ACI_DSI & WetFGD | 0 | 0 | 0 | 0 | 0 | 0 | 0 | 0
00 Ret.ExistSCR_ACI_DSI & WetFGD & HRI | 0 | 0 | 0 | 0 | 0 | 0 | 0 | 0
00 Ret.ExistSCR_DryFGD & ACI | 0 | 0 | 0 | 0 | 0 | 0 | 0 | 0
00 Ret.ExistSCR_DryFGD & HRI | 0 | 0 | 0 | 0 | 0 | 0 | 0 | 0
00 Ret.ExistSCR_DryFGD & HRI & CCS | 0 | 0 | 0 | 0 | 0 | 0 | 0 | 0
00 Ret.ExistSCR_DryFGD_ACI & CCS | 0 | 0 | 0 | 0 | 0 | 0 | 0 | 0
00 Ret.ExistSCR_DryFGD_ACI & HRI | 0 | 0 | 0 | 0 | 0 | 0 | 0 | 0
00 Ret.ExistSCR_DryFGD_ACI & HRI & CCS | 0 | 0 | 0 | 0 | 0 | 0 | 0 | 0
00 Ret.ExistSCR_DryFGD_ACI_DSI & CCS | 0 | 0 | 0 | 0 | 0 | 0 | 0 | 0
00 Ret.ExistSCR_DryFGD_ACI_DSI & HRI | 0 | 0 | 0 | 0 | 0 | 0 | 0 | 0
00 Ret.ExistSCR_DryFGD_ACI_DSI & HRI & CCS | 0 | 0 | 0 | 0 | 0 | 0 | 0 | 0
00 Ret.ExistSCR_DryFGD_DSI & ACI | 0 | 0 | 0 | 0 | 0 | 0 | 0 | 0
00 Ret.ExistSCR_WetFGD & ACI | 0 | 0 | 0 | 0 | 0 | 0 | 0 | 0
00 Ret.ExistSCR_WetFGD & HRI | 0 | 0 | 0 | 0 | 0 | 0 | 0 | 0
00 Ret.ExistSCR_WetFGD & HRI & CCS | 0 | 0 | 0 | 0 | 0 | 0 | 0 | 0
00 Ret.ExistSCR_WetFGD_ACI & CCS | 0 | 0 | 0 | 0 | 0 | 0 | 0 | 0
00 Ret.ExistSCR_WetFGD_ACI & HRI | 0 | 0 | 0 | 0 | 0 | 0 | 0 | 0
00 Ret.ExistSCR_WetFGD_ACI & HRI & CCS | 0 | 0 | 0 | 0 | 0 | 0 | 0 | 0
00 Ret.ExistSCR_WetFGD_ACI_DSI & CCS | 0 | 0 | 0 | 0 | 0 | 0 | 0 | 0
00 Ret.ExistSCR_WetFGD_ACI_DSI & HRI | 0 | 0 | 0 | 0 | 0 | 0 | 0 | 0
00 Ret.ExistSCR_WetFGD_ACI_DSI & HRI & CCS | 0 | 0 | 0 | 0 | 0 | 0 | 0 | 0
00 Ret.ExistSCR_WetFGD_DSI & ACI | 0 | 0 | 0 | 0 | 0 | 0 | 0 | 0
00 Ret.ExistSCR_WetFGD_DSI & HRI | 0 | 0 | 0 | 0 | 0 | 0 | 0 | 0
00 Ret.ExistSCR_WetFGD_DSI & HRI & CCS | 0 | 0 | 0 | 0 | 0 | 0 | 0 | 0
00 Ret.ExistSNCR_ACI & DryFGD | 0 | 0 | 0 | 0 | 0 | 0 | 0 | 0
00 Ret.ExistSNCR_ACI & DryFGD & CCS | 0 | 0 | 0 | 0 | 0 | 0 | 0 | 0
00 Ret.ExistSNCR_ACI & DryFGD & HRI | 0 | 0 | 0 | 0 | 0 | 0 | 0 | 0
00 Ret.ExistSNCR_ACI & DryFGD & HRI & CCS | 0 | 0 | 0 | 0 | 0 | 0 | 0 | 0
00 Ret.ExistSNCR_ACI & DSI & HRI | 0 | 0 | 0 | 0 | 0 | 0 | 0 | 0
00 Ret.ExistSNCR_ACI & HRI | 0 | 0 | 0 | 0 | 0 | 0 | 0 | 0
00 Ret.ExistSNCR_ACI & WetFGD | 0 | 0 | 0 | 0 | 0 | 0 | 0 | 0
00 Ret.ExistSNCR_ACI & WetFGD & CCS | 0 | 0 | 0 | 0 | 0 | 0 | 0 | 0
00 Ret.ExistSNCR_ACI & WetFGD & HRI | 0 | 0 | 0 | 0 | 0 | 0 | 0 | 0
00 Ret.ExistSNCR_ACI & WetFGD & HRI & CCS | 0 | 0 | 0 | 0 | 0 | 0 | 0 | 0
00 Ret.ExistSNCR_ACI_DSI & DryFGD | 0 | 0 | 0 | 0 | 0 | 0 | 0 | 0
00 Ret.ExistSNCR_ACI_DSI & DryFGD & CCS | 0 | 0 | 0 | 0 | 0 | 0 | 0 | 0
00 Ret.ExistSNCR_ACI_DSI & DryFGD & HRI | 0 | 0 | 0 | 0 | 0 | 0 | 0 | 0
00 Ret.ExistSNCR_ACI_DSI & DryFGD & HRI & CCS | 0 | 0 | 0 | 0 | 0 | 0 | 0 | 0
00 Ret.ExistSNCR_ACI_DSI & HRI | 0 | 0 | 0 | 0 | 0 | 0 | 0 | 0
00 Ret.ExistSNCR_ACI_DSI & WetFGD | 0 | 0 | 0 | 0 | 0 | 0 | 0 | 0
00 Ret.ExistSNCR_ACI_DSI & WetFGD & CCS | 0 | 0 | 0 | 0 | 0 | 0 | 0 | 0
00 Ret.ExistSNCR_ACI_DSI & WetFGD & HRI | 0 | 0 | 0 | 0 | 0 | 0 | 0 | 0
00 Ret.ExistSNCR_ACI_DSI & WetFGD & HRI & CCS | 0 | 0 | 0 | 0 | 0 | 0 | 0 | 0
00 Ret.ExistSNCR_DryFGD & HRI | 0 | 0 | 0 | 0 | 0 | 0 | 0 | 0
00 Ret.ExistSNCR_DryFGD_ACI & CCS | 0 | 0 | 0 | 0 | 0 | 0 | 0 | 0
00 Ret.ExistSNCR_DryFGD_ACI & HRI | 0 | 0 | 0 | 0 | 0 | 0 | 0 | 0
00 Ret.ExistSNCR_DryFGD_ACI & HRI & CCS | 0 | 0 | 0 | 0 | 0 | 0 | 0 | 0
00 Ret.ExistSNCR_WetFGD & ACI | 0 | 0 | 0 | 0 | 0 | 0 | 0 | 0
00 Ret.ExistSNCR_WetFGD & HRI | 0 | 0 | 0 | 0 | 0 | 0 | 0 | 0
00 Ret.ExistSNCR_WetFGD & HRI & CCS | 0 | 0 | 0 | 0 | 0 | 0 | 0 | 0
00 Ret.ExistSNCR_WetFGD_ACI & CCS | 0 | 0 | 0 | 0 | 0 | 0 | 0 | 0
00 Ret.ExistSNCR_WetFGD_ACI & HRI | 0 | 0 | 0 | 0 | 0 | 0 | 0 | 0
00 Ret.ExistSNCR_WetFGD_ACI & HRI & CCS | 0 | 0 | 0 | 0 | 0 | 0 | 0 | 0
00 Ret.ExistSNCR_WetFGD_ACI_DSI & CCS | 0 | 0 | 0 | 0 | 0 | 0 | 0 | 0
00 Ret.ExistSNCR_WetFGD_ACI_DSI & HRI | 0 | 0 | 0 | 0 | 0 | 0 | 0 | 0
00 Ret.ExistSNCR_WetFGD_ACI_DSI & HRI & CCS | 0 | 0 | 0 | 0 | 0 | 0 | 0 | 0
00 Ret.ExistWetFGD & ACI | 0 | 0 | 0 | 0 | 0 | 0 | 0 | 0
00 Ret.ExistWetFGD & ACI & CCS | 0 | 0 | 0 | 0 | 0 | 0 | 0 | 0
00 Ret.ExistWetFGD & ACI & HRI | 0 | 0 | 0 | 0 | 0 | 0 | 0 | 0
00 Ret.ExistWetFGD & ACI & HRI & CCS | 0 | 0 | 0 | 0 | 0 | 0 | 0 | 0
00 Ret.ExistWetFGD & ACI & SCR | 0 | 0 | 0 | 0 | 0 | 0 | 0 | 0
00 Ret.ExistWetFGD & ACI & SCR & CCS | 0 | 0 | 0 | 0 | 0 | 0 | 0 | 0
00 Ret.ExistWetFGD & ACI & SCR & HRI | 0 | 0 | 0 | 0 | 0 | 0 | 0 | 0
00 Ret.ExistWetFGD & ACI & SCR & HRI & CCS | 0 | 0 | 0 | 0 | 0 | 0 | 0 | 0
00 Ret.ExistWetFGD & ACI & SNCR | 0 | 0 | 0 | 0 | 0 | 0 | 0 | 0
00 Ret.ExistWetFGD & ACI & SNCR & HRI | 0 | 0 | 0 | 0 | 0 | 0 | 0 | 0
00 Ret.ExistWetFGD & ACI & SNCR & HRI & CCS | 0 | 0 | 0 | 0 | 0 | 0 | 0 | 0
00 Ret.ExistWetFGD & CCS | 0 | 0 | 0 | 0 | 0 | 0 | 0 | 0
00 Ret.ExistWetFGD & HRI | 0 | 0 | 0 | 0 | 0 | 0 | 0 | 0
00 Ret.ExistWetFGD & HRI & CCS | 0 | 0 | 0 | 0 | 0 | 0 | 0 | 0
00 Ret.ExistWetFGD & SCR | 10.4587 | 22.7411 | 22.7411 | 22.7411 | 22.7411 | 22.4017 | 20.4992 | 18.7795
00 Ret.ExistWetFGD & SCR & CCS | 0 | 0 | 0 | 0 | 0 | 0 | 0 | 0
00 Ret.ExistWetFGD & SCR & HRI | 0 | 0 | 0 | 0 | 0 | 0 | 0 | 0
00 Ret.ExistWetFGD & SCR & HRI & CCS | 0 | 0 | 0 | 0 | 0 | 0 | 0 | 0
00 Ret.ExistWetFGD & SNCR | 0 | 0 | 0 | 0 | 0 | 0 | 0 | 0
00 Ret.ExistWetFGD & SNCR & CCS | 0 | 0 | 0 | 0 | 0 | 0 | 0 | 0
00 Ret.ExistWetFGD & SNCR & HRI | 0 | 0 | 0 | 0 | 0 | 0 | 0 | 0
00 Ret.ExistWetFGD & SNCR & HRI & CCS | 0 | 0 | 0 | 0 | 0 | 0 | 0 | 0
00 Ret.ExistWetFGD_ACI & CCS | 0 | 0 | 0 | 0 | 0 | 0 | 0 | 0
00 Ret.ExistWetFGD_ACI & HRI | 0 | 0 | 0 | 0 | 0 | 0 | 0 | 0
00 Ret.ExistWetFGD_ACI & HRI & CCS | 0 | 0 | 0 | 0 | 0 | 0 | 0 | 0
00 Ret.ExistWetFGD_ACI & SCR | 27.7029 | 31.3276 | 31.3335 | 31.977 | 30.4596 | 30.6017 | 30.2161 | 30.2298
00 Ret.ExistWetFGD_ACI & SCR & CCS | 0 | 0 | 0 | 0 | 0 | 0 | 0 | 0
00 Ret.ExistWetFGD_ACI & SCR & HRI | 0 | 0 | 0 | 0 | 0 | 0 | 0 | 0
00 Ret.ExistWetFGD_ACI & SCR & HRI & CCS | 0 | 0 | 0 | 0 | 0 | 0 | 0 | 0
00 Ret.ExistWetFGD_ACI & SNCR | 14.0019 | 15.0134 | 15.0873 | 16.1179 | 16.4195 | 17.3015 | 17.3213 | 17.2069
00 Ret.ExistWetFGD_ACI & SNCR & CCS | 0 | 0 | 0 | 0 | 0 | 0 | 0 | 0
00 Ret.ExistWetFGD_ACI & SNCR & HRI | 0 | 0 | 0 | 0 | 0 | 0 | 0 | 0
00 Ret.ExistWetFGD_ACI & SNCR & HRI & CCS | 0 | 0 | 0 | 0 | 0 | 0 | 0 | 0
00 Ret.ExistWetFGD_ACI_DSI & CCS | 0 | 0 | 0 | 0 | 0 | 0 | 0 | 0
00 Ret.ExistWetFGD_ACI_DSI & HRI | 0 | 0 | 0 | 0 | 0 | 0 | 0 | 0
00 Ret.ExistWetFGD_ACI_DSI & HRI & CCS | 0 | 0 | 0 | 0 | 0 | 0 | 0 | 0
00 Ret.ExistWetFGD_ACI_DSI & SCR | 0 | 0 | 0 | 0 | 0 | 0 | 0 | 0
00 Ret.ExistWetFGD_ACI_DSI & SCR & CCS | 0 | 0 | 0 | 0 | 0 | 0 | 0 | 0
00 Ret.ExistWetFGD_ACI_DSI & SCR & HRI | 0 | 0 | 0 | 0 | 0 | 0 | 0 | 0
00 Ret.ExistWetFGD_ACI_DSI & SCR & HRI & CCS | 0 | 0 | 0 | 0 | 0 | 0 | 0 | 0
00 Ret.ExistWetFGD_ACI_DSI & SNCR | 0 | 0 | 0 | 0 | 0 | 0 | 0 | 0
00 Ret.ExistWetFGD_ACI_DSI & SNCR & CCS | 0 | 0 | 0 | 0 | 0 | 0 | 0 | 0
00 Ret.ExistWetFGD_ACI_DSI & SNCR & HRI | 0 | 0 | 0 | 0 | 0 | 0 | 0 | 0
00 Ret.ExistWetFGD_ACI_DSI & SNCR & HRI & CCS | 0 | 0 | 0 | 0 | 0 | 0 | 0 | 0
00 Ret.ExistWetFGD_DSI & HRI | 0 | 0 | 0 | 0 | 0 | 0 | 0 | 0
00 Ret.ExistWetFGD_DSI & SCR | 0 | 0 | 0 | 0 | 0 | 0 | 0 | 0
00 Ret.ExistWetFGD_DSI & SCR & HRI | 0 | 0 | 0 | 0 | 0 | 0 | 0 | 0
00 Ret.ExistWetFGD_DSI & SNCR | 0 | 0 | 0 | 0 | 0 | 0 | 0 | 0
00 Ret.ExistWetFGD_SCR & ACI & CCS | 0 | 0 | 0 | 0 | 0 | 0 | 0 | 0
00 Ret.ExistWetFGD_DSI & SNCR & HRI | 0 | 0 | 0 | 0 | 0 | 0 | 0 | 0
00 Ret.ExistWetFGD_SCR & ACI & HRI | 0 | 0 | 0 | 0 | 0 | 0 | 0 | 0
00 Ret.ExistWetFGD_SCR & ACI & HRI & CCS | 0 | 0 | 0 | 0 | 0 | 0 | 0 | 0
00 Ret.ExistWetFGD_SCR & CCS | 0 | 0 | 0 | 0 | 0 | 0 | 0 | 0
00 Ret.ExistWetFGD_SCR_DSI & ACI & CCS | 0 | 0 | 0 | 0 | 0 | 0 | 0 | 0
00 Ret.ExistWetFGD_SCR_DSI & ACI & HRI | 0 | 0 | 0 | 0 | 0 | 0 | 0 | 0
00 Ret.ExistWetFGD_SCR_DSI & ACI & HRI & CCS | 0 | 0 | 0 | 0 | 0 | 0 | 0 | 0
00 Ret.ExistWetFGD_SCR_DSI & CCS | 0 | 0 | 0 | 0 | 0 | 0 | 0 | 0
00 Ret.ExistWetFGD_SNCR & ACI & HRI | 0 | 0 | 0 | 0 | 0 | 0 | 0 | 0
00 Ret.ExistWetFGD_SNCR & CCS | 0 | 0 | 0 | 0 | 0 | 0 | 0 | 0
00 Ret.HRI | 0 | 0 | 0 | 0 | 0 | 0 | 0 | 0
00 Ret.SCR | 0 | 0 | 0 | 0 | 0 | 0 | 0 | 0
00 Ret.SCR & DryFGD | 0 | 0 | 0 | 0 | 0 | 0 | 0 | 0
00 Ret.SCR & DryFGD & ACI | 0 | 0 | 0 | 0 | 0 | 0 | 0 | 0
00 Ret.SCR & DryFGD & CCS | 0 | 0 | 0 | 0 | 0 | 0 | 0 | 0
00 Ret.SCR & DryFGD & HRI | 0 | 0 | 0 | 0 | 0 | 0 | 0 | 0
00 Ret.SCR & DSI | 0 | 0 | 0 | 0 | 0 | 0 | 0 | 0
00 Ret.SCR & DSI & DryFGD | 0 | 0 | 0 | 0 | 0 | 0 | 0 | 0
00 Ret.SCR & DSI & DryFGD & HRI | 0 | 0 | 0 | 0 | 0 | 0 | 0 | 0
00 Ret.SCR & DSI & HRI | 0 | 0 | 0 | 0 | 0 | 0 | 0 | 0
00 Ret.SCR & DSI & WetFGD | 0 | 0 | 0 | 0 | 0 | 0 | 0 | 0
00 Ret.SCR & DSI & WetFGD & HRI | 0 | 0 | 0 | 0 | 0 | 0 | 0 | 0
00 Ret.SCR & HRI | 0 | 0 | 0 | 0 | 0 | 0 | 0 | 0
00 Ret.SCR & WetFGD | 0 | 0 | 0 | 0 | 0 | 0 | 0 | 0
00 Ret.SCR & WetFGD & ACI | 0 | 0 | 0 | 0 | 0 | 0 | 0 | 0
00 Ret.SCR & WetFGD & CCS | 0 | 0 | 0 | 0 | 0 | 0 | 0 | 0
00 Ret.SCR & WetFGD & HRI | 0 | 0 | 0 | 0 | 0 | 0 | 0 | 0
00 Ret.SNCR | 0 | 0 | 0 | 0 | 0 | 0 | 0 | 0
00 Ret.SNCR & DryFGD | 0 | 0 | 0 | 0 | 0 | 0 | 0 | 0
00 Ret.SNCR & DryFGD & ACI | 0 | 0 | 0 | 0 | 0 | 0 | 0 | 0
00 Ret.SNCR & DryFGD & ACI & HRI | 0 | 0 | 0 | 0 | 0 | 0 | 0 | 0
00 Ret.SNCR & DryFGD & CCS | 0 | 0 | 0 | 0 | 0 | 0 | 0 | 0
00 Ret.SNCR & DryFGD & HRI | 0 | 0 | 0 | 0 | 0 | 0 | 0 | 0
00 Ret.SNCR & DSI | 0 | 0 | 0 | 0 | 0 | 0 | 0 | 0
00 Ret.SNCR & DSI & HRI | 0 | 0 | 0 | 0 | 0 | 0 | 0 | 0
00 Ret.SNCR & HRI | 0 | 0 | 0 | 0 | 0 | 0 | 0 | 0
00 Ret.SNCR & WetFGD | 0 | 0 | 0 | 0 | 0 | 0 | 0 | 0
00 Ret.SNCR & WetFGD & ACI | 0 | 0 | 0 | 0 | 0 | 0 | 0 | 0
00 Ret.SNCR & WetFGD & ACI & HRI | 0 | 0 | 0 | 0 | 0 | 0 | 0 | 0
00 Ret.SNCR & WetFGD & CCS | 0 | 0 | 0 | 0 | 0 | 0 | 0 | 0
00 Ret.SNCR & WetFGD & HRI | 0 | 0 | 0 | 0 | 0 | 0 | 0 | 0
00 Ret.WetFGD | 0 | 0 | 0 | 0 | 0 | 0 | 0 | 0
00 Ret.WetFGD & CCS | 0 | 0 | 0 | 0 | 0 | 0 | 0 | 0
00 Ret.WetFGD & HRI | 0 | 0 | 0 | 0 | 0 | 0 | 0 | 0
00 Ret.FB & ACI | 0 | 0 | 0 | 0 | 0 | 0 | 0 | 0
00 Ret.FB & ACI & DryFGD & HRI | 0 | 0 | 0 | 0 | 0 | 0 | 0 | 0
00 Ret.FB & ACI & HRI | 0 | 0 | 0 | 0 | 0 | 0 | 0 | 0
00 Ret.FB & HRI | 0 | 0 | 0 | 0 | 0 | 0 | 0 | 0
00 Ret.FB DryFGD | 0 | 0 | 0 | 0 | 0 | 0 | 0 | 0
00 Ret.FB DryFGD & ACI | 0 | 0 | 0 | 0 | 0 | 0 | 0 | 0
00 Ret.FB DryFGD & ACI & HRI | 0 | 0 | 0 | 0 | 0 | 0 | 0 | 0
00 Ret.FB DryFGD & HRI | 0 | 0 | 0 | 0 | 0 | 0 | 0 | 0
00 Ret.FB DryFGD & SNCR | 0 | 0 | 0 | 0 | 0 | 0 | 0 | 0
00 Ret.FB DryFGD & SNCR & HRI | 0 | 0 | 0 | 0 | 0 | 0 | 0 | 0
00 Ret.FB SNCR & DryFGD & ACI | 0 | 0 | 0 | 0 | 0 | 0 | 0 | 0
00 Ret.FB SNCR & DryFGD & ACI & HRI | 0 | 0 | 0 | 0 | 0 | 0 | 0 | 0
00 Ret.FB-ACI & SNCR | 0 | 0 | 0 | 0 | 0 | 0 | 0 | 0
00 Ret.FB-ACI & SNCR & HRI | 0 | 0 | 0 | 0 | 0 | 0 | 0 | 0
00 Ret.FB-ACI & SNCR & HRI & CCS | 0 | 0 | 0 | 0 | 0 | 0 | 0 | 0
00 Ret.FB-Exist ACI & DryFGD | 0 | 0 | 0 | 0 | 0 | 0 | 0 | 0
00 Ret.FB-Exist ACI & DryFGD & HRI | 0 | 0 | 0 | 0 | 0 | 0 | 0 | 0
00 Ret.FB-Exist ACI & DryFGD & SNCR | 0 | 0 | 0 | 0 | 0 | 0 | 0 | 0
00 Ret.FB-Exist ACI & DryFGD & SNCR & HRI | 0 | 0 | 0 | 0 | 0 | 0 | 0 | 0
00 Ret.FB-Exist ACI & SNCR | 0 | 0 | 0 | 0 | 0 | 0 | 0 | 0
00 Ret.FB-Exist ACI & SNCR & HRI | 0 | 0 | 0 | 0 | 0 | 0 | 0 | 0
00 Ret.FB-Exist ACI_DSI & DryFGD & SNCR | 0 | 0 | 0 | 0 | 0 | 0 | 0 | 0
00 Ret.FB-Exist ACI_DSI & SNCR | 0 | 0 | 0 | 0 | 0 | 0 | 0 | 0
00 Ret.FB-ExistACI & HRI | 0 | 0 | 0 | 0 | 0 | 0 | 0 | 0
00 Ret.FB-ExistACI_DSI & DryFGD | 0 | 0 | 0 | 0 | 0 | 0 | 0 | 0
00 Ret.FB-ExistACI_DSI & DryFGD & HRI | 0 | 0 | 0 | 0 | 0 | 0 | 0 | 0
00 Ret.FB-ExistACI_DSI & DryFGD & SNCR | 0 | 0 | 0 | 0 | 0 | 0 | 0 | 0
00 Ret.FB-ExistACI_DSI & DryFGD & SNCR & HRI | 0 | 0 | 0 | 0 | 0 | 0 | 0 | 0
00 Ret.FB-ExistACI_DSI & HRI | 0 | 0 | 0 | 0 | 0 | 0 | 0 | 0
00 Ret.FB-ExistACI_DSI & SNCR & HRI | 0 | 0 | 0 | 0 | 0 | 0 | 0 | 0
00 Ret.FB-ExistDryFGD_ACI & HRI | 0 | 0 | 0 | 0 | 0 | 0 | 0 | 0
00 Ret.FB-ExistDryFGD_ACI & SNCR | 0 | 0 | 0 | 0 | 0 | 0 | 0 | 0
00 Ret.FB-ExistDryFGD_ACI & SNCR & HRI | 0 | 0 | 0 | 0 | 0 | 0 | 0 | 0
00 Ret.FB-ExistDryFGD_DSI & HRI | 0 | 0 | 0 | 0 | 0 | 0 | 0 | 0
00 Ret.FB-ExistDryFGD_DSI & SNCR | 0 | 0 | 0 | 0 | 0 | 0 | 0 | 0
00 Ret.FB-ExistDryFGD_DSI & SNCR & HRI | 0 | 0 | 0 | 0 | 0 | 0 | 0 | 0
00 Ret.FB-ExistDryFGD_SNCR & HRI | 0 | 0 | 0 | 0 | 0 | 0 | 0 | 0
00 Ret.FB-ExistDryFGD_SNCR_ACI & HRI | 0 | 0 | 0 | 0 | 0 | 0 | 0 | 0
00 Ret.FB-ExistDryFGD_SNCR_ACI_DSI & HRI | 0 | 0 | 0 | 0 | 0 | 0 | 0 | 0
00 Ret.FB-ExistDryFGD_SNCR_DSI & HRI | 0 | 0 | 0 | 0 | 0 | 0 | 0 | 0
00 Ret.FB-ExistDSI & ACI | 0 | 0 | 0 | 0 | 0 | 0 | 0 | 0
00 Ret.FB-ExistDSI & ACI & HRI | 0 | 0 | 0 | 0 | 0 | 0 | 0 | 0
00 Ret.FB-ExistDSI & ACI & SNCR | 0 | 0 | 0 | 0 | 0 | 0 | 0 | 0
00 Ret.FB-ExistDSI & ACI & SNCR & HRI | 0 | 0 | 0 | 0 | 0 | 0 | 0 | 0
00 Ret.FB-ExistDSI & DryFGD | 0 | 0 | 0 | 0 | 0 | 0 | 0 | 0
00 Ret.FB-ExistDSI & DryFGD & ACI | 0 | 0 | 0 | 0 | 0 | 0 | 0 | 0
00 Ret.FB-ExistDSI & DryFGD & ACI & HRI | 0 | 0 | 0 | 0 | 0 | 0 | 0 | 0
00 Ret.FB-ExistDSI & DryFGD & HRI | 0 | 0 | 0 | 0 | 0 | 0 | 0 | 0
00 Ret.FB-ExistDSI & DryFGD & SNCR | 0 | 0 | 0 | 0 | 0 | 0 | 0 | 0
00 Ret.FB-ExistDSI & DryFGD & SNCR & HRI | 0 | 0 | 0 | 0 | 0 | 0 | 0 | 0
00 Ret.FB-ExistDSI & HRI | 0 | 0 | 0 | 0 | 0 | 0 | 0 | 0
00 Ret.FB-ExistDSI & SNCR | 0.6397 | 0.70432 | 0.67309 | 0.67309 | 0.66778 | 0.66778 | 0.66778 | 0.66778
00 Ret.FB-ExistDSI & SNCR & DryFGD & ACI | 0 | 0 | 0 | 0 | 0 | 0 | 0 | 0
00 Ret.FB-ExistDSI & SNCR & DryFGD & ACI & HRI | 0 | 0 | 0 | 0 | 0 | 0 | 0 | 0
00 Ret.FB-ExistDSI & SNCR & HRI | 0 | 0 | 0 | 0 | 0 | 0 | 0 | 0
00 Ret.FB-ExistSNCR & DryFGD | 0 | 0 | 0 | 0 | 0 | 0 | 0 | 0
00 Ret.FB-ExistSNCR & DryFGD & ACI | 0 | 0 | 0 | 0 | 0 | 0 | 0 | 0
00 Ret.FB-ExistSNCR & DryFGD & HRI | 0 | 0 | 0 | 0 | 0 | 0 | 0 | 0
00 Ret.FB-ExistSNCR & HRI | 0 | 0 | 0 | 0 | 0 | 0 | 0 | 0
00 Ret.FB-ExistSNCR_ACI_DSI & DryFGD | 0 | 0 | 0 | 0 | 0 | 0 | 0 | 0
00 Ret.FB-ExistSNCR_ACI_DSI & DryFGD & HRI | 0 | 0 | 0 | 0 | 0 | 0 | 0 | 0
00 Ret.FB-ExistSNCR_ACI_DSI & HRI | 0 | 0 | 0 | 0 | 0 | 0 | 0 | 0
00 Ret.FB-ExistSNCR_DryFGD & HRI | 0 | 0 | 0 | 0 | 0 | 0 | 0 | 0
00 Ret.FB-ExistSNCR_DryFGD_ACI & HRI | 0 | 0 | 0 | 0 | 0 | 0 | 0 | 0
00 Ret.FB-ExistSNCR_DSI & ACI | 0 | 0 | 0 | 0 | 0 | 0 | 0 | 0
00 Ret.FB-ExistSNCR_DSI & ACI & DryFGD | 0 | 0 | 0 | 0 | 0 | 0 | 0 | 0
00 Ret.FB-ExistSNCR_DSI & ACI & DryFGD & HRI | 0 | 0 | 0 | 0 | 0 | 0 | 0 | 0
00 Ret.FB-ExistSNCR_DSI & ACI & HRI | 0 | 0 | 0 | 0 | 0 | 0 | 0 | 0
00 Ret.FB-ExistSNCR_DSI & DryFGD | 0 | 0 | 0 | 0 | 0 | 0 | 0 | 0
00 Ret.FB-ExistSNCR_DSI & DryFGD & HRI | 0 | 0 | 0 | 0 | 0 | 0 | 0 | 0
00 Ret.FB-ExistSNCR_DSI & HRI | 0 | 0 | 0 | 0 | 0 | 0 | 0 | 0
00 Ret.FB-ExistSNCR_WetFGD & ACI | 0 | 0 | 0 | 0 | 0 | 0 | 0 | 0
00 Ret.FB-ExistSNCR_WetFGD & HRI | 0 | 0 | 0 | 0 | 0 | 0 | 0 | 0
00 Ret.FB-ExistWetFGD_DSI & HRI | 0 | 0 | 0 | 0 | 0 | 0 | 0 | 0
00 Ret.FB-ExistWetFGD_DSI & SNCR | 0 | 0 | 0 | 0 | 0 | 0 | 0 | 0
00 Ret.FB-ExistWetFGD_DSI & SNCR & HRI | 0 | 0 | 0 | 0 | 0 | 0 | 0 | 0
00 Ret.FB-ExistWetFGD_SNCR & ACI & HRI | 0 | 0 | 0 | 0 | 0 | 0 | 0 | 0
00 Ret.FB-SNCR | 0 | 0 | 0 | 0 | 0 | 0 | 0 | 0
00 Ret.FB-SNCR & HRI | 0 | 0 | 0 | 0 | 0 | 0 | 0 | 0
00 Ret.Oil/Gas Steam SCR | 3.3532 | 2.3685 | 0.056958 | 0.16208 | 0.062761 | 0.062761 | 0.015119 | 0.03708
00 CC Retirement | 0 | 0 | 0 | 0 | 0 | 0 | 0 | 0
00 CT Retirement | 0 | 0 | 0 | 0 | 0 | 0 | 0 | 0
00 O/G Retirement | 0 | 0 | 0 | 0 | 0 | 0 | 0 | 0
00 Coal Retirement | 0 | 0 | 0 | 0 | 0 | 0 | 0 | 0
00 IGCC Retirement | 0 | 0 | 0 | 0 | 0 | 0 | 0 | 0
00 Nuke Retirement | 0 | 0 | 0 | 0 | 0 | 0 | 0 | 0
00 Biomass Retirement | 0 | 0 | 0 | 0 | 0 | 0 | 0 | 0
00 Fossil_Other Retirement | 0 | 0 | 0 | 0 | 0 | 0 | 0 | 0
00 Fuel Cell Retirement | 0 | 0 | 0 | 0 | 0 | 0 | 0 | 0
00 Geothermal Retirement | 0 | 0 | 0 | 0 | 0 | 0 | 0 | 0
00 Hydro Retirement | 0 | 0 | 0 | 0 | 0 | 0 | 0 | 0
00 Landfill Gas Retirement | 0 | 0 | 0 | 0 | 0 | 0 | 0 | 0
00 Non Fossil_Other Retirement | 0 | 0 | 0 | 0 | 0 | 0 | 0 | 0
Total | 13915.2925 | 14084.1102 | 14258.7259 | 14648.4343 | 15063.2001 | 15598.1864 | 16116.4304 | 16737.2983
14. Capacity Factor by Capacity Reporting Type [%]
00 New Combined Cycle | 87.0011 | 87.0011 | 87.0011 | 87.001 | 87.0009 | 87.0009 | 86.7955 | 86.6456
00 New Combined Cycle with Carbon Capture | N/A | N/A | N/A | N/A | N/A | N/A | N/A | N/A
00 New Combustion Turbine | 2.7195 | 3.4984 | 3.6 | 3.5616 | 6.8707 | 7.2223 | 6.7176 | 5.9449
00 New Hydro | 61.8545 | 61.3336 | 61.4388 | 61.314 | 61.3571 | 61.4188 | 61.4883 | 61.4883
00 New Nuclear | N/A | N/A | N/A | N/A | N/A | N/A | N/A | N/A
00 New Biomass | N/A | N/A | N/A | N/A | N/A | N/A | N/A | N/A
00 New Geothermal | 90 | 90 | 90 | 90 | 90 | 90 | 90 | 90
00 New Landfill Gas | 90 | 89.9251 | 90 | 85.3468 | 85.3468 | 85.3571 | 85.3571 | 85.3571
00 New Battery Storage | 12.1736 | 14.0485 | 10.2118 | 10.3136 | 10.4387 | 10.9885 | 11.0082 | 10.6546
00 New Offshore Wind | N/A | N/A | N/A | N/A | N/A | N/A | N/A | N/A
00 New Onshore Wind | 43.29 | 43.29 | 43.29 | 43.3072 | 43.3928 | 43.4713 | 45.6056 | 46.3708
00 New Solar PV | 19.9382 | 19.8047 | 19.495 | 19.7435 | 19.8028 | 19.7891 | 19.8281 | 19.8643
00 New Solar Thermal | N/A | N/A | N/A | N/A | N/A | N/A | N/A | N/A
00 New Fuel Cell | 0 | 0 | 0 | 0 | 0 | 0 | 0 | 0
00 New Ultrasupercritical Coal without CCS | N/A | N/A | N/A | N/A | N/A | N/A | N/A | N/A
00 New Ultrasupercritical Coal with 30% CCS | N/A | N/A | N/A | N/A | N/A | N/A | N/A | N/A
00 New Ultrasupercritical Coal with 90% CCS | N/A | N/A | N/A | N/A | N/A | N/A | N/A | N/A
00 Exist Combined Cycle | 67.2904 | 67.3247 | 67.5357 | 66.0706 | 66.3104 | 63.7726 | 56.9108 | 52.1916
00 Exist Combustion Turbine | 2.0391 | 2.211 | 2.6971 | 2.8508 | 3.3444 | 2.5718 | 1.3699 | 0.93365
00 Exist Coal Steam_Uncontrolled | 56.0244 | 68.8168 | 73.7494 | 72.1714 | 77.9676 | 77.7064 | 76.2183 | 75.7408
00 Exist Coal Steam_ACI | 59.786 | 64.7963 | 66.8611 | 66.158 | 63.2282 | 65.8238 | 66.4238 | 65.6185
00 Exist Coal Steam_ACI_DSI | 37.1785 | 47.2807 | 47.6886 | 51.5545 | 38.6358 | 44.4602 | 45.4926 | 42.768
00 Exist Coal Steam_DryFGD | 14.4552 | 36.912 | 44.7433 | 43.1087 | 43.1087 | 43.1087 | 43.1087 | 40.3338
00 Exist Coal Steam_DryFGD_ACI | 69.1697 | 75.4279 | 77.6266 | 76.3206 | 67.7671 | 69.5323 | 69.7863 | 67.6864
00 Exist Coal Steam_DryFGD_ACI_DSI | N/A | N/A | N/A | N/A | N/A | N/A | N/A | N/A
00 Exist Coal Steam_DryFGD_SCR | 48.4928 | 50.232 | 51.4102 | 52.7705 | 47.4948 | 73.1269 | 72.3692 | 73.1269
00 Exist Coal Steam_DryFGD_SCR_ACI | 56.3652 | 62.976 | 64.8448 | 64.7538 | 62.024 | 64.0628 | 64.5128 | 63.2958
00 Exist Coal Steam_DryFGD_SCR_DSI | 54.5636 | 61.3805 | 63.7988 | 65.7044 | 57.159 | 57.159 | 57.159 | 57.159
00 Exist Coal Steam_DryFGD_SCR_ACI_DSI | 42.8656 | 60.0555 | 65.948 | 53.9418 | 49.7338 | 57.7562 | 56.5164 | 49.8052
00 Exist Coal Steam_DryFGD_SNCR | N/A | N/A | N/A | N/A | N/A | N/A | N/A | N/A
00 Exist Coal Steam_DryFGD_SNCR_ACI | 72.5878 | 73.5342 | 73.0001 | 73.4951 | 73.4951 | 72.3028 | 72.3028 | 72.4913
00 Exist Coal Steam_DryFGD_SNCR_ACI_DSI | 38.1984 | 43.7048 | 50.5648 | 52.0621 | 43.0287 | 49.0159 | 48.0947 | 46.0419
00 Exist Coal Steam_DSI | 30.4169 | 33.593 | 34.215 | 38.5712 | 38.2689 | 49.9095 | 56.1416 | 50.4247
00 Exist Coal Steam_SCR_ACI | 52.081 | 62.8927 | 66.9542 | 60.0384 | 63.3711 | 63.2756 | 62.6956 | 65.5178
00 Exist Coal Steam_SCR_ACI_DSI | 29.9757 | 30.3446 | 33.741 | 42.4262 | 35.8373 | 37.4719 | 37.8257 | N/A
00 Exist Coal Steam_SNCR | 85.47 | 85.47 | 85.47 | 85.47 | 85.47 | 85.47 | 85.47 | 85.47
00 Exist Coal Steam_SNCR_ACI | 34.908 | 43.2259 | 44.0304 | 42.9403 | 48.9971 | 48.9971 | 48.9971 | 42.8465
00 Exist Coal Steam_SNCR_ACI_DSI | 0 | 0 | 0 | 0 | 0 | 0 | 0 | N/A
00 Exist Coal Steam_WetFGD | 82.0437 | 81.9996 | 81.9996 | 81.8589 | 71.7291 | 72.4838 | 75.4576 | 75.0873
00 Exist Coal Steam_WetFGD_ACI | 61.1928 | 66.8455 | 69.6646 | 65.8385 | 59.7145 | 61.3911 | 62.0414 | 60.6472
00 Exist Coal Steam_WetFGD_ACI_DSI | 28.9018 | 36.1127 | 20.4953 | 0 | 0 | 0.4159 | 1.4339 | 0
00 Exist Coal Steam_WetFGD_DSI | N/A | N/A | N/A | N/A | N/A | N/A | N/A | N/A
00 Exist Coal Steam_WetFGD_SCR | 60.0264 | 62.8191 | 61.8264 | 57.5759 | 48.8848 | 49.4089 | 50.3958 | 47.7275
00 Exist Coal Steam_WetFGD_SCR_DSI | 13.3264 | 11.5714 | 11.5714 | 12.3893 | 11.5714 | N/A | N/A | N/A
00 Exist Coal Steam_WetFGD_SCR_ACI | 58.2831 | 59.7538 | 61.3501 | 62.8136 | 58.3921 | 59.9437 | 59.7426 | 61.1435
00 Exist Coal Steam_WetFGD_SCR_ACI_DSI | 19.2961 | 34.9964 | 37.103 | 36.2807 | 38.8073 | 46.7006 | 49.0908 | 35.622
00 Exist Coal Steam_WetFGD_SNCR | 27.4462 | 23.2526 | 23.0115 | 22.8622 | 17.0961 | 21.0033 | 49.1045 | 80.0736
00 Exist Coal Steam_WetFGD_SNCR_ACI | 64.0316 | 71.7795 | 71.7126 | 64.4081 | 54.5165 | 55.6752 | 55.3141 | 57.2917
00 Exist Coal Steam_WetFGD_SNCR_ACI_DSI | 78.92 | 78.92 | 78.92 | 75.1078 | 53.5055 | 53.5055 | 53.5055 | 53.5055
00 Exist FBC_Uncontrolled | 71.1158 | 81.6288 | 85.47 | 85.47 | 82.23 | 82.23 | 78.6778 | 81.614
00 Exist FBC_WetFGD_SNCR | 85.47 | 85.47 | 85.47 | 85.47 | 85.47 | 85.47 | 85.47 | 85.47
00 Exist FBC_WetFGD_DSI | N/A | N/A | N/A | N/A | N/A | N/A | N/A | N/A
00 Exist FBC_ACI | N/A | N/A | N/A | N/A | N/A | N/A | N/A | N/A
00 Exist FBC_ACI_DSI | 39.4449 | 39.6831 | 39.6831 | 40.5286 | 40.119 | 40.119 | 40.119 | 40.119
00 Exist FBC_DryFGD_ACI | 32.6199 | 39.7641 | 43.4688 | 45.6004 | 38.2205 | N/A | N/A | N/A
00 Exist FBC_DryFGD_DSI | N/A | N/A | N/A | N/A | N/A | N/A | N/A | N/A
00 Exist FBC_DryFGD_SNCR | 0 | 17.5296 | 26.631 | 26.631 | 26.631 | 0 | N/A | N/A
00 Exist FBC_DryFGD_SNCR_ACI | 0.74819 | 16.0926 | 6.0924 | 14.6637 | 14.6637 | 14.6637 | 14.6637 | 0
00 Exist FBC_DryFGD_SNCR_ACI_DSI | 0 | 0 | 0 | 36.9258 | 36.9258 | 36.9258 | 39.7781 | 14.4399
00 Exist FBC_DryFGD_SNCR_DSI | N/A | N/A | N/A | N/A | N/A | N/A | N/A | N/A
00 Exist FBC_DSI | 0.27592 | 25.1999 | 26.0196 | 25.9373 | 25.8997 | 26.3836 | 26.3836 | 25.8997
00 Exist FBC_SNCR | 81.8485 | N/A | N/A | N/A | N/A | N/A | N/A | N/A
00 Exist FBC_SNCR_ACI | 37.9716 | 40.4882 | 43.6335 | 45.9754 | 38.3759 | 41.1665 | 41.1665 | 41.1665
00 Exist FBC_SNCR_ACI_DSI | 0 | 0 | 0 | 23.3794 | 27.4811 | 32.6312 | 36.8715 | 32.6312
00 Exist FBC_SNCR_DSI | 8.1014 | 18.4018 | 23.8896 | 27.7177 | 25.1057 | 27.2494 | 42.3492 | 41.0948
00 Exist IGCC | 82.2965 | 82.2965 | 82.2965 | 82.2965 | 82.2965 | 81.732 | 75.8726 | N/A
00 Exist Fossil_Other | 35.2087 | 35.2087 | 35.2087 | 32.16 | 32.2471 | 32.3551 | 33.71 | 32.8644
00 Exist Fuel Cell | 0 | 0 | 0 | 0 | 0 | 0 | 0 | 0
00 Exist Hydro | 38.4505 | 38.4506 | 38.4506 | 38.4506 | 38.4506 | 38.4506 | 38.4506 | 38.4506
00 Exist Non Fossil_Other | 60.1856 | 60.1801 | 60.1801 | 59.3277 | 59.327 | 59.3406 | 59.3961 | 59.349
00 Exist Nuclear | 89.6611 | 90.2077 | 90.2034 | 90.0448 | 90.2781 | 90.2781 | 90.2781 | 90.2285
00 International Imports | 72.37 | 72.37 | 72.37 | 72.37 | 72.37 | 72.37 | 72.37 | 72.37
00 Exist Oil/Gas Steam | 9.7852 | 9.3824 | 9.338 | 8.7407 | 9.6371 | 7.5112 | 5.2072 | 2.8776
00 Exist Oil/Gas Steam_SCR | 6.9845 | 6.659 | 6.3136 | 5.9267 | 5.7794 | 5.1972 | 2.9114 | 2.1189
00 Exist Oil/Gas Steam_SNCR | 9.8844 | 9.9636 | 10.8967 | 9.9626 | 11.1285 | 8.0253 | 5.2282 | 2.5857
00 Exist Biomass | 44.5458 | 46.4886 | 61.0949 | 56.9719 | 55.555 | 63.6389 | 62.905 | 65.3173
00 Exist Landfill Gas | 66.7576 | 66.7576 | 66.7576 | 57.6186 | 59.8991 | 60.6841 | 62.041 | 61.0132
00 Exist Geothermal | 77.7337 | 77.7337 | 77.7337 | 77.7337 | 77.7337 | 77.7337 | 77.7337 | 77.7337
00 Exist Pump Storage | 3.5594 | 4.1777 | 4.9695 | 5.2044 | 5.4127 | 5.6393 | 5.5837 | 5.3247
00 Exist Energy Storage | 10.7107 | 12.1523 | 13.55 | 14.338 | 14.2611 | 13.6949 | 14.4543 | 13.7938
00 Exist Solar PV | 24.549 | 24.549 | 24.549 | 24.549 | 24.549 | 24.549 | 24.549 | 24.549
00 Exist Solar Thermal | 20.1873 | 20.1873 | 20.1873 | 20.1873 | 20.1873 | 20.1873 | 20.1873 | 20.1873
00 Exist Offshore Wind | 47.6961 | 47.6961 | 47.6961 | 47.6961 | 47.6961 | 47.6961 | 47.6961 | 47.6961
00 Exist Onshore Wind | 33.956 | 33.956 | 33.956 | 33.956 | 33.956 | 33.956 | 33.956 | 33.956
00 Ret.ACI | N/A | N/A | N/A | N/A | N/A | N/A | N/A | N/A
00 Ret.ACI & DryFGD | N/A | N/A | N/A | N/A | N/A | N/A | N/A | N/A
00 Ret.ACI & DryFGD & HRI | N/A | N/A | N/A | N/A | N/A | N/A | N/A | N/A
00 Ret.ACI & DSI | N/A | N/A | N/A | N/A | N/A | N/A | N/A | N/A
00 Ret.ACI & DSI & DryFGD | N/A | N/A | N/A | N/A | N/A | N/A | N/A | N/A
00 Ret.ACI & DSI & DryFGD & HRI | N/A | N/A | N/A | N/A | N/A | N/A | N/A | N/A
00 Ret.ACI & DSI & HRI | N/A | N/A | N/A | N/A | N/A | N/A | N/A | N/A
00 Ret.ACI & DSI & WetFGD & HRI | N/A | N/A | N/A | N/A | N/A | N/A | N/A | N/A
00 Ret.ACI & HRI | N/A | N/A | N/A | N/A | N/A | N/A | N/A | N/A
00 Ret.ACI & SCR | N/A | N/A | N/A | N/A | N/A | N/A | N/A | N/A
00 Ret.ACI & SCR & DryFGD & HRI | N/A | N/A | N/A | N/A | N/A | N/A | N/A | N/A
00 Ret.ACI & SCR & DSI | N/A | N/A | N/A | N/A | N/A | N/A | N/A | N/A
00 Ret.ACI & SCR & DSI & DryFGD | N/A | N/A | N/A | N/A | N/A | N/A | N/A | N/A
00 Ret.ACI & SCR & DSI & DryFGD & HRI | N/A | N/A | N/A | N/A | N/A | N/A | N/A | N/A
00 Ret.ACI & SCR & DSI & HRI | N/A | N/A | N/A | N/A | N/A | N/A | N/A | N/A
00 Ret.ACI & SCR & DSI & WetFGD | N/A | N/A | N/A | N/A | N/A | N/A | N/A | N/A
00 Ret.ACI & SCR & DSI & WetFGD & HRI | N/A | N/A | N/A | N/A | N/A | N/A | N/A | N/A
00 Ret.ACI & SCR & HRI | N/A | N/A | N/A | N/A | N/A | N/A | N/A | N/A
00 Ret.ACI & SCR & WetFGD & HRI | N/A | N/A | N/A | N/A | N/A | N/A | N/A | N/A
00 Ret.ACI & SNCR | N/A | N/A | N/A | N/A | N/A | N/A | N/A | N/A
00 Ret.ACI & SNCR & DSI | N/A | N/A | N/A | N/A | N/A | N/A | N/A | N/A
00 Ret.ACI & SNCR & DSI & DryFGD | N/A | N/A | N/A | N/A | N/A | N/A | N/A | N/A
00 Ret.ACI & SNCR & DSI & DryFGD & HRI | N/A | N/A | N/A | N/A | N/A | N/A | N/A | N/A
00 Ret.ACI & SNCR & DSI & HRI | N/A | N/A | N/A | N/A | N/A | N/A | N/A | N/A
00 Ret.ACI & SNCR & DSI & WetFGD | N/A | N/A | N/A | N/A | N/A | N/A | N/A | N/A
00 Ret.ACI & SNCR & DSI & WetFGD & HRI | N/A | N/A | N/A | N/A | N/A | N/A | N/A | N/A
00 Ret.ACI & SNCR & HRI | N/A | N/A | N/A | N/A | N/A | N/A | N/A | N/A
00 Ret.ACI & WetFGD | N/A | N/A | N/A | N/A | N/A | N/A | N/A | N/A
00 Ret.ACI & WetFGD & DSI | N/A | N/A | N/A | N/A | N/A | N/A | N/A | N/A
00 Ret.ACI & WetFGD & HRI | N/A | N/A | N/A | N/A | N/A | N/A | N/A | N/A
00 Ret.C2G | 28.0265 | 22.5603 | 19.9526 | 19.2757 | 19.3542 | 0.33485 | 0 | 0
00 Ret.C2G & SCR | N/A | N/A | N/A | N/A | N/A | N/A | N/A | N/A
00 Ret.CCG | N/A | N/A | N/A | N/A | N/A | N/A | N/A | N/A
00 Ret.DryFGD | N/A | N/A | N/A | N/A | N/A | N/A | N/A | N/A
00 Ret.DryFGD & CCS | N/A | N/A | N/A | N/A | N/A | N/A | N/A | N/A
00 Ret.DryFGD & HRI | N/A | N/A | N/A | N/A | N/A | N/A | N/A | N/A
00 Ret.DSI | N/A | N/A | N/A | N/A | N/A | N/A | N/A | N/A
00 Ret.DSI & DryFGD | N/A | N/A | N/A | N/A | N/A | N/A | N/A | N/A
00 Ret.DSI & DryFGD & HRI | N/A | N/A | N/A | N/A | N/A | N/A | N/A | N/A
00 Ret.DSI & HRI | N/A | N/A | N/A | N/A | N/A | N/A | N/A | N/A
00 Ret.DSI & WetFGD | N/A | N/A | N/A | N/A | N/A | N/A | N/A | N/A
00 Ret.DSI & WetFGD & HRI | N/A | N/A | N/A | N/A | N/A | N/A | N/A | N/A
00 Ret.ExistACI & DryFGD | N/A | N/A | N/A | N/A | N/A | N/A | N/A | N/A
00 Ret.ExistACI & DryFGD & CCS | N/A | N/A | N/A | N/A | N/A | N/A | N/A | N/A
00 Ret.ExistACI & DryFGD & HRI | N/A | N/A | N/A | N/A | N/A | N/A | N/A | N/A
00 Ret.ExistACI & DryFGD & HRI & CCS | N/A | N/A | N/A | N/A | N/A | N/A | N/A | N/A
00 Ret.ExistACI & DSI | N/A | N/A | N/A | N/A | N/A | N/A | N/A | N/A
00 Ret.ExistACI & DSI & DryFGD | N/A | N/A | N/A | N/A | N/A | N/A | N/A | N/A
00 Ret.ExistACI & DSI & DryFGD & HRI | N/A | N/A | N/A | N/A | N/A | N/A | N/A | N/A
00 Ret.ExistACI & DSI & HRI | N/A | N/A | N/A | N/A | N/A | N/A | N/A | N/A
00 Ret.ExistACI & DSI & WetFGD | N/A | N/A | N/A | N/A | N/A | N/A | N/A | N/A
00 Ret.ExistACI & DSI & WetFGD & HRI | N/A | N/A | N/A | N/A | N/A | N/A | N/A | N/A
00 Ret.ExistACI & HRI | N/A | N/A | N/A | N/A | N/A | N/A | N/A | N/A
00 Ret.ExistACI & HRI & WetFGD | N/A | N/A | N/A | N/A | N/A | N/A | N/A | N/A
00 Ret.ExistACI & SCR | N/A | N/A | N/A | N/A | N/A | N/A | N/A | N/A
00 Ret.ExistACI & SCR & DryFGD | N/A | N/A | N/A | N/A | N/A | N/A | N/A | N/A
00 Ret.ExistACI & SCR & DryFGD & CCS | N/A | N/A | N/A | N/A | N/A | N/A | N/A | N/A
00 Ret.ExistACI & SCR & DryFGD & HRI | N/A | N/A | N/A | N/A | N/A | N/A | N/A | N/A
00 Ret.ExistACI & SCR & DryFGD & HRI & CCS | N/A | N/A | N/A | N/A | N/A | N/A | N/A | N/A
00 Ret.ExistACI & SCR & DSI | N/A | N/A | N/A | N/A | N/A | N/A | N/A | N/A
00 Ret.ExistACI & SCR & DSI & DryFGD | N/A | N/A | N/A | N/A | N/A | N/A | N/A | N/A
00 Ret.ExistACI & SCR & DSI & DryFGD & HRI | N/A | N/A | N/A | N/A | N/A | N/A | N/A | N/A
00 Ret.ExistACI & SCR & DSI & HRI | N/A | N/A | N/A | N/A | N/A | N/A | N/A | N/A
00 Ret.ExistACI & SCR & HRI | N/A | N/A | N/A | N/A | N/A | N/A | N/A | N/A
00 Ret.ExistACI & SCR & WetFGD | N/A | N/A | N/A | N/A | N/A | N/A | N/A | N/A
00 Ret.ExistACI & SCR & WetFGD & CCS | N/A | N/A | N/A | N/A | N/A | N/A | N/A | N/A
00 Ret.ExistACI & SCR & WetFGD & HRI | N/A | N/A | N/A | N/A | N/A | N/A | N/A | N/A
00 Ret.ExistACI & SCR & WetFGD & HRI & CCS | N/A | N/A | N/A | N/A | N/A | N/A | N/A | N/A
00 Ret.ExistACI & SNCR | N/A | N/A | N/A | 55.924 | 43.4493 | 49.456 | 49.456 | 47.902
00 Ret.ExistACI & SNCR & DryFGD | N/A | N/A | N/A | N/A | N/A | N/A | N/A | N/A
00 Ret.ExistACI & SNCR & DryFGD & CCS | N/A | N/A | N/A | N/A | N/A | N/A | N/A | N/A
00 Ret.ExistACI & SNCR & DryFGD & HRI | N/A | N/A | N/A | N/A | N/A | N/A | N/A | N/A
00 Ret.ExistACI & SNCR & DryFGD & HRI & CCS | N/A | N/A | N/A | N/A | N/A | N/A | N/A | N/A
00 Ret.ExistACI & SNCR & DSI | N/A | N/A | N/A | N/A | N/A | N/A | N/A | N/A
00 Ret.ExistACI & SNCR & DSI & HRI | N/A | N/A | N/A | N/A | N/A | N/A | N/A | N/A
00 Ret.ExistACI & SNCR & HRI | N/A | N/A | N/A | N/A | N/A | N/A | N/A | N/A
00 Ret.ExistACI & SNCR & WetFGD | N/A | N/A | N/A | N/A | N/A | N/A | N/A | N/A
00 Ret.ExistACI & SNCR & WetFGD & CCS | N/A | N/A | N/A | N/A | N/A | N/A | N/A | N/A
00 Ret.ExistACI & SNCR & WetFGD & HRI | N/A | N/A | N/A | N/A | N/A | N/A | N/A | N/A
00 Ret.ExistACI & SNCR & WetFGD & HRI & CCS | N/A | N/A | N/A | N/A | N/A | N/A | N/A | N/A
00 Ret.ExistACI & WetFGD | N/A | N/A | N/A | N/A | N/A | N/A | N/A | N/A
00 Ret.ExistACI & WetFGD & CCS | N/A | N/A | N/A | N/A | N/A | N/A | N/A | N/A
00 Ret.ExistACI & WetFGD & HRI & CCS | N/A | N/A | N/A | N/A | N/A | N/A | N/A | N/A
00 Ret.ExistACI_DSI & DryFGD | 82.25 | 82.25 | 82.25 | 82.25 | 82.25 | 82.25 | 82.25 | 82.25
00 Ret.ExistACI_DSI & DryFGD & CCS | N/A | N/A | N/A | N/A | N/A | N/A | N/A | N/A
00 Ret.ExistACI_DSI & DryFGD & HRI | N/A | N/A | N/A | N/A | N/A | N/A | N/A | N/A
00 Ret.ExistACI_DSI & DryFGD & HRI & CCS | N/A | N/A | N/A | N/A | N/A | N/A | N/A | N/A
00 Ret.ExistACI_DSI & HRI | N/A | N/A | N/A | N/A | N/A | N/A | N/A | N/A
00 Ret.ExistACI_DSI & SCR | N/A | N/A | N/A | N/A | N/A | N/A | N/A | N/A
00 Ret.ExistACI_DSI & SCR & DryFGD | N/A | N/A | N/A | N/A | N/A | N/A | N/A | N/A
00 Ret.ExistACI_DSI & SCR & DryFGD & CCS | N/A | N/A | N/A | N/A | N/A | N/A | N/A | N/A
00 Ret.ExistACI_DSI & SCR & DryFGD & HRI | N/A | N/A | N/A | N/A | N/A | N/A | N/A | N/A
00 Ret.ExistACI_DSI & SCR & DryFGD & HRI & CCS | N/A | N/A | N/A | N/A | N/A | N/A | N/A | N/A
00 Ret.ExistACI_DSI & SCR & HRI | N/A | N/A | N/A | N/A | N/A | N/A | N/A | N/A
00 Ret.ExistACI_DSI & SCR & WetFGD | N/A | N/A | N/A | N/A | N/A | N/A | N/A | N/A
00 Ret.ExistACI_DSI & SCR & WetFGD & CCS | N/A | N/A | N/A | N/A | N/A | N/A | N/A | N/A
00 Ret.ExistACI_DSI & SCR & WetFGD & HRI | N/A | N/A | N/A | N/A | N/A | N/A | N/A | N/A
00 Ret.ExistACI_DSI & SCR & WetFGD & HRI & CCS | N/A | N/A | N/A | N/A | N/A | N/A | N/A | N/A
00 Ret.ExistACI_DSI & SNCR | N/A | N/A | N/A | N/A | N/A | N/A | N/A | N/A
00 Ret.ExistACI_DSI & SNCR & DryFGD | N/A | N/A | N/A | N/A | N/A | N/A | N/A | N/A
00 Ret.ExistACI_DSI & SNCR & DryFGD & HRI & CCS | N/A | N/A | N/A | N/A | N/A | N/A | N/A | N/A
00 Ret.ExistACI_DSI & SNCR & DryFGD & HRI | N/A | N/A | N/A | N/A | N/A | N/A | N/A | N/A
00 Ret.ExistACI_DSI & SNCR & WetFGD & HRI & CCS | N/A | N/A | N/A | N/A | N/A | N/A | N/A | N/A
00 Ret.ExistACI_DSI & SNCR & HRI | N/A | N/A | N/A | N/A | N/A | N/A | N/A | N/A
00 Ret.ExistACI_DSI & SNCR & WetFGD | N/A | N/A | N/A | N/A | N/A | N/A | N/A | N/A
00 Ret.ExistACI_DSI & SNCR & WetFGD & HRI | N/A | N/A | N/A | N/A | N/A | N/A | N/A | N/A
00 Ret.ExistACI_DSI & WetFGD | N/A | N/A | N/A | N/A | N/A | N/A | N/A | N/A
00 Ret.ExistACI_DSI & WetFGD & CCS | N/A | N/A | N/A | N/A | N/A | N/A | N/A | N/A
00 Ret.ExistACI_DSI & WetFGD & HRI | N/A | N/A | N/A | N/A | N/A | N/A | N/A | N/A
00 Ret.ExistACI_DSI & WetFGD & HRI & CCS | N/A | N/A | N/A | N/A | N/A | N/A | N/A | N/A
00 Ret.ExistDryFGD & ACI | N/A | N/A | N/A | N/A | N/A | N/A | N/A | N/A
00 Ret.ExistDryFGD & ACI & CCS | N/A | N/A | N/A | N/A | N/A | N/A | N/A | N/A
00 Ret.ExistDryFGD & ACI & HRI | N/A | N/A | N/A | N/A | N/A | N/A | N/A | N/A
00 Ret.ExistDryFGD & ACI & HRI & CCS | N/A | N/A | N/A | N/A | N/A | N/A | N/A | N/A
00 Ret.ExistDryFGD & ACI & SCR | N/A | N/A | N/A | N/A | N/A | N/A | N/A | N/A
00 Ret.ExistDryFGD & ACI & SCR & CCS | N/A | N/A | N/A | N/A | N/A | N/A | N/A | N/A
00 Ret.ExistDryFGD & ACI & SCR & HRI | N/A | N/A | N/A | N/A | N/A | N/A | N/A | N/A
00 Ret.ExistDryFGD & ACI & SCR & HRI & CCS | N/A | N/A | N/A | N/A | N/A | N/A | N/A | N/A
00 Ret.ExistDryFGD & ACI & SNCR | N/A | N/A | N/A | N/A | N/A | N/A | N/A | N/A
00 Ret.ExistDryFGD & ACI & SNCR & HRI | N/A | N/A | N/A | N/A | N/A | N/A | N/A | N/A
00 Ret.ExistDryFGD & ACI & SNCR & HRI & CCS | N/A | N/A | N/A | N/A | N/A | N/A | N/A | N/A
00 Ret.ExistDryFGD & CCS | N/A | N/A | N/A | N/A | N/A | N/A | N/A | N/A
00 Ret.ExistDryFGD & HRI | N/A | N/A | N/A | N/A | N/A | N/A | N/A | N/A
00 Ret.ExistDryFGD & HRI & CCS | N/A | N/A | N/A | N/A | N/A | N/A | N/A | N/A
00 Ret.ExistDryFGD & SCR | N/A | N/A | N/A | N/A | N/A | N/A | N/A | N/A
00 Ret.ExistDryFGD & SCR & CCS | N/A | N/A | N/A | N/A | N/A | N/A | N/A | N/A
00 Ret.ExistDryFGD & SCR & HRI | N/A | N/A | N/A | N/A | N/A | N/A | N/A | N/A
00 Ret.ExistDryFGD & SCR & HRI & CCS | N/A | N/A | N/A | N/A | N/A | N/A | N/A | N/A
00 Ret.ExistDryFGD & SNCR | N/A | N/A | N/A | N/A | N/A | N/A | N/A | N/A
00 Ret.ExistDryFGD & SNCR & CCS | N/A | N/A | N/A | N/A | N/A | N/A | N/A | N/A
00 Ret.ExistDryFGD & SNCR & HRI | N/A | N/A | N/A | N/A | N/A | N/A | N/A | N/A
00 Ret.ExistDryFGD & SNCR & HRI & CCS | N/A | N/A | N/A | N/A | N/A | N/A | N/A | N/A
00 Ret.ExistDryFGD_ACI & CCS | N/A | N/A | N/A | N/A | N/A | N/A | N/A | N/A
00 Ret.ExistDryFGD_ACI & HRI | N/A | N/A | N/A | N/A | N/A | N/A | N/A | N/A
00 Ret.ExistDryFGD_ACI & HRI & CCS | N/A | N/A | N/A | N/A | N/A | N/A | N/A | N/A
00 Ret.ExistDryFGD_ACI & SCR | N/A | N/A | N/A | N/A | N/A | N/A | N/A | N/A
00 Ret.ExistDryFGD_ACI & SCR & CCS | N/A | N/A | N/A | N/A | N/A | N/A | N/A | N/A
00 Ret.ExistDryFGD_ACI & SCR & HRI | N/A | N/A | N/A | N/A | N/A | N/A | N/A | N/A
00 Ret.ExistDryFGD_ACI & SCR & HRI & CCS | N/A | N/A | N/A | N/A | N/A | N/A | N/A | N/A
00 Ret.ExistDryFGD_ACI & SNCR | 82.32 | 82.32 | 82.32 | 82.32 | 82.32 | 82.32 | 82.32 | 82.32
00 Ret.ExistDryFGD_ACI & SNCR & CCS | N/A | N/A | N/A | N/A | N/A | N/A | N/A | N/A
00 Ret.ExistDryFGD_ACI & SNCR & HRI | N/A | N/A | N/A | N/A | N/A | N/A | N/A | N/A
00 Ret.ExistDryFGD_ACI & SNCR & HRI & CCS | N/A | N/A | N/A | N/A | N/A | N/A | N/A | N/A
00 Ret.ExistDryFGD_ACI_DSI & HRI | N/A | N/A | N/A | N/A | N/A | N/A | N/A | N/A
00 Ret.ExistDryFGD_ACI_DSI & SCR | N/A | N/A | N/A | N/A | N/A | N/A | N/A | N/A
00 Ret.ExistDryFGD_ACI_DSI & SCR & CCS | N/A | N/A | N/A | N/A | N/A | N/A | N/A | N/A
00 Ret.ExistDryFGD_ACI_DSI & SCR & HRI | N/A | N/A | N/A | N/A | N/A | N/A | N/A | N/A
00 Ret.ExistDryFGD_ACI_DSI & SCR & HRI & CCS | N/A | N/A | N/A | N/A | N/A | N/A | N/A | N/A
00 Ret.ExistDryFGD_ACI_DSI & SNCR | N/A | N/A | N/A | N/A | N/A | N/A | N/A | N/A
00 Ret.ExistDryFGD_ACI_DSI & SNCR & HRI | N/A | N/A | N/A | N/A | N/A | N/A | N/A | N/A
00 Ret.ExistDryFGD_SCR & ACI & CCS | N/A | N/A | N/A | N/A | N/A | N/A | N/A | N/A
00 Ret.ExistDryFGD_DSI & HRI | N/A | N/A | N/A | N/A | N/A | N/A | N/A | N/A
00 Ret.ExistDryFGD_SCR & ACI & HRI | N/A | N/A | N/A | N/A | N/A | N/A | N/A | N/A
00 Ret.ExistDryFGD_SCR & ACI & HRI & CCS | N/A | N/A | N/A | N/A | N/A | N/A | N/A | N/A
00 Ret.ExistDryFGD_SCR & CCS | N/A | N/A | N/A | N/A | N/A | N/A | N/A | N/A
00 Ret.ExistDryFGD_SCR_DSI & ACI & HRI | N/A | N/A | N/A | N/A | N/A | N/A | N/A | N/A
00 Ret.ExistDryFGD_SNCR_ACI_DSI & CCS | N/A | N/A | N/A | N/A | N/A | N/A | N/A | N/A
00 Ret.ExistDryFGD_SNCR_ACI_DSI & HRI | N/A | N/A | N/A | N/A | N/A | N/A | N/A | N/A
00 Ret.ExistDryFGD_SNCR_ACI_DSI & HRI & CCS | N/A | N/A | N/A | N/A | N/A | N/A | N/A | N/A
00 Ret.ExistDSI & ACI | N/A | N/A | N/A | N/A | N/A | N/A | N/A | N/A
00 Ret.ExistDSI & ACI & HRI | N/A | N/A | N/A | N/A | N/A | N/A | N/A | N/A
00 Ret.ExistDSI & ACI & SCR | N/A | N/A | N/A | N/A | N/A | N/A | N/A | N/A
00 Ret.ExistDSI & ACI & SCR & DryFGD & HRI | N/A | N/A | N/A | N/A | N/A | N/A | N/A | N/A
00 Ret.ExistDSI & ACI & SCR & HRI | N/A | N/A | N/A | N/A | N/A | N/A | N/A | N/A
00 Ret.ExistDSI & ACI & SCR & WetFGD & HRI | N/A | N/A | N/A | N/A | N/A | N/A | N/A | N/A
00 Ret.ExistDSI & DryFGD | N/A | N/A | N/A | N/A | N/A | N/A | N/A | N/A
00 Ret.ExistDSI & DryFGD & ACI | N/A | N/A | N/A | N/A | N/A | N/A | N/A | N/A
00 Ret.ExistDSI & DryFGD & ACI & HRI | N/A | N/A | N/A | N/A | N/A | N/A | N/A | N/A
00 Ret.ExistDSI & DryFGD & HRI | N/A | N/A | N/A | N/A | N/A | N/A | N/A | N/A
00 Ret.ExistDSI & HRI | N/A | N/A | N/A | N/A | N/A | N/A | N/A | N/A
00 Ret.ExistDSI & SCR | N/A | N/A | N/A | N/A | N/A | N/A | N/A | N/A
00 Ret.ExistDSI & SCR & DryFGD | N/A | N/A | N/A | N/A | N/A | N/A | N/A | N/A
00 Ret.ExistDSI & SCR & DryFGD & ACI | N/A | N/A | N/A | N/A | N/A | N/A | N/A | N/A
00 Ret.ExistDSI & SCR & DryFGD & HRI | N/A | N/A | N/A | N/A | N/A | N/A | N/A | N/A
00 Ret.ExistDSI & SCR & HRI | N/A | N/A | N/A | N/A | N/A | N/A | N/A | N/A
00 Ret.ExistDSI & SCR & WetFGD | N/A | N/A | N/A | N/A | N/A | N/A | N/A | N/A
00 Ret.ExistDSI & SCR & WetFGD & ACI | N/A | N/A | N/A | N/A | N/A | N/A | N/A | N/A
00 Ret.ExistDSI & SCR & WetFGD & HRI | N/A | N/A | N/A | N/A | N/A | N/A | N/A | N/A
00 Ret.ExistDSI & SNCR | N/A | N/A | N/A | N/A | N/A | N/A | N/A | N/A
00 Ret.ExistDSI & SNCR & ACI | N/A | N/A | N/A | N/A | N/A | N/A | N/A | N/A
00 Ret.ExistDSI & SNCR & ACI & HRI | N/A | N/A | N/A | N/A | N/A | N/A | N/A | N/A
00 Ret.ExistDSI & SNCR & DryFGD | N/A | N/A | N/A | N/A | N/A | N/A | N/A | N/A
00 Ret.ExistDSI & SNCR & DryFGD & ACI | N/A | N/A | N/A | N/A | N/A | N/A | N/A | N/A
00 Ret.ExistDSI & SNCR & DryFGD & ACI & HRI | N/A | N/A | N/A | N/A | N/A | N/A | N/A | N/A
00 Ret.ExistDSI & SNCR & DryFGD & HRI | N/A | N/A | N/A | N/A | N/A | N/A | N/A | N/A
00 Ret.ExistDSI & SNCR & HRI | N/A | N/A | N/A | N/A | N/A | N/A | N/A | N/A
00 Ret.ExistDSI & SNCR & WetFGD | N/A | N/A | N/A | N/A | N/A | N/A | N/A | N/A
00 Ret.ExistDSI & SNCR & WetFGD & ACI | N/A | N/A | N/A | N/A | N/A | N/A | N/A | N/A
00 Ret.ExistDSI & SNCR & WetFGD & ACI & HRI | N/A | N/A | N/A | N/A | N/A | N/A | N/A | N/A
00 Ret.ExistDSI & SNCR & WetFGD & HRI | N/A | N/A | N/A | N/A | N/A | N/A | N/A | N/A
00 Ret.ExistDSI & WetFGD | N/A | N/A | N/A | N/A | N/A | N/A | N/A | N/A
00 Ret.ExistDSI & WetFGD & ACI | N/A | N/A | N/A | N/A | N/A | N/A | N/A | N/A
00 Ret.ExistDSI & WetFGD & ACI & HRI | N/A | N/A | N/A | N/A | N/A | N/A | N/A | N/A
00 Ret.ExistDSI & WetFGD & HRI | N/A | N/A | N/A | N/A | N/A | N/A | N/A | N/A
00 Ret.ExistDSI_ACI & SNCR & DryFGD & CCS | N/A | N/A | N/A | N/A | N/A | N/A | N/A | N/A
00 Ret.ExistDSI_ACI & SNCR & WetFGD & CCS | N/A | N/A | N/A | N/A | N/A | N/A | N/A | N/A
00 Ret.ExistSCR_ACI & DryFGD | N/A | N/A | N/A | N/A | N/A | N/A | N/A | N/A
00 Ret.ExistSCR_ACI & DryFGD & CCS | N/A | N/A | N/A | N/A | N/A | N/A | N/A | N/A
00 Ret.ExistSCR_ACI & DryFGD & HRI | N/A | N/A | N/A | N/A | N/A | N/A | N/A | N/A
00 Ret.ExistSCR_ACI & DryFGD & HRI & CCS | N/A | N/A | N/A | N/A | N/A | N/A | N/A | N/A
00 Ret.ExistSCR_ACI & DSI | N/A | N/A | N/A | N/A | N/A | N/A | N/A | N/A
00 Ret.ExistSCR_ACI & DSI & HRI | N/A | N/A | N/A | N/A | N/A | N/A | N/A | N/A
00 Ret.ExistSCR_ACI & HRI | N/A | N/A | N/A | N/A | N/A | N/A | N/A | N/A
00 Ret.ExistSCR_ACI & WetFGD | N/A | N/A | N/A | N/A | N/A | N/A | N/A | N/A
00 Ret.ExistSCR_ACI & WetFGD & CCS | N/A | N/A | N/A | N/A | N/A | N/A | N/A | N/A
00 Ret.ExistSCR_ACI & WetFGD & HRI | N/A | N/A | N/A | N/A | N/A | N/A | N/A | N/A
00 Ret.ExistSCR_ACI & WetFGD & HRI & CCS | N/A | N/A | N/A | N/A | N/A | N/A | N/A | N/A
00 Ret.ExistSCR_ACI_DSI & DryFGD | N/A | N/A | N/A | N/A | N/A | N/A | N/A | N/A
00 Ret.ExistSCR_ACI_DSI & DryFGD & HRI | N/A | N/A | N/A | N/A | N/A | N/A | N/A | N/A
00 Ret.ExistSCR_ACI_DSI & HRI | N/A | N/A | N/A | N/A | N/A | N/A | N/A | N/A
00 Ret.ExistSCR_ACI_DSI & WetFGD | N/A | N/A | N/A | N/A | N/A | N/A | N/A | N/A
00 Ret.ExistSCR_ACI_DSI & WetFGD & HRI | N/A | N/A | N/A | N/A | N/A | N/A | N/A | N/A
00 Ret.ExistSCR_DryFGD & ACI | N/A | N/A | N/A | N/A | N/A | N/A | N/A | N/A
00 Ret.ExistSCR_DryFGD & HRI | N/A | N/A | N/A | N/A | N/A | N/A | N/A | N/A
00 Ret.ExistSCR_DryFGD & HRI & CCS | N/A | N/A | N/A | N/A | N/A | N/A | N/A | N/A
00 Ret.ExistSCR_DryFGD_ACI & CCS | N/A | N/A | N/A | N/A | N/A | N/A | N/A | N/A
00 Ret.ExistSCR_DryFGD_ACI & HRI | N/A | N/A | N/A | N/A | N/A | N/A | N/A | N/A
00 Ret.ExistSCR_DryFGD_ACI & HRI & CCS | N/A | N/A | N/A | N/A | N/A | N/A | N/A | N/A
00 Ret.ExistSCR_DryFGD_ACI_DSI & CCS | N/A | N/A | N/A | N/A | N/A | N/A | N/A | N/A
00 Ret.ExistSCR_DryFGD_ACI_DSI & HRI | N/A | N/A | N/A | N/A | N/A | N/A | N/A | N/A
00 Ret.ExistSCR_DryFGD_ACI_DSI & HRI & CCS | N/A | N/A | N/A | N/A | N/A | N/A | N/A | N/A
00 Ret.ExistSCR_DryFGD_DSI & ACI | N/A | N/A | N/A | N/A | N/A | N/A | N/A | N/A
00 Ret.ExistSCR_WetFGD & ACI | N/A | N/A | N/A | N/A | N/A | N/A | N/A | N/A
00 Ret.ExistSCR_WetFGD & HRI | N/A | N/A | N/A | N/A | N/A | N/A | N/A | N/A
00 Ret.ExistSCR_WetFGD & HRI & CCS | N/A | N/A | N/A | N/A | N/A | N/A | N/A | N/A
00 Ret.ExistSCR_WetFGD_ACI & CCS | N/A | N/A | N/A | N/A | N/A | N/A | N/A | N/A
00 Ret.ExistSCR_WetFGD_ACI & HRI | N/A | N/A | N/A | N/A | N/A | N/A | N/A | N/A
00 Ret.ExistSCR_WetFGD_ACI & HRI & CCS | N/A | N/A | N/A | N/A | N/A | N/A | N/A | N/A
00 Ret.ExistSCR_WetFGD_ACI_DSI & CCS | N/A | N/A | N/A | N/A | N/A | N/A | N/A | N/A
00 Ret.ExistSCR_WetFGD_ACI_DSI & HRI | N/A | N/A | N/A | N/A | N/A | N/A | N/A | N/A
00 Ret.ExistSCR_WetFGD_ACI_DSI & HRI & CCS | N/A | N/A | N/A | N/A | N/A | N/A | N/A | N/A
00 Ret.ExistSCR_WetFGD_DSI & ACI | N/A | N/A | N/A | N/A | N/A | N/A | N/A | N/A
00 Ret.ExistSCR_WetFGD_DSI & HRI | N/A | N/A | N/A | N/A | N/A | N/A | N/A | N/A
00 Ret.ExistSCR_WetFGD_DSI & HRI & CCS | N/A | N/A | N/A | N/A | N/A | N/A | N/A | N/A
00 Ret.ExistSNCR_ACI & DryFGD | N/A | N/A | N/A | N/A | N/A | N/A | N/A | N/A
00 Ret.ExistSNCR_ACI & DryFGD & CCS | N/A | N/A | N/A | N/A | N/A | N/A | N/A | N/A
00 Ret.ExistSNCR_ACI & DryFGD & HRI | N/A | N/A | N/A | N/A | N/A | N/A | N/A | N/A
00 Ret.ExistSNCR_ACI & DryFGD & HRI & CCS | N/A | N/A | N/A | N/A | N/A | N/A | N/A | N/A
00 Ret.ExistSNCR_ACI & DSI & HRI | N/A | N/A | N/A | N/A | N/A | N/A | N/A | N/A
00 Ret.ExistSNCR_ACI & HRI | N/A | N/A | N/A | N/A | N/A | N/A | N/A | N/A
00 Ret.ExistSNCR_ACI & WetFGD | N/A | N/A | N/A | N/A | N/A | N/A | N/A | N/A
00 Ret.ExistSNCR_ACI & WetFGD & CCS | N/A | N/A | N/A | N/A | N/A | N/A | N/A | N/A
00 Ret.ExistSNCR_ACI & WetFGD & HRI | N/A | N/A | N/A | N/A | N/A | N/A | N/A | N/A
00 Ret.ExistSNCR_ACI & WetFGD & HRI & CCS | N/A | N/A | N/A | N/A | N/A | N/A | N/A | N/A
00 Ret.ExistSNCR_ACI_DSI & DryFGD | N/A | N/A | N/A | N/A | N/A | N/A | N/A | N/A
00 Ret.ExistSNCR_ACI_DSI & DryFGD & CCS | N/A | N/A | N/A | N/A | N/A | N/A | N/A | N/A
00 Ret.ExistSNCR_ACI_DSI & DryFGD & HRI | N/A | N/A | N/A | N/A | N/A | N/A | N/A | N/A
00 Ret.ExistSNCR_ACI_DSI & DryFGD & HRI & CCS | N/A | N/A | N/A | N/A | N/A | N/A | N/A | N/A
00 Ret.ExistSNCR_ACI_DSI & HRI | N/A | N/A | N/A | N/A | N/A | N/A | N/A | N/A
00 Ret.ExistSNCR_ACI_DSI & WetFGD | N/A | N/A | N/A | N/A | N/A | N/A | N/A | N/A
00 Ret.ExistSNCR_ACI_DSI & WetFGD & CCS | N/A | N/A | N/A | N/A | N/A | N/A | N/A | N/A
00 Ret.ExistSNCR_ACI_DSI & WetFGD & HRI | N/A | N/A | N/A | N/A | N/A | N/A | N/A | N/A
00 Ret.ExistSNCR_ACI_DSI & WetFGD & HRI & CCS | N/A | N/A | N/A | N/A | N/A | N/A | N/A | N/A
00 Ret.ExistSNCR_DryFGD & HRI | N/A | N/A | N/A | N/A | N/A | N/A | N/A | N/A
00 Ret.ExistSNCR_DryFGD_ACI & CCS | N/A | N/A | N/A | N/A | N/A | N/A | N/A | N/A
00 Ret.ExistSNCR_DryFGD_ACI & HRI | N/A | N/A | N/A | N/A | N/A | N/A | N/A | N/A
00 Ret.ExistSNCR_DryFGD_ACI & HRI & CCS | N/A | N/A | N/A | N/A | N/A | N/A | N/A | N/A
00 Ret.ExistSNCR_WetFGD & ACI | N/A | N/A | N/A | N/A | N/A | N/A | N/A | N/A
00 Ret.ExistSNCR_WetFGD & HRI | N/A | N/A | N/A | N/A | N/A | N/A | N/A | N/A
00 Ret.ExistSNCR_WetFGD & HRI & CCS | N/A | N/A | N/A | N/A | N/A | N/A | N/A | N/A
00 Ret.ExistSNCR_WetFGD_ACI & CCS | N/A | N/A | N/A | N/A | N/A | N/A | N/A | N/A
00 Ret.ExistSNCR_WetFGD_ACI & HRI | N/A | N/A | N/A | N/A | N/A | N/A | N/A | N/A
00 Ret.ExistSNCR_WetFGD_ACI & HRI & CCS | N/A | N/A | N/A | N/A | N/A | N/A | N/A | N/A
00 Ret.ExistSNCR_WetFGD_ACI_DSI & CCS | N/A | N/A | N/A | N/A | N/A | N/A | N/A | N/A
00 Ret.ExistSNCR_WetFGD_ACI_DSI & HRI | N/A | N/A | N/A | N/A | N/A | N/A | N/A | N/A
00 Ret.ExistSNCR_WetFGD_ACI_DSI & HRI & CCS | N/A | N/A | N/A | N/A | N/A | N/A | N/A | N/A
00 Ret.ExistWetFGD & ACI | N/A | N/A | N/A | N/A | N/A | N/A | N/A | N/A
00 Ret.ExistWetFGD & ACI & CCS | N/A | N/A | N/A | N/A | N/A | N/A | N/A | N/A
00 Ret.ExistWetFGD & ACI & HRI | N/A | N/A | N/A | N/A | N/A | N/A | N/A | N/A
00 Ret.ExistWetFGD & ACI & HRI & CCS | N/A | N/A | N/A | N/A | N/A | N/A | N/A | N/A
00 Ret.ExistWetFGD & ACI & SCR | N/A | N/A | N/A | N/A | N/A | N/A | N/A | N/A
00 Ret.ExistWetFGD & ACI & SCR & CCS | N/A | N/A | N/A | N/A | N/A | N/A | N/A | N/A
00 Ret.ExistWetFGD & ACI & SCR & HRI | N/A | N/A | N/A | N/A | N/A | N/A | N/A | N/A
00 Ret.ExistWetFGD & ACI & SCR & HRI & CCS | N/A | N/A | N/A | N/A | N/A | N/A | N/A | N/A
00 Ret.ExistWetFGD & ACI & SNCR | N/A | N/A | N/A | N/A | N/A | N/A | N/A | N/A
00 Ret.ExistWetFGD & ACI & SNCR & HRI | N/A | N/A | N/A | N/A | N/A | N/A | N/A | N/A
00 Ret.ExistWetFGD & ACI & SNCR & HRI & CCS | N/A | N/A | N/A | N/A | N/A | N/A | N/A | N/A
00 Ret.ExistWetFGD & CCS | N/A | N/A | N/A | N/A | N/A | N/A | N/A | N/A
00 Ret.ExistWetFGD & HRI | N/A | N/A | N/A | N/A | N/A | N/A | N/A | N/A
00 Ret.ExistWetFGD & HRI & CCS | N/A | N/A | N/A | N/A | N/A | N/A | N/A | N/A
00 Ret.ExistWetFGD & SCR | 82.32 | 82.32 | 82.32 | 82.32 | 82.32 | 81.0914 | 74.2044 | 67.9792
00 Ret.ExistWetFGD & SCR & CCS | N/A | N/A | N/A | N/A | N/A | N/A | N/A | N/A
00 Ret.ExistWetFGD & SCR & HRI | N/A | N/A | N/A | N/A | N/A | N/A | N/A | N/A
00 Ret.ExistWetFGD & SCR & HRI & CCS | N/A | N/A | N/A | N/A | N/A | N/A | N/A | N/A
00 Ret.ExistWetFGD & SNCR | N/A | N/A | N/A | N/A | N/A | N/A | N/A | N/A
00 Ret.ExistWetFGD & SNCR & CCS | N/A | N/A | N/A | N/A | N/A | N/A | N/A | N/A
00 Ret.ExistWetFGD & SNCR & HRI | N/A | N/A | N/A | N/A | N/A | N/A | N/A | N/A
00 Ret.ExistWetFGD & SNCR & HRI & CCS | N/A | N/A | N/A | N/A | N/A | N/A | N/A | N/A
00 Ret.ExistWetFGD_ACI & CCS | N/A | N/A | N/A | N/A | N/A | N/A | N/A | N/A
00 Ret.ExistWetFGD_ACI & HRI | N/A | N/A | N/A | N/A | N/A | N/A | N/A | N/A
00 Ret.ExistWetFGD_ACI & HRI & CCS | N/A | N/A | N/A | N/A | N/A | N/A | N/A | N/A
00 Ret.ExistWetFGD_ACI & SCR | 80.953 | 81.6199 | 81.0985 | 81.807 | 77.9251 | 78.2886 | 77.3019 | 77.3371
00 Ret.ExistWetFGD_ACI & SCR & CCS | N/A | N/A | N/A | N/A | N/A | N/A | N/A | N/A
00 Ret.ExistWetFGD_ACI & SCR & HRI | N/A | N/A | N/A | N/A | N/A | N/A | N/A | N/A
00 Ret.ExistWetFGD_ACI & SCR & HRI & CCS | N/A | N/A | N/A | N/A | N/A | N/A | N/A | N/A
00 Ret.ExistWetFGD_ACI & SNCR | 63.027 | 55.6097 | 55.8837 | 59.701 | 60.8181 | 64.0851 | 64.1583 | 63.7346
00 Ret.ExistWetFGD_ACI & SNCR & CCS | N/A | N/A | N/A | N/A | N/A | N/A | N/A | N/A
00 Ret.ExistWetFGD_ACI & SNCR & HRI | N/A | N/A | N/A | N/A | N/A | N/A | N/A | N/A
00 Ret.ExistWetFGD_ACI & SNCR & HRI & CCS | N/A | N/A | N/A | N/A | N/A | N/A | N/A | N/A
00 Ret.ExistWetFGD_ACI_DSI & CCS | N/A | N/A | N/A | N/A | N/A | N/A | N/A | N/A
00 Ret.ExistWetFGD_ACI_DSI & HRI | N/A | N/A | N/A | N/A | N/A | N/A | N/A | N/A
00 Ret.ExistWetFGD_ACI_DSI & HRI & CCS | N/A | N/A | N/A | N/A | N/A | N/A | N/A | N/A
00 Ret.ExistWetFGD_ACI_DSI & SCR | N/A | N/A | N/A | N/A | N/A | N/A | N/A | N/A
00 Ret.ExistWetFGD_ACI_DSI & SCR & CCS | N/A | N/A | N/A | N/A | N/A | N/A | N/A | N/A
00 Ret.ExistWetFGD_ACI_DSI & SCR & HRI | N/A | N/A | N/A | N/A | N/A | N/A | N/A | N/A
00 Ret.ExistWetFGD_ACI_DSI & SCR & HRI & CCS | N/A | N/A | N/A | N/A | N/A | N/A | N/A | N/A
00 Ret.ExistWetFGD_ACI_DSI & SNCR | N/A | N/A | N/A | N/A | N/A | N/A | N/A | N/A
00 Ret.ExistWetFGD_ACI_DSI & SNCR & CCS | N/A | N/A | N/A | N/A | N/A | N/A | N/A | N/A
00 Ret.ExistWetFGD_ACI_DSI & SNCR & HRI | N/A | N/A | N/A | N/A | N/A | N/A | N/A | N/A
00 Ret.ExistWetFGD_ACI_DSI & SNCR & HRI & CCS | N/A | N/A | N/A | N/A | N/A | N/A | N/A | N/A
00 Ret.ExistWetFGD_DSI & HRI | N/A | N/A | N/A | N/A | N/A | N/A | N/A | N/A
00 Ret.ExistWetFGD_DSI & SCR | N/A | N/A | N/A | N/A | N/A | N/A | N/A | N/A
00 Ret.ExistWetFGD_DSI & SCR & HRI | N/A | N/A | N/A | N/A | N/A | N/A | N/A | N/A
00 Ret.ExistWetFGD_DSI & SNCR | N/A | N/A | N/A | N/A | N/A | N/A | N/A | N/A
00 Ret.ExistWetFGD_SCR & ACI & CCS | N/A | N/A | N/A | N/A | N/A | N/A | N/A | N/A
00 Ret.ExistWetFGD_DSI & SNCR & HRI | N/A | N/A | N/A | N/A | N/A | N/A | N/A | N/A
00 Ret.ExistWetFGD_SCR & ACI & HRI | N/A | N/A | N/A | N/A | N/A | N/A | N/A | N/A
00 Ret.ExistWetFGD_SCR & ACI & HRI & CCS | N/A | N/A | N/A | N/A | N/A | N/A | N/A | N/A
00 Ret.ExistWetFGD_SCR & CCS | N/A | N/A | N/A | N/A | N/A | N/A | N/A | N/A
00 Ret.ExistWetFGD_SCR_DSI & ACI & CCS | N/A | N/A | N/A | N/A | N/A | N/A | N/A | N/A
00 Ret.ExistWetFGD_SCR_DSI & ACI & HRI | N/A | N/A | N/A | N/A | N/A | N/A | N/A | N/A
00 Ret.ExistWetFGD_SCR_DSI & ACI & HRI & CCS | N/A | N/A | N/A | N/A | N/A | N/A | N/A | N/A
00 Ret.ExistWetFGD_SCR_DSI & CCS | N/A | N/A | N/A | N/A | N/A | N/A | N/A | N/A
00 Ret.ExistWetFGD_SNCR & ACI & HRI | N/A | N/A | N/A | N/A | N/A | N/A | N/A | N/A
00 Ret.ExistWetFGD_SNCR & CCS | N/A | N/A | N/A | N/A | N/A | N/A | N/A | N/A
00 Ret.HRI | N/A | N/A | N/A | N/A | N/A | N/A | N/A | N/A
00 Ret.SCR | N/A | N/A | N/A | N/A | N/A | N/A | N/A | N/A
00 Ret.SCR & DryFGD | N/A | N/A | N/A | N/A | N/A | N/A | N/A | N/A
00 Ret.SCR & DryFGD & ACI | N/A | N/A | N/A | N/A | N/A | N/A | N/A | N/A
00 Ret.SCR & DryFGD & CCS | N/A | N/A | N/A | N/A | N/A | N/A | N/A | N/A
00 Ret.SCR & DryFGD & HRI | N/A | N/A | N/A | N/A | N/A | N/A | N/A | N/A
00 Ret.SCR & DSI | N/A | N/A | N/A | N/A | N/A | N/A | N/A | N/A
00 Ret.SCR & DSI & DryFGD | N/A | N/A | N/A | N/A | N/A | N/A | N/A | N/A
00 Ret.SCR & DSI & DryFGD & HRI | N/A | N/A | N/A | N/A | N/A | N/A | N/A | N/A
00 Ret.SCR & DSI & HRI | N/A | N/A | N/A | N/A | N/A | N/A | N/A | N/A
00 Ret.SCR & DSI & WetFGD | N/A | N/A | N/A | N/A | N/A | N/A | N/A | N/A
00 Ret.SCR & DSI & WetFGD & HRI | N/A | N/A | N/A | N/A | N/A | N/A | N/A | N/A
00 Ret.SCR & HRI | N/A | N/A | N/A | N/A | N/A | N/A | N/A | N/A
00 Ret.SCR & WetFGD | N/A | N/A | N/A | N/A | N/A | N/A | N/A | N/A
00 Ret.SCR & WetFGD & ACI | N/A | N/A | N/A | N/A | N/A | N/A | N/A | N/A
00 Ret.SCR & WetFGD & CCS | N/A | N/A | N/A | N/A | N/A | N/A | N/A | N/A
00 Ret.SCR & WetFGD & HRI | N/A | N/A | N/A | N/A | N/A | N/A | N/A | N/A
00 Ret.SNCR | N/A | N/A | N/A | N/A | N/A | N/A | N/A | N/A
00 Ret.SNCR & DryFGD | N/A | N/A | N/A | N/A | N/A | N/A | N/A | N/A
00 Ret.SNCR & DryFGD & ACI | N/A | N/A | N/A | N/A | N/A | N/A | N/A | N/A
00 Ret.SNCR & DryFGD & ACI & HRI | N/A | N/A | N/A | N/A | N/A | N/A | N/A | N/A
00 Ret.SNCR & DryFGD & CCS | N/A | N/A | N/A | N/A | N/A | N/A | N/A | N/A
00 Ret.SNCR & DryFGD & HRI | N/A | N/A | N/A | N/A | N/A | N/A | N/A | N/A
00 Ret.SNCR & DSI | N/A | N/A | N/A | N/A | N/A | N/A | N/A | N/A
00 Ret.SNCR & DSI & HRI | N/A | N/A | N/A | N/A | N/A | N/A | N/A | N/A
00 Ret.SNCR & HRI | N/A | N/A | N/A | N/A | N/A | N/A | N/A | N/A
00 Ret.SNCR & WetFGD | N/A | N/A | N/A | N/A | N/A | N/A | N/A | N/A
00 Ret.SNCR & WetFGD & ACI | N/A | N/A | N/A | N/A | N/A | N/A | N/A | N/A
00 Ret.SNCR & WetFGD & ACI & HRI | N/A | N/A | N/A | N/A | N/A | N/A | N/A | N/A
00 Ret.SNCR & WetFGD & CCS | N/A | N/A | N/A | N/A | N/A | N/A | N/A | N/A
00 Ret.SNCR & WetFGD & HRI | N/A | N/A | N/A | N/A | N/A | N/A | N/A | N/A
00 Ret.WetFGD | N/A | N/A | N/A | N/A | N/A | N/A | N/A | N/A
00 Ret.WetFGD & CCS | N/A | N/A | N/A | N/A | N/A | N/A | N/A | N/A
00 Ret.WetFGD & HRI | N/A | N/A | N/A | N/A | N/A | N/A | N/A | N/A
00 Ret.FB & ACI | N/A | N/A | N/A | N/A | N/A | N/A | N/A | N/A
00 Ret.FB & ACI & DryFGD & HRI | N/A | N/A | N/A | N/A | N/A | N/A | N/A | N/A
00 Ret.FB & ACI & HRI | N/A | N/A | N/A | N/A | N/A | N/A | N/A | N/A
00 Ret.FB & HRI | N/A | N/A | N/A | N/A | N/A | N/A | N/A | N/A
00 Ret.FB DryFGD | N/A | N/A | N/A | N/A | N/A | N/A | N/A | N/A
00 Ret.FB DryFGD & ACI | N/A | N/A | N/A | N/A | N/A | N/A | N/A | N/A
00 Ret.FB DryFGD & ACI & HRI | N/A | N/A | N/A | N/A | N/A | N/A | N/A | N/A
00 Ret.FB DryFGD & HRI | N/A | N/A | N/A | N/A | N/A | N/A | N/A | N/A
00 Ret.FB DryFGD & SNCR | N/A | N/A | N/A | N/A | N/A | N/A | N/A | N/A
00 Ret.FB DryFGD & SNCR & HRI | N/A | N/A | N/A | N/A | N/A | N/A | N/A | N/A
00 Ret.FB SNCR & DryFGD & ACI | N/A | N/A | N/A | N/A | N/A | N/A | N/A | N/A
00 Ret.FB SNCR & DryFGD & ACI & HRI | N/A | N/A | N/A | N/A | N/A | N/A | N/A | N/A
00 Ret.FB-ACI & SNCR | N/A | N/A | N/A | N/A | N/A | N/A | N/A | N/A
00 Ret.FB-ACI & SNCR & HRI | N/A | N/A | N/A | N/A | N/A | N/A | N/A | N/A
00 Ret.FB-ACI & SNCR & HRI & CCS | N/A | N/A | N/A | N/A | N/A | N/A | N/A | N/A
00 Ret.FB-Exist ACI & DryFGD | N/A | N/A | N/A | N/A | N/A | N/A | N/A | N/A
00 Ret.FB-Exist ACI & DryFGD & HRI | N/A | N/A | N/A | N/A | N/A | N/A | N/A | N/A
00 Ret.FB-Exist ACI & DryFGD & SNCR | N/A | N/A | N/A | N/A | N/A | N/A | N/A | N/A
00 Ret.FB-Exist ACI & DryFGD & SNCR & HRI | N/A | N/A | N/A | N/A | N/A | N/A | N/A | N/A
00 Ret.FB-Exist ACI & SNCR | N/A | N/A | N/A | N/A | N/A | N/A | N/A | N/A
00 Ret.FB-Exist ACI & SNCR & HRI | N/A | N/A | N/A | N/A | N/A | N/A | N/A | N/A
00 Ret.FB-Exist ACI_DSI & DryFGD & SNCR | N/A | N/A | N/A | N/A | N/A | N/A | N/A | N/A
00 Ret.FB-Exist ACI_DSI & SNCR | N/A | N/A | N/A | N/A | N/A | N/A | N/A | N/A
00 Ret.FB-ExistACI & HRI | N/A | N/A | N/A | N/A | N/A | N/A | N/A | N/A
00 Ret.FB-ExistACI_DSI & DryFGD | N/A | N/A | N/A | N/A | N/A | N/A | N/A | N/A
00 Ret.FB-ExistACI_DSI & DryFGD & HRI | N/A | N/A | N/A | N/A | N/A | N/A | N/A | N/A
00 Ret.FB-ExistACI_DSI & DryFGD & SNCR | N/A | N/A | N/A | N/A | N/A | N/A | N/A | N/A
00 Ret.FB-ExistACI_DSI & DryFGD & SNCR & HRI | N/A | N/A | N/A | N/A | N/A | N/A | N/A | N/A
00 Ret.FB-ExistACI_DSI & HRI | N/A | N/A | N/A | N/A | N/A | N/A | N/A | N/A
00 Ret.FB-ExistACI_DSI & SNCR & HRI | N/A | N/A | N/A | N/A | N/A | N/A | N/A | N/A
00 Ret.FB-ExistDryFGD_ACI & HRI | N/A | N/A | N/A | N/A | N/A | N/A | N/A | N/A
00 Ret.FB-ExistDryFGD_ACI & SNCR | N/A | N/A | N/A | N/A | N/A | N/A | N/A | N/A
00 Ret.FB-ExistDryFGD_ACI & SNCR & HRI | N/A | N/A | N/A | N/A | N/A | N/A | N/A | N/A
00 Ret.FB-ExistDryFGD_DSI & HRI | N/A | N/A | N/A | N/A | N/A | N/A | N/A | N/A
00 Ret.FB-ExistDryFGD_DSI & SNCR | N/A | N/A | N/A | N/A | N/A | N/A | N/A | N/A
00 Ret.FB-ExistDryFGD_DSI & SNCR & HRI | N/A | N/A | N/A | N/A | N/A | N/A | N/A | N/A
00 Ret.FB-ExistDryFGD_SNCR & HRI | N/A | N/A | N/A | N/A | N/A | N/A | N/A | N/A
00 Ret.FB-ExistDryFGD_SNCR_ACI & HRI | N/A | N/A | N/A | N/A | N/A | N/A | N/A | N/A
00 Ret.FB-ExistDryFGD_SNCR_ACI_DSI & HRI | N/A | N/A | N/A | N/A | N/A | N/A | N/A | N/A
00 Ret.FB-ExistDryFGD_SNCR_DSI & HRI | N/A | N/A | N/A | N/A | N/A | N/A | N/A | N/A
00 Ret.FB-ExistDSI & ACI | N/A | N/A | N/A | N/A | N/A | N/A | N/A | N/A
00 Ret.FB-ExistDSI & ACI & HRI | N/A | N/A | N/A | N/A | N/A | N/A | N/A | N/A
00 Ret.FB-ExistDSI & ACI & SNCR | N/A | N/A | N/A | N/A | N/A | N/A | N/A | N/A
00 Ret.FB-ExistDSI & ACI & SNCR & HRI | N/A | N/A | N/A | N/A | N/A | N/A | N/A | N/A
00 Ret.FB-ExistDSI & DryFGD | N/A | N/A | N/A | N/A | N/A | N/A | N/A | N/A
00 Ret.FB-ExistDSI & DryFGD & ACI | N/A | N/A | N/A | N/A | N/A | N/A | N/A | N/A
00 Ret.FB-ExistDSI & DryFGD & ACI & HRI | N/A | N/A | N/A | N/A | N/A | N/A | N/A | N/A
00 Ret.FB-ExistDSI & DryFGD & HRI | N/A | N/A | N/A | N/A | N/A | N/A | N/A | N/A
00 Ret.FB-ExistDSI & DryFGD & SNCR | N/A | N/A | N/A | N/A | N/A | N/A | N/A | N/A
00 Ret.FB-ExistDSI & DryFGD & SNCR & HRI | N/A | N/A | N/A | N/A | N/A | N/A | N/A | N/A
00 Ret.FB-ExistDSI & HRI | N/A | N/A | N/A | N/A | N/A | N/A | N/A | N/A
00 Ret.FB-ExistDSI & SNCR | 44.5885 | 49.0925 | 46.9161 | 46.9161 | 46.5455 | 46.5455 | 46.5455 | 46.5455
00 Ret.FB-ExistDSI & SNCR & DryFGD & ACI | N/A | N/A | N/A | N/A | N/A | N/A | N/A | N/A
00 Ret.FB-ExistDSI & SNCR & DryFGD & ACI & HRI | N/A | N/A | N/A | N/A | N/A | N/A | N/A | N/A
00 Ret.FB-ExistDSI & SNCR & HRI | N/A | N/A | N/A | N/A | N/A | N/A | N/A | N/A
00 Ret.FB-ExistSNCR & DryFGD | N/A | N/A | N/A | N/A | N/A | N/A | N/A | N/A
00 Ret.FB-ExistSNCR & DryFGD & ACI | N/A | N/A | N/A | N/A | N/A | N/A | N/A | N/A
00 Ret.FB-ExistSNCR & DryFGD & HRI | N/A | N/A | N/A | N/A | N/A | N/A | N/A | N/A
00 Ret.FB-ExistSNCR & HRI | N/A | N/A | N/A | N/A | N/A | N/A | N/A | N/A
00 Ret.FB-ExistSNCR_ACI_DSI & DryFGD | N/A | N/A | N/A | N/A | N/A | N/A | N/A | N/A
00 Ret.FB-ExistSNCR_ACI_DSI & DryFGD & HRI | N/A | N/A | N/A | N/A | N/A | N/A | N/A | N/A
00 Ret.FB-ExistSNCR_ACI_DSI & HRI | N/A | N/A | N/A | N/A | N/A | N/A | N/A | N/A
00 Ret.FB-ExistSNCR_DryFGD & HRI | N/A | N/A | N/A | N/A | N/A | N/A | N/A | N/A
00 Ret.FB-ExistSNCR_DryFGD_ACI & HRI | N/A | N/A | N/A | N/A | N/A | N/A | N/A | N/A
00 Ret.FB-ExistSNCR_DSI & ACI | N/A | N/A | N/A | N/A | N/A | N/A | N/A | N/A
00 Ret.FB-ExistSNCR_DSI & ACI & DryFGD | N/A | N/A | N/A | N/A | N/A | N/A | N/A | N/A
00 Ret.FB-ExistSNCR_DSI & ACI & DryFGD & HRI | N/A | N/A | N/A | N/A | N/A | N/A | N/A | N/A
00 Ret.FB-ExistSNCR_DSI & ACI & HRI | N/A | N/A | N/A | N/A | N/A | N/A | N/A | N/A
00 Ret.FB-ExistSNCR_DSI & DryFGD | N/A | N/A | N/A | N/A | N/A | N/A | N/A | N/A
00 Ret.FB-ExistSNCR_DSI & DryFGD & HRI | N/A | N/A | N/A | N/A | N/A | N/A | N/A | N/A
00 Ret.FB-ExistSNCR_DSI & HRI | N/A | N/A | N/A | N/A | N/A | N/A | N/A | N/A
00 Ret.FB-ExistSNCR_WetFGD & ACI | N/A | N/A | N/A | N/A | N/A | N/A | N/A | N/A
00 Ret.FB-ExistSNCR_WetFGD & HRI | N/A | N/A | N/A | N/A | N/A | N/A | N/A | N/A
00 Ret.FB-ExistWetFGD_DSI & HRI | N/A | N/A | N/A | N/A | N/A | N/A | N/A | N/A
00 Ret.FB-ExistWetFGD_DSI & SNCR | N/A | N/A | N/A | N/A | N/A | N/A | N/A | N/A
00 Ret.FB-ExistWetFGD_DSI & SNCR & HRI | N/A | N/A | N/A | N/A | N/A | N/A | N/A | N/A
00 Ret.FB-ExistWetFGD_SNCR & ACI & HRI | N/A | N/A | N/A | N/A | N/A | N/A | N/A | N/A
00 Ret.FB-SNCR | N/A | N/A | N/A | N/A | N/A | N/A | N/A | N/A
00 Ret.FB-SNCR & HRI | N/A | N/A | N/A | N/A | N/A | N/A | N/A | N/A
00 Ret.Oil/Gas Steam SCR | 78.4017 | 78.4017 | 1.8854 | 5.3652 | 2.0775 | 2.0775 | 0.50045 | 1.2274
00 CC Retirement | 0 | 0 | 0 | 0 | 0 | 0 | 0 | 0
00 CT Retirement | 0 | 0 | 0 | 0 | 0 | 0 | 0 | 0
00 O/G Retirement | 0 | 0 | 0 | 0 | 0 | 0 | 0 | 0
00 Coal Retirement | 0 | 0 | 0 | 0 | 0 | 0 | 0 | 0
00 IGCC Retirement | 0 | 0 | 0 | 0 | 0 | 0 | 0 | 0
00 Nuke Retirement | 0 | 0 | 0 | 0 | 0 | 0 | 0 | 0
00 Biomass Retirement | 0 | 0 | 0 | 0 | 0 | 0 | 0 | 0
00 Fossil_Other Retirement | N/A | N/A | N/A | N/A | N/A | N/A | N/A | N/A
00 Fuel Cell Retirement | N/A | N/A | N/A | N/A | N/A | N/A | N/A | N/A
00 Geothermal Retirement | 0 | 0 | 0 | 0 | 0 | 0 | 0 | 0
00 Hydro Retirement | N/A | N/A | N/A | N/A | N/A | N/A | N/A | N/A
00 Landfill Gas Retirement | N/A | N/A | N/A | N/A | N/A | N/A | N/A | N/A
00 Non Fossil_Other Retirement | N/A | N/A | N/A | N/A | N/A | N/A | N/A | N/A
Average | 41.9118 | 41.6868 | 41.4458 | 40.2327 | 39.978 | 39.9257 | 38.9975 | 38.0976
15. Total Annual Production Cost [Million US2016$](*)
Variable O&M | 9497.7756 | 9915.5108 | 10052.3454 | 9977.9274 | 9948.2305 | 10428.6913 | 10579.1997 | 10674.0844
Fixed O&M | 50417.0288 | 49410.9212 | 50608.3332 | 51788.0453 | 53053.2727 | 53957.3608 | 56129.2409 | 57142.5268
Fuel | 61973.6156 | 66043.6781 | 67075.4121 | 67616.3772 | 69463.6324 | 77683.9114 | 83912.958 | 87539.2851
Capital | 9957.2954 | 12132.7932 | 14288.1188 | 23251.482 | 27486.3088 | 31559.4916 | 27440.8887 | 27745.282
Pollutant Transport & Storage | 0 | 0 | 0 | 0 | 0 | 0 | 0 | 0
Total | 131845.7155 | 137502.9034 | 142024.2096 | 152633.832 | 159951.4445 | 173629.4552 | 178062.2873 | 183101.1784
Sales Revenue | 0 | 0 | 0 | 0 | 0 | 0 | 0 | 0
(*) Costs include only those items that are important for determining incremental cost of pollution control
16. Emissions
CO2 Thousand Tonnes | 1541454.7918 | 1591667.0021 | 1598549.5658 | 1570824.6782 | 1550729.7277 | 1599457.4042 | 1595866.4133 | 1585439.0408
CO2 Thousand Tons | 1699162.573 | 1754512.0448 | 1762098.7705 | 1731537.3218 | 1709386.4369 | 1763099.4907 | 1759141.1019 | 1747646.8946
Carbon Million Tonnes | 420.3547 | 434.0476 | 435.9245 | 428.3639 | 422.884 | 436.172 | 435.1928 | 432.3492
Carbon Million Tons | 463.3616 | 478.4554 | 480.5243 | 472.1902 | 466.1497 | 480.7972 | 479.7178 | 476.5833
HCL Thousand Tons | 4.4255 | 4.6698 | 4.663 | 4.4502 | 3.8769 | 3.9375 | 3.9389 | 3.5806
MER lbs | 8842.7885 | 9166.9579 | 9311.1626 | 8850.7567 | 8000.1453 | 8138.4051 | 8065.565 | 7472.868
NOX Thousand Tons | 811.8599 | 835.5617 | 837.1093 | 802.9974 | 746.8244 | 738.654 | 717.3119 | 664.2158
SO2 Thousand Tons | 863.9657 | 890.2032 | 908.4667 | 879.8882 | 810.5727 | 807.8524 | 819.315 | 762.1664

## FuelReport_ToEPA
Fuel Consumption by Fuel and Fuel Type [Tbtu]
Fuel Type | 2021 | 2023 | 2025 | 2030 | 2035 | 2040 | 2045 | 2050
Biomass | 12.126 | 14.323 | 14.7678 | 12.4163 | 12.4011 | 15.2282 | 15.057 | 15.2068
EPA v6 Biomass | 12.126 | 14.323 | 14.7678 | 12.4163 | 12.4011 | 15.2282 | 15.057 | 15.2068
Coal | 8998.6518 | 9458.5888 | 9447.5397 | 9069.7103 | 8062.1264 | 8186.5064 | 8192.7059 | 7466.2086
EPA v6 Coal BA | 143.6719 | 148.3145 | 142.3733 | 24.6308 | 36.5926 | 13.69 | 2.125 | 2.125
EPA v6 Coal BB | 127.7117 | 128.967 | 100.0137 | 273.4541 | 225.1061 | 259.5577 | 254.9128 | 221.8148
EPA v6 Coal BD | 126.2946 | 152.0444 | 121.8321 | 79.5507 | 10.9358 | 0 | 0 | 0
EPA v6 Coal BE | 66.6186 | 92.3452 | 75.2107 | 74.5438 | 57.2549 | 48.8609 | 36.256 | 27.0824
EPA v6 Coal BG | 1845.4695 | 1827.8047 | 1750.0013 | 1542.7921 | 1428.6973 | 1529.8032 | 1713.387 | 1194.3343
EPA v6 Coal BH | 1442.3845 | 1361.5987 | 1428.6337 | 1479.4586 | 1128.6406 | 1046.4854 | 827.0928 | 885.8589
EPA v6 Coal LD | 0 | 0 | 0 | 0 | 0 | 0 | 0 | 0
EPA v6 Coal LE | 547.8589 | 565.8378 | 559.195 | 509.269 | 453.3017 | 435.9229 | 495.1507 | 543.4075
EPA v6 Coal LG | 98.56 | 98.56 | 98.56 | 98.56 | 98.56 | 98.56 | 98.56 | 6.5829
EPA v6 Coal LH | 57.6 | 57.6 | 57.6 | 57.6 | 37.632 | 57.6 | 0 | 0
EPA v6 Coal SA | 3840.9873 | 4545.233 | 4235.3706 | 3892.3371 | 3548.0774 | 3490.9918 | 3467.2945 | 3589.9833
EPA v6 Coal SB | 437.2419 | 204.291 | 631.2445 | 688.1 | 605.5055 | 760.467 | 843.2665 | 539.2935
EPA v6 Coal SD | 22.9627 | 27.2623 | 26.7716 | 135.3372 | 241.3846 | 252.9959 | 259.3562 | 260.4462
EPA v6 Coal SE | 241.2902 | 248.7303 | 220.7332 | 214.0767 | 190.4379 | 191.5717 | 195.3042 | 195.2798
LF Gas | 161.9837 | 161.9801 | 161.9837 | 139.6365 | 144.7273 | 146.5747 | 149.9871 | 147.3659
EPA v6 LFG | 161.9837 | 161.9801 | 161.9837 | 139.6365 | 144.7273 | 146.5747 | 149.9871 | 147.3659
MSW | 252.258 | 252.2181 | 252.2181 | 245.695 | 245.6889 | 245.7879 | 246.207 | 245.8553
EPA v6 MSW | 252.258 | 252.2181 | 252.2181 | 245.695 | 245.6889 | 245.7879 | 246.207 | 245.8553
NaturalGas | 11987.6384 | 12095.5728 | 12231.3059 | 12440.7938 | 13863.1458 | 14554.6251 | 14487.1993 | 15600.2993
EPA v6 Gas | 11987.6384 | 12095.5728 | 12231.3059 | 12440.7938 | 13863.1458 | 14554.6251 | 14487.1993 | 15600.2993
Nuclear | 7259.7568 | 6812.8349 | 6719.976 | 6324.1272 | 6246.1632 | 6246.1632 | 6246.1632 | 6067.1845
EPA v6 Nuclear | 7259.7568 | 6812.8349 | 6719.976 | 6324.1272 | 6246.1632 | 6246.1632 | 6246.1632 | 6067.1845
Oil | 5.6422 | 5.6422 | 5.6428 | 0.060547 | 0.0066758 | 0 | 0 | 0
EPA v6 DFO | 0.29033 | 0.29033 | 0.29033 | 0.060547 | 0.0066758 | 0 | 0 | 0
EPA v6 RFO | 5.3519 | 5.3519 | 5.3524 | 0 | 0 | 0 | 0 | 0
Pet. Coke | 3.6048 | 3.8596 | 4.4047 | 3.2186 | 3.2186 | 3.2186 | 3.2186 | 3.2186
EPA v6 Pet Coke | 3.6048 | 3.8596 | 4.4047 | 3.2186 | 3.2186 | 3.2186 | 3.2186 | 3.2186
Waste Coal | 1.7296 | 1.9295 | 1.8484 | 1.828 | 1.8049 | 1.8049 | 1.8049 | 1.8049
EPA v6 Waste Coal | 1.7296 | 1.9295 | 1.8484 | 1.828 | 1.8049 | 1.8049 | 1.8049 | 1.8049
Grand Total | 28683.3914 | 28806.9489 | 28839.687 | 28237.4861 | 28579.2828 | 29399.909 | 29342.3429 | 29547.1439
Fuel Costs by Fuel and Fuel Type[MMUS$]
Fuel Type | 2021 | 2023 | 2025 | 2030 | 2035 | 2040 | 2045 | 2050
Biomass | 42.6495 | 50.3767 | 51.941 | 43.6705 | 43.6169 | 53.5604 | 52.9581 | 53.4851
EPA v6 Biomass | 42.6495 | 50.3767 | 51.941 | 43.6705 | 43.6169 | 53.5604 | 52.9581 | 53.4851
Coal | 17284.8167 | 18675.0251 | 18909.6963 | 18674.4489 | 16951.6627 | 17935.325 | 18654.5323 | 17426.0789
EPA v6 Coal BA | 268.4039 | 283.6512 | 281.576 | 45.4412 | 72.2137 | 28.7629 | 4.6432 | 4.9631
EPA v6 Coal BB | 282.3718 | 316.8017 | 196.6827 | 532.0946 | 450.6116 | 554.7579 | 584.7945 | 493.8935
EPA v6 Coal BD | 359.9022 | 448.8359 | 374.0382 | 247.4973 | 34.1686 | 0 | 0 | 0
EPA v6 Coal BE | 169.6775 | 244.8921 | 216.5447 | 232.3297 | 168.2528 | 126.273 | 105.6686 | 88.8051
EPA v6 Coal BG | 4028.8076 | 4055.6562 | 3968.9329 | 3767.3721 | 3627.1326 | 4052.0283 | 4708.5106 | 3455.4917
EPA v6 Coal BH | 2796.5571 | 2648.907 | 2878.0576 | 3001.3301 | 2328.7685 | 2281.1661 | 1871.8088 | 2176.6793
EPA v6 Coal LD | 0 | 0 | 0 | 0 | 0 | 0 | 0 | 0
EPA v6 Coal LE | 879.8448 | 927.8778 | 939.4862 | 886.7134 | 801.1767 | 816.7399 | 983.7807 | 1141.2268
EPA v6 Coal LG | 177.533 | 183.6326 | 183.6424 | 188.7148 | 190.2082 | 206.1407 | 215.4984 | 15.1195
EPA v6 Coal LH | 101.2546 | 104.6114 | 107.5632 | 111.049 | 72.6249 | 121.1634 | 0 | 0
EPA v6 Coal SA | 6898.3273 | 8563.5434 | 8091.1271 | 7862.4917 | 7413.5755 | 7593.8324 | 7818.5575 | 8116.246
EPA v6 Coal SB | 925.5948 | 470.4132 | 1282.1233 | 1328.4322 | 1206.7339 | 1510.4262 | 1662.9854 | 1204.2731
EPA v6 Coal SD | 40.3688 | 49.7077 | 51.4897 | 125.1799 | 259.2671 | 292.3952 | 316.5801 | 319.4234
EPA v6 Coal SE | 356.1733 | 376.4949 | 338.4325 | 345.8027 | 326.9286 | 351.6391 | 381.7044 | 409.9574
LF Gas | 0 | 0 | 0 | 0 | 0 | 0 | 0 | 0
EPA v6 LFG | 0 | 0 | 0 | 0 | 0 | 0 | 0 | 0
MSW | 0 | 0 | 0 | 0 | 0 | 0 | 0 | 0
EPA v6 MSW | 0 | 0 | 0 | 0 | 0 | 0 | 0 | 0
NaturalGas | 39909.2171 | 42852.2 | 43673.6814 | 44751.8143 | 48323.6865 | 55496.4734 | 60950.4485 | 65871.3431
EPA v6 Gas | 39909.2171 | 42852.2 | 43673.6814 | 44751.8143 | 48323.6865 | 55496.4734 | 60950.4485 | 65871.3431
Nuclear | 4656.78 | 4383.3468 | 4352.895 | 4135.3624 | 4134.6422 | 4188.5321 | 4244.8805 | 4178.1477
EPA v6 Nuclear | 4656.78 | 4383.3468 | 4352.895 | 4135.3624 | 4134.6422 | 4188.5321 | 4244.8805 | 4178.1477
Oil | 70.2168 | 71.8818 | 75.6329 | 1.2997 | 0.15173 | 0 | 0 | 0
EPA v6 DFO | 5.7826 | 6.1018 | 6.3283 | 1.2997 | 0.15173 | 0 | 0 | 0
EPA v6 RFO | 64.4342 | 65.78 | 69.3046 | 0 | 0 | 0 | 0 | 0
Pet. Coke | 5.7065 | 6.1151 | 6.9849 | 5.1157 | 5.128 | 5.141 | 5.1548 | 5.1694
EPA v6 Pet Coke | 5.7065 | 6.1151 | 6.9849 | 5.1157 | 5.128 | 5.141 | 5.1548 | 5.1694
Waste Coal | 4.2289 | 4.7325 | 4.5805 | 4.6659 | 4.7445 | 4.8795 | 4.9838 | 5.0609
EPA v6 Waste Coal | 4.2289 | 4.7325 | 4.5805 | 4.6659 | 4.7445 | 4.8795 | 4.9838 | 5.0609
Grand Total | 61973.6156 | 66043.6781 | 67075.4121 | 67616.3772 | 69463.6324 | 77683.9114 | 83912.958 | 87539.2851
Fuel Costs by Fuel and Fuel Type[US$/MMBtu]
Fuel Type | 2021 | 2023 | 2025 | 2030 | 2035 | 2040 | 2045 | 2050
Biomass | 3.5172 | 3.5172 | 3.5172 | 3.5172 | 3.5172 | 3.5172 | 3.5172 | 3.5172
EPA v6 Biomass | 3.5172 | 3.5172 | 3.5172 | 3.5172 | 3.5172 | 3.5172 | 3.5172 | 3.5172
Coal | 1.9208 | 1.9744 | 2.0015 | 2.059 | 2.1026 | 2.1908 | 2.277 | 2.334
EPA v6 Coal BA | 1.8682 | 1.9125 | 1.9777 | 1.8449 | 1.9735 | 2.101 | 2.185 | 2.3356
EPA v6 Coal BB | 2.211 | 2.4565 | 1.9666 | 1.9458 | 2.0018 | 2.1373 | 2.2941 | 2.2266
EPA v6 Coal BD | 2.8497 | 2.952 | 3.0701 | 3.1112 | 3.1245 | 0 | 0 | 0
EPA v6 Coal BE | 2.547 | 2.6519 | 2.8792 | 3.1167 | 2.9387 | 2.5843 | 2.9145 | 3.2791
EPA v6 Coal BG | 2.1831 | 2.2189 | 2.268 | 2.4419 | 2.5388 | 2.6487 | 2.7481 | 2.8932
EPA v6 Coal BH | 1.9388 | 1.9454 | 2.0146 | 2.0287 | 2.0633 | 2.1798 | 2.2631 | 2.4571
EPA v6 Coal LD | 0 | 0 | 0 | 0 | 0 | 0 | 0 | 0
EPA v6 Coal LE | 1.606 | 1.6398 | 1.6801 | 1.7411 | 1.7674 | 1.8736 | 1.9868 | 2.1001
EPA v6 Coal LG | 1.8013 | 1.8632 | 1.8633 | 1.9147 | 1.9299 | 2.0915 | 2.1865 | 2.2968
EPA v6 Coal LH | 1.7579 | 1.8162 | 1.8674 | 1.9279 | 1.9299 | 2.1035 | 0 | 0
EPA v6 Coal SA | 1.796 | 1.8841 | 1.9104 | 2.02 | 2.0895 | 2.1753 | 2.2549 | 2.2608
EPA v6 Coal SB | 2.1169 | 2.3027 | 2.0311 | 1.9306 | 1.9929 | 1.9862 | 1.9721 | 2.2331
EPA v6 Coal SD | 1.758 | 1.8233 | 1.9233 | 0.92495 | 1.0741 | 1.1557 | 1.2206 | 1.2264
EPA v6 Coal SE | 1.4761 | 1.5137 | 1.5332 | 1.6153 | 1.7167 | 1.8355 | 1.9544 | 2.0993
LF Gas | 0 | 0 | 0 | 0 | 0 | 0 | 0 | 0
EPA v6 LFG | 0 | 0 | 0 | 0 | 0 | 0 | 0 | 0
MSW | 0 | 0 | 0 | 0 | 0 | 0 | 0 | 0
EPA v6 MSW | 0 | 0 | 0 | 0 | 0 | 0 | 0 | 0
NaturalGas | 3.3292 | 3.5428 | 3.5706 | 3.5972 | 3.4858 | 3.813 | 4.2072 | 4.2224
EPA v6 Gas | 3.3292 | 3.5428 | 3.5706 | 3.5972 | 3.4858 | 3.813 | 4.2072 | 4.2224
Nuclear | 0.64145 | 0.6434 | 0.64775 | 0.6539 | 0.66195 | 0.67058 | 0.6796 | 0.68865
EPA v6 Nuclear | 0.64145 | 0.6434 | 0.64775 | 0.6539 | 0.66195 | 0.67058 | 0.6796 | 0.68865
Oil | 12.4449 | 12.74 | 13.4035 | 21.4654 | 22.7282 | 0 | 0 | 0
EPA v6 DFO | 19.917 | 21.0164 | 21.7965 | 21.4654 | 22.7282 | 0 | 0 | 0
EPA v6 RFO | 12.0395 | 12.291 | 12.9482 | 0 | 0 | 0 | 0 | 0
Pet. Coke | 1.583 | 1.5844 | 1.5858 | 1.5894 | 1.5933 | 1.5973 | 1.6016 | 1.6061
EPA v6 Pet Coke | 1.583 | 1.5844 | 1.5858 | 1.5894 | 1.5933 | 1.5973 | 1.6016 | 1.6061
Waste Coal | 2.4451 | 2.4528 | 2.4781 | 2.5525 | 2.6287 | 2.7035 | 2.7613 | 2.804
EPA v6 Waste Coal | 2.4451 | 2.4528 | 2.4781 | 2.5525 | 2.6287 | 2.7035 | 2.7613 | 2.804
Grand Total | 2.1606 | 2.2926 | 2.3258 | 2.3946 | 2.4306 | 2.6423 | 2.8598 | 2.9627

## Coal Pivot Tables
Coal Prices (2016$/MMBtu) | [8 empty] | Total TBtu
Coal Region | 2021 | 2023 | 2025 | 2030 | 2035 | 2040 | 2045 | 2050 | 2021 | 2023 | 2025 | 2030 | 2035 | 2040 | 2045 | 2050
Appalachia | 1.9232 | 2.0146 | 2.0875 | 2.2727 | 2.5655 | 2.7931 | 3.1805 | 3.7649 | 2368.051 | 2263.5265 | 2104.0811 | 1906.1568 | 1456.251 | 1578.4083 | 1375.9656 | 1075.9201
Interior | 1.4333 | 1.4442 | 1.4829 | 1.5521 | 1.6274 | 1.744 | 1.8817 | 1.9086 | 2284.6577 | 2397.1776 | 2473.7114 | 2504.1613 | 2384.3862 | 2374.5261 | 2450.9037 | 2147.3703
Waste Coal | 1.8611 | 1.8559 | 1.8681 | 1.9081 | 1.9481 | 1.9846 | 2.002 | 2.002 | 1.7296 | 1.9295 | 1.8484 | 1.828 | 1.8049 | 1.8049 | 1.8049 | 1.8049
West | 0.83535 | 0.84244 | 0.86539 | 0.90317 | 0.96653 | 1.0335 | 1.0985 | 1.1725 | 5525.04 | 6012.8318 | 6097.1817 | 5978.1845 | 5597.813 | 5777.2031 | 5833.7255 | 5605.4526
National | 1.2228 | 1.2263 | 1.2495 | 1.311 | 1.3803 | 1.4924 | 1.5938 | 1.6675 | 10179.4783 | 10675.4653 | 10676.8225 | 10390.3305 | 9440.2551 | 9731.9423 | 9662.3997 | 8830.5479
Coal Prices (2016$/Ton) | [8 empty] | Total Million Tons
Coal Region | 2021 | 2023 | 2025 | 2030 | 2035 | 2040 | 2045 | 2050 | 2021 | 2023 | 2025 | 2030 | 2035 | 2040 | 2045 | 2050
Appalachia | 46.6722 | 49.0382 | 50.6472 | 55.0735 | 62.5438 | 67.986 | 77.7042 | 91.6263 | 97.5768 | 92.9893 | 86.7231 | 78.6611 | 59.7342 | 64.8461 | 56.3203 | 44.2087
Interior | 27.931 | 28.155 | 29.0699 | 30.7651 | 32.6863 | 35.0134 | 38.0007 | 38.3085 | 117.2351 | 122.9583 | 126.1838 | 126.3374 | 118.7122 | 118.274 | 121.3646 | 106.9869
Waste Coal | 19.9141 | 19.8583 | 19.9886 | 20.4166 | 20.8447 | 21.2355 | 21.4216 | 21.4216 | 0.16164 | 0.18032 | 0.17274 | 0.17084 | 0.16868 | 0.16868 | 0.16868 | 0.16868
West | 14.8743 | 14.9372 | 15.4026 | 16.0402 | 17.0743 | 18.2585 | 19.3139 | 20.5867 | 310.2885 | 339.1165 | 342.5691 | 336.6125 | 316.8763 | 327.0231 | 331.7979 | 319.2609
National | 23.6971 | 23.5769 | 24.0086 | 25.1425 | 26.2976 | 28.4617 | 30.2171 | 31.2889 | 525.2621 | 555.2443 | 555.6488 | 541.7818 | 495.4914 | 510.3118 | 509.6514 | 470.6252

## Final Wholesale Price
Wholesale Electricity Price (2016$/MWh)
Region Group | 2021 | 2023 | 2025 | 2030 | 2035 | 2040 | 2045 | 2050
ERCOT_Tenaska Frontier Generating Station | 29.3278 | 33.2807 | 34.8058 | 41.6667 | 42.633 | 44.1499 | 47.0248 | 44.3841
ERCOT_Tenaska Gateway Generating Station | 29.3278 | 33.2807 | 34.8058 | 41.6667 | 42.633 | 44.1499 | 47.0248 | 44.3841
ERCOT_Panhandle | 28.2781 | 31.9145 | 33.6534 | 36.7959 | 39.1514 | 41.1844 | 41.3532 | 38.7566
ERCOT_Rest | 30.4034 | 34.2208 | 35.5762 | 39.6551 | 41.3487 | 43.6083 | 47.2623 | 43.7958
ERCOT_West | 29.3278 | 33.0536 | 34.8353 | 38.0926 | 40.5107 | 42.951 | 43.8052 | 41.2591
FRCC | 33.754 | 37.8663 | 39.64 | 44.9673 | 43.7357 | 44.6252 | 45.5622 | 44.6047
MISO_South_Amite South (including DSG) | 30.8469 | 36.9353 | 39.1457 | 43.2542 | 41.7227 | 42.905 | 43.8017 | 42.9963
MISO_Arkansas | 29.1683 | 33.591 | 35.1438 | 38.7698 | 38.3247 | 40.041 | 41.476 | 41.5482
MISO_Mississippi | 32.1288 | 38.3597 | 40.6046 | 44.0643 | 42.4933 | 43.3591 | 44.2145 | 43.3696
MISO_Iowa | 30.2141 | 34.313 | 36.6934 | 38.7571 | 39.363 | 41.1439 | 42.0209 | 40.9139
MISO_Illinois | 29.8475 | 34.7739 | 36.5235 | 38.6829 | 38.6392 | 40.1799 | 41.0635 | 40.5731
MISO_Indiana (including parts of Kentucky) | 33.3253 | 38.0108 | 40.7027 | 41.5776 | 40.1219 | 40.97 | 41.603 | 41.0179
MISO_Louisiana | 31.2286 | 37.3521 | 39.5598 | 43.3602 | 41.7303 | 42.5549 | 43.453 | 42.6402
MISO_Lower Michigan | 34.0602 | 39.8108 | 43.0122 | 43.5353 | 40.7277 | 41.6007 | 42.7563 | 41.6851
MISO_MT, SD, ND | 23.4287 | 27.3034 | 29.5377 | 31.9968 | 33.4896 | 34.9011 | 35.9091 | 34.7032
MISO_Iowa-MidAmerican | 29.4685 | 33.9975 | 36.2439 | 37.8816 | 38.4237 | 40.1744 | 41.0991 | 40.5325
MISO_Minnesota and Western Wisconsin | 30.5009 | 34.457 | 36.739 | 39.6181 | 40.9798 | 42.4272 | 43.3532 | 41.6714
MISO_Missouri | 29.6022 | 34.6957 | 36.3862 | 38.8903 | 39.3075 | 40.8439 | 41.5968 | 41.0186
MISO_South_WOTAB (including Western) | 31.6889 | 37.7516 | 40.1444 | 44.2993 | 42.704 | 43.6198 | 46.6943 | 43.9767
MISO_Wisconsin- Upper Michigan (WUMS) | 30.4794 | 34.3703 | 36.5685 | 38.8617 | 39.7161 | 41.1299 | 41.8976 | 41.2216
ISONE_Connecticut | 34.348 | 39.5258 | 40.0235 | 40.4533 | 44.5138 | 48.3605 | 50.666 | 52.5223
ISONE_Maine | 34.0796 | 39.313 | 39.851 | 39.8418 | 44.054 | 47.9654 | 50.1721 | 52.301
ISONE_MA, VT, NH, RI (Rest of ISO New England) | 35.2709 | 40.6252 | 41.1656 | 41.5303 | 45.8461 | 49.8563 | 52.1198 | 54.0401
NY_Zone A (West) | 32.8693 | 37.6944 | 35.2651 | 36.3918 | 40.8889 | 43.0998 | 44.8066 | 43.7194
NY_Zone B (Genesee) | 34.5035 | 39.4254 | 36.1914 | 38.1496 | 42.0441 | 43.8812 | 45.558 | 44.5128
NY_Zone C&E | 34.0731 | 38.7761 | 37.0424 | 38.858 | 41.6891 | 45.1904 | 47.7236 | 46.9157
NY_Zones D | 34.0498 | 38.2224 | 36.5456 | 38.0295 | 40.8497 | 44.2958 | 47.1161 | 46.3382
NY_Zone F (Capital) | 35.0438 | 40.4279 | 38.3935 | 40.1439 | 43.0023 | 46.6522 | 49.2485 | 48.46
NY_Zone G-I (Downstate NY) | 37.247 | 42.9288 | 41.9094 | 42.7722 | 46.2647 | 49.7087 | 51.91 | 51.9447
NY_Zone J(NYC) | 38.5237 | 44.3406 | 43.2962 | 44.1851 | 47.7566 | 51.2854 | 53.5416 | 53.5933
NY_Zone K(LI) | 40.1577 | 44.3407 | 43.3553 | 43.9071 | 47.3655 | 50.7511 | 53.0404 | 53.6574
PJM_AP | 30.9309 | 36.8457 | 39.5204 | 39.9307 | 37.0773 | 37.9703 | 38.8085 | 38.0033
PJM_ATSI | 33.2022 | 39.3966 | 42.2375 | 41.2635 | 38.2573 | 39.0056 | 39.6396 | 38.4963
PJM_ComEd | 30.345 | 35.4166 | 36.3525 | 36.6072 | 36.2523 | 37.7045 | 38.8742 | 38.9514
PJM_Dominion | 31.8875 | 37.4965 | 40.5974 | 40.8899 | 38.2838 | 39.5768 | 41.139 | 40.9288
PJM_EMAAC | 29.637 | 35.9207 | 35.6485 | 34.3573 | 36.9224 | 38.9816 | 40.0293 | 40.8214
PJM_PENELEC | 29.8001 | 35.2171 | 35.0853 | 34.017 | 36.094 | 37.2477 | 38.3713 | 36.9638
PJM_SWMAAC | 47.9336 | 40.0332 | 44.4663 | 43.5006 | 40.9594 | 41.9837 | 42.6479 | 41.6788
PJM West | 31.8744 | 37.7985 | 40.5078 | 40.9463 | 38.5956 | 39.5661 | 40.3548 | 39.8219
PJM_Western MAAC | 29.0813 | 35.4547 | 35.1584 | 34.0442 | 36.4521 | 38.0754 | 38.8961 | 37.6397
SERC_Central_Kentucky | 39.8359 | 42.2734 | 44.953 | 43.1288 | 40.4173 | 41.4121 | 42.1249 | 42.095
SERC_Central_TVA | 34.1026 | 37.6267 | 38.8474 | 42.798 | 41.0091 | 41.942 | 42.5855 | 42.2277
SERC_Delta_AECI | 27.9808 | 33.0072 | 34.7828 | 37.4435 | 37.2784 | 38.9261 | 40.069 | 39.7194
SERC_Southeastern | 32.0171 | 34.9768 | 36.2584 | 41.1571 | 42.6835 | 43.5089 | 44.3594 | 43.5015
SERC_VACAR | 37.7625 | 41.8936 | 45.9254 | 45.4946 | 43.6035 | 44.5539 | 44.9915 | 44.9187
SPP_Kiamichi Energy Facility | 29.3409 | 33.4352 | 35.0731 | 41.3643 | 42.1447 | 43.0161 | 46.2026 | 43.504
SPP North- (Kansas, Missouri) | 30.2156 | 35.4229 | 37.5073 | 40.98 | 39.5474 | 40.5427 | 41.5114 | 40.0553
SPP Nebraska | 29.4082 | 34.6446 | 37.4221 | 38.3954 | 38.4978 | 40.1661 | 41.1504 | 39.5407
SPP SPS (Texas Panhandle) | 29.4303 | 33.3738 | 35.633 | 38.924 | 39.4319 | 40.9537 | 41.4662 | 40.104
SPP_WAUE | 27.4124 | 32.4011 | 35.1218 | 36.3932 | 36.9192 | 38.4767 | 39.5137 | 38.7852
SPP West (Oklahoma, Arkansas, Louisiana) | 30.3826 | 34.5768 | 36.66 | 40.0675 | 39.5572 | 40.3564 | 41.3655 | 40.1728
WECC_BANC | 45.1981 | 47.0652 | 49.437 | 73.1796 | 69.1774 | 69.7845 | 70.0978 | 68.4674
WECC_Northern California (not including BANC) | 35.8487 | 38.298 | 40.7582 | 67.7177 | 66.0985 | 67.2357 | 70.4623 | 68.1317
WECC_LADWP | 36.7275 | 71.3846 | 43.0718 | 68.9515 | 67.3776 | 69.0634 | 72.6331 | 69.5501
WECC_San Diego Gas and Electric | 46.9184 | 71.9821 | 41.5085 | 69.1315 | 68.2146 | 69.5264 | 73.1586 | 69.9202
WECC_Arizona | 27.5599 | 28.3361 | 29.2518 | 31.6797 | 40.0489 | 42.562 | 48.1853 | 44.9497
WECC_Colorado | 26.8869 | 28.8771 | 29.7972 | 34.2855 | 40.107 | 43.1609 | 44.9129 | 42.6746
WECC_Idaho | 27.3714 | 31.2796 | 31.8691 | 34.5587 | 39.5753 | 40.5868 | 40.8549 | 39.846
WECC_Imperial Irrigation District (IID) | 25.6262 | 57.4484 | 29.383 | 49.1238 | 48.4477 | 49.5118 | 57.4389 | 56.6566
WECC_Montana | 24.9296 | 29.1088 | 29.7011 | 30.5911 | 28.6754 | 31.9279 | 33.7106 | 34.3302
WECC_New Mexico | 27.2763 | 28.6382 | 29.7412 | 32.5042 | 40.4499 | 42.3799 | 47.8182 | 44.0141
WECC_Northern Nevada | 27.6327 | 31.7549 | 32.3126 | 35.494 | 40.9286 | 42.4645 | 43.8266 | 42.3431
WECC_Pacific Northwest | 25.7019 | 30.3165 | 30.9287 | 31.842 | 29.8591 | 33.2035 | 35.0376 | 36.4645
WECC_Southern California Edison | 48.3306 | 73.1705 | 44.1389 | 69.0839 | 67.696 | 69.0117 | 72.4646 | 68.9985
WECC_Southern Nevada | 27.8897 | 28.7224 | 29.6139 | 30.9356 | 38.5554 | 39.997 | 43.866 | 42.328
WECC_Utah | 24.6566 | 26.9064 | 27.8976 | 29.8906 | 37.1199 | 39.0745 | 41.6337 | 40.452
WECC_Wyoming | 19.1319 | 22.2821 | 22.8793 | 26.1475 | 32.5308 | 35.2995 | 36.6421 | 35.3356
National | 32.485 | 37.5139 | 38.0199 | 41.6811 | 41.8355 | 43.37 | 44.9597 | 43.9147

## Natural Gas
Illustrative ACE Scenario - Natural Gas Results
| Delivered Natural Gas Price (2016$/MMBtu) | [24 empty] | Natural Gas Consumption in the Power Sector (Tcf)
| Winter | [7 empty] | Winter-Shoulder | [7 empty] | Summer | [8 empty] | Winter | [7 empty] | Winter-Shoulder | [7 empty] | Summer
| 2021 | 2023 | 2025 | 2030 | 2035 | 2040 | 2045 | 2050 | 2021 | 2023 | 2025 | 2030 | 2035 | 2040 | 2045 | 2050 | 2021 | 2023 | 2025 | 2030 | 2035 | 2040 | 2045 | 2050 |  | 2021 | 2023 | 2025 | 2030 | 2035 | 2040 | 2045 | 2050 | 2021 | 2023 | 2025 | 2030 | 2035 | 2040 | 2045 | 2050 | 2021 | 2023 | 2025 | 2030 | 2035 | 2040 | 2045 | 2050
ERC_FRNT | 3.4209 | 3.592 | 3.7568 | 3.7635 | 3.9412 | 4.328 | 4.7631 | 4.8093 | 3.1909 | 3.402 | 3.5168 | 3.2535 | 2.7112 | 2.888 | 3.2731 | 3.4293 | 3.4209 | 3.702 | 3.6768 | 4.0835 | 4.5712 | 4.998 | 6.5431 | 5.3793 | ERC_FRNT | 0.010047 | 0.010047 | 0.010047 | 0.010047 | 0.010047 | 0.010047 | 0.0089631 | 0.0089631 | 0.014049 | 0.013939 | 0.014002 | 0.014049 | 0.014049 | 0.014049 | 0.013743 | 0.013617 | 0.019393 | 0.019393 | 0.019393 | 0.017186 | 0.017186 | 0.017186 | 0.017186 | 0.017186
ERC_GWAY | 3.4209 | 3.592 | 3.7568 | 3.7635 | 3.9412 | 4.328 | 4.7631 | 4.8093 | 3.1909 | 3.402 | 3.5168 | 3.2535 | 2.7112 | 2.888 | 3.2731 | 3.4293 | 3.4209 | 3.702 | 3.6768 | 4.0835 | 4.5712 | 4.998 | 6.5431 | 5.3793 | ERC_GWAY | 0.0095726 | 0.01025 | 0.01025 | 0.01025 | 0.01025 | 0.01025 | 0.0010133 | 0.0010133 | 0.013892 | 0.013892 | 0.013892 | 0.014333 | 0.014333 | 0.014333 | 0.013892 | 0.013892 | 0.019785 | 0.019785 | 0.017532 | 0.017532 | 0.017532 | 0.017532 | 0.017532 | 0.017532
ERC_PHDL | - | - | - | - | - | - | - | - | - | - | - | - | - | - | - | - | - | - | - | - | - | - | - | - | ERC_PHDL | 0 | 0 | 0 | 0 | 0 | 0 | 0 | 0 | 0 | 0 | 0 | 0 | 0 | 0 | 0 | 0 | 0 | 0 | 0 | 0 | 0 | 0.0033371 | 0.0040541 | 0.0017793
ERC_REST | 3.4209 | 3.592 | 3.7568 | 3.7635 | 3.9412 | 4.328 | 4.7631 | 4.8093 | 3.1909 | 3.402 | 3.5168 | 3.2535 | 2.7112 | 2.888 | 3.2731 | 3.4293 | 3.4209 | 3.702 | 3.6768 | 4.0835 | 4.5712 | 4.998 | 6.5431 | 5.3793 | ERC_REST | 0.26313 | 0.24645 | 0.23887 | 0.24467 | 0.25136 | 0.25467 | 0.17363 | 0.19999 | 0.35829 | 0.3353 | 0.32336 | 0.37254 | 0.45736 | 0.49444 | 0.33886 | 0.3747 | 0.61939 | 0.60616 | 0.62151 | 0.56343 | 0.61112 | 0.67902 | 0.53553 | 0.61443
ERC_WEST | 3.3809 | 3.542 | 3.7068 | 3.7035 | 3.8812 | 4.268 | 4.6931 | 4.7393 | 3.1309 | 3.342 | 3.4668 | 3.1835 | 2.6512 | 2.828 | 3.2131 | 3.3693 | 3.3609 | 3.642 | 3.6068 | 3.9435 | 4.2512 | 4.648 | 5.9631 | 4.9993 | ERC_WEST | 0.010964 | 0.0092261 | 0.01046 | 0.010967 | 0.010808 | 0.010819 | 0.00010311 | 0.00017318 | 0.015115 | 0.0096175 | 0.0067376 | 0.0091903 | 0.022607 | 0.018602 | 0.0058954 | 0.0059215 | 0.02725 | 0.024632 | 0.024953 | 0.021575 | 0.032925 | 0.036397 | 0.030065 | 0.025943
FRCC | 3.6009 | 3.722 | 3.8668 | 3.9435 | 4.1012 | 4.498 | 4.9131 | 4.9593 | 3.3509 | 3.532 | 3.6468 | 3.4135 | 2.8212 | 2.988 | 3.1231 | 3.5293 | 3.6809 | 3.942 | 3.8868 | 4.3335 | 4.8212 | 5.258 | 5.7131 | 5.4693 | FRCC | 0.30193 | 0.29742 | 0.2935 | 0.2951 | 0.31154 | 0.30947 | 0.30977 | 0.33799 | 0.42532 | 0.41477 | 0.40697 | 0.43508 | 0.48849 | 0.49082 | 0.4926 | 0.50563 | 0.65772 | 0.6506 | 0.65536 | 0.66641 | 0.6635 | 0.70897 | 0.73452 | 0.78351
MIS_AMSO | 3.4109 | 3.562 | 3.7168 | 3.7535 | 3.9112 | 4.288 | 4.7031 | 4.7493 | 3.1809 | 3.372 | 3.4868 | 3.2335 | 2.6512 | 2.818 | 2.9431 | 3.3593 | 3.4209 | 3.692 | 3.6568 | 4.0735 | 4.5412 | 4.968 | 5.4131 | 5.2193 | MIS_AMSO | 0.040346 | 0.040282 | 0.039049 | 0.039966 | 0.039711 | 0.042729 | 0.044027 | 0.044885 | 0.060445 | 0.060445 | 0.056781 | 0.050294 | 0.056171 | 0.058354 | 0.062831 | 0.061265 | 0.093194 | 0.090138 | 0.090842 | 0.084917 | 0.074214 | 0.080328 | 0.081226 | 0.084507
MIS_AR | 3.4109 | 3.562 | 3.7068 | 3.7135 | 3.8712 | 4.258 | 4.6831 | 4.7193 | 3.1909 | 3.382 | 3.4968 | 3.2235 | 2.6512 | 2.818 | 2.9331 | 3.3493 | 3.4009 | 3.662 | 3.6168 | 3.9535 | 4.2012 | 4.618 | 5.0131 | 4.8793 | MIS_AR | 0.041908 | 0.043181 | 0.043181 | 0.043569 | 0.041223 | 0.032491 | 0.026431 | 0.021405 | 0.057908 | 0.057908 | 0.057908 | 0.057908 | 0.059114 | 0.058476 | 0.058408 | 0.054684 | 0.079451 | 0.077886 | 0.077645 | 0.077028 | 0.070133 | 0.060619 | 0.058997 | 0.05267
MIS_D_MS | 3.4609 | 3.602 | 3.7468 | 3.8035 | 3.9612 | 4.348 | 4.7631 | 4.7993 | 3.2109 | 3.402 | 3.5168 | 3.2635 | 2.6912 | 2.858 | 2.9731 | 3.3893 | 3.5109 | 3.782 | 3.7368 | 4.1635 | 4.6512 | 5.088 | 5.5231 | 5.3093 | MIS_D_MS | 0.01434 | 0.014549 | 0.014596 | 0.020978 | 0.021934 | 0.023704 | 0.026094 | 0.024876 | 0.017928 | 0.015895 | 0.017856 | 0.026975 | 0.033598 | 0.036795 | 0.037216 | 0.029838 | 0.025686 | 0.029331 | 0.030352 | 0.041002 | 0.040916 | 0.044327 | 0.049668 | 0.051194
MIS_IA | 3.7009 | 3.822 | 3.9268 | 3.9035 | 4.0412 | 4.438 | 7.4131 | 4.9393 | 3.4209 | 3.592 | 3.6968 | 3.3735 | 2.8012 | 2.998 | 3.3031 | 3.5993 | 3.5009 | 3.732 | 3.6668 | 3.8435 | 3.6812 | 4.078 | 4.3331 | 4.3393 | MIS_IA | 0.01169 | 0.011697 | 0.011703 | 0.013267 | 0.013267 | 0.011966 | 0.00084383 | 0.010598 | 0.016011 | 0.016011 | 0.01584 | 0.017907 | 0.018434 | 0.018089 | 0.018177 | 0.016466 | 0.022181 | 0.022125 | 0.022336 | 0.02233 | 0.02457 | 0.023494 | 0.024229 | 0.023598
MIS_IL | 3.5109 | 3.642 | 3.7568 | 3.7535 | 3.8912 | 4.288 | 4.7331 | 4.7893 | 3.2709 | 3.452 | 3.5568 | 3.2635 | 2.6812 | 2.878 | 3.1831 | 3.4593 | 3.4009 | 3.632 | 3.5668 | 3.7635 | 3.6012 | 4.008 | 4.2731 | 4.2793 | MIS_IL | 0.0088884 | 0.010969 | 0.0082932 | 0.013698 | 0.012087 | 0.011874 | 0.0082664 | 0.0050906 | 0.015533 | 0.0082023 | 0.0013585 | 0.020317 | 0.020906 | 0.020717 | 0.020397 | 0.010056 | 0.015805 | 0.015718 | 0.018082 | 0.018392 | 0.027721 | 0.018478 | 0.017084 | 0.016364
MIS_INKY | 3.4309 | 3.572 | 3.7168 | 3.7135 | 3.8612 | 4.258 | 4.6831 | 4.7293 | 3.2109 | 3.392 | 3.5068 | 3.2235 | 2.6512 | 2.838 | 3.0331 | 3.3793 | 3.3809 | 3.612 | 3.5468 | 3.7635 | 3.5912 | 3.998 | 4.2831 | 4.2793 | MIS_INKY | 0.024265 | 0.024399 | 0.023523 | 0.024862 | 0.029787 | 0.0382 | 0.056927 | 0.089604 | 0.025587 | 0.022988 | 0.01979 | 0.027101 | 0.050354 | 0.060623 | 0.085117 | 0.12181 | 0.040582 | 0.039374 | 0.041491 | 0.038807 | 0.053563 | 0.07249 | 0.10841 | 0.17391
MIS_LA | 3.3609 | 3.512 | 3.6668 | 3.6935 | 3.8512 | 4.228 | 4.6531 | 4.6893 | 3.1409 | 3.332 | 3.4468 | 3.1835 | 2.6112 | 2.778 | 2.8931 | 3.3093 | 3.3609 | 3.642 | 3.6068 | 4.0035 | 4.4612 | 4.888 | 5.3331 | 5.1393 | MIS_LA | 0.055538 | 0.056199 | 0.058408 | 0.059519 | 0.076639 | 0.083635 | 0.091715 | 0.095934 | 0.072836 | 0.072682 | 0.072963 | 0.081627 | 0.11566 | 0.12283 | 0.13966 | 0.13581 | 0.10149 | 0.10997 | 0.1142 | 0.11368 | 0.1348 | 0.14364 | 0.15615 | 0.17585
MIS_LMI | 3.5209 | 3.652 | 3.7668 | 3.7435 | 3.8612 | 4.268 | 4.6831 | 4.7493 | 3.3209 | 3.502 | 3.6068 | 3.3135 | 2.7212 | 2.918 | 3.4531 | 3.5293 | 3.4209 | 3.652 | 3.5868 | 3.7935 | 3.6012 | 4.008 | 4.2631 | 4.2793 | MIS_LMI | 0.060813 | 0.059606 | 0.058401 | 0.064133 | 0.079341 | 0.083934 | 0.081047 | 0.10633 | 0.063488 | 0.064332 | 0.06279 | 0.069362 | 0.11099 | 0.11892 | 0.10474 | 0.13977 | 0.10717 | 0.11179 | 0.11493 | 0.10511 | 0.13975 | 0.15027 | 0.1519 | 0.19618
MIS_MAPP | 3.5809 | 3.732 | 3.8568 | 3.8435 | 3.9912 | 4.388 | 4.8131 | 4.8693 | 3.3309 | 3.532 | 3.6568 | 3.3335 | 2.7812 | 2.978 | 3.2731 | 3.5993 | 3.4209 | 3.682 | 3.6368 | 3.8035 | 3.6412 | 4.048 | 4.2831 | 4.2993 | MIS_MAPP | 2.1733e-05 | 2.1733e-05 | 2.1733e-05 | 2.1733e-05 | 3.0169e-05 | 2.4456e-05 | 2.9408e-05 | 2.1733e-05 | 0 | 0 | 0 | 0 | 0 | 0 | 0 | 0 | 0.00033843 | 0.00033843 | 0.00034467 | 0.0007229 | 0.0010557 | 0.0010947 | 0.00035173 | 0.00034467
MIS_MIDA | 3.6409 | 3.772 | 3.8768 | 3.8535 | 3.9912 | 4.398 | 4.8331 | 4.8893 | 3.3809 | 3.562 | 3.6668 | 3.3435 | 2.7712 | 2.968 | 3.2831 | 3.5693 | 3.4709 | 3.702 | 3.6368 | 3.8235 | 3.6512 | 4.058 | 4.3131 | 4.3193 | MIS_MIDA | 0.00070464 | 0.0040917 | 0.003969 | 0.0050415 | 0.0050234 | 0.0050092 | 0.003187 | 0.0030772 | 0.00028005 | 0.00023363 | 0.00023363 | 0.005892 | 0.0088849 | 0.0088576 | 0.0065985 | 0.0058693 | 0.0059115 | 0.006189 | 0.006265 | 0.0044633 | 0.010698 | 0.0049266 | 0.0045732 | 0.0040179
MIS_MNWI | 3.7809 | 3.912 | 4.0068 | 3.9535 | 4.0712 | 4.468 | 6.1731 | 4.9593 | 3.5409 | 3.712 | 3.8168 | 3.4635 | 2.8812 | 3.078 | 3.3931 | 3.6793 | 3.6309 | 3.862 | 3.7868 | 3.9335 | 3.7612 | 4.168 | 4.4131 | 4.4293 | MIS_MNWI | 0.024999 | 0.024273 | 0.022824 | 0.027204 | 0.029687 | 0.030199 | 0.0073947 | 0.019562 | 0.029285 | 0.021591 | 0.015107 | 0.037654 | 0.042447 | 0.042533 | 0.039327 | 0.031529 | 0.032528 | 0.032345 | 0.032385 | 0.035736 | 0.052686 | 0.047266 | 0.037823 | 0.034349
MIS_MO | 3.4609 | 3.592 | 3.7268 | 3.7135 | 3.8612 | 4.258 | 4.6731 | 4.7393 | 3.2209 | 3.402 | 3.5068 | 3.2135 | 2.6412 | 2.828 | 3.0831 | 3.3993 | 3.3509 | 3.592 | 3.5268 | 3.7235 | 3.5612 | 3.968 | 4.2431 | 4.2393 | MIS_MO | 0.00083247 | 0.00086163 | 0.00089405 | 0.0010513 | 0.00091721 | 0.0046201 | 0.0077102 | 0.0087772 | 0.0010678 | 0.0010354 | 0.0010212 | 0.0012831 | 0.0015886 | 0.0066162 | 0.01031 | 0.010264 | 0.002321 | 0.0032966 | 0.004258 | 0.0045069 | 0.0053452 | 0.01151 | 0.017534 | 0.021973
MIS_WOTA | 3.5009 | 3.662 | 3.8268 | 3.8535 | 4.0212 | 4.408 | 4.8331 | 4.8793 | 3.2709 | 3.472 | 3.5968 | 3.3435 | 2.7812 | 2.958 | 3.2631 | 3.4993 | 3.4909 | 3.772 | 3.7468 | 4.1535 | 4.6212 | 5.058 | 6.2131 | 5.3993 | MIS_WOTA | 0.031155 | 0.03086 | 0.030555 | 0.029781 | 0.031128 | 0.032329 | 0.02994 | 0.031738 | 0.042985 | 0.041533 | 0.041321 | 0.036251 | 0.048063 | 0.050335 | 0.041205 | 0.045239 | 0.074904 | 0.073331 | 0.075465 | 0.076153 | 0.060566 | 0.058864 | 0.043298 | 0.069758
MIS_WUMS | 3.5209 | 3.652 | 3.7468 | 3.6535 | 3.7512 | 4.148 | 4.5731 | 4.6393 | 3.3109 | 3.482 | 3.5868 | 3.2035 | 2.6112 | 2.808 | 3.1231 | 3.4193 | 3.4109 | 3.632 | 3.5668 | 3.6835 | 3.5012 | 3.908 | 4.1531 | 4.1693 | MIS_WUMS | 0.039144 | 0.0392 | 0.039239 | 0.039744 | 0.039727 | 0.045385 | 0.05151 | 0.059472 | 0.052844 | 0.052793 | 0.052581 | 0.052983 | 0.056219 | 0.062102 | 0.071982 | 0.082794 | 0.075063 | 0.075226 | 0.075958 | 0.077882 | 0.080131 | 0.086068 | 0.094464 | 0.11172
NENG_CT | 5.9209 | 7.042 | 7.4668 | 7.6735 | 8.2412 | 8.448 | 8.5831 | 8.9993 | 3.6709 | 3.882 | 3.9568 | 3.7035 | 3.2912 | 3.518 | 3.7331 | 3.9293 | 3.1509 | 3.462 | 3.3768 | 3.5235 | 3.4012 | 3.778 | 4.1431 | 4.1293 | NENG_CT | 0.022895 | 0.020758 | 0.019652 | 0.018264 | 0.017065 | 0.018148 | 0.018818 | 0.017733 | 0.026574 | 0.028139 | 0.028073 | 0.019247 | 0.021701 | 0.024088 | 0.018672 | 0.018302 | 0.066949 | 0.066917 | 0.066691 | 0.058522 | 0.058241 | 0.057378 | 0.056261 | 0.055593
NENG_ME | 5.9009 | 7.022 | 7.4468 | 7.6535 | 8.2212 | 8.428 | 8.5631 | 8.9793 | 3.6509 | 3.862 | 3.9368 | 3.6835 | 3.2712 | 3.498 | 3.7131 | 3.9093 | 3.1309 | 3.442 | 3.3568 | 3.5035 | 3.3812 | 3.758 | 4.1231 | 4.1093 | NENG_ME | 0.0045013 | 0.0028091 | 0.0022937 | 0.0003083 | 0.0003083 | 0.00029792 | 0.00072818 | 0.0003083 | 0.0018645 | 0.0038263 | 0.0023494 | 0.00096663 | 6.8512e-05 | 0.0012217 | 0.0023494 | 0.0023494 | 0.01283 | 0.012768 | 0.012727 | 0.0095695 | 0.0095718 | 0.0099015 | 0.009896 | 0.0095675
NENGREST | 5.9009 | 7.022 | 7.4468 | 7.6535 | 8.2212 | 8.428 | 8.5631 | 8.9793 | 3.6509 | 3.862 | 3.9368 | 3.6835 | 3.2712 | 3.498 | 3.7131 | 3.9093 | 3.1309 | 3.442 | 3.3568 | 3.5035 | 3.3812 | 3.758 | 4.1231 | 4.1093 | NENGREST | 0.031786 | 0.030281 | 0.02944 | 0.027184 | 0.023401 | 0.029332 | 0.028169 | 0.026902 | 0.043528 | 0.048195 | 0.048525 | 0.033249 | 0.036032 | 0.035188 | 0.026664 | 0.024782 | 0.12923 | 0.13067 | 0.1303 | 0.10645 | 0.11219 | 0.1168 | 0.09391 | 0.092027
NY_Z_A | 3.4409 | 3.582 | 3.4168 | 3.6835 | 3.8312 | 4.188 | 4.5731 | 4.4893 | 3.0409 | 3.122 | 3.0468 | 2.9335 | 2.4512 | 2.608 | 2.8631 | 2.9293 | 3.0109 | 3.282 | 3.2268 | 3.4035 | 3.2612 | 3.578 | 3.9931 | 3.9293 | NY_Z_A | 0.0045693 | 0.0045693 | 0.0045693 | 0.0045693 | 0.0045693 | 0.0045693 | 0.0045693 | 0.0045693 | 0.0019769 | 0.0043537 | 0.0045527 | 0.0015058 | 0.0021391 | 0.0018378 | 0.0015436 | 0.001468 | 0.0069623 | 0.0069498 | 0.0069583 | 0.0071267 | 0.0071306 | 0.0050028 | 0.002762 | 0.002138
NY_Z_B | 2.9309 | 2.932 | 2.7468 | 3.1535 | 3.3412 | 3.698 | 4.1231 | 4.0293 | 2.6109 | 2.622 | 2.5468 | 2.5035 | 2.0412 | 2.218 | 2.4531 | 2.5893 | 2.6609 | 2.862 | 2.8168 | 3.0535 | 2.9412 | 3.248 | 3.7431 | 3.6593 | NY_Z_B | 0.0014826 | 0.0021942 | 0.0021793 | 0.0021793 | 0.0021793 | 0.0049017 | 0.0094225 | 0.015965 | 0.0020098 | 0.0020098 | 0.0020098 | 0.0020098 | 0.0020098 | 0.005518 | 0.012579 | 0.02092 | 0.0027743 | 0.0027743 | 0.0027743 | 0.0027743 | 0.0025326 | 0.0076058 | 0.016774 | 0.029015
NY_Z_C&E | 3.6509 | 3.802 | 3.5768 | 3.8435 | 4.0512 | 4.398 | 4.8231 | 4.8193 | 2.8909 | 2.932 | 2.8668 | 2.7435 | 2.2512 | 2.438 | 2.6931 | 2.8293 | 2.8209 | 3.072 | 2.9968 | 3.2035 | 3.0812 | 3.408 | 3.8631 | 3.7993 | NY_Z_C&E | 0.017132 | 0.017855 | 0.01982 | 0.021723 | 0.019783 | 0.018332 | 0.0175 | 0.029403 | 0.020825 | 0.021384 | 0.021171 | 0.019681 | 0.020784 | 0.019827 | 0.018116 | 0.034772 | 0.030918 | 0.031004 | 0.031078 | 0.030905 | 0.029582 | 0.028286 | 0.026164 | 0.048943
NY_Z_D | 5.0909 | 5.552 | 5.2568 | 5.2435 | 5.4712 | 5.788 | 6.2231 | 6.4093 | 3.4609 | 3.542 | 3.4868 | 3.2235 | 2.6812 | 2.888 | 3.1731 | 3.3293 | 3.1509 | 3.472 | 3.3568 | 3.5035 | 3.3612 | 3.718 | 4.1131 | 4.0693 | NY_Z_D | 0 | 0 | 0 | 0 | 0 | 0 | 0 | 0 | 0 | 0 | 0 | 0 | 0 | 0 | 0 | 0 | 0 | 0 | 0 | 0 | 0 | 0 | 0 | 0
NY_Z_F | 5.0909 | 5.552 | 5.2568 | 5.2435 | 5.4712 | 5.788 | 6.2231 | 6.4093 | 3.4609 | 3.542 | 3.4868 | 3.2235 | 2.6812 | 2.888 | 3.1731 | 3.3293 | 3.1509 | 3.472 | 3.3568 | 3.5035 | 3.3612 | 3.718 | 4.1131 | 4.0693 | NY_Z_F | 0.027172 | 0.026945 | 0.028308 | 0.030405 | 0.029913 | 0.029913 | 0.029972 | 0.026923 | 0.032849 | 0.035208 | 0.034762 | 0.033118 | 0.033922 | 0.033946 | 0.026762 | 0.015297 | 0.057296 | 0.057277 | 0.05728 | 0.0575 | 0.057559 | 0.054274 | 0.047359 | 0.045965
NY_Z_G-I | 5.0909 | 5.552 | 5.2568 | 5.2435 | 5.4712 | 5.788 | 6.2231 | 6.4093 | 3.4609 | 3.542 | 3.4868 | 3.2235 | 2.6812 | 2.888 | 3.1731 | 3.3293 | 3.1509 | 3.472 | 3.3568 | 3.5035 | 3.3612 | 3.718 | 4.1131 | 4.0693 | NY_Z_G-I | 0.0077889 | 0.0077883 | 0.0085479 | 0.01077 | 0.010848 | 0.010142 | 0.0087162 | 0.013208 | 0.010554 | 0.010565 | 0.010565 | 0.010559 | 0.010758 | 0.010558 | 0.010559 | 0.016668 | 0.019137 | 0.019382 | 0.019029 | 0.018406 | 0.018903 | 0.01899 | 0.018524 | 0.027054
NY_Z_J | 5.6209 | 6.192 | 6.3368 | 6.9535 | 7.0212 | 7.268 | 7.7531 | 7.9893 | 3.5009 | 3.582 | 3.5268 | 3.2935 | 2.7312 | 2.928 | 3.2031 | 3.3493 | 3.1809 | 3.502 | 3.3968 | 3.5535 | 3.4112 | 3.758 | 4.1531 | 4.1293 | NY_Z_J | 0.02766 | 0.02899 | 0.02944 | 0.026392 | 0.028574 | 0.028694 | 0.027695 | 0.025815 | 0.047676 | 0.048934 | 0.048958 | 0.040501 | 0.04796 | 0.046011 | 0.040547 | 0.03555 | 0.090774 | 0.087094 | 0.091253 | 0.087374 | 0.086915 | 0.084135 | 0.079711 | 0.075708
NY_Z_K | 5.6209 | 6.192 | 6.3368 | 6.9535 | 7.0212 | 7.268 | 7.7531 | 7.9893 | 3.5009 | 3.582 | 3.5268 | 3.2935 | 2.7312 | 2.928 | 3.2031 | 3.3493 | 3.1809 | 3.502 | 3.3968 | 3.5535 | 3.4112 | 3.758 | 4.1531 | 4.1293 | NY_Z_K | 0.0072455 | 0.0075041 | 0.0054478 | 0.0039282 | 0.0048631 | 0.0049749 | 0.0031506 | 0.003417 | 0.011679 | 0.010381 | 0.0091331 | 0.0080433 | 0.0099041 | 0.0096848 | 0.0055117 | 0.0050358 | 0.030172 | 0.030006 | 0.02764 | 0.026727 | 0.024349 | 0.022284 | 0.019138 | 0.017325
PJM_AP | 2.7709 | 2.832 | 2.8168 | 3.0435 | 3.2512 | 3.678 | 4.0831 | 4.0593 | 2.4209 | 2.512 | 2.4768 | 2.2835 | 1.8012 | 2.028 | 2.1931 | 2.4093 | 2.5809 | 2.872 | 2.8368 | 2.9635 | 2.8612 | 3.258 | 3.6931 | 3.7493 | PJM_AP | 0.054177 | 0.05806 | 0.05806 | 0.072759 | 0.15424 | 0.18589 | 0.20942 | 0.21767 | 0.044327 | 0.044327 | 0.044327 | 0.085631 | 0.19768 | 0.2424 | 0.26764 | 0.25306 | 0.078689 | 0.078687 | 0.074098 | 0.095522 | 0.22511 | 0.27714 | 0.30736 | 0.31772
PJM_ATSI | 3.1009 | 3.202 | 3.1868 | 3.3035 | 3.4912 | 3.898 | 4.2531 | 4.2193 | 2.8409 | 2.962 | 2.9468 | 2.7435 | 2.2212 | 2.408 | 2.6331 | 2.7993 | 2.9509 | 3.202 | 3.1368 | 3.3135 | 3.1712 | 3.548 | 3.8731 | 3.8393 | PJM_ATSI | 0.04024 | 0.047934 | 0.057568 | 0.083956 | 0.083571 | 0.094412 | 0.10735 | 0.12123 | 0.050506 | 0.057503 | 0.065543 | 0.10725 | 0.11541 | 0.1306 | 0.15334 | 0.16138 | 0.075501 | 0.08503 | 0.096319 | 0.14997 | 0.15297 | 0.1713 | 0.20079 | 0.22611
PJM_COMD | 3.5509 | 3.682 | 3.7868 | 3.7735 | 3.9012 | 4.308 | 4.7431 | 4.8093 | 3.3009 | 3.472 | 3.5768 | 3.2735 | 2.6912 | 2.898 | 3.2131 | 3.4993 | 3.4009 | 3.632 | 3.5668 | 3.7635 | 3.5912 | 3.998 | 4.2731 | 4.2693 | PJM_COMD | 0.028701 | 0.026994 | 0.027436 | 0.031945 | 0.030394 | 0.027447 | 0.021709 | 0.020867 | 0.026163 | 0.026509 | 0.023983 | 0.027698 | 0.043482 | 0.039234 | 0.027271 | 0.01132 | 0.049718 | 0.050311 | 0.055237 | 0.052294 | 0.057278 | 0.04277 | 0.030333 | 0.0398
PJM_Dom | 3.5709 | 3.702 | 3.8368 | 3.8235 | 3.9712 | 4.408 | 4.8531 | 4.9593 | 2.9909 | 3.082 | 3.0568 | 2.6335 | 2.1012 | 2.348 | 2.5031 | 2.7493 | 3.2709 | 3.522 | 3.4268 | 3.3035 | 3.2112 | 3.688 | 4.1131 | 4.5593 | PJM_Dom | 0.086007 | 0.090483 | 0.08729 | 0.095739 | 0.084907 | 0.073148 | 0.060684 | 0.048027 | 0.11492 | 0.11597 | 0.1196 | 0.12874 | 0.16668 | 0.149 | 0.12772 | 0.10267 | 0.15712 | 0.15819 | 0.17135 | 0.17573 | 0.17568 | 0.15099 | 0.11741 | 0.069825
PJM_EMAC | 3.8109 | 3.952 | 4.0668 | 4.0535 | 4.2012 | 4.628 | 5.0731 | 5.1793 | 3.0109 | 3.132 | 3.0568 | 2.7935 | 2.2712 | 2.508 | 2.6631 | 2.9193 | 3.1809 | 3.502 | 3.4168 | 3.4635 | 3.3512 | 3.768 | 4.1831 | 4.3393 | PJM_EMAC | 0.12162 | 0.14034 | 0.13679 | 0.14328 | 0.13594 | 0.11959 | 0.10329 | 0.067241 | 0.16389 | 0.18394 | 0.18459 | 0.19219 | 0.21298 | 0.19999 | 0.19187 | 0.1582 | 0.25554 | 0.26845 | 0.2736 | 0.27993 | 0.27843 | 0.25357 | 0.21736 | 0.17958
PJM_PENE | 2.5909 | 2.612 | 2.4768 | 2.8535 | 3.0712 | 3.458 | 3.8631 | 3.7693 | 2.3109 | 2.382 | 2.3368 | 2.2635 | 1.8012 | 1.998 | 2.2031 | 2.3593 | 2.4109 | 2.672 | 2.6568 | 2.8735 | 2.7712 | 3.108 | 3.5631 | 3.4893 | PJM_PENE | 0.034326 | 0.036477 | 0.038018 | 0.035419 | 0.030236 | 0.021775 | 0.021206 | 0.058443 | 0.033324 | 0.036615 | 0.041622 | 0.038445 | 0.049921 | 0.047434 | 0.031106 | 0.079675 | 0.05827 | 0.056904 | 0.056275 | 0.044968 | 0.044165 | 0.044165 | 0.040106 | 0.10967
PJM_SMAC | 3.6309 | 3.762 | 3.8968 | 3.8835 | 4.0512 | 4.478 | 4.9231 | 5.0193 | 2.8209 | 2.932 | 2.8268 | 2.6335 | 2.1212 | 2.358 | 2.5031 | 2.7593 | 2.9209 | 3.262 | 3.1768 | 3.3135 | 3.1812 | 3.588 | 3.9831 | 3.9593 | PJM_SMAC | 0.019015 | 0.019575 | 0.019353 | 0.019686 | 0.018307 | 0.017857 | 0.013072 | 0.0097246 | 0.025602 | 0.026556 | 0.027357 | 0.027504 | 0.028816 | 0.023578 | 0.023349 | 0.017402 | 0.044551 | 0.043385 | 0.044212 | 0.044246 | 0.044042 | 0.037092 | 0.033403 | 0.035959
PJM_West | 3.2609 | 3.382 | 3.4768 | 3.4935 | 3.6612 | 4.068 | 4.4731 | 4.4993 | 2.9909 | 3.132 | 3.1768 | 2.8535 | 2.3012 | 2.508 | 2.7331 | 2.9793 | 3.1909 | 3.422 | 3.3468 | 3.4635 | 3.3812 | 3.808 | 4.1431 | 4.2493 | PJM_West | 0.0727 | 0.073197 | 0.07326 | 0.080273 | 0.092608 | 0.10451 | 0.12118 | 0.15092 | 0.093697 | 0.094733 | 0.094597 | 0.094789 | 0.12969 | 0.14634 | 0.16468 | 0.20878 | 0.14313 | 0.14647 | 0.14715 | 0.14131 | 0.16802 | 0.17149 | 0.19786 | 0.25027
PJM_WMAC | 2.6409 | 2.672 | 2.6068 | 2.9135 | 3.1312 | 3.538 | 3.9531 | 3.8993 | 2.2609 | 2.332 | 2.2768 | 2.1935 | 1.7212 | 1.938 | 2.1131 | 2.3193 | 2.3809 | 2.672 | 2.6468 | 2.8635 | 2.7612 | 3.108 | 3.5631 | 3.4993 | PJM_WMAC | 0.15361 | 0.16459 | 0.17561 | 0.15861 | 0.14458 | 0.15185 | 0.17358 | 0.2039 | 0.16492 | 0.16571 | 0.16675 | 0.16515 | 0.19752 | 0.20535 | 0.21927 | 0.24024 | 0.21695 | 0.21348 | 0.21321 | 0.2115 | 0.21201 | 0.22192 | 0.25873 | 0.30357
S_C_KY | 3.5709 | 3.712 | 3.8568 | 3.8335 | 3.9612 | 4.368 | 4.8031 | 4.8493 | 3.3109 | 3.442 | 3.5068 | 3.0935 | 2.5312 | 2.728 | 2.8431 | 3.2093 | 3.5309 | 3.762 | 3.6668 | 3.7635 | 3.8212 | 4.268 | 4.6531 | 4.8193 | S_C_KY | 0.011705 | 0.026034 | 0.027006 | 0.040895 | 0.047734 | 0.050361 | 0.051676 | 0.05461 | 0.010982 | 0.030466 | 0.03239 | 0.052199 | 0.06241 | 0.06701 | 0.072191 | 0.075714 | 0.02339 | 0.050484 | 0.055379 | 0.076627 | 0.087946 | 0.093207 | 0.097182 | 0.1016
S_C_TVA | 3.4609 | 3.592 | 3.7368 | 3.7635 | 3.9112 | 4.298 | 4.7231 | 4.7793 | 3.1809 | 3.342 | 3.4468 | 3.1435 | 2.5712 | 2.758 | 2.8431 | 3.2593 | 3.4409 | 3.682 | 3.6268 | 3.9235 | 4.2012 | 4.628 | 4.9931 | 4.9693 | S_C_TVA | 0.11837 | 0.11932 | 0.11969 | 0.12174 | 0.13497 | 0.13863 | 0.14713 | 0.15739 | 0.15806 | 0.15608 | 0.15748 | 0.15728 | 0.17724 | 0.18458 | 0.19122 | 0.19941 | 0.22151 | 0.21654 | 0.21783 | 0.21588 | 0.21384 | 0.22564 | 0.23901 | 0.26858
S_D_AECI | 3.4409 | 3.582 | 3.7168 | 3.7135 | 3.8612 | 4.258 | 4.6631 | 4.7293 | 3.2009 | 3.382 | 3.4968 | 3.2135 | 2.6412 | 2.828 | 3.0531 | 3.3793 | 3.3709 | 3.602 | 3.5368 | 3.7535 | 3.5812 | 3.988 | 4.2831 | 4.2693 | S_D_AECI | 0.01482 | 0.016821 | 0.014842 | 0.017613 | 0.016447 | 0.014115 | 0.014997 | 0.0094862 | 0.019286 | 0.018567 | 0.0078947 | 0.023453 | 0.029932 | 0.029932 | 0.026877 | 0.020912 | 0.029044 | 0.025284 | 0.028681 | 0.029411 | 0.038043 | 0.031157 | 0.025541 | 0.025196
S_SOU | 3.4709 | 3.602 | 3.7468 | 3.8035 | 3.9612 | 4.348 | 4.7631 | 4.8093 | 3.2009 | 3.392 | 3.5068 | 3.2635 | 2.6812 | 2.848 | 2.9731 | 3.3793 | 3.5109 | 3.772 | 3.7268 | 4.1535 | 4.6512 | 5.078 | 5.5131 | 5.3093 | S_SOU | 0.21167 | 0.2035 | 0.20359 | 0.2071 | 0.2131 | 0.21474 | 0.21998 | 0.23957 | 0.28459 | 0.2784 | 0.27267 | 0.29205 | 0.33067 | 0.35124 | 0.37394 | 0.3799 | 0.41472 | 0.38804 | 0.39037 | 0.38489 | 0.36397 | 0.39018 | 0.42008 | 0.46907
S_VACA | 3.7509 | 3.872 | 4.0168 | 4.0735 | 4.2212 | 4.628 | 5.0431 | 5.1293 | 3.3609 | 3.512 | 3.6168 | 3.3335 | 2.7612 | 2.948 | 2.9831 | 3.4293 | 3.6909 | 3.942 | 3.8868 | 4.1635 | 4.5112 | 4.958 | 5.3231 | 5.4093 | S_VACA | 0.12549 | 0.12336 | 0.12322 | 0.15933 | 0.18278 | 0.18678 | 0.20263 | 0.22383 | 0.13843 | 0.13524 | 0.13503 | 0.17803 | 0.22908 | 0.24609 | 0.26163 | 0.27229 | 0.23366 | 0.22043 | 0.25271 | 0.2848 | 0.32041 | 0.33376 | 0.36199 | 0.4004
SPP_KIAM | 3.2809 | 3.442 | 3.5868 | 3.5835 | 3.7312 | 4.128 | 4.5431 | 4.5793 | 3.0609 | 3.252 | 3.3668 | 3.0835 | 2.5112 | 2.698 | 2.8531 | 3.2293 | 3.2609 | 3.512 | 3.4568 | 3.7235 | 3.7412 | 4.118 | 4.4631 | 4.3693 | SPP_KIAM | 0.013207 | 0.013207 | 0.013207 | 0.014804 | 0.013207 | 0.013207 | 0.013207 | 0.013056 | 0.017901 | 0.017901 | 0.017901 | 0.020333 | 0.020701 | 0.020701 | 0.020064 | 0.017901 | 0.028574 | 0.028574 | 0.028574 | 0.028574 | 0.028574 | 0.028574 | 0.028574 | 0.028574
SPP_N | 3.4009 | 3.552 | 3.6968 | 3.6835 | 3.8312 | 4.228 | 4.6331 | 4.6993 | 3.1809 | 3.362 | 3.4768 | 3.1935 | 2.6212 | 2.818 | 3.0831 | 3.3593 | 3.3509 | 3.592 | 3.5368 | 3.7435 | 3.6012 | 3.988 | 4.2831 | 4.2393 | SPP_N | 0.013088 | 0.014449 | 0.014563 | 0.014883 | 0.01518 | 0.012766 | 0.0094723 | 0.006025 | 0.012074 | 0.014688 | 0.010297 | 0.019233 | 0.027932 | 0.023228 | 0.018098 | 0.010652 | 0.034879 | 0.03776 | 0.040148 | 0.036469 | 0.051209 | 0.051914 | 0.055263 | 0.054123
SPP_NEBR | 3.7009 | 3.862 | 4.0068 | 3.9935 | 4.1412 | 4.538 | 4.9531 | 5.0093 | 3.4709 | 3.672 | 3.7768 | 3.4835 | 2.9112 | 3.108 | 3.4131 | 3.6593 | 3.6309 | 3.882 | 3.8168 | 4.0135 | 3.8712 | 4.248 | 4.5231 | 4.4993 | SPP_NEBR | 0.00018635 | 0.00029385 | 0.00074852 | 0.00074568 | 0.00072657 | 0.00090388 | 0.0010469 | 0.00030308 | 0 | 0 | 0 | 9.8276e-05 | 0.00015844 | 0.0002002 | 0.00015844 | 9.8276e-05 | 0.0049917 | 0.0052223 | 0.0053626 | 0.0056359 | 0.0052842 | 0.0064559 | 0.012389 | 0.0082359
SPP_SPS | 3.3709 | 3.542 | 3.6968 | 3.6735 | 3.8412 | 4.228 | 4.6431 | 4.6793 | 3.1309 | 3.332 | 3.4568 | 3.1535 | 2.6012 | 2.778 | 3.0831 | 3.3093 | 3.3309 | 3.602 | 3.5668 | 3.8135 | 3.9712 | 4.348 | 5.2331 | 4.6393 | SPP_SPS | 0.013769 | 0.013056 | 0.012134 | 0.011011 | 0.010736 | 0.0072378 | 0.0018971 | 0.0019022 | 0.012924 | 0.010819 | 0.0070336 | 0.013936 | 0.018561 | 0.015385 | 0.010943 | 0.0058679 | 0.032652 | 0.031461 | 0.030119 | 0.028541 | 0.027858 | 0.029491 | 0.02066 | 0.024401
SPP_WAUE | 3.3209 | 3.462 | 3.5868 | 3.5635 | 3.7112 | 4.108 | 6.2331 | 4.5993 | 3.0609 | 3.252 | 3.3668 | 3.0435 | 2.4812 | 2.678 | 2.9831 | 3.2993 | 3.1509 | 3.402 | 3.3468 | 3.5135 | 3.3512 | 3.758 | 3.9931 | 4.0093 | SPP_WAUE | 0.0030348 | 0.002864 | 0.002864 | 0.002864 | 0.002864 | 0.002864 | 8.8068e-05 | 0.00083547 | 0 | 0 | 0 | 0.0039173 | 0.0051573 | 0.0050475 | 0.0039173 | 0.00039102 | 0.006989 | 0.006936 | 0.0071064 | 0.0072115 | 0.0091557 | 0.0091064 | 0.0074884 | 0.0069796
SPP_WEST | 3.2809 | 3.442 | 3.5868 | 3.5835 | 3.7312 | 4.128 | 4.5431 | 4.5793 | 3.0609 | 3.252 | 3.3668 | 3.0835 | 2.5112 | 2.698 | 2.8531 | 3.2293 | 3.2609 | 3.512 | 3.4568 | 3.7235 | 3.7412 | 4.118 | 4.4631 | 4.3693 | SPP_WEST | 0.073111 | 0.074977 | 0.072521 | 0.077287 | 0.093615 | 0.11778 | 0.12767 | 0.11548 | 0.08774 | 0.084707 | 0.082644 | 0.094585 | 0.15352 | 0.18773 | 0.20207 | 0.16806 | 0.16097 | 0.16274 | 0.17271 | 0.17407 | 0.2137 | 0.26349 | 0.29426 | 0.28862
WEC_BANC | 3.8509 | 3.982 | 4.1668 | 3.8535 | 4.0012 | 4.418 | 4.9031 | 4.7893 | 3.4609 | 3.672 | 3.7868 | 3.3535 | 2.7212 | 2.918 | 3.2131 | 3.3693 | 3.6409 | 3.942 | 3.9068 | 3.7435 | 3.5212 | 3.918 | 4.0431 | 3.9593 | WEC_BANC | 0.016038 | 0.016924 | 0.01781 | 0.015219 | 0.016008 | 0.015938 | 0.016572 | 0.017512 | 0.020422 | 0.020457 | 0.020648 | 0.015821 | 0.017581 | 0.020105 | 0.02166 | 0.023922 | 0.028281 | 0.028359 | 0.029583 | 0.023095 | 0.024081 | 0.023858 | 0.026242 | 0.027175
WEC_CALN | 3.7409 | 3.882 | 4.0668 | 3.8835 | 4.0412 | 4.388 | 4.8731 | 4.7893 | 3.3009 | 3.512 | 3.6468 | 3.2735 | 2.6912 | 2.868 | 3.2131 | 3.3493 | 3.5009 | 3.812 | 3.8168 | 3.8635 | 4.0612 | 4.288 | 5.0031 | 4.4293 | WEC_CALN | 0.11648 | 0.12119 | 0.12344 | 0.085704 | 0.082022 | 0.085067 | 0.084509 | 0.083215 | 0.13027 | 0.14405 | 0.15362 | 0.086749 | 0.082218 | 0.084186 | 0.087932 | 0.083243 | 0.16586 | 0.17787 | 0.18596 | 0.12285 | 0.1246 | 0.12978 | 0.13505 | 0.11643
WEC_LADW | 3.8209 | 3.942 | 4.1268 | 3.8835 | 4.0312 | 4.418 | 4.8831 | 4.8193 | 3.3509 | 3.562 | 3.6868 | 3.3035 | 2.7212 | 2.898 | 3.2831 | 3.3993 | 3.5409 | 3.852 | 3.8468 | 3.8935 | 4.0512 | 4.448 | 5.4031 | 4.6693 | WEC_LADW | 0.028911 | 0.030911 | 0.030911 | 0.018901 | 0.018719 | 0.018749 | 0.019052 | 0.016534 | 0.030715 | 0.035408 | 0.04055 | 0.020141 | 0.019987 | 0.020629 | 0.020435 | 0.016305 | 0.044536 | 0.050558 | 0.055668 | 0.029439 | 0.035669 | 0.029244 | 0.026845 | 0.024358
WEC_SDGE | 3.7909 | 3.902 | 4.0868 | 3.9235 | 4.0812 | 4.428 | 4.8931 | 4.8593 | 3.2409 | 3.462 | 3.6068 | 3.2535 | 2.7212 | 2.888 | 3.3631 | 3.4293 | 3.4509 | 3.772 | 3.7868 | 4.0535 | 4.5812 | 4.988 | 6.7831 | 5.3893 | WEC_SDGE | 0.015695 | 0.018026 | 0.017547 | 0.0060698 | 0.0057386 | 0.0069199 | 0.0065916 | 0.0042906 | 0.019822 | 0.024014 | 0.024805 | 0.009193 | 0.0069204 | 0.0082852 | 0.0065527 | 0.0068312 | 0.028938 | 0.030921 | 0.031833 | 0.010722 | 0.003412 | 0.0030528 | 0.0019831 | 0.0020737
WECC_AZ | 3.4509 | 3.602 | 3.7968 | 3.7235 | 3.8912 | 4.238 | 4.6831 | 4.6593 | 3.0609 | 3.282 | 3.4168 | 3.0735 | 2.5412 | 2.708 | 3.1231 | 3.2393 | 3.2709 | 3.592 | 3.6168 | 3.8835 | 4.4312 | 4.838 | 6.6331 | 5.2293 | WECC_AZ | 0.040093 | 0.036575 | 0.045148 | 0.053949 | 0.060442 | 0.070152 | 0.066874 | 0.074047 | 0.074724 | 0.065175 | 0.068842 | 0.093058 | 0.11162 | 0.1183 | 0.10304 | 0.10768 | 0.12797 | 0.12551 | 0.14115 | 0.15337 | 0.15031 | 0.16631 | 0.13252 | 0.16817
WECC_CO | 3.3409 | 3.502 | 3.6668 | 3.6335 | 3.7812 | 4.178 | 4.5731 | 4.5793 | 3.0409 | 3.262 | 3.3868 | 3.0535 | 2.5012 | 2.678 | 2.9231 | 3.1493 | 3.1809 | 3.462 | 3.3968 | 3.6235 | 3.6812 | 4.088 | 4.7231 | 4.2493 | WECC_CO | 0.019832 | 0.027113 | 0.033905 | 0.038044 | 0.039726 | 0.045253 | 0.055078 | 0.062569 | 0.012881 | 0.015 | 0.017292 | 0.027541 | 0.040855 | 0.043936 | 0.041973 | 0.046537 | 0.031048 | 0.034156 | 0.037853 | 0.049938 | 0.049792 | 0.059036 | 0.070367 | 0.083952
WECC_ID | 3.2509 | 3.412 | 3.5568 | 3.5235 | 3.6512 | 4.058 | 4.4531 | 4.4593 | 2.9509 | 3.182 | 3.3068 | 2.9435 | 2.3812 | 2.578 | 2.8131 | 3.0193 | 3.0909 | 3.372 | 3.3268 | 3.4035 | 3.2112 | 3.638 | 3.7431 | 3.6993 | WECC_ID | 0.0036991 | 0.0036991 | 0.0036991 | 0.011943 | 0.016176 | 0.024372 | 0.031674 | 0.042014 | 0.0050143 | 0.0050143 | 0.0050143 | 0.0050143 | 0.0073522 | 0.018462 | 0.028361 | 0.042376 | 0.0069216 | 0.0069216 | 0.0069216 | 0.0069216 | 0.010172 | 0.025483 | 0.039146 | 0.051952
WECC_IID | 3.7809 | 3.902 | 4.0768 | 3.9135 | 4.0712 | 4.418 | 4.8731 | 4.8493 | 3.2409 | 3.452 | 3.5968 | 3.2435 | 2.7112 | 2.878 | 3.3531 | 3.4193 | 3.4409 | 3.762 | 3.7868 | 4.0435 | 4.5712 | 4.978 | 6.7631 | 5.3793 | WECC_IID | 0 | 0.00044103 | 0.00044103 | 0 | 0 | 0 | 0 | 0 | 0.00034815 | 0.00084343 | 0.0013378 | 0.00034136 | 0.00055311 | 0.00069022 | 0.00082672 | 0 | 0.00069654 | 0.00069654 | 0.00069654 | 0 | 0 | 0 | 0 | 0
WECC_MT | 3.5109 | 3.692 | 3.8368 | 3.8235 | 3.9812 | 4.378 | 4.7931 | 4.8493 | 3.2809 | 3.502 | 3.6368 | 3.3135 | 2.7812 | 2.988 | 3.2631 | 3.6193 | 3.3809 | 3.662 | 3.6268 | 3.7835 | 3.6212 | 4.038 | 4.2431 | 4.2793 | WECC_MT | - | - | - | - | - | - | - | - | - | - | - | - | - | - | - | - | - | - | - | - | - | - | - | -
WECC_NM | 3.1909 | 3.352 | 3.5168 | 3.5135 | 3.7012 | 4.058 | 4.4831 | 4.4993 | 2.9109 | 3.122 | 3.2468 | 2.9235 | 2.4112 | 2.568 | 2.9531 | 3.0793 | 3.1209 | 3.422 | 3.4068 | 3.7135 | 4.2512 | 4.658 | 6.4131 | 5.0593 | WECC_NM | 0.011929 | 0.010997 | 0.0084457 | 0.0079033 | 0.0075245 | 0.0076459 | 0.0078839 | 0.0098654 | 0.0173 | 0.015452 | 0.010818 | 0.010054 | 0.0113 | 0.011719 | 0.010169 | 0.013067 | 0.026458 | 0.023839 | 0.020305 | 0.021695 | 0.019303 | 0.021195 | 0.017144 | 0.025437
WECC_NNV | 3.4809 | 3.642 | 3.8168 | 3.7535 | 3.9112 | 4.258 | 4.7131 | 4.6593 | 3.1309 | 3.352 | 3.4968 | 3.1435 | 2.5812 | 2.758 | 3.0131 | 3.1993 | 3.3109 | 3.622 | 3.6168 | 3.6835 | 3.7312 | 3.888 | 4.0431 | 3.8993 | WECC_NNV | 0.0077264 | 0.0086727 | 0.0086711 | 0.010512 | 0.0088591 | 0.012035 | 0.011591 | 0.013203 | 0.0049186 | 0.010864 | 0.0034209 | 0.011687 | 0.01194 | 0.011856 | 0.012462 | 0.012144 | 0.0033117 | 0.0022144 | 0.0020873 | 0.0024374 | 0.0033806 | 0.0046467 | 0.0058483 | 0.0074416
WECC_PNW | 3.3609 | 3.512 | 3.6668 | 3.5235 | 3.6612 | 4.078 | 4.5131 | 5.2293 | 3.0109 | 3.232 | 3.3368 | 2.9535 | 2.3812 | 2.578 | 2.8231 | 3.0993 | 3.1409 | 3.422 | 3.3768 | 3.3635 | 3.1812 | 3.608 | 3.7131 | 3.6893 | WECC_PNW | 0.074495 | 0.074495 | 0.074495 | 0.074895 | 0.074399 | 0.074399 | 0.074399 | 0.074399 | 0.077491 | 0.086492 | 0.086492 | 0.086492 | 0.086492 | 0.086492 | 0.086492 | 0.086492 | 0.044596 | 0.056975 | 0.055711 | 0.066228 | 0.058562 | 0.05747 | 0.06034 | 0.050124
WECC_SCE | 3.6909 | 3.822 | 4.0168 | 3.8935 | 4.0612 | 4.378 | 4.8631 | 4.7993 | 3.2209 | 3.442 | 3.5868 | 3.2235 | 2.6812 | 2.848 | 3.2131 | 3.3393 | 3.4309 | 3.742 | 3.7668 | 3.9135 | 4.3312 | 4.478 | 5.4831 | 4.6693 | WECC_SCE | 0.047203 | 0.059732 | 0.067321 | 0.026877 | 0.025371 | 0.027033 | 0.032296 | 0.044993 | 0.062496 | 0.066774 | 0.066864 | 0.036427 | 0.036368 | 0.038481 | 0.046431 | 0.064125 | 0.087179 | 0.093594 | 0.091642 | 0.042967 | 0.034242 | 0.047882 | 0.049697 | 0.083516
WECC_SNV | 3.5309 | 3.692 | 3.8968 | 3.8135 | 3.9812 | 4.288 | 4.7831 | 4.6893 | 3.1409 | 3.362 | 3.5068 | 3.1435 | 2.6012 | 2.758 | 3.0231 | 3.1993 | 3.3409 | 3.672 | 3.6968 | 3.7335 | 4.0412 | 3.928 | 4.1431 | 3.9093 | WECC_SNV | 0.041152 | 0.037425 | 0.037979 | 0.03998 | 0.041673 | 0.043834 | 0.045541 | 0.048182 | 0.049496 | 0.043307 | 0.044862 | 0.047538 | 0.052551 | 0.055251 | 0.058051 | 0.057672 | 0.073466 | 0.071119 | 0.073981 | 0.081145 | 0.088275 | 0.093034 | 0.12942 | 0.12311
WECC_UT | 3.2409 | 3.412 | 3.5668 | 3.5335 | 3.6812 | 4.068 | 4.4631 | 4.4593 | 2.9509 | 3.172 | 3.2968 | 2.9535 | 2.4012 | 2.578 | 2.8631 | 3.0293 | 3.1009 | 3.412 | 3.3768 | 3.5335 | 3.5812 | 3.988 | 4.6131 | 4.1393 | WECC_UT | 0.021084 | 0.021501 | 0.021555 | 0.022481 | 0.022576 | 0.022761 | 0.02301 | 0.023011 | 0.017 | 0.018771 | 0.018847 | 0.021173 | 0.031134 | 0.031134 | 0.028637 | 0.0286 | 0.010708 | 0.010536 | 0.0096933 | 0.010947 | 0.0126 | 0.013581 | 0.0098762 | 0.016919
WECC_WY | 3.2809 | 3.432 | 3.5768 | 3.5435 | 3.6812 | 4.078 | 4.4631 | 4.4893 | 3.0009 | 3.212 | 3.3368 | 3.0035 | 2.4412 | 2.628 | 2.9231 | 3.1293 | 3.1309 | 3.412 | 3.3668 | 3.4935 | 3.3112 | 3.718 | 3.8631 | 3.8493 | WECC_WY | 0 | 0 | 0 | 0.0013332 | 0.0013332 | 0.0013332 | 0.0013332 | 0.0013332 | 0 | 0 | 0 | 1.065e-05 | 5.2465e-05 | 5.2465e-05 | 5.2465e-05 | 5.2465e-05 | 0.00012433 | 0.00012433 | 0.00012433 | 0.00014087 | 0.00012433 | 0.0002206 | 0.00012446 | 0.00012433