{"text_format":"1","workbook":"xlsx","n_sheets":7,"sheets":["Introduction","Controls","Variable Definitions","Loaded Scenarios","Model Results","Model Input Data","Table_Comparison"],"not_rendered":{"charts":0,"images":0,"macros":1,"external_links":0,"defined_names":27,"comments":1,"pivot_tables":0},"unopened":[],"bounds":{"document_bytes":16777216,"sheet_cells":100000,"rows_first":2000,"rows_last":500,"rows_between":2000,"halvings":0,"cell_chars":16384,"cell_head_chars":4096},"cells_cut":0,"cells_raw":0,"read":"whole","date_system":"1900"}

{"sheet":"Introduction","index":0,"n_rows":25,"n_cols":4,"rows_kept":25,"cut":false,"hidden":false,"merged":[[12,1,13,17],[1,1,3,17],[4,1,4,17],[5,1,5,17],[6,1,6,17],[7,1,7,17]]}
[]
[null,"Watershed Management Optimization Support Tool (WMOST) \nScenCompare"]
[]
[]
[null,"Climate Scenario Viewer and Comparison Post Processor"]
[null,"Compatible with Microsoft Excel 2010, 2013, and 2016© "]
[null,"Please refer to the user guide for detailed instructions for using this tool."]
[null,"The original WMOST model was created in 2007 (Zoltay et al. 2010). WMOST development is sponsored by EPA. WMOST is maintained by Abt Associates."]
[]
[null,"INTRODUCTION"]
[]
[null,"● The WMOST model allows users to evaluate the effect of management options under various climate change scenarios to support robust decision-making."]
[null,"● The WMOST Climate Scenario Viewer and Comparison Post Processor was created to provide a  screening interface for WMOST to facilitate comparison across a series of WMOST runs that span a range of climate futures or any other scenario specifications. "]
[]
[]
[null,"NAVIGATION"]
[]
[]
[null,null,null,"The Controls tab provides access to steps in compiling and analyzing WMOST data"]
[]
[]
[null,null,null,"The Variable Definitions tab provides a description of the WMOST variables in the output data"]
[]
[]
[null,null,null,"The Loaded Scenarios tab provides the inventory of output files imported by the user"]

{"sheet":"Controls","index":1,"n_rows":162,"n_cols":8,"rows_kept":162,"cut":false,"hidden":false,"merged":[]}
["Step 1: Load data from selected WMOST log files.","Step 2. Compare decision variables across scenarios",null,null,null,"Step 3. Compare time series across scenarios."]
[null,"This step will compare all decision variables across scenarios:",null,null,null,"Series Variables (select below)","Category","Description"]
[null,"Stormwater BMPs",null,null,null,"COmAsr","O&M Costs","Aquifer storage and recovery (ASR)"]
[null,"Land conservation",null,null,null,"COmESep","O&M Costs","Enhanced septic treatment"]
[null,"Leak repairs",null,null,null,"COmGwPump","O&M Costs","Groundwater pumping"]
[null,"Additional infrastructure capacity",null,null,null,"COmIbtW","O&M Costs","Interbasin transfer (IBT) potable water"]
[null,"etc.",null,null,null,"COmIbtWw","O&M Costs","IBT wastewater"]
[null,null,null,null,null,"COmNpdist","O&M Costs","Nonpotable distribution system"]
[null,null,null,null,null,"COmOS","O&M Costs","Operation cost of offline storage use"]
[null,null,null,null,null,"COmRes","O&M Costs","Reservoir management"]
[null,null,null,null,null,"COmSwPump","O&M Costs","Surface water pumping"]
[null,null,null,null,null,"COmWrf","O&M Costs","Water reuse facility (WRF)"]
[null,null,null,null,null,"COmWtp","O&M Costs","Water treatment"]
[null,null,null,null,null,"COmWwtp","O&M Costs","Wastewater treatment"]
[null,null,null,null,null,"DQCSOS","Flow","Combined sewer to offline storage"]
[null,null,null,null,null,"DQGwExt","Flow","Groundwater to external"]
[null,null,null,null,null,"DQGwMake","Flow","Groundwater deficits"]
[null,null,null,null,null,"DQGwWtp","Flow","Groundwater to water treatment plant"]
[null,null,null,null,null,"DQIbtWUseNp","Flow","IBT potable water to nonpotable water use"]
[null,null,null,null,null,"DQIbtWUseP","Flow","IBT potable water to potable water use"]
[null,null,null,null,null,"DQOSWwtp","Flow","Offline storage to wastewater treatment plant"]
[null,null,null,null,null,"DQResAsr","Flow","Reservoir to ASR"]
[null,null,null,null,null,"DQResWtp","Flow","Reservoir to water treatment plant"]
[null,null,null,null,null,"DQSwAsr","Flow","Surface water to ASR"]
[null,null,null,null,null,"DQSwExt","Flow","Surface water to external"]
[null,null,null,null,null,"DQSwWtp","Flow","Surface water to water treatment plant"]
[null,null,null,null,null,"DQUseNpCS","Flow","Nonpotable water use to combined sewer"]
[null,null,null,null,null,"DQUseNpIbtWw","Flow","Nonpotable water use to IBT wastewater flow"]
[null,null,null,null,null,"DQUseNpSanS","Flow","Nonpotable water use to sanitary sewer"]
[null,null,null,null,null,"DQUsePCS","Flow","Potable water use to combined sewer"]
[null,null,null,null,null,"DQUsePIbtWw","Flow","Potable water use to IBT wastewater flow"]
[null,null,null,null,null,"DQUsePSanS","Flow","Potable water use to sanitary sewer"]
[null,null,null,null,null,"DQWMake","Flow","Water deficits"]
[null,null,null,null,null,"DQWrfAsr","Flow","WRF to ASR"]
[null,null,null,null,null,"DQWrfUseNp","Flow","WRF to nonpotable water use"]
[null,null,null,null,null,"DQWtpUseNp","Flow","Water treatment plant to nonpotable water use"]
[null,null,null,null,null,"DQWwtpWrf","Flow","Wastewater treatment plant to WRF"]
[null,null,null,null,null,"QAsrGw","Flow","ASR to groundwater"]
[null,null,null,null,null,"QCSWwtp","Flow","Combined sewer to wastewater treatment plant"]
[null,null,null,null,null,"QGwSw","Flow","Groundwater to surface water"]
[null,null,null,null,null,"QGwWwtp","Flow","Groundwater to wastewater treatment plant"]
[null,null,null,null,null,"QRe","Flow","Recharge"]
[null,null,null,null,null,"QRu","Flow","Runoff"]
[null,null,null,null,null,"QRuCS","Flow","Runoff flow to combined sewer"]
[null,null,null,null,null,"QRuStS","Flow","Runoff flow to storm sewer"]
[null,null,null,null,null,"QRuSw","Flow","Runoff flow to surface water"]
[null,null,null,null,null,"QSanSWwtp","Flow","Sanitary sewer to wastewater treatment plant"]
[null,null,null,null,null,"QSepGw","Flow","Septic systems to groundwater"]
[null,null,null,null,null,"QStSSw","Flow","Storm sewer to surface water"]
[null,null,null,null,null,"QSwRes","Flow","Surface water to reservoir"]
[null,null,null,null,null,"QUseNp","Flow","Nonpotable water use"]
[null,null,null,null,null,"QUseNpSep","Flow","Nonpotable water to septic systems inside of study area"]
[null,null,null,null,null,"QUseNpSepExt","Flow","Nonpotable water to septic systems outside of study area"]
[null,null,null,null,null,"QUseNpSewer","Flow","Municipal water use direct to the sewer system"]
[null,null,null,null,null,"QUseP","Flow","Potable water use"]
[null,null,null,null,null,"QUsePSep","Flow","Potable water to septic systems inside of study area"]
[null,null,null,null,null,"QUsePSepExt","Flow","Potable water to septic systems outside of study area"]
[null,null,null,null,null,"QWrfSw","Flow","WRF to surface water"]
[null,null,null,null,null,"QWtpGw","Flow","Water treatment plant to groundwater"]
[null,null,null,null,null,"QWtpUseP","Flow","Water treatment to potable use"]
[null,null,null,null,null,"QWwtpSw","Flow","Wastewater treatment plant to surface water"]
[null,null,null,null,null,"VGw","Storage","Groundwater volume"]
[null,null,null,null,null,"VOSTotal","Storage","Offline storage volume"]
[null,null,null,null,null,"VRes","Storage","Reservoir volume"]
[null,null,null,null,null,"QESep","Flow","Enhanced septic treatment"]
[null,null,null,null,null,"LAsrGw1","Loadings","ASR to groundwater (Constituent 1)"]
[null,null,null,null,null,"LGw1","Loadings","Groundwater (Constituent 1)"]
[null,null,null,null,null,"LGwExt1","Loadings","Groundwater to external (Constituent 1)"]
[null,null,null,null,null,"LGwPt1","Loadings","Groundwater to private withdrawals (Constituent 1)"]
[null,null,null,null,null,"LGwSw1","Loadings","Groundwater to surface water (Constituent 1)"]
[null,null,null,null,null,"LGwWtp1","Loadings","Groundwater to water treatment plant (Constituent 1)"]
[null,null,null,null,null,"LGwWwtp1","Loadings","Groundwater to wastewater treatment plant (Constituent 1)"]
[null,null,null,null,null,"LRe1","Loadings","Recharge (Constituent 1)"]
[null,null,null,null,null,"LRes1","Loadings","Reservoir (Constituent 1)"]
[null,null,null,null,null,"LResAsr1","Loadings","Reservoir to ASR (Constituent 1)"]
[null,null,null,null,null,"LResPt1","Loadings","Reservoir to private withdrawals (Constituent 1)"]
[null,null,null,null,null,"LResWtp1","Loadings","Reservoir to water treatment plant (Constituent 1)"]
[null,null,null,null,null,"LRu1","Loadings","Runoff (Constituent 1)"]
[null,null,null,null,null,"LRuAdd1","Loadings","Runoff loadings change from converted HRU land area (Constituent 1)"]
[null,null,null,null,null,"LRuAdj1","Loadings","Runoff loadings from upland HRUs to a buffer area that does not have a loadings adjustment (Constituent 1)"]
[null,null,null,null,null,"LRuAdjUp1","Loadings","Runoff loadings from upland HRUs to a buffer area that has a loadings adjustment (Constituent 1)"]
[null,null,null,null,null,"LSepGw1","Loadings","Septic systems to groundwater (Constituent 1)"]
[null,null,null,null,null,"LStSSw1","Loadings","Storm sewer to surface water loadings (Constituent 1)"]
[null,null,null,null,null,"LSwAsr1","Loadings","Surface water to ASR (Constituent 1)"]
[null,null,null,null,null,"LSwExt1","Loadings","Surface water to external (Constituent 1)"]
[null,null,null,null,null,"LSw1","Loadings","Surface water (Constituent 1)"]
[null,null,null,null,null,"LSwPt1","Loadings","Surface water to private withdrawals (Constituent 1)"]
[null,null,null,null,null,"LSwRes1","Loadings","Surface water to reservoir (Constituent 1)"]
[null,null,null,null,null,"LSwWtp1","Loadings","Surface water to water treatment plant (Constituent 1)"]
[null,null,null,null,null,"LUseNp1","Loadings","Nonpotable water use (Constituent 1)"]
[null,null,null,null,null,"LUseNpIbtWw1","Loadings","Nonpotable water use to IBT wastewater (Constituent 1)"]
[null,null,null,null,null,"LUseNpSanS1","Loadings","Nonpotable water use to sanitary sewer loadings (Constituent 1)"]
[null,null,null,null,null,"LUseNpSep1","Loadings","Nonpotable water use to septic systems (Constituent 1)"]
[null,null,null,null,null,"LUseNpSepExt1","Loadings","Nonpotable water use to external septic systems (Constituent 1)"]
[null,null,null,null,null,"LUseNpSewer1","Loadings","Nonpotable water use to storm sewer loadings (Constituent 1)"]
[null,null,null,null,null,"LUseP1","Loadings","Potable water use (Constituent 1)"]
[null,null,null,null,null,"LUsePIbtWw1","Loadings","Potable water use to IBT wastewater (Constituent 1)"]
[null,null,null,null,null,"LUsePSanS1","Loadings","Potable water use to sanitary sewer loadings (Constituent 1)"]
[null,null,null,null,null,"LUsePSep1","Loadings","Potable water use to septic systems (Constituent 1)"]
[null,null,null,null,null,"LUsePSepExt1","Loadings","Potable water use to external septic systems (Constituent 1)"]
[null,null,null,null,null,"LWrfAsr1","Loadings","WRF to ASR (Constituent 1)"]
[null,null,null,null,null,"LWrfSw1","Loadings","WRF to surface water (Constituent 1)"]
[null,null,null,null,null,"LWrfUseNp1","Loadings","WRF to nonpotable water use (Constituent 1)"]
[null,null,null,null,null,"LWtpGw1","Loadings","Water treatment plant to groundwater (Constituent 1)"]
[null,null,null,null,null,"LWtpUseNp1","Loadings","Water treatment plant to nonpotable water use (Constituent 1)"]
[null,null,null,null,null,"LWtpUseP1","Loadings","Water treatment plant to potable water use (Constituent 1)"]
[null,null,null,null,null,"LWwtpSw1","Loadings","Wastewater treatment plant to surface water (Constituent 1)"]
[null,null,null,null,null,"LWwtpWrf1","Loadings","Watewater treatment plant to WRF (Constituent 1)"]
[null,null,null,null,null,"XGwF1","Concentration","Groundwater after decay (Constituent 1)"]
[null,null,null,null,null,"XResF1","Concentration","Reservoir after decay (Constituent 1)"]
[null,null,null,null,null,"XSwF1","Concentration","Surface water after decay (Constituent 1)"]
[null,null,null,null,null,"XUseNp1","Concentration","Nonpotable water (Constituent 1)"]
[null,null,null,null,null,"XUseP1","Concentration","Potable water (Constituent 1)"]
[null,null,null,null,null,"LAsrGw2","Loadings","ASR to groundwater (Constituent 2)"]
[null,null,null,null,null,"LGw2","Loadings","Groundwater (Constituent 2)"]
[null,null,null,null,null,"LGwExt2","Loadings","Groundwater to external (Constituent 2)"]
[null,null,null,null,null,"LGwPt2","Loadings","Groundwater to private withdrawals (Constituent 2)"]
[null,null,null,null,null,"LGwSw2","Loadings","Groundwater to surface water (Constituent 2)"]
[null,null,null,null,null,"LGwWtp2","Loadings","Groundwater to water treatment plant (Constituent 2)"]
[null,null,null,null,null,"LGwWwtp2","Loadings","Groundwater to wastewater treatment plant (Constituent 2)"]
[null,null,null,null,null,"LRe2","Loadings","Recharge (Constituent 2)"]
[null,null,null,null,null,"LRes2","Loadings","Reservoir (Constituent 2)"]
[null,null,null,null,null,"LResAsr2","Loadings","Reservoir to ASR (Constituent 2)"]
[null,null,null,null,null,"LResPt2","Loadings","Reservoir to private withdrawals (Constituent 2)"]
[null,null,null,null,null,"LResWtp2","Loadings","Reservoir to water treatment plant (Constituent 2)"]
[null,null,null,null,null,"LRu2","Loadings","Runoff (Constituent 2)"]
[null,null,null,null,null,"LRuAdd2","Loadings","Runoff loadings change from converted HRU land area (Constituent 2)"]
[null,null,null,null,null,"LRuAdj2","Loadings","Runoff loadings from upland HRUs to a buffer area that does not have a loadings adjustment (Constituent 2)"]
[null,null,null,null,null,"LRuAdjUp2","Loadings","Runoff loadings from upland HRUs to a buffer area that has a loadings adjustment (Constituent 2)"]
[null,null,null,null,null,"LSepGw2","Loadings","Septic systems to groundwater (Constituent 2)"]
[null,null,null,null,null,"LStSSw2","Loadings","Storm sewer to surface water loadings (Constituent 2)"]
[null,null,null,null,null,"LSwAsr2","Loadings","Surface water to ASR (Constituent 2)"]
[null,null,null,null,null,"LSwExt2","Loadings","Surface water to external (Constituent 2)"]
[null,null,null,null,null,"LSw2","Loadings","Surface water (Constituent 2)"]
[null,null,null,null,null,"LSwPt2","Loadings","Surface water to private withdrawals (Constituent 2)"]
[null,null,null,null,null,"LSwRes2","Loadings","Surface water to reservoir (Constituent 2)"]
[null,null,null,null,null,"LSwWtp2","Loadings","Surface water to water treatment plant (Constituent 2)"]
[null,null,null,null,null,"LUseNp2","Loadings","Nonpotable water use (Constituent 2)"]
[null,null,null,null,null,"LUseNpIbtWw2","Loadings","Nonpotable water use to IBT wastewater (Constituent 2)"]
[null,null,null,null,null,"LUseNpSanS2","Loadings","Nonpotable water use to sanitary sewer loadings (Constituent 2)"]
[null,null,null,null,null,"LUseNpSep2","Loadings","Nonpotable water use to septic systems (Constituent 2)"]
[null,null,null,null,null,"LUseNpSepExt2","Loadings","Nonpotable water use to external septic systems (Constituent 2)"]
[null,null,null,null,null,"LUseNpSewer2","Loadings","Nonpotable water use to storm sewer loadings (Constituent 2)"]
[null,null,null,null,null,"LUseP2","Loadings","Potable water use (Constituent 2)"]
[null,null,null,null,null,"LUsePIbtWw2","Loadings","Potable water use to IBT wastewater (Constituent 2)"]
[null,null,null,null,null,"LUsePSanS2","Loadings","Potable water use to sanitary sewer loadings (Constituent 2)"]
[null,null,null,null,null,"LUsePSep2","Loadings","Potable water use to septic systems (Constituent 2)"]
[null,null,null,null,null,"LUsePSepExt2","Loadings","Potable water use to external septic systems (Constituent 2)"]
[null,null,null,null,null,"LWrfAsr2","Loadings","WRF to ASR (Constituent 2)"]
[null,null,null,null,null,"LWrfSw2","Loadings","WRF to surface water (Constituent 2)"]
[null,null,null,null,null,"LWrfUseNp2","Loadings","WRF to nonpotable water use (Constituent 2)"]
[null,null,null,null,null,"LWtpGw2","Loadings","Water treatment plant to groundwater (Constituent 2)"]
[null,null,null,null,null,"LWtpUseNp2","Loadings","Water treatment plant to nonpotable water use (Constituent 2)"]
[null,null,null,null,null,"LWtpUseP2","Loadings","Water treatment plant to potable water use (Constituent 2)"]
[null,null,null,null,null,"LWwtpSw2","Loadings","Wastewater treatment plant to surface water (Constituent 2)"]
[null,null,null,null,null,"LWwtpWrf2","Loadings","Watewater treatment plant to WRF (Constituent 2)"]
[null,null,null,null,null,"XGwF2","Concentration","Groundwater after decay (Constituent 2)"]
[null,null,null,null,null,"XResF2","Concentration","Reservoir after decay (Constituent 2)"]
[null,null,null,null,null,"XSwF2","Concentration","Surface water after decay (Constituent 2)"]
[null,null,null,null,null,"XUseNp2","Concentration","Nonpotable water (Constituent 2)"]
[null,null,null,null,null,"XUseP2","Concentration","Potable water (Constituent 2)"]
[null,null,null,null,null,"XUseP2","Concentration","Potable water (Constituent 2)"]

{"sheet":"Variable Definitions","index":2,"n_rows":230,"n_cols":14,"rows_kept":230,"cut":false,"hidden":false,"merged":[]}
["Table 1: Model Decisions Dictionary",null,null,null,"Table 2: Variables Dictionary",null,null,null,null,"Table 3: Model Input Data Dictionary"]
["Model Decisions","Description","Units",null,"Model Variables","Variable Category","Description","Units",null,"Model Variables","Description","Units"]
["objective","Objective cost","$/yr",null,"objective","Total Cost","Objective cost","$/yr",null,"AvgAnnualPrecip","Average annual precipitation in model time period","inches per year",{"$f":"IF(ISNA(VLOOKUP(J3,$O$167:$P$269,2,FALSE))=TRUE,\"\",VLOOKUP(J3,$O$167:$P$269,2,FALSE))","v":""}]
["CAsr","Total cost of ASR","$/yr",null,"COmAsr","O&M Costs","ASR","$/yr",null,"AvgTemp","Average daily temperature in model period","deg F",{"$f":"IF(ISNA(VLOOKUP(J4,$O$167:$P$269,2,FALSE))=TRUE,\"\",VLOOKUP(J4,$O$167:$P$269,2,FALSE))","v":""},"Note: Numeric identifiers on variable CLuSet[S] represent the cost decision for managed set number S."]
["CCAsr","Capital cost of ASR","$/yr",null,"COmESep","O&M Costs","Enhanced septic treatment","$/yr",null,"QRuT","Total monthly runoff for the study area for each managed set","in/acre/month",{"$f":"IF(ISNA(VLOOKUP(J7,$O$167:$P$269,2,FALSE))=TRUE,\"\",VLOOKUP(J7,$O$167:$P$269,2,FALSE))","v":""},"Numeric identifiers on variable DALu[L & S] represent the land area decision for HRU number L and managed set number S."]
["CCGwPump","Capital cost of groundwater pumping","$/yr",null,"COmGwPump","O&M Costs","Groundwater pumping","$/yr",null,"QReT","Total monthly recharge for the study area for each managed set","in/acre/month",{"$f":"IF(ISNA(VLOOKUP(J8,$O$167:$P$269,2,FALSE))=TRUE,\"\",VLOOKUP(J8,$O$167:$P$269,2,FALSE))","v":""},"Numeric identifiers on any WQ variable represents the decision variable for constituent number C."]
["CCIbtW","Capital cost of additional IBT potable water","$/yr",null,"COmIbtW","O&M Costs","IBT potable water","$/yr",null,"NDateHydro","Number of time steps in model","-",{"$f":"IF(ISNA(VLOOKUP(J9,$O$167:$P$269,2,FALSE))=TRUE,\"\",VLOOKUP(J9,$O$167:$P$269,2,FALSE))","v":""}]
["CCIbtWw","Capital cost of additional IBT wastewater","$/yr",null,"COmIbtWw","O&M Costs","IBT wastewater","$/yr",null,"Dt","Number of days in timestep (1 = daily, >28 = monthly)","days in time step"]
["CCNpdist","Capital cost of nonpotable distribution system","$/yr",null,"COmNpdist","O&M Costs","Nonpotable distribution system","$/yr",null,"NLu","Number of HRUs","# HRUs"]
["CCRes","Capital cost of reservoir management","$/yr",null,"COmOS","O&M Costs","Operation cost of offline storage use","$/yr",null,"NLuName,1","forest sand","-"]
["CCSwPump","Capital cost of surface water pumping","$/yr",null,"COmRes","O&M Costs","Reservoir management","$/yr",null,"NLuName,2","open nonres sand","-"]
["CCWrf","Capital cost of WRF","$/yr",null,"COmSwPump","O&M Costs","Surface water pumping","$/yr",null,"NLuName,3","MLD res sand","-"]
["CCWtp","Capital cost of potable water treatment plant","$/yr",null,"COmWrf","O&M Costs","WRF","$/yr",null,"NLuName,4","MHHD resid sand","-"]
["CCWwtp","Capital cost of wastewater treatment plant","$/yr",null,"COmWtp","O&M Costs","Water treatment","$/yr",null,"NLuName,5","comindtr sand","-"]
["CDmd","Cost of direct demand reduction","$/yr",null,"COmWwtp","O&M Costs","Wastewater treatment","$/yr",null,"NLuName,6","ag sand","-"]
["CFlood","Cost of flood damage","$/yr",null,"DQCSOS","Flow","Combined sewer to offline storage","MGD",null,"NLuName,7","forest till","-"]
["CGwMake","Penalty for groundwater deficit","$/yr",null,"DQGwExt","Flow","Groundwater to external","MGD",null,"NLuName,8","open nonres till","-"]
["CGwPump","Total cost of groundwater pumping","$/yr",null,"DQGwMake","Flow","Groundwater deficits","MGD",null,"NLuName,9","MLD res till","-"]
["CGwWwtp","Total cost of wastewater treatment plant I/I repair","$/yr",null,"DQGwWtp","Flow","Groundwater to water treatment plant","MGD",null,"NLuName,10","MHHD resid till","-"]
["CIbtW","Total cost of IBT potable water","$/yr",null,"DQIbtWUseNp","Flow","IBT potable water to nonpotable water use","MGD",null,"NLuName,11","comindtr till","-"]
["CIbtWw","Total cost of IBT wastewater","$/yr",null,"DQIbtWUseP","Flow","IBT potable water to potable water use","MGD",null,"NLuName,12","ag till","-"]
["CLuSet1","Land Area w/ Conservation - Cost of land use management set","$/yr",null,"DQOSWwtp","Flow","Offline storage to wastewater treatment plant","MGD",null,"NLuName,13","cranberry bog","-"]
["CNpdist","Total cost of nonpotable distribution system","$/yr",null,"DQResAsr","Flow","Reservoir to ASR","MGD",null,"NLuName,14","forested wetland","-"]
["COS","Cost of offline storage","$/yr",null,"DQResWtp","Flow","Reservoir to water treatment plant","MGD",null,"NLuName,15","nonforested wetlnd","-"]
["CPPrice","Cost of consumer rate change","$/yr",null,"DQSwAsr","Flow","Surface water to ASR","MGD",null,"NLuName,16","water","-"]
["CRes","Total cost of reservoir management","$/yr",null,"DQSwExt","Flow","Surface water to external","MGD",null,"ALuBase","Baseline land area of HRUs","acre"]
["CSewSep","Cost of sewer separation","$/yr",null,"DQSwWtp","Flow","Surface water to water treatment plant","MGD",null,"EIALu","Effective impervious area of HRUs","fraction"]
["CSwPump","Total cost of surface water pumping","$/yr",null,"DQUseNpCS","Flow","Nonpotable water use to combined sewer","MGD",null,"InfiltLu","Infiltration rate of HRUs","in/hr"]
["CWMake","Penalty for water deficit","$/yr",null,"DQUseNpIbtWw","Flow","Nonpotable water use to IBT wastewater flow","MGD",null,"NLuSet","Number of managed sets","# of HRU Sets"]
["CWrf","Total cost of WRF","$/yr",null,"DQUseNpSanS","Flow","Nonpotable water use to sanitary sewer","MGD",null,"NLuSetName,1","Land Area w/ Conservation","-",{"$f":"IF(ISNA(VLOOKUP(J33,$O$167:$P$269,2,FALSE))=TRUE,\"\",VLOOKUP(J33,$O$167:$P$269,2,FALSE))","v":""}]
["CWtp","Total cost of potable water treatment plant","$/yr",null,"DQUsePCS","Flow","Potable water use to combined sewer","MGD",null,"ALuMin","Minimum areas for each land use management set","acre"]
["CWtpUaw","Cost of potable water treatment plant repair","$/yr",null,"DQUsePIbtWw","Flow","Potable water use to IBT wastewater flow","MGD",null,"ALuMax","Maximum areas for each land use management set","acre"]
["CWwtp","Total cost of wastewater treatment plant","$/yr",null,"DQUsePSanS","Flow","Potable water use to sanitary sewer","MGD",null,"CCLu","Initial or capital cost for managing land use set","$/acre"]
["DALu11","Land Area - Land Area w/ Conservation, forest sand","ac",null,"DQWMake","Flow","Water deficits","MGD",null,"COmLu","O&M costs for managing land use set","$/acre/yr"]
["DALu21","Land Area - Land Area w/ Conservation, open nonres sand","ac",null,"DQWrfAsr","Flow","WRF to ASR","MGD",null,"NWUser","Number of water users","# of Water Users"]
["DALu31","Land Area - Land Area w/ Conservation, MLD res sand","ac",null,"DQWrfUseNp","Flow","WRF to nonpotable water use","MGD",null,"NamesWUse,1","Unaccounted water users","-"]
["DALu41","Land Area - Land Area w/ Conservation, MHHD resid sand","ac",null,"DQWtpUseNp","Flow","Water treatment plant to nonpotable water use","MGD",null,"NamesWUse,2","Residential water users","-"]
["DALu51","Land Area - Land Area w/ Conservation, comindtr sand","ac",null,"DQWwtpWrf","Flow","Wastewater treatment plant to WRF","MGD",null,"NamesWUse,3","Residential.Institutions water users","-"]
["DALu61","Land Area - Land Area w/ Conservation, ag sand","ac",null,"QAsrGw","Flow","ASR to groundwater","MGD",null,"NamesWUse,4","Commercial.Business water users","-"]
["DALu71","Land Area - Land Area w/ Conservation, forest till","ac",null,"QCSWwtp","Flow","Combined sewer to wastewater treatment plant","MGD",null,"NamesWUse,5","Agricultural water users","-"]
["DALu81","Land Area - Land Area w/ Conservation, open nonres till","ac",null,"QGwSw","Flow","Groundwater to surface water","MGD",null,"NamesWUse,6","Industrial water users","-"]
["DALu91","Land Area - Land Area w/ Conservation, MLD res till","ac",null,"QGwWwtp","Flow","Groundwater to wastewater treatment plant","MGD",null,"NamesWUse,7","Municipal.Institutional.Non.profits water users","-"]
["DALu101","Land Area - Land Area w/ Conservation, MHHD resid till","ac",null,"QRe","Flow","Recharge","MGD",null,"NamesWUse,8","Other water users","-"]
["DALu111","Land Area - Land Area w/ Conservation, comindtr till","ac",null,"QRu","Flow","Runoff","MGD",null,"PConsUsePI","Initial percent consumptive use for potable water","%"]
["DALu121","Land Area - Land Area w/ Conservation, ag till","ac",null,"QRuCS","Flow","Runoff flow to combined sewer","MGD",null,"QUsePI","Potable water demand","MG/time step",{"$f":"IF(ISNA(VLOOKUP(J34,$O$167:$P$269,2,FALSE))=TRUE,\"\",VLOOKUP(J34,$O$167:$P$269,2,FALSE))","v":""}]
["DALu131","Land Area - Land Area w/ Conservation, cranberry bog","ac",null,"QRuStS","Flow","Runoff flow to storm sewer","MGD",null,"PUseNp","Percent of maximum potable water demand met by nonpotable","%",{"$f":"IF(ISNA(VLOOKUP(J35,$O$167:$P$269,2,FALSE))=TRUE,\"\",VLOOKUP(J35,$O$167:$P$269,2,FALSE))","v":""}]
["DALu141","Land Area - Land Area w/ Conservation, forested wetland","ac",null,"QRuSw","Flow","Runoff flow to surface water","MGD",null,"PConsUseNp","Percent of nonpotable use that is consumptive use","%",{"$f":"IF(ISNA(VLOOKUP(J36,$O$167:$P$269,2,FALSE))=TRUE,\"\",VLOOKUP(J36,$O$167:$P$269,2,FALSE))","v":""}]
["DALu151","Land Area - Land Area w/ Conservation, nonforested wetlnd","ac",null,"QSanSWwtp","Flow","Sanitary sewer to wastewater treatment plant","MGD",null,"ElasWUser","Price elasiticities for water users","unitless"]
["DALu161","Land Area - Land Area w/ Conservation, water","ac",null,"QSepGw","Flow","Septic systems to groundwater","MGD",null,"CCDmPrice","Initial cost of implementing Dm via price change","$",{"$f":"IF(ISNA(VLOOKUP(J48,$O$167:$P$269,2,FALSE))=TRUE,\"\",VLOOKUP(J48,$O$167:$P$269,2,FALSE))","v":""}]
["DOS","Binary decision to use offline storage","binary",null,"QStSSw","Flow","Storm sewer to surface water","MGD",null,"COmDmPrice","O&M cost of implementing Dm via price change","$/yr",""]
["DPCS","Percent of sewer system that is combined","%",null,"QSwRes","Flow","Surface water to reservoir","MGD",null,"PPriceMax","HRU Managed Set Names","%",""]
["DPCS1","Percent of sewer system that is combined","%",null,"QUseNp1","Flow","Nonpotable water use, Unaccounted","MGD",null,"CCDm","Initial cost for implementing aggregate of Dm practices","$",""]
["DPGwWwtpFix","Wastewater treatment plant I/I repairs","% of leaks",null,"QUseNp2","Flow","Nonpotable water use, Residential","MGD",null,"COmDm","O&M annnual cost for implementing aggregate of Dm practices","$/yr",""]
["DPPrice","Percent consumer rate change","%",null,"QUseNp3","Flow","Nonpotable water use, Residential.Institutions","MGD",null,"QDmRedMax","Max demand reduction for implementing aggregate of Dm practic","MGD",""]
["DPriceDummy","Dummy variable","-",null,"QUseNp4","Flow","Nonpotable water use, Commercial.Business","MGD",null,"KGw","Gw recession coefficient","1/time step",""]
["DPWtpGwFix","Distribution system leak repairs","% of leaks",null,"QUseNp5","Flow","Nonpotable water use, Agricultural","MGD",null,"VGwI","Initial Gw aquifer volume","MG",""]
["DQAsrAddl","Additional ASR capacity","MG",null,"QUseNp6","Flow","Nonpotable water use, Industrial","MGD",null,"VGwMin","Minimum Gw aquifer volume","MG",""]
["DQDmR","Demand reduction","MGD",null,"QUseNp7","Flow","Nonpotable water use, Municipal.Institutional.Non.profits","MGD",null,"VGwMax","Maximum Gw aquifer volume","MG",""]
["DQGwPumpAddl","Additional groundwater pumping capacity","MG",null,"QUseNp8","Flow","Nonpotable water use, Other","MGD",null,"ExGwMake","Make-up Gw Penalty Flag","-",""]
["DQIbtWAddl","Additional IBT potable water capacity","MG",null,"QUseNpSep","Flow","Nonpotable water to septic systems inside of study area","MGD",null,"COmGwMake","Cost for Make-Up Gw","$/MGD",""]
["DQIbtWwAddl","Additional IBT wastewater capacity","MG",null,"QUseNpSepExt","Flow","Nonpotable water to septic systems outside of study area","MGD",null,"QGwPt","Private/other Gw withdrawals","MG/time step",""]
["DQNpdistAddl","Additional nonpotable water distribution system capacity","MG",null,"QUseNpSewer","Flow","Municipal water use direct to the sewer system","MGD",null,"QPtGw","Private/other Gw discharges","MG/time step",""]
["DQSwPumpAddl","Additional surface water pumping capacity","MG",null,"QUseP1","Flow","Potable water use, Unaccounted","MGD",null,"QExtGw","External Gw inflow (from other watershed if Gw and Sw watersh","MG/time step",""]
["DQWrfAddl","Additional WRF capacity","MG",null,"QUseP2","Flow","Potable water use, Residential","MG",null,"QGwExtMin","Minimum Gw flow out of basin","MG/time step",""]
["DQWtpAddl","Additional water treatment capacity","MG",null,"QUseP3","Flow","Potable water use, Residential.Institutions","MG",null,"VResI","Initial volume in reservoir","MG",""]
["DQWwtpAddl","Additional wastewater treatment capacity","MG",null,"QUseP4","Flow","Potable water use, Commercial.Business","MGD",null,"VResMin","Minimum volume to be maintained in reservoir (ie: dead storag","MG",""]
["DRuCS","Binary decision to route runoff to combined sewer","binary",null,"QUseP5","Flow","Potable water use, Agricultural","lbs/day",null,"VResMaxI","Existing maximum volume of the reservoir","MG",""]
["DVResAddl","Additional reservoir capacity","MG",null,"QUseP6","Flow","Potable water use, Industrial","lbs/day",null,"VResMaxAddl","Maximum additional capacity of reservoir volume","MG",""]
["DWwtp","Binary decision used to count hydraulic capacity exceedances","binary",null,"QUseP7","Flow","Potable water use, Municipal.Institutional.Non.profits","lbs/day",null,"CCRes","Initial/capital cost of additional surface storage (expand re","$/MG",""]
["CESep","Capital cost for new enhanced septic treatment","$/yr",null,"QUseP8","Flow","Potable water use, Other","lbs/day",null,"COmRes","O&M cost of additional surface water storage","$/MG"]
["DPESep","Fraction of septic loadings receiving enhanced treatment","fraction",null,"QUsePSep","Flow","Potable water to septic systems inside of study area","lbs/day",null,"ExVSw","Flag to exclude additional Sw/Res storage","-"]
["CUWtp","Capital cost for new upgraded WTP","$/yr",null,"QUsePSepExt","Flow","Potable water to septic systems outside of study area","lbs/day",null,"FlagSwExt","User indicated flag to model flow out of reservoir to ext sw","-"]
["DPUWtp","Fraction of WTP loadings receiving upgraded treatment","fraction",null,"QWrfSw","Flow","WRF to surface water","lbs/day",null,"COmWMake","Cost for Make-Up Sw","$/MG"]
["CUWwtp","Capital cost for new upgraded WWTP","$/yr",null,"QWtpGw","Flow","Water treatment plant to groundwater","lbs/day",null,"ExWMake","Make-up Sw Penalty Flag","-"]
["DPUWwtp","Fraction of WWTP loadings receiving upgraded treatment","fraction",null,"QWtpUseP","Flow","Water treatment to potable use","lbs/day",null,"QSwPt","Private/other surface water withdrawals","MG/time step"]
["CStream","Cost of streambank restoration/stabilization","$/yr",null,"QWwtpSw","Flow","Wastewater treatment plant to surface water","lbs/day",null,"QPtSw","Private/other surface water discharges","MG/time step"]
["DFtStream","Steambank length restored/stabilized","ft",null,"VGw","Storage","Groundwater volume","lbs/day",null,"QExtSw","External inflow to surface water (e.g., if not modeling headw","MG/time step"]
["COutfall","Cost of outfall enhancement/stabilization","$/yr",null,"VOSTotal","Storage","Offline storage volume","lbs/day",null,"QResPt","Private/other reservoir withdrawals","MG/time step"]
["DNOutE","Number of enhanced/stabilized outfalls","outfalls",null,"VRes","Storage","Reservoir volume","lbs/day",null,"QSwMin","Minimum in-stream flow requirement","MG/time step"]
["CDrSet1","Cost of direct reduction land use management set","$/yr",null,"QESep","Flow","Enhanced septic treatment","lbs/day",null,"QSwMax","Maximum in-stream flow","MG/time step"]
["DDrSet1","Binary decision to apply direct reduction land management set","binary",null,"LAsrGw1","Loadings","ASR to groundwater (Constituent 1)","lbs/day",null,"QSwExtMin","Minimum Sw flow out of basin","MG/time step"]
["CDrTotal","Total cost of applying direct reduction land management sets","$/yr",null,"LGw1","Loadings","Groundwater (Constituent 1)","lbs/day",null,"QSwExtMax","Max Sw flow out of basin","MG/time step"]
["CRipSet111","LU Conv: From HRU2 To HRU1 - Cost of riparian buffer land use conversion set for loads group 1","$/yr",null,"LGwExt1","Loadings","Groundwater to external (Constituent 1)","lbs/day",null,"TPlan","planning horizon in years (time over which costs are annualized)","years"]
["CRipSet112","LU Conv: From HRU2 To HRU1 - Cost of riparian buffer land use conversion set for loads group 2","$/yr",null,"LGwPt1","Loadings","Groundwater to private withdrawals (Constituent 1)","lbs/day",null,"PInt","Interest rate for annualizing costs","%"]
["CRipSet113","LU Conv: From HRU2 To HRU1 - Cost of riparian buffer land use conversion set for loads group 3","$/yr",null,"LGwSw1","Loadings","Groundwater to surface water (Constituent 1)","lbs/day",null,"RUseP","Consumer price for water (variable-fee)","$/HCF"]
["CRipSet121","LU Conv: From HRU3 To HRU1 - Cost of riparian buffer land use conversion set for loads group 1","$/yr",null,"LGwWtp1","Loadings","Groundwater to water treatment plant (Constituent 1)","lbs/day",null,"RfUseP","Consumer price for water (fixed-fee)","$/month"]
["CRipSet122","LU Conv: From HRU3 To HRU1 - Cost of riparian buffer land use conversion set for loads group 2","$/yr",null,"LGwWwtp1","Loadings","Groundwater to wastewater treatment plant (Constituent 1)","lbs/day",null,"CCGwPumpU","Initial or capital cost for additional Gw pumping capacity","$/MGD"]
["CRipSet123","LU Conv: From HRU3 To HRU1 - Cost of riparian buffer land use conversion set for loads group 3","$/yr",null,"LRe1","Loadings","Recharge (Constituent 1)","lbs/day",null,"COmGwPumpU","O&M costs for Gw pumping","$/MG"]
["CRipSet131","LU Conv: From HRU4 To HRU1 - Cost of riparian buffer land use conversion set for loads group 1","$/yr",null,"LRes1","Loadings","Reservoir (Constituent 1)","lbs/day",null,"QGwPumpI","Initial Gw pumping capacity","MGD"]
["CRipSet132","LU Conv: From HRU4 To HRU1 - Cost of riparian buffer land use conversion set for loads group 2","$/yr",null,"LResAsr1","Loadings","Reservoir to ASR (Constituent 1)","lbs/day",null,"TGwPumpExist","Remaining lifetime of existing GwPump","years"]
["CRipSet133","LU Conv: From HRU4 To HRU1 - Cost of riparian buffer land use conversion set for loads group 3","$/yr",null,"LResPt1","Loadings","Reservoir to private withdrawals (Constituent 1)","lbs/day",null,"TGwPumpNew","Lifetime of new construction for additional capacity for GwPump","years"]
["CRipSet141","LU Conv: From HRU5 To HRU1 - Cost of riparian buffer land use conversion set for loads group 1","$/yr",null,"LResWtp1","Loadings","Reservoir to water treatment plant (Constituent 1)","lbs/day",null,"ExGwPump","Flag for excluding new/additional GW pumping capacity","-"]
["CRipSet142","LU Conv: From HRU5 To HRU1 - Cost of riparian buffer land use conversion set for loads group 2","$/yr",null,"LRu1","Loadings","Runoff (Constituent 1)","lbs/day",null,"CCSwPumpU","Initial or capital cost for additional Sw pumping capacity","$/MGD"]
["CRipSet143","LU Conv: From HRU5 To HRU1 - Cost of riparian buffer land use conversion set for loads group 3","$/yr",null,"LRuAdd1","Loadings","Runoff loadings change from converted HRU land area (Constituent 1)","lbs/day",null,"COmSwPumpU","O&M costs for Sw pumping","$/MG"]
["CRipSet151","LU Conv: From HRU6 To HRU1 - Cost of riparian buffer land use conversion set for loads group 1","$/yr",null,"LRuAdjUp1","Loadings","Runoff loadings from upland HRUs to a buffer area that has a loadings adjustment (Constituent 1)","lbs/day",null,"QSwPumpI","Initial Sw pumping capacity","MGD"]
["CRipSet152","LU Conv: From HRU6 To HRU1 - Cost of riparian buffer land use conversion set for loads group 2","$/yr",null,"LSepGw1","Loadings","Septic systems to groundwater (Constituent 1)","lbs/day",null,"TSwPumpExist","Remaining lifetime of existing SwPump","years"]
["CRipSet153","LU Conv: From HRU6 To HRU1 - Cost of riparian buffer land use conversion set for loads group 3","$/yr",null,"LStSSw1","Loadings","Storm sewer to surface water loadings (Constituent 1)","lbs/day",null,"TSwPumpNew","Lifetime of new construction for additional capacity for SwPump","years"]
["CRipSet161","LU Conv: From HRU8 To HRU7 - Cost of riparian buffer land use conversion set for loads group 1","$/yr",null,"LSwAsr1","Loadings","Surface water to ASR (Constituent 1)","lbs/day",null,"ExSwPump","Flag for excluding new/additional SW pumping capacity","-"]
["CRipSet162","LU Conv: From HRU8 To HRU7 - Cost of riparian buffer land use conversion set for loads group 2","$/yr",null,"LSwExt1","Loadings","Surface water to external (Constituent 1)","lbs/day",null,"CCWtpU","Initial or capital cost for additional water treatment plant (WTP) capacity","$/MGD"]
["CRipSet163","LU Conv: From HRU8 To HRU7 - Cost of riparian buffer land use conversion set for loads group 3","$/yr",null,"LSw1","Loadings","Surface water (Constituent 1)","lbs/day",null,"COmWtpU","O&M cost for WTP","$/MG"]
["CRipSet171","LU Conv: From HRU9 To HRU7 - Cost of riparian buffer land use conversion set for loads group 1","$/yr",null,"LSwPt1","Loadings","Surface water to private withdrawals (Constituent 1)","lbs/day",null,"QWtpMaxI","Maximum initial capacity of WTP","MGD"]
["CRipSet172","LU Conv: From HRU9 To HRU7 - Cost of riparian buffer land use conversion set for loads group 2","$/yr",null,"LSwRes1","Loadings","Surface water to reservoir (Constituent 1)","lbs/day",null,"TWtpExist","Remaining lifetime of existing WTP","years"]
["CRipSet173","LU Conv: From HRU9 To HRU7 - Cost of riparian buffer land use conversion set for loads group 3","$/yr",null,"LSwWtp1","Loadings","Surface water to water treatment plant (Constituent 1)","lbs/day",null,"TWtpNew","Lifetime of new construction for additional capacity for WTP","years"]
["CRipSet181","LU Conv: From HRU10 To HRU7 - Cost of riparian buffer land use conversion set for loads group 1","$/yr",null,"LUseNp1","Loadings","Nonpotable water use (Constituent 1)","lbs/day",null,"CCWtpUaw","initial cost for reducing unaccounted-for-water (UAW)","$"]
["CRipSet182","LU Conv: From HRU10 To HRU7 - Cost of riparian buffer land use conversion set for loads group 2","$/yr",null,"LUseNpIbtWw1","Loadings","Nonpotable water use to IBT wastewater (Constituent 1)","lbs/day",null,"COmWtpUaw","O&M cost for maintaining reduction in UAW","$/year"]
["CRipSet183","LU Conv: From HRU10 To HRU7 - Cost of riparian buffer land use conversion set for loads group 3","$/yr",null,"LUseNpSanS1","Loadings","Nonpotable water use to sanitary sewer loadings (Constituent 1)","lbs/day",null,"PWtpGwFixmax","maximum percent of leak from WTP distribthat can be eliminated","%"]
["CRipSet191","LU Conv: From HRU11 To HRU7 - Cost of riparian buffer land use conversion set for loads group 1","$/yr",null,"LUseNpSep1","Loadings","Nonpotable water use to septic systems (Constituent 1)","lbs/day",null,"ExWtp","Flag for excluding new/additional WTP capacity","-"]
["CRipSet192","LU Conv: From HRU11 To HRU7 - Cost of riparian buffer land use conversion set for loads group 2","$/yr",null,"LUseNpSepExt1","Loadings","Nonpotable water use to external septic systems (Constituent 1)","lbs/day",null,"RWw","Consumer","$/HCF"]
["CRipSet193","LU Conv: From HRU11 To HRU7 - Cost of riparian buffer land use conversion set for loads group 3","$/yr",null,"LUseNpSewer1","Loadings","Nonpotable water use to storm sewer loadings (Constituent 1)","lbs/day",null,"RfWw","Consumer","$/month"]
["CRipSet1101","LU Conv: From HRU12 To HRU7 - Cost of riparian buffer land use conversion set for loads group 1","$/yr",null,"LUseP1","Loadings","Potable water use (Constituent 1)","lbs/day",null,"CCWwtpU","Capital cost for additional wastewater treatment plant (Wwtp) capacity","$/MGD"]
["CRipSet1102","LU Conv: From HRU12 To HRU7 - Cost of riparian buffer land use conversion set for loads group 2","$/yr",null,"LUsePIbtWw1","Loadings","Potable water use to IBT wastewater (Constituent 1)","lbs/day",null,"COmWwtpU","O&M cost for Wwtp","$/MG"]
["CRipSet1103","LU Conv: From HRU12 To HRU7 - Cost of riparian buffer land use conversion set for loads group 3","$/yr",null,"LUsePSanS1","Loadings","Potable water use to sanitary sewer loadings (Constituent 1)","lbs/day",null,"QWwtpMaxI","Existing maximum capacity of Wwtp","MGD"]
["DRipSet1111","LU Conv: From HRU2 To HRU1 - Binary decision to apply riparian buffer to runoff in loads group 1","binary",null,"LUsePSep1","Loadings","Potable water use to septic systems (Constituent 1)","lbs/day",null,"TWwtpExist","Remaining lifetime of existing Wwtp","years"]
["DRipSet1112","LU Conv: From HRU2 To HRU1 - Binary decision to apply riparian buffer to loadings in loads group 1","binary",null,"LUsePSepExt1","Loadings","Potable water use to external septic systems (Constituent 1)","lbs/day",null,"TWwtpNew","Lifetime of new construction for additional capacity for Wwtp","years"]
["DRipSet1121","LU Conv: From HRU2 To HRU1 - Binary decision to apply riparian buffer to runoff in loads group 2","binary",null,"LWrfAsr1","Loadings","WRF to ASR (Constituent 1)","lbs/day",null,"PGwWwtpI","Initial infiltration of Gw into Wwtp collection system","%"]
["DRipSet1122","LU Conv: From HRU2 To HRU1 - Binary decision to apply riparian buffer to loadings in loads group 2","binary",null,"LWrfSw1","Loadings","WRF to surface water (Constituent 1)","lbs/day",null,"CCGwWwtp","Initial cost for reducing Gw infiltration","$"]
["DRipSet1131","LU Conv: From HRU2 To HRU1 - Binary decision to apply riparian buffer to runoff in loads group 3","binary",null,"LWrfUseNp1","Loadings","WRF to nonpotable water use (Constituent 1)","lbs/day",null,"COmGwWwtp","O&M cost for maintaining reduction in Gw infiltration","$/yr"]
["DRipSet1132","LU Conv: From HRU2 To HRU1 - Binary decision to apply riparian buffer to loadings in loads group 3","binary",null,"LWtpGw1","Loadings","Water treatment plant to groundwater (Constituent 1)","lbs/day",null,"PGwWwtpFixmax","maximum percent of gw infiltration that can be eliminated","%"]
["DRipSet1211","LU Conv: From HRU3 To HRU1 - Binary decision to apply riparian buffer to runoff in loads group 1","binary",null,"LWtpUseNp1","Loadings","Water treatment plant to nonpotable water use (Constituent 1)","lbs/day",null,"WwFlag","Wastewater charge based on water or ww flow","-"]
["DRipSet1212","LU Conv: From HRU3 To HRU1 - Binary decision to apply riparian buffer to loadings in loads group 1","binary",null,"LWtpUseP1","Loadings","Water treatment plant to potable water use (Constituent 1)","lbs/day",null,"ExWwtp","Flag for excluding new/additional WWTP capacity","-"]
["DRipSet1221","LU Conv: From HRU3 To HRU1 - Binary decision to apply riparian buffer to runoff in loads group 2","binary",null,"LWwtpSw1","Loadings","Wastewater treatment plant to surface water (Constituent 1)","lbs/day",null,"CCWrfU","Initial or capital cost for additional WRF capacity","$/MGD"]
["DRipSet1222","LU Conv: From HRU3 To HRU1 - Binary decision to apply riparian buffer to loadings in loads group 2","binary",null,"LWwtpWrf1","Loadings","Watewater treatment plant to WRF (Constituent 1)","lbs/day",null,"COmWrfU","O&M cost for WRF","$/MG"]
["DRipSet1231","LU Conv: From HRU3 To HRU1 - Binary decision to apply riparian buffer to runoff in loads group 3","binary",null,"XGwF1","Concentration","Groundwater after decay (Constituent 1)","lbs/day",null,"QWrfMaxI","Initial maximum capacity of WRF","MGD"]
["DRipSet1232","LU Conv: From HRU3 To HRU1 - Binary decision to apply riparian buffer to loadings in loads group 3","binary",null,"XResF1","Concentration","Reservoir after decay (Constituent 1)","lbs/day",null,"TWrfExist","Remaining lifetime of existing WRF","years"]
["DRipSet1311","LU Conv: From HRU4 To HRU1 - Binary decision to apply riparian buffer to runoff in loads group 1","binary",null,"XSwF1","Concentration","Surface water after decay (Constituent 1)","lbs/day",null,"TWrfNew","Lifetime of new construction for additional capacity for WRF","years"]
["DRipSet1312","LU Conv: From HRU4 To HRU1 - Binary decision to apply riparian buffer to loadings in loads group 1","binary",null,"XUseNp1","Concentration","Nonpotable water (Constituent 1)","lbs/day",null,"ExWrf","Flag for excluding new/additional WRF capacity","-"]
["DRipSet1321","LU Conv: From HRU4 To HRU1 - Binary decision to apply riparian buffer to runoff in loads group 2","binary",null,"XUseP1","Concentration","Potable water (Constituent 1)","lbs/day",null,"RUseNp","Consumer","$/HCF"]
["DRipSet1322","LU Conv: From HRU4 To HRU1 - Binary decision to apply riparian buffer to loadings in loads group 2","binary",null,"LAsrGw2","Loadings","ASR to groundwater (Constituent 2)","lbs/day",null,"RfUseNp","Consumer","$/month"]
["DRipSet1331","LU Conv: From HRU4 To HRU1 - Binary decision to apply riparian buffer to runoff in loads group 3","binary",null,"LGw2","Loadings","Groundwater (Constituent 2)","lbs/day",null,"CCNpdistU","Initial or capital cost for nonpotable distribution system(Npdist) capacity","$/MGD"]
["DRipSet1332","LU Conv: From HRU4 To HRU1 - Binary decision to apply riparian buffer to loadings in loads group 3","binary",null,"LGwExt2","Loadings","Groundwater to external (Constituent 2)","lbs/day",null,"COmNpdistU","O&M cost for Npdist","$/MG"]
["DRipSet1411","LU Conv: From HRU5 To HRU1 - Binary decision to apply riparian buffer to runoff in loads group 1","binary",null,"LGwPt2","Loadings","Groundwater to private withdrawals (Constituent 2)","lbs/day",null,"QNpDistMaxI","Existing capacity of Npdist","MGD"]
["DRipSet1412","LU Conv: From HRU5 To HRU1 - Binary decision to apply riparian buffer to loadings in loads group 1","binary",null,"LGwSw2","Loadings","Groundwater to surface water (Constituent 2)","lbs/day",null,"TNpdistExist","Remaining lifetime of existing Npdist","years"]
["DRipSet1421","LU Conv: From HRU5 To HRU1 - Binary decision to apply riparian buffer to runoff in loads group 2","binary",null,"LGwWtp2","Loadings","Groundwater to water treatment plant (Constituent 2)","lbs/day",null,"TNpdistNew","Lifet time of new Npdist system","years"]
["DRipSet1422","LU Conv: From HRU5 To HRU1 - Binary decision to apply riparian buffer to loadings in loads group 2","binary",null,"LGwWwtp2","Loadings","Groundwater to wastewater treatment plant (Constituent 2)","lbs/day",null,"ExNpDist","Flag for excluding new/additional nonpotable distribution system capacity","-"]
["DRipSet1431","LU Conv: From HRU5 To HRU1 - Binary decision to apply riparian buffer to runoff in loads group 3","binary",null,"LRe2","Loadings","Recharge (Constituent 2)","lbs/day",null,"CCAsrU","Initial or capital cost for additional ASR capacity","$/MGD"]
["DRipSet1432","LU Conv: From HRU5 To HRU1 - Binary decision to apply riparian buffer to loadings in loads group 3","binary",null,"LRes2","Loadings","Reservoir (Constituent 2)","lbs/day",null,"COmAsrU","O&M cost for Asr","$/MG"]
["DRipSet1511","LU Conv: From HRU6 To HRU1 - Binary decision to apply riparian buffer to runoff in loads group 1","binary",null,"LResAsr2","Loadings","Reservoir to ASR (Constituent 2)","lbs/day",null,"QAsrMaxI","Initial maximum capacity of Asr","MGD"]
["DRipSet1512","LU Conv: From HRU6 To HRU1 - Binary decision to apply riparian buffer to loadings in loads group 1","binary",null,"LResPt2","Loadings","Reservoir to private withdrawals (Constituent 2)","lbs/day",null,"TAsrExist","Remaining lifetime of existing Asr","years"]
["DRipSet1521","LU Conv: From HRU6 To HRU1 - Binary decision to apply riparian buffer to runoff in loads group 2","binary",null,"LResWtp2","Loadings","Reservoir to water treatment plant (Constituent 2)","lbs/day",null,"TAsrNew","Lifetime of new construction for additional capacity for Asr","years"]
["DRipSet1522","LU Conv: From HRU6 To HRU1 - Binary decision to apply riparian buffer to loadings in loads group 2","binary",null,"LRu2","Loadings","Runoff (Constituent 2)","lbs/day",null,"ExAsr","Flag for excluding new/additional ASR capacity","-"]
["DRipSet1531","LU Conv: From HRU6 To HRU1 - Binary decision to apply riparian buffer to runoff in loads group 3","binary",null,"LRuAdd2","Loadings","Runoff loadings change from converted HRU land area (Constituent 2)","lbs/day",null,"PSep","Percent of each water use on septic system recharging within","%"]
["DRipSet1532","LU Conv: From HRU6 To HRU1 - Binary decision to apply riparian buffer to loadings in loads group 3","binary",null,"LRuAdj2","Loadings","Runoff loadings from upland HRUs to a buffer area that does not have a loadings adjustment (Constituent 2)","lbs/day",null,"PSepExt","Percent of each water use on septic system recharging outside","%"]
["DRipSet1611","LU Conv: From HRU8 To HRU7 - Binary decision to apply riparian buffer to runoff in loads group 1","binary",null,"LRuAdjUp2","Loadings","Runoff loadings from upland HRUs to a buffer area that has a loadings adjustment (Constituent 2)","lbs/day",null,"CIbtWU","Cost of purchasing potable water from another basin","$/MG"]
["DRipSet1612","LU Conv: From HRU8 To HRU7 - Binary decision to apply riparian buffer to loadings in loads group 1","binary",null,"LSepGw2","Loadings","Septic systems to groundwater (Constituent 2)","lbs/day",null,"CIbtWwU","Cost of purchasing wastewater from another basin","$/MG"]
["DRipSet1621","LU Conv: From HRU8 To HRU7 - Binary decision to apply riparian buffer to runoff in loads group 2","binary",null,"LStSSw2","Loadings","Storm sewer to surface water loadings (Constituent 2)","lbs/day",null,"CCIbtWU","Initial cost of aquiring additional rights for IBT water","$/MGD"]
["DRipSet1622","LU Conv: From HRU8 To HRU7 - Binary decision to apply riparian buffer to loadings in loads group 2","binary",null,"LSwAsr2","Loadings","Surface water to ASR (Constituent 2)","lbs/day",null,"CCIbtWwU","Initial cost of aquiring additional rights for IBT wastewater","$/MGD"]
["DRipSet1631","LU Conv: From HRU8 To HRU7 - Binary decision to apply riparian buffer to runoff in loads group 3","binary",null,"LSwExt2","Loadings","Surface water to external (Constituent 2)","lbs/day",null,"QIbtWMaxDay","Maximum IBT per day for importing potable water","MGD",{"$f":"IF(ISNA(VLOOKUP(J986,$O$167:$P$269,2,FALSE))=TRUE,\"\",VLOOKUP(J986,$O$167:$P$269,2,FALSE))","v":""}]
["DRipSet1632","LU Conv: From HRU8 To HRU7 - Binary decision to apply riparian buffer to loadings in loads group 3","binary",null,"LSw2","Loadings","Surface water (Constituent 2)","lbs/day",null,"QIbtWMaxYear","Maximum IBT per year for exporting wastewater","MG/year",""]
["DRipSet1711","LU Conv: From HRU9 To HRU7 - Binary decision to apply riparian buffer to runoff in loads group 1","binary",null,"LSwPt2","Loadings","Surface water to private withdrawals (Constituent 2)","lbs/day",null,"QIbtWwMaxDay","Maximum IBT per day for importing potable water","MGD",""]
["DRipSet1712","LU Conv: From HRU9 To HRU7 - Binary decision to apply riparian buffer to loadings in loads group 1","binary",null,"LSwRes2","Loadings","Surface water to reservoir (Constituent 2)",null,null,"QIbtWwMaxYear","Maximum IBT per year for exporting wastewater","MG/year",""]
["DRipSet1721","LU Conv: From HRU9 To HRU7 - Binary decision to apply riparian buffer to runoff in loads group 2","binary",null,"LSwWtp2","Loadings","Surface water to water treatment plant (Constituent 2)",null,null,"QIbtWAddlMaxDay","Maximum additional IBT capacity per day for importing potable","MGD",""]
["DRipSet1722","LU Conv: From HRU9 To HRU7 - Binary decision to apply riparian buffer to loadings in loads group 2","binary",null,"LUseNp2","Loadings","Nonpotable water use (Constituent 2)",null,null,"QIbtWwAddlMaxDay","Maximum additional IBT capacity per day for exporting wastewa","MGD",{"$f":"IF(ISNA(VLOOKUP(J991,$O$167:$P$269,2,FALSE))=TRUE,\"\",VLOOKUP(J991,$O$167:$P$269,2,FALSE))","v":""}]
["DRipSet1731","LU Conv: From HRU9 To HRU7 - Binary decision to apply riparian buffer to runoff in loads group 3","binary",null,"LUseNpIbtWw2","Loadings","Nonpotable water use to IBT wastewater (Constituent 2)",null,null,"QIbtWMaxMonth","Monthly max IBT for importing potable water","MG/month",{"$f":"IF(ISNA(VLOOKUP(J992,$O$167:$P$269,2,FALSE))=TRUE,\"\",VLOOKUP(J992,$O$167:$P$269,2,FALSE))","v":""}]
["DRipSet1732","LU Conv: From HRU9 To HRU7 - Binary decision to apply riparian buffer to loadings in loads group 3","binary",null,"LUseNpSanS2","Loadings","Nonpotable water use to sanitary sewer loadings (Constituent 2)",null,null,"QIbtWwMaxMonth","Monthly max IBT for exporting wastewater","MG/month",{"$f":"IF(ISNA(VLOOKUP(J993,$O$167:$P$269,2,FALSE))=TRUE,\"\",VLOOKUP(J993,$O$167:$P$269,2,FALSE))","v":""}]
["DRipSet1811","LU Conv: From HRU10 To HRU7 - Binary decision to apply riparian buffer to runoff in loads group 1","binary",null,"LUseNpSep2","Loadings","Nonpotable water use to septic systems (Constituent 2)",null,null,"ObsFlow","Measured flow time series for calibration/validation","cfs",{"$f":"IF(ISNA(VLOOKUP(J994,$O$167:$P$269,2,FALSE))=TRUE,\"\",VLOOKUP(J994,$O$167:$P$269,2,FALSE))","v":""}]
["DRipSet1812","LU Conv: From HRU10 To HRU7 - Binary decision to apply riparian buffer to loadings in loads group 1","binary",null,"LUseNpSepExt2","Loadings","Nonpotable water use to external septic systems (Constituent 2)","lbs/day",null,"NCons","Number of constituents","-"]
["DRipSet1821","LU Conv: From HRU10 To HRU7 - Binary decision to apply riparian buffer to runoff in loads group 2","binary",null,"LUseNpSewer2","Loadings","Nonpotable water use to storm sewer loadings (Constituent 2)","lbs/day",null,"Cons1","Name of constituent 1","-"]
["DRipSet1822","LU Conv: From HRU10 To HRU7 - Binary decision to apply riparian buffer to loadings in loads group 2","binary",null,"LUseP2","Loadings","Potable water use (Constituent 2)","lbs/day",null,"LRuT","Total monthly runoff loadings for the study area for each managed set","lbs/acre/month"]
["DRipSet1831","LU Conv: From HRU10 To HRU7 - Binary decision to apply riparian buffer to runoff in loads group 3","binary",null,"LUsePIbtWw2","Loadings","Potable water use to IBT wastewater (Constituent 2)","lbs/day",null,"LReT","Total monthly recharge loadings for the study area for each managed set","lbs/acre/month"]
["DRipSet1832","LU Conv: From HRU10 To HRU7 - Binary decision to apply riparian buffer to loadings in loads group 3","binary",null,"LUsePSanS2","Loadings","Potable water use to sanitary sewer loadings (Constituent 2)","lbs/day",null,"CStreamU","Cost per linear stream length of streambank stabilization","$/foot"]
["DRipSet1911","LU Conv: From HRU11 To HRU7 - Binary decision to apply riparian buffer to runoff in loads group 1","binary",null,"LUsePSep2","Loadings","Potable water use to septic systems (Constituent 2)","lbs/day",null,"StreamMax","Maximum linear stream length that can be stabilized","ft"]
["DRipSet1912","LU Conv: From HRU11 To HRU7 - Binary decision to apply riparian buffer to loadings in loads group 1","binary",null,"LUsePSepExt2","Loadings","Potable water use to external septic systems (Constituent 2)","lbs/day",null,"StreamTargetBody","Waterbody where streambank stabilization target adjustment is applied","-"]
["DRipSet1921","LU Conv: From HRU11 To HRU7 - Binary decision to apply riparian buffer to runoff in loads group 2","binary",null,"LWrfAsr2","Loadings","WRF to ASR (Constituent 2)",null,null,"StreamRemoval","Streambank stabilization constituent loading removal rate","lbs/ft/time step"]
["DRipSet1922","LU Conv: From HRU11 To HRU7 - Binary decision to apply riparian buffer to loadings in loads group 2","binary",null,"LWrfSw2","Loadings","WRF to surface water (Constituent 2)",null,null,"COutfallU","Cost per outfall stabilized","$/outfall"]
["DRipSet1931","LU Conv: From HRU11 To HRU7 - Binary decision to apply riparian buffer to runoff in loads group 3","binary",null,"LWrfUseNp2","Loadings","WRF to nonpotable water use (Constituent 2)",null,null,"OutfallMax","Maximum number of outfalls that can be stabilized","outfalls"]
["DRipSet1932","LU Conv: From HRU11 To HRU7 - Binary decision to apply riparian buffer to loadings in loads group 3","binary",null,"LWtpGw2","Loadings","Water treatment plant to groundwater (Constituent 2)",null,null,"OutfallTargetBody","Waterbody where outfall stabilization target adjustment is applied","-"]
["DRipSet11011","LU Conv: From HRU12 To HRU7 - Binary decision to apply riparian buffer to runoff in loads group 1","binary",null,"LWtpUseNp2","Loadings","Water treatment plant to nonpotable water use (Constituent 2)",null,null,"OutfallRemoval","Outfall stabilization constituent loading removal rate","lbs/outfall/time step"]
["DRipSet11012","LU Conv: From HRU12 To HRU7 - Binary decision to apply riparian buffer to loadings in loads group 1","binary",null,"LWtpUseP2","Loadings","Water treatment plant to potable water use (Constituent 2)",null,null,"NDrSet","Number of direct reduction management sets","-"]
["DRipSet11021","LU Conv: From HRU12 To HRU7 - Binary decision to apply riparian buffer to runoff in loads group 2","binary",null,"LWwtpSw2","Loadings","Wastewater treatment plant to surface water (Constituent 2)",null,null,"DrSetName,1","Direct reduction management set names","-"]
["DRipSet11022","LU Conv: From HRU12 To HRU7 - Binary decision to apply riparian buffer to loadings in loads group 2","binary",null,"LWwtpWrf2","Loadings","Watewater treatment plant to WRF (Constituent 2)",null,null,"DrArea","Application area of direct reduction management set","ac"]
["DRipSet11031","LU Conv: From HRU12 To HRU7 - Binary decision to apply riparian buffer to runoff in loads group 3","binary",null,"XGwF2","Concentration","Groundwater after decay (Constituent 2)",null,null,"CCDrSetU","Capital cost of direct reduction management set","$/ac"]
["DRipSet11032","LU Conv: From HRU12 To HRU7 - Binary decision to apply riparian buffer to loadings in loads group 3","binary",null,"XResF2","Concentration","Reservoir after decay (Constituent 2)",null,null,"COmDrSetU","O&M cost of direct reduction management set","$/ac/yr"]
["CRipTotal","Total cost of applying riparian buffer land management sets","$/yr",null,"XSwF2","Concentration","Surface water after decay (Constituent 2)",null,null,"DrRemovalRate","Direct reduction land use constituent loading removal rate","%"]
[null,null,null,null,"XUseNp2","Concentration","Nonpotable water (Constituent 2)",null,null,"NRipSet","Number of riparian buffer management sets","-"]
[null,null,null,null,"XUseP2","Concentration","Potable water (Constituent 2)",null,null,"NAdjEff","Number of load adjustment efficiencies","-"]
[null,null,null,null,"XUseP2","Concentration","Potable water (Constituent 2)",null,null,"RipSetName,1","LU Conv: From HRU2 To HRU1","-"]
[null,null,null,null,null,null,null,null,null,"RipSetName,2","LU Conv: From HRU3 To HRU1","-"]
[null,null,null,null,null,null,null,null,null,"RipSetName,3","LU Conv: From HRU4 To HRU1","-"]
[null,null,null,null,null,null,null,null,null,"RipSetName,4","LU Conv: From HRU5 To HRU1","-"]
[null,null,null,null,null,null,null,null,null,"RipSetName,5","LU Conv: From HRU6 To HRU1","-"]
[null,null,null,null,null,null,null,null,null,"RipSetName,6","LU Conv: From HRU8 To HRU7","-"]
[null,null,null,null,null,null,null,null,null,"RipSetName,7","LU Conv: From HRU9 To HRU7","-"]
[null,null,null,null,null,null,null,null,null,"RipSetName,8","LU Conv: From HRU10 To HRU7","-"]
[null,null,null,null,null,null,null,null,null,"RipSetName,9","LU Conv: From HRU11 To HRU7","-"]
[null,null,null,null,null,null,null,null,null,"RipSetName,10","LU Conv: From HRU12 To HRU7","-"]
[null,null,null,null,null,null,null,null,null,"AdjEff","Load adjustment efficiencies by riparian buffer set","%"]
[null,null,null,null,null,null,null,null,null,"ARip","Area change of riparian buffer land management","ac"]
[null,null,null,null,null,null,null,null,null,"CCRipU","Capital cost of riparian buffer conversion","$/ac"]
[null,null,null,null,null,null,null,null,null,"COmRipU","O&M cost for riparian buffer conversion","$/ac/yr"]
[null,null,null,null,null,null,null,null,null,"ARipUp","Areas upgradient to the riparian buffer","ac"]
[null,null,null,null,null,null,null,null,null,"LWuserUseP","Potable water user average daily wastewater loadings","lbs"]
[null,null,null,null,null,null,null,null,null,"LWuserUseNp","Nonpotable water user average daily wastewater loadings","lbs"]
[null,null,null,null,null,null,null,null,null,"ExResArea","Decision if modeling 1st order removal in proportion to surfa","-"]
[null,null,null,null,null,null,null,null,null,"ResArea","Reservoir area","ac"]
[null,null,null,null,null,null,null,null,null,"XResI","Initial constituent concentration of reservoir","mg/L"]
[null,null,null,null,null,null,null,null,null,"ResRem0","0th order reservoir removal rates","mg/L/time step"]
[null,null,null,null,null,null,null,null,null,"ResRem1","1st order reservoir removal rates","1/timestep"]
[null,null,null,null,null,null,null,null,null,"XResTarget","Reservoir allowable target concentrations","mg/L"]
[null,null,null,null,null,null,null,null,null,"XSwTarget","Surface water target concentrations","mg/L"]
[null,null,null,null,null,null,null,null,null,"LResTarget","Reservoir target loading","mg/L"]
[null,null,null,null,null,null,null,null,null,"LSwTarget","Surface water target loading","mg/L"]
[null,null,null,null,null,null,null,null,null,"LPtSw","Private/other surface water discharge loadings","lbs/time step"]
[null,null,null,null,null,null,null,null,null,"LPtRes","Private/other reservoir discharge loadings","lbs/time step"]
[null,null,null,null,null,null,null,null,null,"XGwI","Initial constituent concentration of Gw","mg/L"]
[null,null,null,null,null,null,null,null,null,"GwRem0","0th order removal rates","mg/L/time step"]
[null,null,null,null,null,null,null,null,null,"GwRem1","1st order removal rates","1/timestep"]
[null,null,null,null,null,null,null,null,null,"LPtGw","Private Gw loadings","lbs/time step"]
[null,null,null,null,null,null,null,null,null,"LExtGw","External Gw loadings","lbs/time step"]
[null,null,null,null,null,null,null,null,null,"ExUWtp","Flag for excluding new upgraded WTP capacity","-"]
[null,null,null,null,null,null,null,null,null,"ExUWwtp","Flag for excluding upgraded WWTP capacity","-"]
[null,null,null,null,null,null,null,null,null,"ExAsrTr","Flag for excluding new/additional ASR treatment capacity","-"]
[null,null,null,null,null,null,null,null,null,"ExESep","Flag for excluding new enhanced septic treatment capacity","-"]
[null,null,null,null,null,null,null,null,null,"XWtpAvEff","WTP average constituent effluent concentration","mg/L"]
[null,null,null,null,null,null,null,null,null,"XWtpMaxIn","WTP maximum constituent influent concentration","mg/L"]
[null,null,null,null,null,null,null,null,null,"XUWtpAvEff","Upgraded WTP average constituent effluent concentration","mg/L"]
[null,null,null,null,null,null,null,null,null,"XWwtpAvEff","WWTP average constituent effluent concentration","mg/L"]
[null,null,null,null,null,null,null,null,null,"XWwtpMaxIn","WWTP maximum constituent influent concentration","mg/L"]
[null,null,null,null,null,null,null,null,null,"XUWwtpAvEff","Upgraded WWTP average constituent effluent concentration","mg/L"]
[null,null,null,null,null,null,null,null,null,"XWrfAvEff","WRF average constituent effluent concentration","mg/L"]
[null,null,null,null,null,null,null,null,null,"XAsrAvEff","ASR average constituent effluent concentration","mg/L"]
[null,null,null,null,null,null,null,null,null,"CCUWtpU","Initial or capital cost for additional tertiary water treatment plant capacity","$/MGD"]
[null,null,null,null,null,null,null,null,null,"TUWtpNew","Lifetime of new construction for additional capacity for tertiary WTP","years"]
[null,null,null,null,null,null,null,null,null,"CCUWwtpU","Initial or capital cost for additional tertiary wastewater treatment plant capacity","$/MGD"]
[null,null,null,null,null,null,null,null,null,"TUWwtpNew","Lifetime of new construction for additional capacity for upgraded WWTP","years"]
[null,null,null,null,null,null,null,null,null,"CCESepU","Initial or capital cost for enahanced septic treatment","$/MGD"]
[null,null,null,null,null,null,null,null,null,"TESepNew","Lifetime of new construction for enhanced septic treatment","years"]
[null,null,null,null,null,null,null,null,null,"XSepAvEff","Septic average constituent effluent concentration","mg/L"]
[null,null,null,null,null,null,null,null,null,"XESepAvEff","Enhanced septic average constituent effluent concentration","mg/L"]
[null,null,null,null,null,null,null,null,null,"XIbtWUse","Average constituent concentration for interbasin transfer int","mg/L"]
[null,null,null,null,null,null,null,null,null,"ObsConc","Measured concentration time series for WQ calibration/validat","mg/L"]

{"sheet":"Loaded Scenarios","index":3,"n_rows":7,"n_cols":13,"rows_kept":7,"cut":false,"hidden":false,"merged":[]}
["Loaded Files: ","Data Name: ","Scenario Name (edit here):","StudyAreaName:","ScenarioName:","RunStartTime:","StartDate:","EndDate:","ModelMode:","Avg Annual Precip","Avg Temperature","Precipitation Change","Temperature Change"]
["C:\\WMOST\\Wading_Threemile\\OptRiparian\\Wading3mile_TN2002optripn_SpecsResults.csv","Wading3mile_TN2002optripn","OptRiparian_Baseline","Wading3mile","TN2002optripn","2018-07-13T14:32:00","2002-01-01","2002-12-31","Hydrology & Loadings",42.094999999999999,52.697000000000003]
["C:\\WMOST\\Wading_Threemile\\OptRiparian\\Wading3Mile_optripn3.3.9.5_SpecsResults.csv","Wading3_2","OptRiparian_GCM-3.3","Wading3Mile","ripnopt3.3.9.5","2018-07-27T12:47:00","2002-01-01","2002-12-31","Hydrology & Loadings",50.32,55.997,{"$f":"IF(ISNUMBER(J2),J3-J2)","v":8.2250000000000014},{"$f":"IF(ISNUMBER(K2),K3 - K2)","v":3.2999999999999972}]
["C:\\WMOST\\Wading_Threemile\\OptRiparian\\Wading3Mile_optripn3.7m2.2_SpecsResults.csv","Wading3_3","OptRiparian_GCM-3.7","Wading3Mile","optripn3.7m2.2","2018-07-27T16:10:00","2002-01-01","2002-12-31","Hydrology & Loadings",41.182000000000002,56.396999999999998,{"$f":"IF(ISNUMBER(J2),J4-J2)","v":-0.9129999999999967},{"$f":"IF(ISNUMBER(K2),K4 - K2)","v":3.6999999999999957}]
["C:\\WMOST\\Wading_Threemile\\OptRiparian\\Wading3Mile_optripn4.410.1_SpecsResults.csv","Wading3_4","OptRiparian_GCM-4.4","Wading3Mile","optripn4.410.1","2018-07-27T16:13:00","2002-01-01","2002-12-31","Hydrology & Loadings",46.258000000000003,57.097000000000001,{"$f":"IF(ISNUMBER(J2),J5-J2)","v":4.1630000000000038},{"$f":"IF(ISNUMBER(K2),K5 - K2)","v":4.3999999999999986}]
["C:\\WMOST\\Wading_Threemile\\OptRiparian\\Wading3Mile_optripn5.0m1.7_SpecsResults.csv","Wading3_5","OptRiparian_GCM-5.0","Wading3Mile","optripn5.0m1.7","2018-07-27T15:04:00","2002-01-01","2002-12-31","Hydrology & Loadings",41.347999999999999,57.697000000000003,{"$f":"IF(ISNUMBER(J2),J6-J2)","v":-0.74699999999999989},{"$f":"IF(ISNUMBER(K2),K6 - K2)","v":5}]
["C:\\WMOST\\Wading_Threemile\\OptRiparian\\Wading3Mile_optripn6.219.4_SpecsResults.csv","Wading3_6","OptRiparian_GCM-6.2","Wading3Mile","optripn6.219.4","2018-07-27T14:19:00","2002-01-01","2002-12-31","Hydrology & Loadings",50.286999999999999,58.896999999999998,{"$f":"IF(ISNUMBER(J2),J7-J2)","v":8.1920000000000002},{"$f":"IF(ISNUMBER(K2),K7 - K2)","v":6.1999999999999957}]

{"sheet":"Model Results","index":4,"n_rows":40269,"n_cols":25,"rows_kept":2250,"cut":true,"hidden":false,"merged":[],"bounds":{"rows_first":1000,"rows_last":250,"rows_between":1000,"halvings":1}}
["Wading3mile_TN2002optripn","Wading3mile_TN2002optripn","Wading3mile_TN2002optripn","Wading3mile_TN2002optripn","Wading3_2","Wading3_2","Wading3_2","Wading3_2","Wading3_3","Wading3_3","Wading3_3","Wading3_3","Wading3_4","Wading3_4","Wading3_4","Wading3_4","Wading3_5","Wading3_5","Wading3_5","Wading3_5","Wading3_6","Wading3_6","Wading3_6","Wading3_6","Data Difference"]
["Variable","Identifier","Value","Units","Variable","Identifier","Value","Units","Variable","Identifier","Value","Units","Variable","Identifier","Value","Units","Variable","Identifier","Value","Units","Variable","Identifier","Value","Units"]
["objective","None",574,"$/yr","objective","None",5533.0834999999997,"$/yr","objective","None",5533.0834999999997,"$/yr","objective","None",5533.0834999999997,"$/yr","objective","None",5533.0834999999997,"$/yr","objective","None",5533.0834999999997,"$/yr",{"$f":"IF(ISNUMBER(C3),IF(AVERAGE(C3,G3,K3,O3,S3,W3)<>MAX(C3,G3,K3,O3,S3,W3),1,0),\"\")","v":1}]
["DALu11","None",13646.967860000001,"ac","DALu11","None",13646.967860000001,"ac","DALu11","None",13646.967860000001,"ac","DALu11","None",13646.967860000001,"ac","DALu11","None",13646.967860000001,"ac","DALu11","None",13646.967860000001,"ac",{"$f":"IF(ISNUMBER(C4),IF(AVERAGE(C4,G4,K4,O4,S4,W4)<>MAX(C4,G4,K4,O4,S4,W4),1,0),\"\")","v":0}]
["DALu21","None",2296.3647839999999,"ac","DALu21","None",2296.3647839999999,"ac","DALu21","None",2296.3647839999999,"ac","DALu21","None",2296.3647839999999,"ac","DALu21","None",2296.3647839999999,"ac","DALu21","None",2296.3647839999999,"ac",0]
["DALu31","None",5948.6782970000004,"ac","DALu31","None",5948.6782970000004,"ac","DALu31","None",5948.6782970000004,"ac","DALu31","None",5948.6782970000004,"ac","DALu31","None",5948.6782970000004,"ac","DALu31","None",5948.6782970000004,"ac",0]
["DALu41","None",973.2212657,"ac","DALu41","None",973.2212657,"ac","DALu41","None",973.2212657,"ac","DALu41","None",973.2212657,"ac","DALu41","None",973.2212657,"ac","DALu41","None",973.2212657,"ac",0]
["DALu51","None",2536.9363330000001,"ac","DALu51","None",2536.9363330000001,"ac","DALu51","None",2536.9363330000001,"ac","DALu51","None",2536.9363330000001,"ac","DALu51","None",2536.9363330000001,"ac","DALu51","None",2536.9363330000001,"ac",0]
["DALu61","None",634.23408310000002,"ac","DALu61","None",634.23408310000002,"ac","DALu61","None",634.23408310000002,"ac","DALu61","None",634.23408310000002,"ac","DALu61","None",634.23408310000002,"ac","DALu61","None",634.23408310000002,"ac",0]
["DALu71","None",12553.46081,"ac","DALu71","None",12553.46081,"ac","DALu71","None",12553.46081,"ac","DALu71","None",12553.46081,"ac","DALu71","None",12553.46081,"ac","DALu71","None",12553.46081,"ac",0]
["DALu81","None",1082.57197,"ac","DALu81","None",1082.57197,"ac","DALu81","None",1082.57197,"ac","DALu81","None",1082.57197,"ac","DALu81","None",1082.57197,"ac","DALu81","None",1082.57197,"ac",0]
["DALu91","None",2821.2481619999999,"ac","DALu91","None",2821.2481619999999,"ac","DALu91","None",2821.2481619999999,"ac","DALu91","None",2821.2481619999999,"ac","DALu91","None",2821.2481619999999,"ac","DALu91","None",2821.2481619999999,"ac",0]
["DALu101","None",448.3378864,"ac","DALu101","None",448.3378864,"ac","DALu101","None",448.3378864,"ac","DALu101","None",448.3378864,"ac","DALu101","None",448.3378864,"ac","DALu101","None",448.3378864,"ac",0]
["DALu111","None",1104.44211,"ac","DALu111","None",1104.44211,"ac","DALu111","None",1104.44211,"ac","DALu111","None",1104.44211,"ac","DALu111","None",1104.44211,"ac","DALu111","None",1104.44211,"ac",0]
["DALu121","None",240.57154879999999,"ac","DALu121","None",240.57154879999999,"ac","DALu121","None",240.57154879999999,"ac","DALu121","None",240.57154879999999,"ac","DALu121","None",240.57154879999999,"ac","DALu121","None",240.57154879999999,"ac",0]
["DALu131","None",98.415633589999999,"ac","DALu131","None",98.415633589999999,"ac","DALu131","None",98.415633589999999,"ac","DALu131","None",98.415633589999999,"ac","DALu131","None",98.415633589999999,"ac","DALu131","None",98.415633589999999,"ac",0]
["DALu141","None",6473.5616769999997,"ac","DALu141","None",6473.5616769999997,"ac","DALu141","None",6473.5616769999997,"ac","DALu141","None",6473.5616769999997,"ac","DALu141","None",6473.5616769999997,"ac","DALu141","None",6473.5616769999997,"ac",0]
["DALu151","None",2132.3387280000002,"ac","DALu151","None",2132.3387280000002,"ac","DALu151","None",2132.3387280000002,"ac","DALu151","None",2132.3387280000002,"ac","DALu151","None",2132.3387280000002,"ac","DALu151","None",2132.3387280000002,"ac",0]
["DALu161","None",1330.4752900000001,"ac","DALu161","None",1330.4752900000001,"ac","DALu161","None",1330.4752900000001,"ac","DALu161","None",1330.4752900000001,"ac","DALu161","None",1330.4752900000001,"ac","DALu161","None",1330.4752900000001,"ac",0]
["DQSwExt",1,131.2353032,"MGD","DQSwExt",1,131.20619919999999,"MGD","DQSwExt",1,126.5188148,"MGD","DQSwExt",1,131.79688479999999,"MGD","DQSwExt",1,131.2745108,"MGD","DQSwExt",1,129.88600260000001,"MGD",1]
["DQSwExt",2,98.865091280000001,"MGD","DQSwExt",2,98.772927890000005,"MGD","DQSwExt",2,106.15786749999999,"MGD","DQSwExt",2,98.119105390000001,"MGD","DQSwExt",2,98.564735529999993,"MGD","DQSwExt",2,99.975344719999995,"MGD",1]
["DQSwExt",3,105.556431,"MGD","DQSwExt",3,105.2774295,"MGD","DQSwExt",3,100.182936,"MGD","DQSwExt",3,105.0273541,"MGD","DQSwExt",3,105.0475031,"MGD","DQSwExt",3,105.33285840000001,"MGD",1]
["DQSwExt",4,99.608066350000001,"MGD","DQSwExt",4,99.204906829999999,"MGD","DQSwExt",4,105.4087547,"MGD","DQSwExt",4,98.968054449999997,"MGD","DQSwExt",4,98.888306749999998,"MGD","DQSwExt",4,99.240901070000007,"MGD",1]
["DQSwExt",5,93.395190830000004,"MGD","DQSwExt",5,92.92098858,"MGD","DQSwExt",5,96.077243769999995,"MGD","DQSwExt",5,92.70652217,"MGD","DQSwExt",5,92.5003916,"MGD","DQSwExt",5,92.666374250000004,"MGD",1]
["DQSwExt",6,92.031939609999995,"MGD","DQSwExt",6,91.699073920000004,"MGD","DQSwExt",6,100.37578790000001,"MGD","DQSwExt",6,91.289810520000003,"MGD","DQSwExt",6,90.984980840000006,"MGD","DQSwExt",6,91.286594120000004,"MGD",1]
["DQSwExt",7,130.3623451,"MGD","DQSwExt",7,142.62419850000001,"MGD","DQSwExt",7,121.5317869,"MGD","DQSwExt",7,135.69436880000001,"MGD","DQSwExt",7,127.94192049999999,"MGD","DQSwExt",7,141.78504580000001,"MGD",1]
["DQSwExt",8,96.289164040000003,"MGD","DQSwExt",8,104.1355409,"MGD","DQSwExt",8,103.1240119,"MGD","DQSwExt",8,99.314483129999999,"MGD","DQSwExt",8,94.024455810000006,"MGD","DQSwExt",8,103.81045949999999,"MGD",1]
["DQSwExt",9,97.0901444,"MGD","DQSwExt",9,106.35291479999999,"MGD","DQSwExt",9,89.818993379999995,"MGD","DQSwExt",9,100.8512351,"MGD","DQSwExt",9,94.408305040000002,"MGD","DQSwExt",9,105.1725551,"MGD",1]
["DQSwExt",10,98.789054899999996,"MGD","DQSwExt",10,108.19868580000001,"MGD","DQSwExt",10,91.509314090000004,"MGD","DQSwExt",10,102.3873712,"MGD","DQSwExt",10,95.974884579999994,"MGD","DQSwExt",10,106.7303608,"MGD",1]
["DQSwExt",11,120.1910134,"MGD","DQSwExt",11,135.4815198,"MGD","DQSwExt",11,115.3631714,"MGD","DQSwExt",11,126.9767346,"MGD","DQSwExt",11,116.5873641,"MGD","DQSwExt",11,134.131722,"MGD",1]
["DQSwExt",12,99.623800380000006,"MGD","DQSwExt",12,109.94472759999999,"MGD","DQSwExt",12,98.038398349999994,"MGD","DQSwExt",12,103.7921228,"MGD","DQSwExt",12,96.688131490000004,"MGD","DQSwExt",12,108.8495132,"MGD",1]
["DQSwExt",13,179.34090119999999,"MGD","DQSwExt",13,210.043544,"MGD","DQSwExt",13,172.18349810000001,"MGD","DQSwExt",13,193.8596368,"MGD","DQSwExt",13,173.9550557,"MGD","DQSwExt",13,208.39056740000001,"MGD",1]
["DQSwExt",14,155.979906,"MGD","DQSwExt",14,187.32602370000001,"MGD","DQSwExt",14,151.75557710000001,"MGD","DQSwExt",14,170.9562324,"MGD","DQSwExt",14,151.011652,"MGD","DQSwExt",14,184.8853676,"MGD",1]
["DQSwExt",15,186.35735450000001,"MGD","DQSwExt",15,220.91998319999999,"MGD","DQSwExt",15,176.6490847,"MGD","DQSwExt",15,203.10194870000001,"MGD","DQSwExt",15,180.9078926,"MGD","DQSwExt",15,219.4332378,"MGD",1]
["DQSwExt",16,172.17508459999999,"MGD","DQSwExt",16,202.29925750000001,"MGD","DQSwExt",16,167.9363463,"MGD","DQSwExt",16,186.6441317,"MGD","DQSwExt",16,167.31595809999999,"MGD","DQSwExt",16,200.72807270000001,"MGD",1]
["DQSwExt",17,170.40950789999999,"MGD","DQSwExt",17,199.0791461,"MGD","DQSwExt",17,165.1641845,"MGD","DQSwExt",17,184.10090819999999,"MGD","DQSwExt",17,165.5352657,"MGD","DQSwExt",17,197.87682359999999,"MGD",1]
["DQSwExt",18,162.41674510000001,"MGD","DQSwExt",18,188.54993060000001,"MGD","DQSwExt",18,158.09787170000001,"MGD","DQSwExt",18,174.83573609999999,"MGD","DQSwExt",18,157.8245695,"MGD","DQSwExt",18,186.91397259999999,"MGD",1]
["DQSwExt",19,163.1615573,"MGD","DQSwExt",19,189.06623310000001,"MGD","DQSwExt",19,159.11188079999999,"MGD","DQSwExt",19,175.3780198,"MGD","DQSwExt",19,158.37836820000001,"MGD","DQSwExt",19,187.9991425,"MGD",1]
["DQSwExt",20,159.0677938,"MGD","DQSwExt",20,183.83732710000001,"MGD","DQSwExt",20,172.7634534,"MGD","DQSwExt",20,170.67559439999999,"MGD","DQSwExt",20,154.45772729999999,"MGD","DQSwExt",20,183.6527787,"MGD",1]
["DQSwExt",21,172.70221050000001,"MGD","DQSwExt",21,202.36818299999999,"MGD","DQSwExt",21,148.91693409999999,"MGD","DQSwExt",21,186.66994500000001,"MGD","DQSwExt",21,167.47881319999999,"MGD","DQSwExt",21,198.92824619999999,"MGD",1]
["DQSwExt",22,146.4056137,"MGD","DQSwExt",22,171.4171509,"MGD","DQSwExt",22,155.15771899999999,"MGD","DQSwExt",22,157.99614249999999,"MGD","DQSwExt",22,141.8055464,"MGD","DQSwExt",22,171.3379692,"MGD",1]
["DQSwExt",23,149.50844430000001,"MGD","DQSwExt",23,175.94805030000001,"MGD","DQSwExt",23,148.16072539999999,"MGD","DQSwExt",23,161.81575559999999,"MGD","DQSwExt",23,144.62134409999999,"MGD","DQSwExt",23,174.4213464,"MGD",1]
["DQSwExt",24,147.64749309999999,"MGD","DQSwExt",24,173.04049549999999,"MGD","DQSwExt",24,126.4740293,"MGD","DQSwExt",24,159.45836220000001,"MGD","DQSwExt",24,142.7887082,"MGD","DQSwExt",24,169.98185760000001,"MGD",1]
["DQSwExt",25,138.26716289999999,"MGD","DQSwExt",25,161.07233780000001,"MGD","DQSwExt",25,146.8163011,"MGD","DQSwExt",25,148.8124856,"MGD","DQSwExt",25,133.73729750000001,"MGD","DQSwExt",25,160.5762957,"MGD",1]
["DQSwExt",26,130.76946699999999,"MGD","DQSwExt",26,151.7725126,"MGD","DQSwExt",26,119.8434227,"MGD","DQSwExt",26,140.3564384,"MGD","DQSwExt",26,126.3121232,"MGD","DQSwExt",26,149.6547941,"MGD",1]
["DQSwExt",27,122.5060139,"MGD","DQSwExt",27,141.66042580000001,"MGD","DQSwExt",27,121.5989378,"MGD","DQSwExt",27,131.10933449999999,"MGD","DQSwExt",27,118.08758570000001,"MGD","DQSwExt",27,140.37427719999999,"MGD",1]
["DQSwExt",28,114.2453581,"MGD","DQSwExt",28,131.63274659999999,"MGD","DQSwExt",28,104.5379035,"MGD","DQSwExt",28,121.8615152,"MGD","DQSwExt",28,109.8689871,"MGD","DQSwExt",28,130.20983459999999,"MGD",1]
["DQSwExt",29,107.2549107,"MGD","DQSwExt",29,123.2045095,"MGD","DQSwExt",29,118.15029079999999,"MGD","DQSwExt",29,113.99649100000001,"MGD","DQSwExt",29,102.8957357,"MGD","DQSwExt",29,121.3005703,"MGD",1]
["DQSwExt",30,105.5012196,"MGD","DQSwExt",30,121.34055189999999,"MGD","DQSwExt",30,96.894559310000005,"MGD","DQSwExt",30,112.2365088,"MGD","DQSwExt",30,101.03663090000001,"MGD","DQSwExt",30,120.1589098,"MGD",1]
["DQSwExt",31,104.7177552,"MGD","DQSwExt",31,120.6555006,"MGD","DQSwExt",31,127.3405748,"MGD","DQSwExt",31,111.3918528,"MGD","DQSwExt",31,100.24041750000001,"MGD","DQSwExt",31,120.47733770000001,"MGD",1]
["DQSwExt",32,107.5022946,"MGD","DQSwExt",32,124.9834019,"MGD","DQSwExt",32,64.689764760000003,"MGD","DQSwExt",32,114.96114609999999,"MGD","DQSwExt",32,102.9391861,"MGD","DQSwExt",32,120.2555247,"MGD",1]
["DQSwExt",33,89.827310650000001,"MGD","DQSwExt",33,104.15306649999999,"MGD","DQSwExt",33,108.9227992,"MGD","DQSwExt",33,95.735564729999993,"MGD","DQSwExt",33,85.760822630000007,"MGD","DQSwExt",33,104.5467925,"MGD",1]
["DQSwExt",34,90.480339069999999,"MGD","DQSwExt",34,106.4895424,"MGD","DQSwExt",34,75.327586220000001,"MGD","DQSwExt",34,97.069019429999997,"MGD","DQSwExt",34,85.96161875,"MGD","DQSwExt",34,104.5663844,"MGD",1]
["DQSwExt",35,89.328301830000001,"MGD","DQSwExt",35,104.92545730000001,"MGD","DQSwExt",35,80.115525939999998,"MGD","DQSwExt",35,95.667491310000003,"MGD","DQSwExt",35,84.657516200000003,"MGD","DQSwExt",35,102.8994503,"MGD",1]
["DQSwExt",36,86.16992467,"MGD","DQSwExt",36,100.6500118,"MGD","DQSwExt",36,80.834908440000007,"MGD","DQSwExt",36,91.89568534,"MGD","DQSwExt",36,81.425005769999999,"MGD","DQSwExt",36,98.630206220000005,"MGD",1]
["DQSwExt",37,82.545653849999994,"MGD","DQSwExt",37,95.819293079999994,"MGD","DQSwExt",37,75.59941594,"MGD","DQSwExt",37,87.522548470000004,"MGD","DQSwExt",37,77.721049089999994,"MGD","DQSwExt",37,93.762039369999997,"MGD",1]
["DQSwExt",38,79.063269860000005,"MGD","DQSwExt",38,91.277775349999999,"MGD","DQSwExt",38,73.117385909999996,"MGD","DQSwExt",38,83.462422399999994,"MGD","DQSwExt",38,74.164579869999997,"MGD","DQSwExt",38,89.268967520000004,"MGD",1]
["DQSwExt",39,74.158417180000001,"MGD","DQSwExt",39,85.034747440000004,"MGD","DQSwExt",39,69.406839480000002,"MGD","DQSwExt",39,77.863450400000005,"MGD","DQSwExt",39,69.408850040000004,"MGD","DQSwExt",39,83.015399680000002,"MGD",1]
["DQSwExt",40,70.604006999999996,"MGD","DQSwExt",40,80.445463570000001,"MGD","DQSwExt",40,67.58021574,"MGD","DQSwExt",40,73.712698279999998,"MGD","DQSwExt",40,65.841924390000003,"MGD","DQSwExt",40,78.458837000000003,"MGD",1]
["DQSwExt",41,72.324888939999994,"MGD","DQSwExt",41,81.945364339999998,"MGD","DQSwExt",41,79.113215420000003,"MGD","DQSwExt",41,75.123090770000005,"MGD","DQSwExt",41,67.387810169999995,"MGD","DQSwExt",41,80.258981509999998,"MGD",1]
["DQSwExt",42,114.68682,"MGD","DQSwExt",42,136.7722674,"MGD","DQSwExt",42,97.790205380000003,"MGD","DQSwExt",42,123.5433594,"MGD","DQSwExt",42,108.1414255,"MGD","DQSwExt",42,132.8350097,"MGD",1]
["DQSwExt",43,87.675204359999995,"MGD","DQSwExt",43,106.65661900000001,"MGD","DQSwExt",43,92.281583280000007,"MGD","DQSwExt",43,95.072359210000002,"MGD","DQSwExt",43,81.722446219999995,"MGD","DQSwExt",43,104.8689237,"MGD",1]
["DQSwExt",44,90.595016479999998,"MGD","DQSwExt",44,109.84113139999999,"MGD","DQSwExt",44,78.781759600000001,"MGD","DQSwExt",44,98.112266349999999,"MGD","DQSwExt",44,84.226032050000001,"MGD","DQSwExt",44,106.8885164,"MGD",1]
["DQSwExt",45,90.493232680000006,"MGD","DQSwExt",45,108.22985060000001,"MGD","DQSwExt",45,80.930686899999998,"MGD","DQSwExt",45,97.247187870000005,"MGD","DQSwExt",45,84.087243110000003,"MGD","DQSwExt",45,105.4022538,"MGD",1]
["DQSwExt",46,88.267316870000002,"MGD","DQSwExt",46,104.25720990000001,"MGD","DQSwExt",46,80.797746140000001,"MGD","DQSwExt",46,94.071793749999998,"MGD","DQSwExt",46,81.901607990000002,"MGD","DQSwExt",46,101.5993209,"MGD",1]
["DQSwExt",47,84.966088859999999,"MGD","DQSwExt",47,99.456880549999994,"MGD","DQSwExt",47,77.204803670000004,"MGD","DQSwExt",47,89.891758460000005,"MGD","DQSwExt",47,78.626389660000001,"MGD","DQSwExt",47,96.478408000000002,"MGD",1]
["DQSwExt",48,85.290056469999996,"MGD","DQSwExt",48,99.566975099999993,"MGD","DQSwExt",48,80.134521579999998,"MGD","DQSwExt",48,90.062319590000001,"MGD","DQSwExt",48,78.821871610000002,"MGD","DQSwExt",48,96.841105889999994,"MGD",1]
["DQSwExt",49,80.163558530000003,"MGD","DQSwExt",49,92.995567870000002,"MGD","DQSwExt",49,75.323344070000005,"MGD","DQSwExt",49,84.338399699999997,"MGD","DQSwExt",49,74.042248979999997,"MGD","DQSwExt",49,90.467889880000001,"MGD",{"$f":"IF(ISNUMBER(C68),IF(AVERAGE(C68,G68,K68,O68,S68,W68)<>MAX(C68,G68,K68,O68,S68,W68),1,0),\"\")","v":1}]
["DQSwExt",50,73.725695490000007,"MGD","DQSwExt",50,84.853845829999997,"MGD","DQSwExt",50,67.872697599999995,"MGD","DQSwExt",50,76.904897669999997,"MGD","DQSwExt",50,67.779378109999996,"MGD","DQSwExt",50,82.152753799999999,"MGD",1]
["DQSwExt",51,73.060379819999994,"MGD","DQSwExt",51,83.584176130000003,"MGD","DQSwExt",51,67.129017219999994,"MGD","DQSwExt",51,75.851325279999998,"MGD","DQSwExt",51,66.920511110000007,"MGD","DQSwExt",51,80.749675359999998,"MGD",1]
["DQSwExt",52,99.823964419999996,"MGD","DQSwExt",52,118.59450959999999,"MGD","DQSwExt",52,93.974906939999997,"MGD","DQSwExt",52,106.415271,"MGD","DQSwExt",52,92.368944420000005,"MGD","DQSwExt",52,115.0270462,"MGD",1]
["DQSwExt",53,78.971198849999993,"MGD","DQSwExt",53,94.01571946,"MGD","DQSwExt",53,73.375573720000006,"MGD","DQSwExt",53,83.797905110000002,"MGD","DQSwExt",53,72.221873459999998,"MGD","DQSwExt",53,91.153054699999998,"MGD",1]
["DQSwExt",54,79.077367120000005,"MGD","DQSwExt",54,94.55030241,"MGD","DQSwExt",54,72.383601069999997,"MGD","DQSwExt",54,84.097586320000005,"MGD","DQSwExt",54,72.054512009999996,"MGD","DQSwExt",54,91.204391729999998,"MGD",1]
["DQSwExt",55,77.861920280000007,"MGD","DQSwExt",55,92.332921999999996,"MGD","DQSwExt",55,71.342596549999996,"MGD","DQSwExt",55,82.354441370000004,"MGD","DQSwExt",55,70.784080650000007,"MGD","DQSwExt",55,89.037926310000003,"MGD",1]
["DQSwExt",56,75.475333820000003,"MGD","DQSwExt",56,88.549028539999995,"MGD","DQSwExt",56,69.438881140000007,"MGD","DQSwExt",56,79.239715239999995,"MGD","DQSwExt",56,68.447461619999999,"MGD","DQSwExt",56,85.279604320000004,"MGD",1]
["DQSwExt",57,74.867734249999998,"MGD","DQSwExt",57,86.971026359999996,"MGD","DQSwExt",57,68.611916269999995,"MGD","DQSwExt",57,78.049567769999996,"MGD","DQSwExt",57,67.790314809999998,"MGD","DQSwExt",57,83.74190917,"MGD",1]
["DQSwExt",58,97.913775049999998,"MGD","DQSwExt",58,116.7600891,"MGD","DQSwExt",58,91.002774119999998,"MGD","DQSwExt",58,104.39293000000001,"MGD","DQSwExt",58,89.744934830000005,"MGD","DQSwExt",58,112.81359310000001,"MGD",1]
["DQSwExt",59,70.930758159999996,"MGD","DQSwExt",59,82.657382330000004,"MGD","DQSwExt",59,66.325378850000007,"MGD","DQSwExt",59,74.022995300000005,"MGD","DQSwExt",59,64.244718199999994,"MGD","DQSwExt",59,80.100133510000006,"MGD",1]
["DQSwExt",60,73.744236650000005,"MGD","DQSwExt",60,87.516517210000004,"MGD","DQSwExt",60,68.816988039999998,"MGD","DQSwExt",60,77.506150140000003,"MGD","DQSwExt",60,66.225447130000006,"MGD","DQSwExt",60,83.965516940000001,"MGD",1]
["DQSwExt",61,78.217974119999994,"MGD","DQSwExt",61,91.793062239999998,"MGD","DQSwExt",61,80.287339799999998,"MGD","DQSwExt",61,81.687184090000002,"MGD","DQSwExt",61,70.373619390000002,"MGD","DQSwExt",61,88.48502216,"MGD",1]
["DQSwExt",62,214.77112339999999,"MGD","DQSwExt",62,287.43361049999999,"MGD","DQSwExt",62,205.59834609999999,"MGD","DQSwExt",62,244.10194139999999,"MGD","DQSwExt",62,202.84464500000001,"MGD","DQSwExt",62,281.51979549999999,"MGD",1]
["DQSwExt",63,191.06422090000001,"MGD","DQSwExt",63,233.73139,"MGD","DQSwExt",63,173.5366081,"MGD","DQSwExt",63,209.8806634,"MGD","DQSwExt",63,179.82725809999999,"MGD","DQSwExt",63,228.56961810000001,"MGD",1]
["DQSwExt",64,191.73098519999999,"MGD","DQSwExt",64,229.82728829999999,"MGD","DQSwExt",64,176.67600300000001,"MGD","DQSwExt",64,208.27357259999999,"MGD","DQSwExt",64,180.8731736,"MGD","DQSwExt",64,225.42418470000001,"MGD",1]
["DQSwExt",65,183.64807669999999,"MGD","DQSwExt",65,217.683099,"MGD","DQSwExt",65,170.8090842,"MGD","DQSwExt",65,198.00115400000001,"MGD","DQSwExt",65,173.11193109999999,"MGD","DQSwExt",65,213.26529350000001,"MGD",1]
["DQSwExt",66,172.16610299999999,"MGD","DQSwExt",66,202.71597070000001,"MGD","DQSwExt",66,161.4618887,"MGD","DQSwExt",66,184.6818931,"MGD","DQSwExt",66,161.9989832,"MGD","DQSwExt",66,198.5667133,"MGD",1]
["DQSwExt",67,159.26905379999999,"MGD","DQSwExt",67,186.61369819999999,"MGD","DQSwExt",67,152.67133799999999,"MGD","DQSwExt",67,170.0758807,"MGD","DQSwExt",67,149.36509849999999,"MGD","DQSwExt",67,182.8572245,"MGD",1]
["DQSwExt",68,150.45020120000001,"MGD","DQSwExt",68,175.1251154,"MGD","DQSwExt",68,157.36221929999999,"MGD","DQSwExt",68,159.78187059999999,"MGD","DQSwExt",68,140.8799243,"MGD","DQSwExt",68,171.89801170000001,"MGD",1]
["DQSwExt",69,187.21024019999999,"MGD","DQSwExt",69,230.3607394,"MGD","DQSwExt",69,161.28321969999999,"MGD","DQSwExt",69,205.82609249999999,"MGD","DQSwExt",69,175.9420355,"MGD","DQSwExt",69,224.61198769999999,"MGD",1]
["DQSwExt",70,143.8800004,"MGD","DQSwExt",70,171.77187290000001,"MGD","DQSwExt",70,147.67377260000001,"MGD","DQSwExt",70,154.47164430000001,"MGD","DQSwExt",70,133.6388125,"MGD","DQSwExt",70,168.8147878,"MGD",1]
["DQSwExt",71,141.6569671,"MGD","DQSwExt",71,168.2691021,"MGD","DQSwExt",71,128.3849974,"MGD","DQSwExt",71,151.42297830000001,"MGD","DQSwExt",71,131.05279139999999,"MGD","DQSwExt",71,162.90019789999999,"MGD",1]
["DQSwExt",72,141.100942,"MGD","DQSwExt",72,166.84705199999999,"MGD","DQSwExt",72,123.792483,"MGD","DQSwExt",72,150.43951920000001,"MGD","DQSwExt",72,130.53317150000001,"MGD","DQSwExt",72,161.81937980000001,"MGD",1]
["DQSwExt",73,129.0859074,"MGD","DQSwExt",73,151.4795168,"MGD","DQSwExt",73,120.9191869,"MGD","DQSwExt",73,136.90215989999999,"MGD","DQSwExt",73,119.2334214,"MGD","DQSwExt",73,147.08820349999999,"MGD",1]
["DQSwExt",74,120.56345279999999,"MGD","DQSwExt",74,141.07921289999999,"MGD","DQSwExt",74,110.22712180000001,"MGD","DQSwExt",74,127.27745520000001,"MGD","DQSwExt",74,110.8563777,"MGD","DQSwExt",74,136.63864029999999,"MGD",1]
["DQSwExt",75,117.3785539,"MGD","DQSwExt",75,137.24558630000001,"MGD","DQSwExt",75,109.15283650000001,"MGD","DQSwExt",75,124.0455183,"MGD","DQSwExt",75,107.91673900000001,"MGD","DQSwExt",75,133.40945199999999,"MGD",1]
["DQSwExt",76,109.94362889999999,"MGD","DQSwExt",76,127.43349670000001,"MGD","DQSwExt",76,100.3034852,"MGD","DQSwExt",76,115.4418005,"MGD","DQSwExt",76,101.1071456,"MGD","DQSwExt",76,123.24759969999999,"MGD",1]
["DQSwExt",77,128.29095899999999,"MGD","DQSwExt",77,151.29824339999999,"MGD","DQSwExt",77,120.1816146,"MGD","DQSwExt",77,136.4493325,"MGD","DQSwExt",77,118.413117,"MGD","DQSwExt",77,146.83868340000001,"MGD",1]
["DQSwExt",78,106.07028819999999,"MGD","DQSwExt",78,122.9391444,"MGD","DQSwExt",78,101.815741,"MGD","DQSwExt",78,111.1908815,"MGD","DQSwExt",78,97.555769089999998,"MGD","DQSwExt",78,119.35093809999999,"MGD",1]
["DQSwExt",79,165.58881,"MGD","DQSwExt",79,199.8362764,"MGD","DQSwExt",79,152.35038370000001,"MGD","DQSwExt",79,179.5042675,"MGD","DQSwExt",79,154.8371703,"MGD","DQSwExt",79,194.63561060000001,"MGD",1]
["DQSwExt",80,118.6976068,"MGD","DQSwExt",80,145.31949259999999,"MGD","DQSwExt",80,114.25745999999999,"MGD","DQSwExt",80,128.73675969999999,"MGD","DQSwExt",80,109.741472,"MGD","DQSwExt",80,141.93103600000001,"MGD",1]
["DQSwExt",81,145.48292240000001,"MGD","DQSwExt",81,178.08492000000001,"MGD","DQSwExt",81,131.6809982,"MGD","DQSwExt",81,158.58807010000001,"MGD","DQSwExt",81,135.0059205,"MGD","DQSwExt",81,173.0538856,"MGD",1]
["DQSwExt",82,145.66795060000001,"MGD","DQSwExt",82,174.86778749999999,"MGD","DQSwExt",82,135.4979592,"MGD","DQSwExt",82,156.97738390000001,"MGD","DQSwExt",82,135.25472020000001,"MGD","DQSwExt",82,170.4859735,"MGD",1]
["DQSwExt",83,139.21697879999999,"MGD","DQSwExt",83,165.14261550000001,"MGD","DQSwExt",83,130.37637280000001,"MGD","DQSwExt",83,148.72069329999999,"MGD","DQSwExt",83,128.87818379999999,"MGD","DQSwExt",83,160.86068900000001,"MGD",1]
["DQSwExt",84,132.6019288,"MGD","DQSwExt",84,155.77353350000001,"MGD","DQSwExt",84,123.7663684,"MGD","DQSwExt",84,140.51627020000001,"MGD","DQSwExt",84,122.3451335,"MGD","DQSwExt",84,151.2158191,"MGD",1]
["DQSwExt",85,152.7870327,"MGD","DQSwExt",85,180.28754420000001,"MGD","DQSwExt",85,144.34869320000001,"MGD","DQSwExt",85,162.78711240000001,"MGD","DQSwExt",85,141.70766320000001,"MGD","DQSwExt",85,175.7921456,"MGD",1]
["DQSwExt",86,209.9618562,"MGD","DQSwExt",86,250.07183240000001,"MGD","DQSwExt",86,198.27308930000001,"MGD","DQSwExt",86,226.10259160000001,"MGD","DQSwExt",86,197.45848129999999,"MGD","DQSwExt",86,244.83316450000001,"MGD",1]
["DQSwExt",87,199.87774949999999,"MGD","DQSwExt",87,243.95134289999999,"MGD","DQSwExt",87,185.46354969999999,"MGD","DQSwExt",87,218.39512149999999,"MGD","DQSwExt",87,187.41757580000001,"MGD","DQSwExt",87,238.4295798,"MGD",1]
["DQSwExt",88,198.44868990000001,"MGD","DQSwExt",88,238.66649190000001,"MGD","DQSwExt",88,186.18306089999999,"MGD","DQSwExt",88,214.86373359999999,"MGD","DQSwExt",88,186.08089509999999,"MGD","DQSwExt",88,233.31415999999999,"MGD",1]
["DQSwExt",89,198.78384489999999,"MGD","DQSwExt",89,237.2403214,"MGD","DQSwExt",89,189.2617922,"MGD","DQSwExt",89,214.0742588,"MGD","DQSwExt",89,186.066149,"MGD","DQSwExt",89,232.5464092,"MGD",1]
["DQSwExt",90,184.8800411,"MGD","DQSwExt",90,218.37864529999999,"MGD","DQSwExt",90,178.77588779999999,"MGD","DQSwExt",90,197.5346835,"MGD","DQSwExt",90,172.37411209999999,"MGD","DQSwExt",90,213.41728810000001,"MGD",1]
["DQSwExt",91,286.2478716,"MGD","DQSwExt",91,342.67381210000002,"MGD","DQSwExt",91,267.94420969999999,"MGD","DQSwExt",91,310.71599200000003,"MGD","DQSwExt",91,271.74214230000001,"MGD","DQSwExt",91,336.43825220000002,"MGD",1]
["DQSwExt",92,258.50695630000001,"MGD","DQSwExt",92,314.84221830000001,"MGD","DQSwExt",92,248.03073810000001,"MGD","DQSwExt",92,283.13191080000001,"MGD","DQSwExt",92,244.55619540000001,"MGD","DQSwExt",92,309.45208109999999,"MGD",1]
["DQSwExt",93,248.3530184,"MGD","DQSwExt",93,299.13139430000001,"MGD","DQSwExt",93,234.1545509,"MGD","DQSwExt",93,269.98203080000002,"MGD","DQSwExt",93,234.59532369999999,"MGD","DQSwExt",93,293.62530509999999,"MGD",1]
["DQSwExt",94,233.2856061,"MGD","DQSwExt",94,279.30380600000001,"MGD","DQSwExt",94,220.31514999999999,"MGD","DQSwExt",94,252.62675580000001,"MGD","DQSwExt",94,220.27130980000001,"MGD","DQSwExt",94,274.11066799999998,"MGD",1]
["DQSwExt",95,214.86899539999999,"MGD","DQSwExt",95,256.00893869999999,"MGD","DQSwExt",95,205.48974490000001,"MGD","DQSwExt",95,231.6067224,"MGD","DQSwExt",95,202.16292179999999,"MGD","DQSwExt",95,251.06232700000001,"MGD",1]
["DQSwExt",96,197.99210110000001,"MGD","DQSwExt",96,234.9311672,"MGD","DQSwExt",96,187.77693379999999,"MGD","DQSwExt",96,212.4703873,"MGD","DQSwExt",96,185.47052830000001,"MGD","DQSwExt",96,229.74053319999999,"MGD",1]
["DQSwExt",97,181.71779230000001,"MGD","DQSwExt",97,214.89009279999999,"MGD","DQSwExt",97,172.99326740000001,"MGD","DQSwExt",97,194.7337733,"MGD","DQSwExt",97,169.5846885,"MGD","DQSwExt",97,210.05391850000001,"MGD",1]
["DQSwExt",98,166.17865549999999,"MGD","DQSwExt",98,196.0640975,"MGD","DQSwExt",98,153.74858019999999,"MGD","DQSwExt",98,176.6653713,"MGD","DQSwExt",98,154.7856166,"MGD","DQSwExt",98,191.38343269999999,"MGD",1]
["DQSwExt",99,154.01234830000001,"MGD","DQSwExt",99,181.49177739999999,"MGD","DQSwExt",99,179.11956000000001,"MGD","DQSwExt",99,164.31383969999999,"MGD","DQSwExt",99,143.57693169999999,"MGD","DQSwExt",99,176.74705,"MGD",1]
["DQSwExt",100,151.8969214,"MGD","DQSwExt",100,180.13204569999999,"MGD","DQSwExt",100,98.805611119999995,"MGD","DQSwExt",100,162.6189464,"MGD","DQSwExt",100,141.67482709999999,"MGD","DQSwExt",100,175.90897899999999,"MGD",1]
["DQSwExt",101,127.05533939999999,"MGD","DQSwExt",101,149.74142280000001,"MGD","DQSwExt",101,146.19129119999999,"MGD","DQSwExt",101,135.4735527,"MGD","DQSwExt",101,118.4302668,"MGD","DQSwExt",101,148.51167319999999,"MGD",1]
["DQSwExt",102,115.2550815,"MGD","DQSwExt",102,135.93799240000001,"MGD","DQSwExt",102,118.9132216,"MGD","DQSwExt",102,122.91465220000001,"MGD","DQSwExt",102,107.3644886,"MGD","DQSwExt",102,133.89688530000001,"MGD",1]
["DQSwExt",103,106.4271186,"MGD","DQSwExt",103,125.4355071,"MGD","DQSwExt",103,69.230003819999993,"MGD","DQSwExt",103,113.32329319999999,"MGD","DQSwExt",103,98.874460720000002,"MGD","DQSwExt",103,118.3326778,"MGD",1]
["DQSwExt",104,97.15279314,"MGD","DQSwExt",104,114.59396649999999,"MGD","DQSwExt",104,128.06916190000001,"MGD","DQSwExt",104,103.5884504,"MGD","DQSwExt",104,90.575219899999993,"MGD","DQSwExt",104,117.64299920000001,"MGD",1]
["DQSwExt",105,91.102045540000006,"MGD","DQSwExt",105,107.45583860000001,"MGD","DQSwExt",105,45.723125709999998,"MGD","DQSwExt",105,97.094622139999998,"MGD","DQSwExt",105,84.793848269999998,"MGD","DQSwExt",105,97.191046600000007,"MGD",1]
["DQSwExt",106,79.944157930000003,"MGD","DQSwExt",106,94.056912359999998,"MGD","DQSwExt",106,104.49599859999999,"MGD","DQSwExt",106,85.166733300000004,"MGD","DQSwExt",106,74.555215759999996,"MGD","DQSwExt",106,96.229692360000001,"MGD",1]
["DQSwExt",107,72.586909090000006,"MGD","DQSwExt",107,85.414947799999993,"MGD","DQSwExt",107,43.359680060000002,"MGD","DQSwExt",107,77.356698980000004,"MGD","DQSwExt",107,67.700887890000004,"MGD","DQSwExt",107,82.366540869999994,"MGD",1]
["DQSwExt",108,66.397209000000004,"MGD","DQSwExt",108,78.137473740000004,"MGD","DQSwExt",108,71.574650140000003,"MGD","DQSwExt",108,70.792128759999997,"MGD","DQSwExt",108,61.940883970000002,"MGD","DQSwExt",108,76.675831840000001,"MGD",1]
["DQSwExt",109,61.498201680000001,"MGD","DQSwExt",109,72.335653390000004,"MGD","DQSwExt",109,58.022971310000003,"MGD","DQSwExt",109,65.575912360000004,"MGD","DQSwExt",109,57.382740779999999,"MGD","DQSwExt",109,71.077950599999994,"MGD",1]
["DQSwExt",110,56.568994369999999,"MGD","DQSwExt",110,66.22006682,"MGD","DQSwExt",110,51.467436749999997,"MGD","DQSwExt",110,60.135658960000001,"MGD","DQSwExt",110,52.92194267,"MGD","DQSwExt",110,64.876691820000005,"MGD",1]
["DQSwExt",111,54.798158239999999,"MGD","DQSwExt",111,64.073676699999993,"MGD","DQSwExt",111,52.838076870000002,"MGD","DQSwExt",111,58.340466880000001,"MGD","DQSwExt",111,51.361097780000001,"MGD","DQSwExt",111,61.909890040000001,"MGD",1]
["DQSwExt",112,63.560867479999999,"MGD","DQSwExt",112,76.133897779999998,"MGD","DQSwExt",112,53.489446630000003,"MGD","DQSwExt",112,68.590710709999996,"MGD","DQSwExt",112,59.542678700000003,"MGD","DQSwExt",112,74.856545879999999,"MGD",1]
["DQSwExt",113,47.872366769999999,"MGD","DQSwExt",113,55.283656460000003,"MGD","DQSwExt",113,50.312591990000001,"MGD","DQSwExt",113,50.710481590000001,"MGD","DQSwExt",113,45.180156570000001,"MGD","DQSwExt",113,54.535545470000002,"MGD",{"$f":"IF(ISNUMBER(C132),IF(AVERAGE(C132,G132,K132,O132,S132,W132)<>MAX(C132,G132,K132,O132,S132,W132),1,0),\"\")","v":1}]
["DQSwExt",114,45.504397410000003,"MGD","DQSwExt",114,52.297805420000003,"MGD","DQSwExt",114,40.580551839999998,"MGD","DQSwExt",114,48.091906999999999,"MGD","DQSwExt",114,42.999517230000002,"MGD","DQSwExt",114,51.285933620000002,"MGD",1]
["DQSwExt",115,73.947125639999996,"MGD","DQSwExt",115,90.209233089999998,"MGD","DQSwExt",115,71.341518309999998,"MGD","DQSwExt",115,81.153570180000003,"MGD","DQSwExt",115,70.284348519999995,"MGD","DQSwExt",115,89.104083419999995,"MGD",1]
["DQSwExt",116,63.498942589999999,"MGD","DQSwExt",116,82.157428879999998,"MGD","DQSwExt",116,60.791674270000001,"MGD","DQSwExt",116,70.579334840000001,"MGD","DQSwExt",116,60.619618010000003,"MGD","DQSwExt",116,80.697796280000006,"MGD",1]
["DQSwExt",117,42.382289200000002,"MGD","DQSwExt",117,52.730992010000001,"MGD","DQSwExt",117,40.28132841,"MGD","DQSwExt",117,44.800940150000002,"MGD","DQSwExt",117,40.596132939999997,"MGD","DQSwExt",117,51.28680705,"MGD",1]
["DQSwExt",118,85.803592620000003,"MGD","DQSwExt",118,115.2014082,"MGD","DQSwExt",118,81.744671330000003,"MGD","DQSwExt",118,96.296857130000006,"MGD","DQSwExt",118,81.174917149999999,"MGD","DQSwExt",118,110.1163363,"MGD",1]
["DQSwExt",119,74.001857630000003,"MGD","DQSwExt",119,110.6146694,"MGD","DQSwExt",119,63.576192939999999,"MGD","DQSwExt",119,88.028067149999998,"MGD","DQSwExt",119,62.53232766,"MGD","DQSwExt",119,105.61425370000001,"MGD",1]
["DQSwExt",120,87.850980899999996,"MGD","DQSwExt",120,126.347697,"MGD","DQSwExt",120,71.957632489999995,"MGD","DQSwExt",120,103.3756719,"MGD","DQSwExt",120,74.2253094,"MGD","DQSwExt",120,120.4110336,"MGD",1]
["DQSwExt",121,92.967914230000005,"MGD","DQSwExt",121,128.10915170000001,"MGD","DQSwExt",121,81.022102340000004,"MGD","DQSwExt",121,106.89861310000001,"MGD","DQSwExt",121,79.593152930000002,"MGD","DQSwExt",121,122.9145096,"MGD",1]
["DQSwExt",122,118.7865845,"MGD","DQSwExt",122,157.07509569999999,"MGD","DQSwExt",122,105.41522019999999,"MGD","DQSwExt",122,133.38926839999999,"MGD","DQSwExt",122,103.2756224,"MGD","DQSwExt",122,151.2480611,"MGD",1]
["DQSwExt",123,110.0233223,"MGD","DQSwExt",123,145.4401269,"MGD","DQSwExt",123,97.507381670000001,"MGD","DQSwExt",123,123.3294286,"MGD","DQSwExt",123,95.83419524,"MGD","DQSwExt",123,139.48783879999999,"MGD",1]
["DQSwExt",124,105.55986420000001,"MGD","DQSwExt",124,140.1880506,"MGD","DQSwExt",124,92.863171489999999,"MGD","DQSwExt",124,118.167361,"MGD","DQSwExt",124,90.962795510000007,"MGD","DQSwExt",124,134.28739239999999,"MGD",1]
["DQSwExt",125,98.366493140000003,"MGD","DQSwExt",125,129.81374439999999,"MGD","DQSwExt",125,84.196877869999994,"MGD","DQSwExt",125,109.3417657,"MGD","DQSwExt",125,84.109708940000004,"MGD","DQSwExt",125,123.3569079,"MGD",1]
["DQSwExt",126,89.829633990000005,"MGD","DQSwExt",126,118.3314711,"MGD","DQSwExt",126,79.772395220000007,"MGD","DQSwExt",126,99.731453290000005,"MGD","DQSwExt",126,76.815954270000006,"MGD","DQSwExt",126,113.2983388,"MGD",1]
["DQSwExt",127,81.964428530000006,"MGD","DQSwExt",127,107.8721103,"MGD","DQSwExt",127,71.692725089999996,"MGD","DQSwExt",127,90.930779889999997,"MGD","DQSwExt",127,70.145965559999993,"MGD","DQSwExt",127,103.0495276,"MGD",1]
["DQSwExt",128,75.028404320000007,"MGD","DQSwExt",128,98.594586149999998,"MGD","DQSwExt",128,66.028964939999994,"MGD","DQSwExt",128,83.108031499999996,"MGD","DQSwExt",128,64.315001440000003,"MGD","DQSwExt",128,94.326537869999996,"MGD",1]
["DQSwExt",129,69.644577290000001,"MGD","DQSwExt",129,91.272962919999998,"MGD","DQSwExt",129,61.380702489999997,"MGD","DQSwExt",129,77.219333030000001,"MGD","DQSwExt",129,59.901397709999998,"MGD","DQSwExt",129,87.517172830000007,"MGD",1]
["DQSwExt",130,68.740744079999999,"MGD","DQSwExt",130,89.70876973,"MGD","DQSwExt",130,61.027445499999999,"MGD","DQSwExt",130,76.216801419999996,"MGD","DQSwExt",130,59.681130320000001,"MGD","DQSwExt",130,86.440702060000007,"MGD",1]
["DQSwExt",131,63.46507888,"MGD","DQSwExt",131,81.248609349999995,"MGD","DQSwExt",131,55.21172138,"MGD","DQSwExt",131,69.690786020000004,"MGD","DQSwExt",131,55.601308869999997,"MGD","DQSwExt",131,77.824111479999999,"MGD",1]
["DQSwExt",132,83.890740129999998,"MGD","DQSwExt",132,106.9855834,"MGD","DQSwExt",132,76.280916050000002,"MGD","DQSwExt",132,92.390911459999998,"MGD","DQSwExt",132,74.781107640000002,"MGD","DQSwExt",132,103.72633449999999,"MGD",1]
["DQSwExt",133,223.16627819999999,"MGD","DQSwExt",133,296.27084480000002,"MGD","DQSwExt",133,206.03132189999999,"MGD","DQSwExt",133,258.51880629999999,"MGD","DQSwExt",133,209.71843490000001,"MGD","DQSwExt",133,292.57338099999998,"MGD",1]
["DQSwExt",134,214.81096220000001,"MGD","DQSwExt",134,303.26927619999998,"MGD","DQSwExt",134,194.21654409999999,"MGD","DQSwExt",134,249.07339630000001,"MGD","DQSwExt",134,192.61373090000001,"MGD","DQSwExt",134,295.6666141,"MGD",1]
["DQSwExt",135,225.8735729,"MGD","DQSwExt",135,283.67572689999997,"MGD","DQSwExt",135,199.0770402,"MGD","DQSwExt",135,250.30745959999999,"MGD","DQSwExt",135,204.94348410000001,"MGD","DQSwExt",135,277.80256170000001,"MGD",1]
["DQSwExt",136,215.60443770000001,"MGD","DQSwExt",136,266.82183620000001,"MGD","DQSwExt",136,196.89374810000001,"MGD","DQSwExt",136,235.1974902,"MGD","DQSwExt",136,195.46019910000001,"MGD","DQSwExt",136,261.40603290000001,"MGD",1]
["DQSwExt",137,200.1188205,"MGD","DQSwExt",137,246.1854774,"MGD","DQSwExt",137,191.28434730000001,"MGD","DQSwExt",137,217.47519829999999,"MGD","DQSwExt",137,181.4766674,"MGD","DQSwExt",137,241.9361735,"MGD",1]
["DQSwExt",138,337.82394879999998,"MGD","DQSwExt",138,434.92182869999999,"MGD","DQSwExt",138,312.0196171,"MGD","DQSwExt",138,378.97271790000002,"MGD","DQSwExt",138,315.96678689999999,"MGD","DQSwExt",138,429.6284556,"MGD",1]
["DQSwExt",139,275.2388942,"MGD","DQSwExt",139,342.8211311,"MGD","DQSwExt",139,257.04019310000001,"MGD","DQSwExt",139,303.28239710000003,"MGD","DQSwExt",139,252.01120299999999,"MGD","DQSwExt",139,335.83424980000001,"MGD",1]
["DQSwExt",140,264.28657620000001,"MGD","DQSwExt",140,324.63951429999997,"MGD","DQSwExt",140,239.7831678,"MGD","DQSwExt",140,288.30927960000002,"MGD","DQSwExt",140,241.35950410000001,"MGD","DQSwExt",140,315.96886430000001,"MGD",1]
["DQSwExt",141,243.2275607,"MGD","DQSwExt",141,297.25786069999998,"MGD","DQSwExt",141,223.05656830000001,"MGD","DQSwExt",141,263.96384990000001,"MGD","DQSwExt",141,221.20156610000001,"MGD","DQSwExt",141,290.4509726,"MGD",1]
["DQSwExt",142,221.6867207,"MGD","DQSwExt",142,270.55643780000003,"MGD","DQSwExt",142,203.6407342,"MGD","DQSwExt",142,240.18078729999999,"MGD","DQSwExt",142,201.24073250000001,"MGD","DQSwExt",142,264.35320890000003,"MGD",1]
["DQSwExt",143,201.78656570000001,"MGD","DQSwExt",143,246.2830951,"MGD","DQSwExt",143,186.7107043,"MGD","DQSwExt",143,218.62096750000001,"MGD","DQSwExt",143,183.1634454,"MGD","DQSwExt",143,240.33193549999999,"MGD",1]
["DQSwExt",144,184.9902979,"MGD","DQSwExt",144,225.7986157,"MGD","DQSwExt",144,174.28667920000001,"MGD","DQSwExt",144,200.46819160000001,"MGD","DQSwExt",144,167.97195139999999,"MGD","DQSwExt",144,220.680542,"MGD",1]
["DQSwExt",145,167.92274549999999,"MGD","DQSwExt",145,205.12297559999999,"MGD","DQSwExt",145,147.25158350000001,"MGD","DQSwExt",145,182.00476280000001,"MGD","DQSwExt",145,152.42853360000001,"MGD","DQSwExt",145,199.91901619999999,"MGD",1]
["DQSwExt",146,152.55731950000001,"MGD","DQSwExt",146,186.1528855,"MGD","DQSwExt",146,149.14587800000001,"MGD","DQSwExt",146,165.26860809999999,"MGD","DQSwExt",146,138.5089394,"MGD","DQSwExt",146,182.1432581,"MGD",1]
["DQSwExt",147,139.0196345,"MGD","DQSwExt",147,169.57037729999999,"MGD","DQSwExt",147,118.64506780000001,"MGD","DQSwExt",147,150.5809802,"MGD","DQSwExt",147,126.2421908,"MGD","DQSwExt",147,164.0654012,"MGD",1]
["DQSwExt",148,126.8258055,"MGD","DQSwExt",148,154.6141811,"MGD","DQSwExt",148,122.3067874,"MGD","DQSwExt",148,137.3766784,"MGD","DQSwExt",148,115.20385899999999,"MGD","DQSwExt",148,151.49502459999999,"MGD",1]
["DQSwExt",149,116.47701600000001,"MGD","DQSwExt",149,141.4356928,"MGD","DQSwExt",149,104.7683416,"MGD","DQSwExt",149,125.76873860000001,"MGD","DQSwExt",149,105.6197835,"MGD","DQSwExt",149,138.81611530000001,"MGD",1]
["DQSwExt",150,110.03967969999999,"MGD","DQSwExt",150,132.83905720000001,"MGD","DQSwExt",150,126.056703,"MGD","DQSwExt",150,118.31141340000001,"MGD","DQSwExt",150,100.0957659,"MGD","DQSwExt",150,131.11992179999999,"MGD",1]
["DQSwExt",151,127.47891610000001,"MGD","DQSwExt",151,163.65568260000001,"MGD","DQSwExt",151,80.360314950000003,"MGD","DQSwExt",151,142.77393710000001,"MGD","DQSwExt",151,117.1407317,"MGD","DQSwExt",151,156.09117330000001,"MGD",1]
["DQSwExt",152,98.290897000000001,"MGD","DQSwExt",152,119.7966778,"MGD","DQSwExt",152,110.7966447,"MGD","DQSwExt",152,106.794031,"MGD","DQSwExt",152,90.137949269999993,"MGD","DQSwExt",152,121.3857902,"MGD",1]
["DQSwExt",153,82.657841989999994,"MGD","DQSwExt",153,99.745245130000001,"MGD","DQSwExt",153,72.266526959999993,"MGD","DQSwExt",153,88.925694879999995,"MGD","DQSwExt",153,75.188807769999997,"MGD","DQSwExt",153,97.398532560000007,"MGD",1]
["DQSwExt",154,74.879001610000003,"MGD","DQSwExt",154,90.5713358,"MGD","DQSwExt",154,62.87575185,"MGD","DQSwExt",154,80.84827713,"MGD","DQSwExt",154,68.310504789999996,"MGD","DQSwExt",154,88.413693910000006,"MGD",1]
["DQSwExt",155,70.773952159999993,"MGD","DQSwExt",155,85.163948340000005,"MGD","DQSwExt",155,60.502517650000001,"MGD","DQSwExt",155,76.256143739999999,"MGD","DQSwExt",155,64.819855149999995,"MGD","DQSwExt",155,82.971152759999995,"MGD",1]
["DQSwExt",156,77.564843069999995,"MGD","DQSwExt",156,93.367076060000002,"MGD","DQSwExt",156,72.602132109999999,"MGD","DQSwExt",156,83.666093059999994,"MGD","DQSwExt",156,71.298458030000006,"MGD","DQSwExt",156,91.983126290000001,"MGD",1]
["DQSwExt",157,106.2651551,"MGD","DQSwExt",157,137.15654950000001,"MGD","DQSwExt",157,111.3686481,"MGD","DQSwExt",157,119.574573,"MGD","DQSwExt",157,98.624503720000007,"MGD","DQSwExt",157,136.57855499999999,"MGD",1]
["DQSwExt",158,270.8577062,"MGD","DQSwExt",158,366.18519090000001,"MGD","DQSwExt",158,257.289691,"MGD","DQSwExt",158,316.55734159999997,"MGD","DQSwExt",158,257.82961710000001,"MGD","DQSwExt",158,361.74826089999999,"MGD",1]
["DQSwExt",159,180.26566099999999,"MGD","DQSwExt",159,242.69700750000001,"MGD","DQSwExt",159,170.38344219999999,"MGD","DQSwExt",159,202.6961068,"MGD","DQSwExt",159,159.31108950000001,"MGD","DQSwExt",159,233.8412069,"MGD",1]
["DQSwExt",160,169.5460942,"MGD","DQSwExt",160,225.95253149999999,"MGD","DQSwExt",160,140.71265320000001,"MGD","DQSwExt",160,188.81657509999999,"MGD","DQSwExt",160,148.54178340000001,"MGD","DQSwExt",160,216.71274940000001,"MGD",1]
["DQSwExt",161,154.61874829999999,"MGD","DQSwExt",161,205.70115079999999,"MGD","DQSwExt",161,128.59450899999999,"MGD","DQSwExt",161,172.02985889999999,"MGD","DQSwExt",161,135.51922970000001,"MGD","DQSwExt",161,197.4375584,"MGD",1]
["DQSwExt",162,143.05514289999999,"MGD","DQSwExt",162,189.66529360000001,"MGD","DQSwExt",162,159.64711149999999,"MGD","DQSwExt",162,158.9902826,"MGD","DQSwExt",162,125.6890329,"MGD","DQSwExt",162,180.28215950000001,"MGD",1]
["DQSwExt",163,148.4046117,"MGD","DQSwExt",163,195.9260893,"MGD","DQSwExt",163,85.03262762,"MGD","DQSwExt",163,165.3537273,"MGD","DQSwExt",163,131.82528379999999,"MGD","DQSwExt",163,192.15374109999999,"MGD",1]
["DQSwExt",164,118.92183110000001,"MGD","DQSwExt",164,157.47402880000001,"MGD","DQSwExt",164,134.46369680000001,"MGD","DQSwExt",164,132.12256540000001,"MGD","DQSwExt",164,104.6617456,"MGD","DQSwExt",164,151.75702179999999,"MGD",1]
["DQSwExt",165,112.46007969999999,"MGD","DQSwExt",165,148.28066190000001,"MGD","DQSwExt",165,121.79857079999999,"MGD","DQSwExt",165,124.5393215,"MGD","DQSwExt",165,98.791402390000002,"MGD","DQSwExt",165,139.4162828,"MGD",1]
["DQSwExt",166,120.6886183,"MGD","DQSwExt",166,158.44138939999999,"MGD","DQSwExt",166,89.470800170000004,"MGD","DQSwExt",166,134.09858159999999,"MGD","DQSwExt",166,107.18493410000001,"MGD","DQSwExt",166,158.7748613,"MGD",1]
["DQSwExt",167,102.9920801,"MGD","DQSwExt",167,135.0101588,"MGD","DQSwExt",167,78.600094130000002,"MGD","DQSwExt",167,114.1901087,"MGD","DQSwExt",167,91.255884730000005,"MGD","DQSwExt",167,130.6560528,"MGD",1]
["DQSwExt",168,82.584418540000001,"MGD","DQSwExt",168,109.0268734,"MGD","DQSwExt",168,100.1106667,"MGD","DQSwExt",168,91.685709459999998,"MGD","DQSwExt",168,72.800212310000006,"MGD","DQSwExt",168,105.17838829999999,"MGD",1]
["DQSwExt",169,73.955906769999999,"MGD","DQSwExt",169,98.110206250000005,"MGD","DQSwExt",169,75.3355447,"MGD","DQSwExt",169,82.258339460000002,"MGD","DQSwExt",169,64.980910890000004,"MGD","DQSwExt",169,98.201571290000004,"MGD",1]
["DQSwExt",170,68.545715180000002,"MGD","DQSwExt",170,90.724106500000005,"MGD","DQSwExt",170,16.24663748,"MGD","DQSwExt",170,76.043109509999994,"MGD","DQSwExt",170,59.962617760000001,"MGD","DQSwExt",170,76.437854060000006,"MGD",1]
["DQSwExt",171,62.17137039,"MGD","DQSwExt",171,81.886350390000004,"MGD","DQSwExt",171,73.849460519999994,"MGD","DQSwExt",171,68.847380799999996,"MGD","DQSwExt",171,54.490453459999998,"MGD","DQSwExt",171,86.176077950000007,"MGD",1]
["DQSwExt",172,58.260927819999999,"MGD","DQSwExt",172,76.762561829999996,"MGD","DQSwExt",172,71.410430199999993,"MGD","DQSwExt",172,64.724854100000002,"MGD","DQSwExt",172,51.326975070000003,"MGD","DQSwExt",172,87.167404070000003,"MGD",1]
["DQSwExt",173,61.239148749999998,"MGD","DQSwExt",173,80.850518230000006,"MGD","DQSwExt",173,19.521100520000001,"MGD","DQSwExt",173,68.468407979999995,"MGD","DQSwExt",173,54.272033499999999,"MGD","DQSwExt",173,55.546218410000002,"MGD",1]
["DQSwExt",174,48.656703989999997,"MGD","DQSwExt",174,63.688194629999998,"MGD","DQSwExt",174,72.996820270000001,"MGD","DQSwExt",174,54.600225090000002,"MGD","DQSwExt",174,43.135161529999998,"MGD","DQSwExt",174,73.068807359999994,"MGD",1]
["DQSwExt",175,43.1709259,"MGD","DQSwExt",175,56.768499579999997,"MGD","DQSwExt",175,18.857254300000001,"MGD","DQSwExt",175,49.505679260000001,"MGD","DQSwExt",175,38.171012580000003,"MGD","DQSwExt",175,47.63623441,"MGD",1]
["DQSwExt",176,39.48684085,"MGD","DQSwExt",176,52.056196569999997,"MGD","DQSwExt",176,54.334319569999998,"MGD","DQSwExt",176,38.88305716,"MGD","DQSwExt",176,34.876069749999999,"MGD","DQSwExt",176,59.032442609999997,"MGD",1]
["DQSwExt",177,37.720487409999997,"MGD","DQSwExt",177,49.81113302,"MGD","DQSwExt",177,10.138685799999999,"MGD","DQSwExt",177,41.861343949999998,"MGD","DQSwExt",177,33.304384300000002,"MGD","DQSwExt",177,39.10276623,"MGD",{"$f":"IF(ISNUMBER(C196),IF(AVERAGE(C196,G196,K196,O196,S196,W196)<>MAX(C196,G196,K196,O196,S196,W196),1,0),\"\")","v":1}]
["DQSwExt",178,34.265339900000001,"MGD","DQSwExt",178,45.067920219999998,"MGD","DQSwExt",178,60.39329154,"MGD","DQSwExt",178,39.963877320000002,"MGD","DQSwExt",178,30.299659989999999,"MGD","DQSwExt",178,54.321906779999999,"MGD",1]
["DQSwExt",179,34.645746119999998,"MGD","DQSwExt",179,45.969684669999999,"MGD","DQSwExt",179,18.57107963,"MGD","DQSwExt",179,38.245482440000004,"MGD","DQSwExt",179,30.680051049999999,"MGD","DQSwExt",179,30.154266270000001,"MGD",1]
["DQSwExt",180,28.85380275,"MGD","DQSwExt",180,37.628160940000001,"MGD","DQSwExt",180,36.352104609999998,"MGD","DQSwExt",180,32.624150460000003,"MGD","DQSwExt",180,25.655229169999998,"MGD","DQSwExt",180,43.605084060000003,"MGD",1]
["DQSwExt",181,25.543666569999999,"MGD","DQSwExt",181,33.33774537,"MGD","DQSwExt",181,22.546262800000001,"MGD","DQSwExt",181,28.519732699999999,"MGD","DQSwExt",181,22.691649730000002,"MGD","DQSwExt",181,29.49124269,"MGD",1]
["DQSwExt",182,22.931486339999999,"MGD","DQSwExt",182,29.99571388,"MGD","DQSwExt",182,15.300466869999999,"MGD","DQSwExt",182,25.296399170000001,"MGD","DQSwExt",182,20.349053529999999,"MGD","DQSwExt",182,32.910575250000001,"MGD",1]
["DQSwExt",183,20.809547089999999,"MGD","DQSwExt",183,27.26124669,"MGD","DQSwExt",183,26.990035729999999,"MGD","DQSwExt",183,22.97765167,"MGD","DQSwExt",183,18.45445278,"MGD","DQSwExt",183,21.36583727,"MGD",1]
["DQSwExt",184,18.97847307,"MGD","DQSwExt",184,24.874092180000002,"MGD","DQSwExt",184,10.04620229,"MGD","DQSwExt",184,20.996658750000002,"MGD","DQSwExt",184,16.830068199999999,"MGD","DQSwExt",184,26.794306590000001,"MGD",1]
["DQSwExt",185,17.359424350000001,"MGD","DQSwExt",185,22.74274097,"MGD","DQSwExt",185,9.5432121260000002,"MGD","DQSwExt",185,19.13463526,"MGD","DQSwExt",185,15.40213438,"MGD","DQSwExt",185,24.02105877,"MGD",1]
["DQSwExt",186,15.91605079,"MGD","DQSwExt",186,20.828020160000001,"MGD","DQSwExt",186,28.968184170000001,"MGD","DQSwExt",186,17.12840465,"MGD","DQSwExt",186,14.13524928,"MGD","DQSwExt",186,17.036960969999999,"MGD",1]
["DQSwExt",187,14.62873484,"MGD","DQSwExt",187,19.11011813,"MGD","DQSwExt",187,7.2214944729999999,"MGD","DQSwExt",187,16.286153150000001,"MGD","DQSwExt",187,13.00980818,"MGD","DQSwExt",187,19.148427460000001,"MGD",1]
["DQSwExt",188,13.484983550000001,"MGD","DQSwExt",188,17.577675809999999,"MGD","DQSwExt",188,7.2841925520000004,"MGD","DQSwExt",188,15.007688659999999,"MGD","DQSwExt",188,12.013017919999999,"MGD","DQSwExt",188,17.62846609,"MGD",1]
["DQSwExt",189,12.47549811,"MGD","DQSwExt",189,16.224174789999999,"MGD","DQSwExt",189,7.4930909200000002,"MGD","DQSwExt",189,14.057177879999999,"MGD","DQSwExt",189,11.13518457,"MGD","DQSwExt",189,16.54320422,"MGD",1]
["DQSwExt",190,11.7718487,"MGD","DQSwExt",190,15.345951810000001,"MGD","DQSwExt",190,7.2312744499999999,"MGD","DQSwExt",190,13.546271239999999,"MGD","DQSwExt",190,10.52070992,"MGD","DQSwExt",190,15.288467730000001,"MGD",1]
["DQSwExt",191,10.946486589999999,"MGD","DQSwExt",191,14.21299119,"MGD","DQSwExt",191,27.8449159,"MGD","DQSwExt",191,11.93540962,"MGD","DQSwExt",191,9.8132687740000009,"MGD","DQSwExt",191,9.5946799820000006,"MGD",1]
["DQSwExt",192,10.069571679999999,"MGD","DQSwExt",192,12.913625339999999,"MGD","DQSwExt",192,5.7021101429999996,"MGD","DQSwExt",192,11.13032615,"MGD","DQSwExt",192,9.0726245839999997,"MGD","DQSwExt",192,13.036504649999999,"MGD",1]
["DQSwExt",193,9.3468416810000008,"MGD","DQSwExt",193,11.86810393,"MGD","DQSwExt",193,5.9361822789999996,"MGD","DQSwExt",193,10.172989129999999,"MGD","DQSwExt",193,8.4596125969999996,"MGD","DQSwExt",193,12.38409674,"MGD",1]
["DQSwExt",194,8.7451177900000001,"MGD","DQSwExt",194,11.00640565,"MGD","DQSwExt",194,6.2720285379999998,"MGD","DQSwExt",194,9.4815129789999997,"MGD","DQSwExt",194,7.9488660250000001,"MGD","DQSwExt",194,11.310046270000001,"MGD",1]
["DQSwExt",195,8.2442421859999993,"MGD","DQSwExt",195,10.291970969999999,"MGD","DQSwExt",195,6.6263145139999997,"MGD","DQSwExt",195,8.9513575169999999,"MGD","DQSwExt",195,7.524296637,"MGD","DQSwExt",195,8.6619799610000001,"MGD",1]
["DQSwExt",196,7.8310097650000001,"MGD","DQSwExt",196,9.7037958320000008,"MGD","DQSwExt",196,7.0254001840000004,"MGD","DQSwExt",196,8.5459567379999992,"MGD","DQSwExt",196,7.174968346,"MGD","DQSwExt",196,10.016662869999999,"MGD",1]
["DQSwExt",197,7.496570502,"MGD","DQSwExt",197,9.2292523279999994,"MGD","DQSwExt",197,13.2210915,"MGD","DQSwExt",197,8.2229093239999997,"MGD","DQSwExt",197,6.893372147,"MGD","DQSwExt",197,9.8687012559999996,"MGD",1]
["DQSwExt",198,7.2352833209999998,"MGD","DQSwExt",198,8.8612457889999998,"MGD","DQSwExt",198,6.4008507650000004,"MGD","DQSwExt",198,7.9868515670000004,"MGD","DQSwExt",198,6.6746677630000004,"MGD","DQSwExt",198,9.5750730209999997,"MGD",1]
["DQSwExt",199,7.044355038,"MGD","DQSwExt",199,8.5974612270000002,"MGD","DQSwExt",199,6.7379603750000001,"MGD","DQSwExt",199,7.8324234099999996,"MGD","DQSwExt",199,6.5165064319999999,"MGD","DQSwExt",199,9.3104772950000001,"MGD",1]
["DQSwExt",200,7.0182073410000001,"MGD","DQSwExt",200,8.5896909459999993,"MGD","DQSwExt",200,7.218509611,"MGD","DQSwExt",200,7.8180642010000003,"MGD","DQSwExt",200,6.503759616,"MGD","DQSwExt",200,9.0616435440000007,"MGD",1]
["DQSwExt",201,7.2074306979999996,"MGD","DQSwExt",201,8.9219194779999995,"MGD","DQSwExt",201,5.0200028989999996,"MGD","DQSwExt",201,7.9783858199999997,"MGD","DQSwExt",201,6.6743799739999998,"MGD","DQSwExt",201,7.8332611500000002,"MGD",1]
["DQSwExt",202,6.9864372000000001,"MGD","DQSwExt",202,8.5499103689999991,"MGD","DQSwExt",202,4.2403201109999999,"MGD","DQSwExt",202,7.847436987,"MGD","DQSwExt",202,6.5000131520000002,"MGD","DQSwExt",202,8.8698206160000002,"MGD",1]
["DQSwExt",203,6.884945944,"MGD","DQSwExt",203,8.3887748729999991,"MGD","DQSwExt",203,13.291920319999999,"MGD","DQSwExt",203,7.7360975209999996,"MGD","DQSwExt",203,6.4257347950000003,"MGD","DQSwExt",203,8.918019546,"MGD",1]
["DQSwExt",204,8.2682881459999997,"MGD","DQSwExt",204,10.65841251,"MGD","DQSwExt",204,6.0635410399999996,"MGD","DQSwExt",204,9.3634205860000002,"MGD","DQSwExt",204,7.6453662329999998,"MGD","DQSwExt",204,8.4903791420000001,"MGD",1]
["DQSwExt",205,7.8748585049999997,"MGD","DQSwExt",205,9.865159469,"MGD","DQSwExt",205,5.3988596019999999,"MGD","DQSwExt",205,8.5008311110000001,"MGD","DQSwExt",205,7.3443296440000001,"MGD","DQSwExt",205,9.8975043490000001,"MGD",1]
["DQSwExt",206,7.0967057389999999,"MGD","DQSwExt",206,8.4769571359999993,"MGD","DQSwExt",206,6.1307209169999997,"MGD","DQSwExt",206,7.656534991,"MGD","DQSwExt",206,6.7105133080000003,"MGD","DQSwExt",206,8.9849113700000007,"MGD",1]
["DQSwExt",207,6.6272450789999997,"MGD","DQSwExt",207,7.7053911289999997,"MGD","DQSwExt",207,5.8317679299999998,"MGD","DQSwExt",207,7.1972947359999999,"MGD","DQSwExt",207,6.3227214820000004,"MGD","DQSwExt",207,8.2969725860000008,"MGD",1]
["DQSwExt",208,6.3456950069999998,"MGD","DQSwExt",208,7.2523729760000002,"MGD","DQSwExt",208,5.487160652,"MGD","DQSwExt",208,6.9222826790000003,"MGD","DQSwExt",208,6.0922549359999998,"MGD","DQSwExt",208,7.9138000120000003,"MGD",1]
["DQSwExt",209,6.2007517749999996,"MGD","DQSwExt",209,7.0053674069999996,"MGD","DQSwExt",209,4.9895741810000001,"MGD","DQSwExt",209,6.772422744,"MGD","DQSwExt",209,5.9811680999999997,"MGD","DQSwExt",209,7.7315984100000001,"MGD",1]
["DQSwExt",210,6.2288915879999998,"MGD","DQSwExt",210,7.0006795630000003,"MGD","DQSwExt",210,4.7427152250000004,"MGD","DQSwExt",210,6.7833265010000003,"MGD","DQSwExt",210,6.0288629580000004,"MGD","DQSwExt",210,7.811689307,"MGD",1]
["DQSwExt",211,6.2911858409999999,"MGD","DQSwExt",211,7.0234558539999998,"MGD","DQSwExt",211,4.8077789070000003,"MGD","DQSwExt",211,6.8034237009999998,"MGD","DQSwExt",211,6.1078370529999999,"MGD","DQSwExt",211,8.0261978910000007,"MGD",1]
["DQSwExt",212,6.4891209290000003,"MGD","DQSwExt",212,7.2202415520000001,"MGD","DQSwExt",212,3.2662609420000002,"MGD","DQSwExt",212,6.8777837240000004,"MGD","DQSwExt",212,6.31792453,"MGD","DQSwExt",212,8.6140795800000003,"MGD",1]
["DQSwExt",213,6.9150569820000003,"MGD","DQSwExt",213,7.702152538,"MGD","DQSwExt",213,5.2115086259999996,"MGD","DQSwExt",213,6.8635018170000004,"MGD","DQSwExt",213,6.7576202749999998,"MGD","DQSwExt",213,9.9150722259999995,"MGD",1]
["DQSwExt",214,36.136617440000002,"MGD","DQSwExt",214,66.930345630000005,"MGD","DQSwExt",214,69.651917699999998,"MGD","DQSwExt",214,48.396439360000002,"MGD","DQSwExt",214,32.45488727,"MGD","DQSwExt",214,52.256595590000003,"MGD",1]
["DQSwExt",215,11.25071662,"MGD","DQSwExt",215,12.85728027,"MGD","DQSwExt",215,1.7724628600000001,"MGD","DQSwExt",215,10.82148858,"MGD","DQSwExt",215,10.94261897,"MGD","DQSwExt",215,13.301449330000001,"MGD",1]
["DQSwExt",216,8.008599362,"MGD","DQSwExt",216,8.7452886830000001,"MGD","DQSwExt",216,1.974064694,"MGD","DQSwExt",216,8.0432547280000009,"MGD","DQSwExt",216,7.8859634129999998,"MGD","DQSwExt",216,9.607287286,"MGD",1]
["DQSwExt",217,6.6501888119999997,"MGD","DQSwExt",217,7.1558152939999999,"MGD","DQSwExt",217,2.4591183839999999,"MGD","DQSwExt",217,6.8375923670000001,"MGD","DQSwExt",217,6.583707993,"MGD","DQSwExt",217,8.0371307569999999,"MGD",1]
["DQSwExt",218,5.8893991840000002,"MGD","DQSwExt",218,6.2926096600000001,"MGD","DQSwExt",218,7.039775906,"MGD","DQSwExt",218,6.147099238,"MGD","DQSwExt",218,5.8499985939999997,"MGD","DQSwExt",218,7.0351748819999997,"MGD",1]
["DQSwExt",219,5.4065150309999996,"MGD","DQSwExt",219,5.753836626,"MGD","DQSwExt",219,3.2788963679999998,"MGD","DQSwExt",219,5.7077388539999996,"MGD","DQSwExt",219,5.3832541689999998,"MGD","DQSwExt",219,6.3460745059999999,"MGD",1]
["DQSwExt",220,5.0811434389999999,"MGD","DQSwExt",220,5.39500548,"MGD","DQSwExt",220,4.2210063949999999,"MGD","DQSwExt",220,5.4173802130000004,"MGD","DQSwExt",220,5.068887567,"MGD","DQSwExt",220,5.8568072320000004,"MGD",1]
["DQSwExt",221,4.8574156459999998,"MGD","DQSwExt",221,5.1508631319999996,"MGD","DQSwExt",221,3.1227145950000001,"MGD","DQSwExt",221,5.2178414430000002,"MGD","DQSwExt",221,4.853377805,"MGD","DQSwExt",221,5.6166161079999997,"MGD",1]
["DQSwExt",222,4.7061770100000002,"MGD","DQSwExt",222,4.9880367049999998,"MGD","DQSwExt",222,4.0096157750000003,"MGD","DQSwExt",222,5.0972653829999999,"MGD","DQSwExt",222,4.7087039659999999,"MGD","DQSwExt",222,5.4546166639999996,"MGD",1]
["DQSwExt",223,4.6113652519999997,"MGD","DQSwExt",223,4.8885254099999997,"MGD","DQSwExt",223,2.850564195,"MGD","DQSwExt",223,5.0141434260000004,"MGD","DQSwExt",223,4.6194475879999999,"MGD","DQSwExt",223,5.3129930740000004,"MGD",1]
["DQSwExt",224,4.5643259599999997,"MGD","DQSwExt",224,4.8429929510000003,"MGD","DQSwExt",224,4.4573828239999997,"MGD","DQSwExt",224,4.9826490349999997,"MGD","DQSwExt",224,4.5774061250000004,"MGD","DQSwExt",224,5.2590161220000002,"MGD",1]
["DQSwExt",225,4.5613019929999998,"MGD","DQSwExt",225,4.8479228000000001,"MGD","DQSwExt",225,2.4339403970000002,"MGD","DQSwExt",225,5.0501650390000004,"MGD","DQSwExt",225,4.5791807010000003,"MGD","DQSwExt",225,5.1978049439999996,"MGD",1]
["DQSwExt",226,4.6024725359999996,"MGD","DQSwExt",226,4.9046865449999997,"MGD","DQSwExt",226,2.2451225639999999,"MGD","DQSwExt",226,5.0994220280000002,"MGD","DQSwExt",226,4.6252627960000003,"MGD","DQSwExt",226,5.2502621449999998,"MGD",1]
["DQSwExt",227,4.6920121840000002,"MGD","DQSwExt",227,5.0199852759999999,"MGD","DQSwExt",227,2.1866504469999999,"MGD","DQSwExt",227,5.2390905679999999,"MGD","DQSwExt",227,4.7203398859999997,"MGD","DQSwExt",227,5.3669436060000004,"MGD",1]
["DQSwExt",228,4.8391967060000001,"MGD","DQSwExt",228,5.2079286849999997,"MGD","DQSwExt",228,2.1659500559999998,"MGD","DQSwExt",228,5.4428293280000002,"MGD","DQSwExt",228,4.8743802150000004,"MGD","DQSwExt",228,5.5635862449999998,"MGD",1]
["DQSwExt",229,5.0611562049999996,"MGD","DQSwExt",229,5.4950950470000004,"MGD","DQSwExt",229,2.1882659549999999,"MGD","DQSwExt",229,5.7530528829999996,"MGD","DQSwExt",229,5.1060158500000004,"MGD","DQSwExt",229,5.890469553,"MGD",1]
["DQSwExt",230,5.3890433279999996,"MGD","DQSwExt",230,5.9326347540000004,"MGD","DQSwExt",230,2.3400873880000002,"MGD","DQSwExt",230,6.2489133680000002,"MGD","DQSwExt",230,5.4500819439999999,"MGD","DQSwExt",230,6.4634517689999997,"MGD",1]
["DQSwExt",231,5.8827278520000004,"MGD","DQSwExt",231,6.6288149839999999,"MGD","DQSwExt",231,3.1535297409999998,"MGD","DQSwExt",231,7.1190883469999999,"MGD","DQSwExt",231,5.9785527199999997,"MGD","DQSwExt",231,7.4841390749999999,"MGD",1]
["DQSwExt",232,15.958864480000001,"MGD","DQSwExt",232,21.514905339999999,"MGD","DQSwExt",232,30.534968419999998,"MGD","DQSwExt",232,15.70942022,"MGD","DQSwExt",232,14.396654760000001,"MGD","DQSwExt",232,13.364258,"MGD",1]
["DQSwExt",233,10.950592439999999,"MGD","DQSwExt",233,13.01794215,"MGD","DQSwExt",233,16.939926679999999,"MGD","DQSwExt",233,11.830682660000001,"MGD","DQSwExt",233,10.65973449,"MGD","DQSwExt",233,15.21218928,"MGD",1]
["DQSwExt",234,9.2971944119999996,"MGD","DQSwExt",234,10.85361891,"MGD","DQSwExt",234,13.214333420000001,"MGD","DQSwExt",234,10.62082195,"MGD","DQSwExt",234,9.3092154479999998,"MGD","DQSwExt",234,12.942176529999999,"MGD",1]
["DQSwExt",235,9.9912621450000003,"MGD","DQSwExt",235,11.87790964,"MGD","DQSwExt",235,5.3186337259999998,"MGD","DQSwExt",235,10.73265636,"MGD","DQSwExt",235,10.00367086,"MGD","DQSwExt",235,12.99841773,"MGD",1]
["DQSwExt",236,8.8392155619999997,"MGD","DQSwExt",236,10.40064823,"MGD","DQSwExt",236,9.4329087030000007,"MGD","DQSwExt",236,9.7794222220000009,"MGD","DQSwExt",236,9.0376955550000009,"MGD","DQSwExt",236,11.367108869999999,"MGD",1]
["DQSwExt",237,8.6804934629999995,"MGD","DQSwExt",237,10.29962735,"MGD","DQSwExt",237,4.0672693679999998,"MGD","DQSwExt",237,9.7542146610000007,"MGD","DQSwExt",237,8.9898559250000005,"MGD","DQSwExt",237,11.012995930000001,"MGD",1]
["DQSwExt",238,8.0908361190000004,"MGD","DQSwExt",238,9.5934789970000001,"MGD","DQSwExt",238,5.8344917360000004,"MGD","DQSwExt",238,9.7882642979999996,"MGD","DQSwExt",238,8.5431750060000002,"MGD","DQSwExt",238,10.32435195,"MGD",1]
["DQSwExt",239,7.9331900510000004,"MGD","DQSwExt",239,9.5154935589999994,"MGD","DQSwExt",239,4.3112687699999999,"MGD","DQSwExt",239,9.7574139639999995,"MGD","DQSwExt",239,8.5198797339999999,"MGD","DQSwExt",239,10.38478761,"MGD",1]
["DQSwExt",240,8.1337758329999996,"MGD","DQSwExt",240,10.0081059,"MGD","DQSwExt",240,4.4207915690000004,"MGD","DQSwExt",240,10.23385981,"MGD","DQSwExt",240,8.9080758249999992,"MGD","DQSwExt",240,11.62791015,"MGD",1]
["DQSwExt",241,22.305434829999999,"MGD","DQSwExt",241,31.8399304,"MGD","DQSwExt",241,34.90103087,"MGD","DQSwExt",241,26.25980423,"MGD","DQSwExt",241,22.76014537,"MGD","DQSwExt",241,23.522307099999999,"MGD",{"$f":"IF(ISNUMBER(C260),IF(AVERAGE(C260,G260,K260,O260,S260,W260)<>MAX(C260,G260,K260,O260,S260,W260),1,0),\"\")","v":1}]
["DQSwExt",242,13.99470868,"MGD","DQSwExt",242,17.412182359999999,"MGD","DQSwExt",242,17.96313567,"MGD","DQSwExt",242,15.73845187,"MGD","DQSwExt",242,15.02229455,"MGD","DQSwExt",242,21.22389969,"MGD",1]
["DQSwExt",243,11.58800259,"MGD","DQSwExt",243,14.121792490000001,"MGD","DQSwExt",243,6.8385294849999996,"MGD","DQSwExt",243,14.23343348,"MGD","DQSwExt",243,12.71956348,"MGD","DQSwExt",243,17.635192929999999,"MGD",1]
["DQSwExt",244,10.92290245,"MGD","DQSwExt",244,13.422824670000001,"MGD","DQSwExt",244,8.5355898610000001,"MGD","DQSwExt",244,14.028518890000001,"MGD","DQSwExt",244,12.19021903,"MGD","DQSwExt",244,18.558776590000001,"MGD",1]
["DQSwExt",245,65.752042889999998,"MGD","DQSwExt",245,87.586417030000007,"MGD","DQSwExt",245,69.681309909999996,"MGD","DQSwExt",245,75.530023249999999,"MGD","DQSwExt",245,65.408171400000001,"MGD","DQSwExt",245,70.360158819999995,"MGD",1]
["DQSwExt",246,23.179162349999999,"MGD","DQSwExt",246,29.536824729999999,"MGD","DQSwExt",246,48.026283550000002,"MGD","DQSwExt",246,26.473649290000001,"MGD","DQSwExt",246,24.993603279999999,"MGD","DQSwExt",246,35.770015690000001,"MGD",1]
["DQSwExt",247,17.384168299999999,"MGD","DQSwExt",247,22.028055590000001,"MGD","DQSwExt",247,3.4210688299999998,"MGD","DQSwExt",247,20.249077190000001,"MGD","DQSwExt",247,18.683330269999999,"MGD","DQSwExt",247,18.40315047,"MGD",1]
["DQSwExt",248,9.0620874239999996,"MGD","DQSwExt",248,11.42467883,"MGD","DQSwExt",248,3.9709872669999999,"MGD","DQSwExt",248,11.344749119999999,"MGD","DQSwExt",248,10.745342730000001,"MGD","DQSwExt",248,12.386943199999999,"MGD",1]
["DQSwExt",249,7.1773308980000001,"MGD","DQSwExt",249,8.9775445989999998,"MGD","DQSwExt",249,5.4214081900000002,"MGD","DQSwExt",249,9.1982422770000003,"MGD","DQSwExt",249,8.5966857999999995,"MGD","DQSwExt",249,10.12597772,"MGD",1]
["DQSwExt",250,6.3379273950000004,"MGD","DQSwExt",250,7.8911233200000002,"MGD","DQSwExt",250,6.2586914499999997,"MGD","DQSwExt",250,8.0957259060000002,"MGD","DQSwExt",250,7.6002666699999999,"MGD","DQSwExt",250,8.8664379899999997,"MGD",1]
["DQSwExt",251,5.9015242130000001,"MGD","DQSwExt",251,7.3329543849999999,"MGD","DQSwExt",251,6.0666441950000003,"MGD","DQSwExt",251,7.518009857,"MGD","DQSwExt",251,7.0730395179999999,"MGD","DQSwExt",251,8.0998134719999992,"MGD",1]
["DQSwExt",252,5.6877132680000004,"MGD","DQSwExt",252,7.0697357719999996,"MGD","DQSwExt",252,5.6270274740000001,"MGD","DQSwExt",252,7.2534436940000004,"MGD","DQSwExt",252,6.8113911250000001,"MGD","DQSwExt",252,7.6016582540000002,"MGD",1]
["DQSwExt",253,5.6345792680000004,"MGD","DQSwExt",253,7.0236487409999997,"MGD","DQSwExt",253,4.912404532,"MGD","DQSwExt",253,7.1929109650000003,"MGD","DQSwExt",253,6.7429807659999996,"MGD","DQSwExt",253,7.3129504460000003,"MGD",1]
["DQSwExt",254,5.7318273209999999,"MGD","DQSwExt",254,7.187160478,"MGD","DQSwExt",254,4.1202960629999996,"MGD","DQSwExt",254,7.3170383069999998,"MGD","DQSwExt",254,6.8539616949999997,"MGD","DQSwExt",254,7.4607832829999996,"MGD",1]
["DQSwExt",255,6.0126935789999996,"MGD","DQSwExt",255,7.6175085769999997,"MGD","DQSwExt",255,3.383365194,"MGD","DQSwExt",255,7.6963026990000003,"MGD","DQSwExt",255,7.178334403,"MGD","DQSwExt",255,7.4877900779999997,"MGD",1]
["DQSwExt",256,6.5875266579999998,"MGD","DQSwExt",256,8.4991831510000004,"MGD","DQSwExt",256,3.0651821410000002,"MGD","DQSwExt",256,8.2566438380000005,"MGD","DQSwExt",256,7.8283669140000001,"MGD","DQSwExt",256,8.2770818940000002,"MGD",1]
["DQSwExt",257,7.8070806829999997,"MGD","DQSwExt",257,10.46063584,"MGD","DQSwExt",257,3.5296316920000002,"MGD","DQSwExt",257,11.88482116,"MGD","DQSwExt",257,9.1336790190000006,"MGD","DQSwExt",257,10.03723568,"MGD",1]
["DQSwExt",258,26.542131139999999,"MGD","DQSwExt",258,49.074618309999998,"MGD","DQSwExt",258,30.058217800000001,"MGD","DQSwExt",258,37.686661729999997,"MGD","DQSwExt",258,28.024225739999999,"MGD","DQSwExt",258,52.822654399999998,"MGD",1]
["DQSwExt",259,226.8982633,"MGD","DQSwExt",259,332.3042944,"MGD","DQSwExt",259,236.0559413,"MGD","DQSwExt",259,277.46873429999999,"MGD","DQSwExt",259,223.76095129999999,"MGD","DQSwExt",259,322.30196940000002,"MGD",1]
["DQSwExt",260,45.226997920000002,"MGD","DQSwExt",260,88.249504380000005,"MGD","DQSwExt",260,43.958292020000002,"MGD","DQSwExt",260,56.679244619999999,"MGD","DQSwExt",260,30.338958139999999,"MGD","DQSwExt",260,82.761647519999997,"MGD",1]
["DQSwExt",261,37.011504119999998,"MGD","DQSwExt",261,97.02814248,"MGD","DQSwExt",261,18.59628245,"MGD","DQSwExt",261,58.83366067,"MGD","DQSwExt",261,23.677518899999999,"MGD","DQSwExt",261,88.229350670000002,"MGD",1]
["DQSwExt",262,33.69990671,"MGD","DQSwExt",262,91.064138880000002,"MGD","DQSwExt",262,21.619371699999999,"MGD","DQSwExt",262,55.454476110000002,"MGD","DQSwExt",262,21.175428740000001,"MGD","DQSwExt",262,82.793955690000004,"MGD",1]
["DQSwExt",263,32.037129280000002,"MGD","DQSwExt",263,83.938528590000004,"MGD","DQSwExt",263,16.313423109999999,"MGD","DQSwExt",263,51.863483719999998,"MGD","DQSwExt",263,20.3793978,"MGD","DQSwExt",263,76.113269829999993,"MGD",1]
["DQSwExt",264,32.180475989999998,"MGD","DQSwExt",264,79.166928760000005,"MGD","DQSwExt",264,18.737241050000002,"MGD","DQSwExt",264,50.269177370000001,"MGD","DQSwExt",264,20.97842601,"MGD","DQSwExt",264,72.685141099999996,"MGD",1]
["DQSwExt",265,39.207852209999999,"MGD","DQSwExt",265,87.298151349999998,"MGD","DQSwExt",265,33.034389050000001,"MGD","DQSwExt",265,58.899770920000002,"MGD","DQSwExt",265,27.085510360000001,"MGD","DQSwExt",265,81.791251759999994,"MGD",1]
["DQSwExt",266,110.6677159,"MGD","DQSwExt",266,191.32294110000001,"MGD","DQSwExt",266,76.121941090000007,"MGD","DQSwExt",266,147.36814559999999,"MGD","DQSwExt",266,92.757642070000003,"MGD","DQSwExt",266,182.25709810000001,"MGD",1]
["DQSwExt",267,62.217082380000001,"MGD","DQSwExt",267,118.6573501,"MGD","DQSwExt",267,53.516793110000002,"MGD","DQSwExt",267,84.68853996,"MGD","DQSwExt",267,42.253311289999999,"MGD","DQSwExt",267,109.565281,"MGD",1]
["DQSwExt",268,64.512979999999999,"MGD","DQSwExt",268,118.7487295,"MGD","DQSwExt",268,44.008853569999999,"MGD","DQSwExt",268,86.076423800000001,"MGD","DQSwExt",268,42.972220499999999,"MGD","DQSwExt",268,108.8634971,"MGD",1]
["DQSwExt",269,71.106567600000005,"MGD","DQSwExt",269,122.98094209999999,"MGD","DQSwExt",269,55.468641140000003,"MGD","DQSwExt",269,91.927861449999995,"MGD","DQSwExt",269,49.541119119999998,"MGD","DQSwExt",269,114.1064878,"MGD",1]
["DQSwExt",270,127.94756820000001,"MGD","DQSwExt",270,192.68368480000001,"MGD","DQSwExt",270,88.359156549999994,"MGD","DQSwExt",270,156.37704650000001,"MGD","DQSwExt",270,105.7074922,"MGD","DQSwExt",270,181.7707087,"MGD",1]
["DQSwExt",271,111.4362234,"MGD","DQSwExt",271,171.03730999999999,"MGD","DQSwExt",271,109.7614765,"MGD","DQSwExt",271,136.06649039999999,"MGD","DQSwExt",271,90.861509650000002,"MGD","DQSwExt",271,163.12758410000001,"MGD",1]
["DQSwExt",272,112.5894358,"MGD","DQSwExt",272,167.6424562,"MGD","DQSwExt",272,88.4123333,"MGD","DQSwExt",272,134.92201940000001,"MGD","DQSwExt",272,92.936188959999996,"MGD","DQSwExt",272,156.96864719999999,"MGD",1]
["DQSwExt",273,104.83330789999999,"MGD","DQSwExt",273,154.47089449999999,"MGD","DQSwExt",273,92.750026099999999,"MGD","DQSwExt",273,124.76950359999999,"MGD","DQSwExt",273,86.644256949999999,"MGD","DQSwExt",273,146.44130519999999,"MGD",1]
["DQSwExt",274,95.521090150000006,"MGD","DQSwExt",274,140.6960278,"MGD","DQSwExt",274,67.474169119999999,"MGD","DQSwExt",274,113.4643116,"MGD","DQSwExt",274,79.238064820000005,"MGD","DQSwExt",274,132.4307412,"MGD",1]
["DQSwExt",275,86.897630890000002,"MGD","DQSwExt",275,128.17393240000001,"MGD","DQSwExt",275,92.045109449999998,"MGD","DQSwExt",275,104.144428,"MGD","DQSwExt",275,72.328809379999996,"MGD","DQSwExt",275,121.7970205,"MGD",1]
["DQSwExt",276,79.236094969999996,"MGD","DQSwExt",276,116.9752821,"MGD","DQSwExt",276,44.608162710000002,"MGD","DQSwExt",276,94.789516509999999,"MGD","DQSwExt",276,66.177262150000004,"MGD","DQSwExt",276,109.1796172,"MGD",1]
["DQSwExt",277,73.057984149999996,"MGD","DQSwExt",277,107.7882599,"MGD","DQSwExt",277,91.044783339999995,"MGD","DQSwExt",277,87.350835029999999,"MGD","DQSwExt",277,61.164347489999997,"MGD","DQSwExt",277,104.91324640000001,"MGD",1]
["DQSwExt",278,69.327881619999999,"MGD","DQSwExt",278,101.5084018,"MGD","DQSwExt",278,21.43359178,"MGD","DQSwExt",278,82.543002250000001,"MGD","DQSwExt",278,58.074840139999999,"MGD","DQSwExt",278,90.653156249999995,"MGD",1]
["DQSwExt",279,60.545820169999999,"MGD","DQSwExt",279,89.492641989999996,"MGD","DQSwExt",279,65.507494489999999,"MGD","DQSwExt",279,72.66737096,"MGD","DQSwExt",279,51.136146719999999,"MGD","DQSwExt",279,87.615924039999996,"MGD",1]
["DQSwExt",280,54.847104909999999,"MGD","DQSwExt",280,81.427809060000001,"MGD","DQSwExt",280,47.455756559999998,"MGD","DQSwExt",280,66.104889119999996,"MGD","DQSwExt",280,46.532762429999998,"MGD","DQSwExt",280,77.498348590000006,"MGD",1]
["DQSwExt",281,50.281007680000002,"MGD","DQSwExt",281,74.558632029999998,"MGD","DQSwExt",281,41.152034409999999,"MGD","DQSwExt",281,60.648694659999997,"MGD","DQSwExt",281,42.934763330000003,"MGD","DQSwExt",281,70.770219940000004,"MGD",1]
["DQSwExt",282,46.912912929999997,"MGD","DQSwExt",282,68.948720789999996,"MGD","DQSwExt",282,39.39813135,"MGD","DQSwExt",282,56.372305779999998,"MGD","DQSwExt",282,40.422562319999997,"MGD","DQSwExt",282,65.553351669999998,"MGD",1]
["DQSwExt",283,45.93946957,"MGD","DQSwExt",283,66.436089490000001,"MGD","DQSwExt",283,39.154325010000001,"MGD","DQSwExt",283,54.741950989999999,"MGD","DQSwExt",283,39.928260170000001,"MGD","DQSwExt",283,62.715715209999999,"MGD",1]
["DQSwExt",284,53.248757599999998,"MGD","DQSwExt",284,75.720631069999996,"MGD","DQSwExt",284,51.275543810000002,"MGD","DQSwExt",284,63.256234839999998,"MGD","DQSwExt",284,47.030395179999999,"MGD","DQSwExt",284,72.699524449999998,"MGD",1]
["DQSwExt",285,64.948761619999999,"MGD","DQSwExt",285,91.679365630000007,"MGD","DQSwExt",285,53.08947165,"MGD","DQSwExt",285,77.467458550000003,"MGD","DQSwExt",285,58.985103510000002,"MGD","DQSwExt",285,88.685691140000003,"MGD",1]
["DQSwExt",286,49.612631610000001,"MGD","DQSwExt",286,68.756787349999996,"MGD","DQSwExt",286,50.666725720000002,"MGD","DQSwExt",286,58.39826326,"MGD","DQSwExt",286,45.281043500000003,"MGD","DQSwExt",286,66.583605469999995,"MGD",1]
["DQSwExt",287,40.479381549999999,"MGD","DQSwExt",287,55.58441972,"MGD","DQSwExt",287,38.508157449999999,"MGD","DQSwExt",287,47.343111219999997,"MGD","DQSwExt",287,37.136959400000002,"MGD","DQSwExt",287,53.945452209999999,"MGD",1]
["DQSwExt",288,37.00267539,"MGD","DQSwExt",288,49.657154370000001,"MGD","DQSwExt",288,43.553598770000001,"MGD","DQSwExt",288,42.746738049999998,"MGD","DQSwExt",288,34.067288400000002,"MGD","DQSwExt",288,48.745673490000001,"MGD",1]
["DQSwExt",289,171.89692679999999,"MGD","DQSwExt",289,248.0143003,"MGD","DQSwExt",289,161.24009280000001,"MGD","DQSwExt",289,209.7139085,"MGD","DQSwExt",289,162.87881049999999,"MGD","DQSwExt",289,242.629493,"MGD",1]
["DQSwExt",290,123.0173781,"MGD","DQSwExt",290,174.12455199999999,"MGD","DQSwExt",290,110.84846159999999,"MGD","DQSwExt",290,142.38171120000001,"MGD","DQSwExt",290,106.0959016,"MGD","DQSwExt",290,164.17455620000001,"MGD",1]
["DQSwExt",291,136.71089509999999,"MGD","DQSwExt",291,184.41866970000001,"MGD","DQSwExt",291,107.8149351,"MGD","DQSwExt",291,154.36049030000001,"MGD","DQSwExt",291,119.3920638,"MGD","DQSwExt",291,174.80295179999999,"MGD",1]
["DQSwExt",292,132.07156639999999,"MGD","DQSwExt",292,174.5267016,"MGD","DQSwExt",292,112.7831015,"MGD","DQSwExt",292,147.24736859999999,"MGD","DQSwExt",292,115.7575284,"MGD","DQSwExt",292,165.42895530000001,"MGD",1]
["DQSwExt",293,123.78866309999999,"MGD","DQSwExt",293,161.98714620000001,"MGD","DQSwExt",293,107.9328459,"MGD","DQSwExt",293,137.03757730000001,"MGD","DQSwExt",293,108.5361223,"MGD","DQSwExt",293,153.30543950000001,"MGD",1]
["DQSwExt",294,113.70812960000001,"MGD","DQSwExt",294,148.2418673,"MGD","DQSwExt",294,100.32518,"MGD","DQSwExt",294,125.5710423,"MGD","DQSwExt",294,99.710940410000006,"MGD","DQSwExt",294,140.440406,"MGD",1]
["DQSwExt",295,105.9710891,"MGD","DQSwExt",295,137.80672050000001,"MGD","DQSwExt",295,94.542889950000003,"MGD","DQSwExt",295,116.98984160000001,"MGD","DQSwExt",295,93.263336140000007,"MGD","DQSwExt",295,130.7694305,"MGD",1]
["DQSwExt",296,110.8190929,"MGD","DQSwExt",296,143.9603535,"MGD","DQSwExt",296,100.6895499,"MGD","DQSwExt",296,123.020278,"MGD","DQSwExt",296,98.733782340000005,"MGD","DQSwExt",296,137.40289089999999,"MGD",1]
["DQSwExt",297,90.611095969999994,"MGD","DQSwExt",297,116.469083,"MGD","DQSwExt",297,84.244858539999996,"MGD","DQSwExt",297,98.896205249999994,"MGD","DQSwExt",297,79.260071699999997,"MGD","DQSwExt",297,110.4715566,"MGD",1]
["DQSwExt",298,88.058069169999996,"MGD","DQSwExt",298,111.5297049,"MGD","DQSwExt",298,90.231831260000007,"MGD","DQSwExt",298,94.765083610000005,"MGD","DQSwExt",298,76.486916280000003,"MGD","DQSwExt",298,105.90227779999999,"MGD",1]
["DQSwExt",299,198.39697670000001,"MGD","DQSwExt",299,255.36386569999999,"MGD","DQSwExt",299,179.08575279999999,"MGD","DQSwExt",299,221.7462515,"MGD","DQSwExt",299,183.12117180000001,"MGD","DQSwExt",299,245.8740967,"MGD",1]
["DQSwExt",300,151.59286460000001,"MGD","DQSwExt",300,200.3355421,"MGD","DQSwExt",300,143.00612670000001,"MGD","DQSwExt",300,170.64356380000001,"MGD","DQSwExt",300,136.24389919999999,"MGD","DQSwExt",300,193.04917520000001,"MGD",1]
["DQSwExt",301,162.9537254,"MGD","DQSwExt",301,208.54026529999999,"MGD","DQSwExt",301,140.86364090000001,"MGD","DQSwExt",301,180.61927259999999,"MGD","DQSwExt",301,147.79939100000001,"MGD","DQSwExt",301,200.12997999999999,"MGD",1]
["DQSwExt",302,156.8679716,"MGD","DQSwExt",302,197.70437680000001,"MGD","DQSwExt",302,140.4385077,"MGD","DQSwExt",302,172.38599840000001,"MGD","DQSwExt",302,142.59944469999999,"MGD","DQSwExt",302,189.67965240000001,"MGD",1]
["DQSwExt",303,147.02860810000001,"MGD","DQSwExt",303,183.70354929999999,"MGD","DQSwExt",303,132.9121102,"MGD","DQSwExt",303,160.32997649999999,"MGD","DQSwExt",303,133.47224700000001,"MGD","DQSwExt",303,176.31864049999999,"MGD",1]
["DQSwExt",304,136.89519749999999,"MGD","DQSwExt",304,170.06587450000001,"MGD","DQSwExt",304,126.4606093,"MGD","DQSwExt",304,148.87205520000001,"MGD","DQSwExt",304,124.1741195,"MGD","DQSwExt",304,163.18335759999999,"MGD",1]
["DQSwExt",305,125.87155869999999,"MGD","DQSwExt",305,155.79489150000001,"MGD","DQSwExt",305,114.635384,"MGD","DQSwExt",305,136.37555,"MGD","DQSwExt",305,113.894582,"MGD","DQSwExt",305,149.23463280000001,"MGD",{"$f":"IF(ISNUMBER(C324),IF(AVERAGE(C324,G324,K324,O324,S324,W324)<>MAX(C324,G324,K324,O324,S324,W324),1,0),\"\")","v":1}]
["DQSwExt",306,115.6939814,"MGD","DQSwExt",306,142.7082541,"MGD","DQSwExt",306,105.7803225,"MGD","DQSwExt",306,124.9395413,"MGD","DQSwExt",306,104.4400881,"MGD","DQSwExt",306,136.72125439999999,"MGD",1]
["DQSwExt",307,106.7001923,"MGD","DQSwExt",307,131.00024300000001,"MGD","DQSwExt",307,97.803689750000004,"MGD","DQSwExt",307,114.7424255,"MGD","DQSwExt",307,96.054709689999996,"MGD","DQSwExt",307,125.4416533,"MGD",1]
["DQSwExt",308,100.1030519,"MGD","DQSwExt",308,122.20765230000001,"MGD","DQSwExt",308,91.597821030000006,"MGD","DQSwExt",308,107.2153347,"MGD","DQSwExt",308,90.082093790000002,"MGD","DQSwExt",308,116.7774671,"MGD",1]
["DQSwExt",309,96.476713200000006,"MGD","DQSwExt",309,116.52395850000001,"MGD","DQSwExt",309,88.981367340000006,"MGD","DQSwExt",309,102.7135483,"MGD","DQSwExt",309,87.028870929999997,"MGD","DQSwExt",309,111.974952,"MGD",1]
["DQSwExt",310,132.09419270000001,"MGD","DQSwExt",310,162.93289920000001,"MGD","DQSwExt",310,122.79349670000001,"MGD","DQSwExt",310,144.03995090000001,"MGD","DQSwExt",310,121.7596001,"MGD","DQSwExt",310,157.31381870000001,"MGD",1]
["DQSwExt",311,95.83126206,"MGD","DQSwExt",311,119.2665076,"MGD","DQSwExt",311,89.091745849999995,"MGD","DQSwExt",311,103.5812901,"MGD","DQSwExt",311,86.219065479999998,"MGD","DQSwExt",311,114.1303679,"MGD",1]
["DQSwExt",312,97.898503849999997,"MGD","DQSwExt",312,122.36575499999999,"MGD","DQSwExt",312,89.746114309999996,"MGD","DQSwExt",312,106.11038619999999,"MGD","DQSwExt",312,87.772837640000006,"MGD","DQSwExt",312,116.82035759999999,"MGD",1]
["DQSwExt",313,98.032756210000002,"MGD","DQSwExt",313,121.11265229999999,"MGD","DQSwExt",313,88.049175930000004,"MGD","DQSwExt",313,105.67087549999999,"MGD","DQSwExt",313,88.156590289999997,"MGD","DQSwExt",313,115.30939189999999,"MGD",1]
["DQSwExt",314,108.22982620000001,"MGD","DQSwExt",314,133.37102519999999,"MGD","DQSwExt",314,100.5813541,"MGD","DQSwExt",314,117.12206639999999,"MGD","DQSwExt",314,98.282015619999996,"MGD","DQSwExt",314,127.8554767,"MGD",1]
["DQSwExt",315,102.44520230000001,"MGD","DQSwExt",315,124.5598071,"MGD","DQSwExt",315,95.100031790000003,"MGD","DQSwExt",315,109.99259929999999,"MGD","DQSwExt",315,93.354316359999999,"MGD","DQSwExt",315,119.7001056,"MGD",1]
["DQSwExt",316,139.702528,"MGD","DQSwExt",316,172.14738130000001,"MGD","DQSwExt",316,130.90707309999999,"MGD","DQSwExt",316,152.69371670000001,"MGD","DQSwExt",316,129.7504338,"MGD","DQSwExt",316,166.64920720000001,"MGD",1]
["DQSwExt",317,196.8713726,"MGD","DQSwExt",317,243.63518999999999,"MGD","DQSwExt",317,186.85980230000001,"MGD","DQSwExt",317,217.15698320000001,"MGD","DQSwExt",317,186.05889260000001,"MGD","DQSwExt",317,238.82678569999999,"MGD",1]
["DQSwExt",318,208.09618990000001,"MGD","DQSwExt",318,260.08012539999999,"MGD","DQSwExt",318,191.77804950000001,"MGD","DQSwExt",318,231.80525739999999,"MGD","DQSwExt",318,197.50002040000001,"MGD","DQSwExt",318,254.367332,"MGD",1]
["DQSwExt",319,216.14190110000001,"MGD","DQSwExt",319,264.88876069999998,"MGD","DQSwExt",319,205.46366829999999,"MGD","DQSwExt",319,238.35352090000001,"MGD","DQSwExt",319,206.05312910000001,"MGD","DQSwExt",319,260.40991339999999,"MGD",1]
["DQSwExt",320,229.95883130000001,"MGD","DQSwExt",320,279.30148259999999,"MGD","DQSwExt",320,224.6113039,"MGD","DQSwExt",320,252.56631490000001,"MGD","DQSwExt",320,219.98463290000001,"MGD","DQSwExt",320,274.4601993,"MGD",1]
["DQSwExt",321,358.1502165,"MGD","DQSwExt",321,433.52170649999999,"MGD","DQSwExt",321,347.42543590000002,"MGD","DQSwExt",321,394.1632482,"MGD","DQSwExt",321,346.26471700000002,"MGD","DQSwExt",321,428.93410180000001,"MGD",1]
["DQSwExt",322,376.63071960000002,"MGD","DQSwExt",322,459.72641909999999,"MGD","DQSwExt",322,361.19130439999998,"MGD","DQSwExt",322,417.10429779999998,"MGD","DQSwExt",322,364.53110320000002,"MGD","DQSwExt",322,455.17946000000001,"MGD",1]
["DQSwExt",323,362.79834590000002,"MGD","DQSwExt",323,440.08100230000002,"MGD","DQSwExt",323,349.39553990000002,"MGD","DQSwExt",323,400.37988730000001,"MGD","DQSwExt",323,351.73314529999999,"MGD","DQSwExt",323,436.08584070000001,"MGD",1]
["DQSwExt",324,343.69891669999998,"MGD","DQSwExt",324,414.26838359999999,"MGD","DQSwExt",324,332.7665867,"MGD","DQSwExt",324,378.14203179999998,"MGD","DQSwExt",324,333.42992349999997,"MGD","DQSwExt",324,410.95069439999997,"MGD",1]
["DQSwExt",325,322.29211789999999,"MGD","DQSwExt",325,386.36992099999998,"MGD","DQSwExt",325,313.81126260000002,"MGD","DQSwExt",325,353.43037179999999,"MGD","DQSwExt",325,312.66554259999998,"MGD","DQSwExt",325,383.32834759999997,"MGD",1]
["DQSwExt",326,385.64294960000001,"MGD","DQSwExt",326,472.7194361,"MGD","DQSwExt",326,374.90218850000002,"MGD","DQSwExt",326,427.78276340000002,"MGD","DQSwExt",326,375.05011139999999,"MGD","DQSwExt",326,469.2509144,"MGD",1]
["DQSwExt",327,333.71061559999998,"MGD","DQSwExt",327,405.73825670000002,"MGD","DQSwExt",327,325.39398039999998,"MGD","DQSwExt",327,369.09461040000002,"MGD","DQSwExt",327,323.92039410000001,"MGD","DQSwExt",327,402.14799449999998,"MGD",1]
["DQSwExt",328,321.05048820000002,"MGD","DQSwExt",328,387.07653470000002,"MGD","DQSwExt",328,306.52787430000001,"MGD","DQSwExt",328,353.46269080000002,"MGD","DQSwExt",328,311.86049229999998,"MGD","DQSwExt",328,383.26338579999998,"MGD",1]
["DQSwExt",329,300.52092099999999,"MGD","DQSwExt",329,360.5610168,"MGD","DQSwExt",329,291.65667200000001,"MGD","DQSwExt",329,329.89473700000002,"MGD","DQSwExt",329,291.91014669999998,"MGD","DQSwExt",329,357.38634450000001,"MGD",1]
["DQSwExt",330,281.3906968,"MGD","DQSwExt",330,336.03585509999999,"MGD","DQSwExt",330,276.27908250000002,"MGD","DQSwExt",330,308.00233029999998,"MGD","DQSwExt",330,273.35391859999999,"MGD","DQSwExt",330,333.10936340000001,"MGD",1]
["DQSwExt",331,288.62706450000002,"MGD","DQSwExt",331,345.9818128,"MGD","DQSwExt",331,278.32994760000003,"MGD","DQSwExt",331,316.66282999999999,"MGD","DQSwExt",331,280.20628140000002,"MGD","DQSwExt",331,344.43689210000002,"MGD",1]
["DQSwExt",332,247.9921899,"MGD","DQSwExt",332,296.607392,"MGD","DQSwExt",332,244.7142345,"MGD","DQSwExt",332,271.40379419999999,"MGD","DQSwExt",332,240.6579017,"MGD","DQSwExt",332,293.13173790000002,"MGD",1]
["DQSwExt",333,244.66295650000001,"MGD","DQSwExt",333,292.91891800000002,"MGD","DQSwExt",333,233.53206990000001,"MGD","DQSwExt",333,267.79412170000001,"MGD","DQSwExt",333,236.99939670000001,"MGD","DQSwExt",333,289.77789760000002,"MGD",1]
["DQSwExt",334,222.59261029999999,"MGD","DQSwExt",334,265.45145739999998,"MGD","DQSwExt",334,216.0240091,"MGD","DQSwExt",334,243.008925,"MGD","DQSwExt",334,215.60010220000001,"MGD","DQSwExt",334,261.88028020000002,"MGD",1]
["DQSwExt",335,209.40865059999999,"MGD","DQSwExt",335,249.66341460000001,"MGD","DQSwExt",335,202.92882169999999,"MGD","DQSwExt",335,228.4999483,"MGD","DQSwExt",335,202.6591597,"MGD","DQSwExt",335,246.73444979999999,"MGD",1]
["DQSwExt",336,197.54072389999999,"MGD","DQSwExt",336,234.8510364,"MGD","DQSwExt",336,192.8161015,"MGD","DQSwExt",336,215.10734160000001,"MGD","DQSwExt",336,191.09399500000001,"MGD","DQSwExt",336,232.17209930000001,"MGD",1]
["DQSwExt",337,193.3755544,"MGD","DQSwExt",337,230.34751209999999,"MGD","DQSwExt",337,185.05080899999999,"MGD","DQSwExt",337,210.91087640000001,"MGD","DQSwExt",337,187.029956,"MGD","DQSwExt",337,227.26706759999999,"MGD",1]
["DQSwExt",338,175.0617991,"MGD","DQSwExt",338,207.5763652,"MGD","DQSwExt",338,174.11915640000001,"MGD","DQSwExt",338,190.2038201,"MGD","DQSwExt",338,169.16693269999999,"MGD","DQSwExt",338,205.65304180000001,"MGD",1]
["DQSwExt",339,172.12870269999999,"MGD","DQSwExt",339,204.5283938,"MGD","DQSwExt",339,164.07676799999999,"MGD","DQSwExt",339,187.22266880000001,"MGD","DQSwExt",339,166.14903219999999,"MGD","DQSwExt",339,200.79724419999999,"MGD",1]
["DQSwExt",340,155.5493429,"MGD","DQSwExt",340,184.22663180000001,"MGD","DQSwExt",340,151.9074383,"MGD","DQSwExt",340,168.82650520000001,"MGD","DQSwExt",340,150.23450460000001,"MGD","DQSwExt",340,182.02575859999999,"MGD",1]
["DQSwExt",341,146.0940311,"MGD","DQSwExt",341,173.12941330000001,"MGD","DQSwExt",341,140.77050589999999,"MGD","DQSwExt",341,158.617559,"MGD","DQSwExt",341,141.12928400000001,"MGD","DQSwExt",341,170.46916870000001,"MGD",1]
["DQSwExt",342,137.86603070000001,"MGD","DQSwExt",342,163.1815057,"MGD","DQSwExt",342,132.85287550000001,"MGD","DQSwExt",342,149.56012079999999,"MGD","DQSwExt",342,133.10531510000001,"MGD","DQSwExt",342,160.66775699999999,"MGD",1]
["DQSwExt",343,129.26855789999999,"MGD","DQSwExt",343,152.66975450000001,"MGD","DQSwExt",343,124.9952345,"MGD","DQSwExt",343,140.00561139999999,"MGD","DQSwExt",343,124.7133221,"MGD","DQSwExt",343,150.3874155,"MGD",1]
["DQSwExt",344,122.107343,"MGD","DQSwExt",344,143.20939419999999,"MGD","DQSwExt",344,117.48065769999999,"MGD","DQSwExt",344,131.50106740000001,"MGD","DQSwExt",344,117.41653770000001,"MGD","DQSwExt",344,140.8842764,"MGD",1]
["DQSwExt",345,124.1577564,"MGD","DQSwExt",345,143.13834259999999,"MGD","DQSwExt",345,118.75045,"MGD","DQSwExt",345,131.88552429999999,"MGD","DQSwExt",345,118.4926325,"MGD","DQSwExt",345,141.27274399999999,"MGD",1]
["DQSwExt",346,195.0609456,"MGD","DQSwExt",346,235.72013229999999,"MGD","DQSwExt",346,189.85753890000001,"MGD","DQSwExt",346,214.16107210000001,"MGD","DQSwExt",346,189.29328140000001,"MGD","DQSwExt",346,233.118225,"MGD",1]
["DQSwExt",347,162.54187830000001,"MGD","DQSwExt",347,200.51754529999999,"MGD","DQSwExt",347,154.3189347,"MGD","DQSwExt",347,180.6102922,"MGD","DQSwExt",347,156.69105690000001,"MGD","DQSwExt",347,196.81589289999999,"MGD",1]
["DQSwExt",348,304.01250649999997,"MGD","DQSwExt",348,370.59405959999998,"MGD","DQSwExt",348,293.8451766,"MGD","DQSwExt",348,336.6313591,"MGD","DQSwExt",348,295.32258910000002,"MGD","DQSwExt",348,367.64430900000002,"MGD",1]
["DQSwExt",349,269.8178436,"MGD","DQSwExt",349,331.4552132,"MGD","DQSwExt",349,259.82957110000001,"MGD","DQSwExt",349,300.30943389999999,"MGD","DQSwExt",349,261.86308050000002,"MGD","DQSwExt",349,327.95846210000002,"MGD",1]
["DQSwExt",350,307.88078309999997,"MGD","DQSwExt",350,372.6323845,"MGD","DQSwExt",350,299.831166,"MGD","DQSwExt",350,340.0578587,"MGD","DQSwExt",350,299.55825620000002,"MGD","DQSwExt",350,370.3111644,"MGD",1]
["DQSwExt",351,272.86475860000002,"MGD","DQSwExt",351,329.23471050000001,"MGD","DQSwExt",351,265.85733190000002,"MGD","DQSwExt",351,300.67666000000003,"MGD","DQSwExt",351,265.511303,"MGD","DQSwExt",351,327.07526380000002,"MGD",1]
["DQSwExt",352,267.43382800000001,"MGD","DQSwExt",352,320.97842150000002,"MGD","DQSwExt",352,259.5026052,"MGD","DQSwExt",352,293.86303220000002,"MGD","DQSwExt",352,260.28992160000001,"MGD","DQSwExt",352,318.69876520000003,"MGD",1]
["DQSwExt",353,256.432928,"MGD","DQSwExt",353,305.34904330000001,"MGD","DQSwExt",353,252.91192040000001,"MGD","DQSwExt",353,280.3884764,"MGD","DQSwExt",353,249.61143369999999,"MGD","DQSwExt",353,304.8611257,"MGD",1]
["DQSwExt",354,392.67141579999998,"MGD","DQSwExt",354,485.34266739999998,"MGD","DQSwExt",354,376.75004610000002,"MGD","DQSwExt",354,438.32544799999999,"MGD","DQSwExt",354,382.3769853,"MGD","DQSwExt",354,481.20199300000002,"MGD",1]
["DQSwExt",355,309.7772804,"MGD","DQSwExt",355,378.49575340000001,"MGD","DQSwExt",355,301.70294619999999,"MGD","DQSwExt",355,344.1616793,"MGD","DQSwExt",355,300.95846080000001,"MGD","DQSwExt",355,376.3722204,"MGD",1]
["DQSwExt",356,324.88035839999998,"MGD","DQSwExt",356,388.08799110000001,"MGD","DQSwExt",356,314.7599108,"MGD","DQSwExt",356,356.51148719999998,"MGD","DQSwExt",356,316.50935240000001,"MGD","DQSwExt",356,385.42672850000002,"MGD",1]
["DQSwExt",357,307.54938220000003,"MGD","DQSwExt",357,364.68723230000001,"MGD","DQSwExt",357,299.11702700000001,"MGD","DQSwExt",357,336.00530149999997,"MGD","DQSwExt",357,299.70775300000003,"MGD","DQSwExt",357,362.56648180000002,"MGD",1]
["DQSwExt",358,290.153234,"MGD","DQSwExt",358,341.88279829999999,"MGD","DQSwExt",358,286.28775839999997,"MGD","DQSwExt",358,315.7568536,"MGD","DQSwExt",358,282.83987409999997,"MGD","DQSwExt",358,340.61128200000002,"MGD",1]
["DQSwExt",359,343.0096522,"MGD","DQSwExt",359,416.14056169999998,"MGD","DQSwExt",359,331.58657670000002,"MGD","DQSwExt",359,377.98683360000001,"MGD","DQSwExt",359,334.53398329999999,"MGD","DQSwExt",359,413.81217720000001,"MGD",1]
["DQSwExt",360,272.07443510000002,"MGD","DQSwExt",360,327.41481629999998,"MGD","DQSwExt",360,264.4965426,"MGD","DQSwExt",360,299.13686239999998,"MGD","DQSwExt",360,264.50770940000001,"MGD","DQSwExt",360,325.16840180000003,"MGD",1]
["DQSwExt",361,282.9341743,"MGD","DQSwExt",361,337.4253655,"MGD","DQSwExt",361,273.66530979999999,"MGD","DQSwExt",361,309.91499750000003,"MGD","DQSwExt",361,275.24504209999998,"MGD","DQSwExt",361,335.73388319999998,"MGD",1]
["DQSwExt",362,269.78718300000003,"MGD","DQSwExt",362,319.32232449999998,"MGD","DQSwExt",362,261.85159520000002,"MGD","DQSwExt",362,294.2193092,"MGD","DQSwExt",362,262.50637460000002,"MGD","DQSwExt",362,317.63599360000001,"MGD",1]
["DQSwExt",363,253.0538616,"MGD","DQSwExt",363,297.98979780000002,"MGD","DQSwExt",363,245.72133260000001,"MGD","DQSwExt",363,275.14413680000001,"MGD","DQSwExt",363,246.14539690000001,"MGD","DQSwExt",363,296.05292550000001,"MGD",1]
["DQSwExt",364,236.76289220000001,"MGD","DQSwExt",364,277.53926689999997,"MGD","DQSwExt",364,230.5768817,"MGD","DQSwExt",364,256.41487940000002,"MGD","DQSwExt",364,230.18939560000001,"MGD","DQSwExt",364,275.4924714,"MGD",1]
["DQSwExt",365,232.16811050000001,"MGD","DQSwExt",365,270.144904,"MGD","DQSwExt",365,220.65841810000001,"MGD","DQSwExt",365,250.3143389,"MGD","DQSwExt",365,225.8414832,"MGD","DQSwExt",365,265.29030319999998,"MGD",1]
["DQGwExt",1,0,"MGD","DQGwExt",1,0,"MGD","DQGwExt",1,0,"MGD","DQGwExt",1,0,"MGD","DQGwExt",1,0,"MGD","DQGwExt",1,0,"MGD",0]
["DQGwExt",2,0,"MGD","DQGwExt",2,0,"MGD","DQGwExt",2,0,"MGD","DQGwExt",2,0,"MGD","DQGwExt",2,0,"MGD","DQGwExt",2,0,"MGD",0]
["DQGwExt",3,0,"MGD","DQGwExt",3,0,"MGD","DQGwExt",3,0,"MGD","DQGwExt",3,0,"MGD","DQGwExt",3,0,"MGD","DQGwExt",3,0,"MGD",0]
["DQGwExt",4,0,"MGD","DQGwExt",4,0,"MGD","DQGwExt",4,0,"MGD","DQGwExt",4,0,"MGD","DQGwExt",4,0,"MGD","DQGwExt",4,0,"MGD",{"$f":"IF(ISNUMBER(C388),IF(AVERAGE(C388,G388,K388,O388,S388,W388)<>MAX(C388,G388,K388,O388,S388,W388),1,0),\"\")","v":0}]
["DQGwExt",5,0,"MGD","DQGwExt",5,0,"MGD","DQGwExt",5,0,"MGD","DQGwExt",5,0,"MGD","DQGwExt",5,0,"MGD","DQGwExt",5,0,"MGD",0]
["DQGwExt",6,0,"MGD","DQGwExt",6,0,"MGD","DQGwExt",6,0,"MGD","DQGwExt",6,0,"MGD","DQGwExt",6,0,"MGD","DQGwExt",6,0,"MGD",0]
["DQGwExt",7,0,"MGD","DQGwExt",7,0,"MGD","DQGwExt",7,0,"MGD","DQGwExt",7,0,"MGD","DQGwExt",7,0,"MGD","DQGwExt",7,0,"MGD",0]
["DQGwExt",8,0,"MGD","DQGwExt",8,0,"MGD","DQGwExt",8,0,"MGD","DQGwExt",8,0,"MGD","DQGwExt",8,0,"MGD","DQGwExt",8,0,"MGD",0]
["DQGwExt",9,0,"MGD","DQGwExt",9,0,"MGD","DQGwExt",9,0,"MGD","DQGwExt",9,0,"MGD","DQGwExt",9,0,"MGD","DQGwExt",9,0,"MGD",0]
["DQGwExt",10,0,"MGD","DQGwExt",10,0,"MGD","DQGwExt",10,0,"MGD","DQGwExt",10,0,"MGD","DQGwExt",10,0,"MGD","DQGwExt",10,0,"MGD",0]
["DQGwExt",11,0,"MGD","DQGwExt",11,0,"MGD","DQGwExt",11,0,"MGD","DQGwExt",11,0,"MGD","DQGwExt",11,0,"MGD","DQGwExt",11,0,"MGD",0]
["DQGwExt",12,0,"MGD","DQGwExt",12,0,"MGD","DQGwExt",12,0,"MGD","DQGwExt",12,0,"MGD","DQGwExt",12,0,"MGD","DQGwExt",12,0,"MGD",0]
["DQGwExt",13,0,"MGD","DQGwExt",13,0,"MGD","DQGwExt",13,0,"MGD","DQGwExt",13,0,"MGD","DQGwExt",13,0,"MGD","DQGwExt",13,0,"MGD",0]
["DQGwExt",14,0,"MGD","DQGwExt",14,0,"MGD","DQGwExt",14,0,"MGD","DQGwExt",14,0,"MGD","DQGwExt",14,0,"MGD","DQGwExt",14,0,"MGD",0]
["DQGwExt",15,0,"MGD","DQGwExt",15,0,"MGD","DQGwExt",15,0,"MGD","DQGwExt",15,0,"MGD","DQGwExt",15,0,"MGD","DQGwExt",15,0,"MGD",0]
["DQGwExt",16,0,"MGD","DQGwExt",16,0,"MGD","DQGwExt",16,0,"MGD","DQGwExt",16,0,"MGD","DQGwExt",16,0,"MGD","DQGwExt",16,0,"MGD",0]
["DQGwExt",17,0,"MGD","DQGwExt",17,0,"MGD","DQGwExt",17,0,"MGD","DQGwExt",17,0,"MGD","DQGwExt",17,0,"MGD","DQGwExt",17,0,"MGD",0]
["DQGwExt",18,0,"MGD","DQGwExt",18,0,"MGD","DQGwExt",18,0,"MGD","DQGwExt",18,0,"MGD","DQGwExt",18,0,"MGD","DQGwExt",18,0,"MGD",0]
["DQGwExt",19,0,"MGD","DQGwExt",19,0,"MGD","DQGwExt",19,0,"MGD","DQGwExt",19,0,"MGD","DQGwExt",19,0,"MGD","DQGwExt",19,0,"MGD",0]
["DQGwExt",20,0,"MGD","DQGwExt",20,0,"MGD","DQGwExt",20,0,"MGD","DQGwExt",20,0,"MGD","DQGwExt",20,0,"MGD","DQGwExt",20,0,"MGD",0]
["DQGwExt",21,0,"MGD","DQGwExt",21,0,"MGD","DQGwExt",21,0,"MGD","DQGwExt",21,0,"MGD","DQGwExt",21,0,"MGD","DQGwExt",21,0,"MGD",0]
["DQGwExt",22,0,"MGD","DQGwExt",22,0,"MGD","DQGwExt",22,0,"MGD","DQGwExt",22,0,"MGD","DQGwExt",22,0,"MGD","DQGwExt",22,0,"MGD",0]
["DQGwExt",23,0,"MGD","DQGwExt",23,0,"MGD","DQGwExt",23,0,"MGD","DQGwExt",23,0,"MGD","DQGwExt",23,0,"MGD","DQGwExt",23,0,"MGD",0]
["DQGwExt",24,0,"MGD","DQGwExt",24,0,"MGD","DQGwExt",24,0,"MGD","DQGwExt",24,0,"MGD","DQGwExt",24,0,"MGD","DQGwExt",24,0,"MGD",0]
["DQGwExt",25,0,"MGD","DQGwExt",25,0,"MGD","DQGwExt",25,0,"MGD","DQGwExt",25,0,"MGD","DQGwExt",25,0,"MGD","DQGwExt",25,0,"MGD",0]
["DQGwExt",26,0,"MGD","DQGwExt",26,0,"MGD","DQGwExt",26,0,"MGD","DQGwExt",26,0,"MGD","DQGwExt",26,0,"MGD","DQGwExt",26,0,"MGD",0]
["DQGwExt",27,0,"MGD","DQGwExt",27,0,"MGD","DQGwExt",27,0,"MGD","DQGwExt",27,0,"MGD","DQGwExt",27,0,"MGD","DQGwExt",27,0,"MGD",0]
["DQGwExt",28,0,"MGD","DQGwExt",28,0,"MGD","DQGwExt",28,0,"MGD","DQGwExt",28,0,"MGD","DQGwExt",28,0,"MGD","DQGwExt",28,0,"MGD",0]
["DQGwExt",29,0,"MGD","DQGwExt",29,0,"MGD","DQGwExt",29,0,"MGD","DQGwExt",29,0,"MGD","DQGwExt",29,0,"MGD","DQGwExt",29,0,"MGD",0]
["DQGwExt",30,0,"MGD","DQGwExt",30,0,"MGD","DQGwExt",30,0,"MGD","DQGwExt",30,0,"MGD","DQGwExt",30,0,"MGD","DQGwExt",30,0,"MGD",0]
["DQGwExt",31,0,"MGD","DQGwExt",31,0,"MGD","DQGwExt",31,0,"MGD","DQGwExt",31,0,"MGD","DQGwExt",31,0,"MGD","DQGwExt",31,0,"MGD",0]
["DQGwExt",32,0,"MGD","DQGwExt",32,0,"MGD","DQGwExt",32,0,"MGD","DQGwExt",32,0,"MGD","DQGwExt",32,0,"MGD","DQGwExt",32,0,"MGD",0]
["DQGwExt",33,0,"MGD","DQGwExt",33,0,"MGD","DQGwExt",33,0,"MGD","DQGwExt",33,0,"MGD","DQGwExt",33,0,"MGD","DQGwExt",33,0,"MGD",0]
["DQGwExt",34,0,"MGD","DQGwExt",34,0,"MGD","DQGwExt",34,0,"MGD","DQGwExt",34,0,"MGD","DQGwExt",34,0,"MGD","DQGwExt",34,0,"MGD",0]
["DQGwExt",35,0,"MGD","DQGwExt",35,0,"MGD","DQGwExt",35,0,"MGD","DQGwExt",35,0,"MGD","DQGwExt",35,0,"MGD","DQGwExt",35,0,"MGD",0]
["DQGwExt",36,0,"MGD","DQGwExt",36,0,"MGD","DQGwExt",36,0,"MGD","DQGwExt",36,0,"MGD","DQGwExt",36,0,"MGD","DQGwExt",36,0,"MGD",0]
["DQGwExt",37,0,"MGD","DQGwExt",37,0,"MGD","DQGwExt",37,0,"MGD","DQGwExt",37,0,"MGD","DQGwExt",37,0,"MGD","DQGwExt",37,0,"MGD",0]
["DQGwExt",38,0,"MGD","DQGwExt",38,0,"MGD","DQGwExt",38,0,"MGD","DQGwExt",38,0,"MGD","DQGwExt",38,0,"MGD","DQGwExt",38,0,"MGD",0]
["DQGwExt",39,0,"MGD","DQGwExt",39,0,"MGD","DQGwExt",39,0,"MGD","DQGwExt",39,0,"MGD","DQGwExt",39,0,"MGD","DQGwExt",39,0,"MGD",0]
["DQGwExt",40,0,"MGD","DQGwExt",40,0,"MGD","DQGwExt",40,0,"MGD","DQGwExt",40,0,"MGD","DQGwExt",40,0,"MGD","DQGwExt",40,0,"MGD",0]
["DQGwExt",41,0,"MGD","DQGwExt",41,0,"MGD","DQGwExt",41,0,"MGD","DQGwExt",41,0,"MGD","DQGwExt",41,0,"MGD","DQGwExt",41,0,"MGD",0]
["DQGwExt",42,0,"MGD","DQGwExt",42,0,"MGD","DQGwExt",42,0,"MGD","DQGwExt",42,0,"MGD","DQGwExt",42,0,"MGD","DQGwExt",42,0,"MGD",0]
["DQGwExt",43,0,"MGD","DQGwExt",43,0,"MGD","DQGwExt",43,0,"MGD","DQGwExt",43,0,"MGD","DQGwExt",43,0,"MGD","DQGwExt",43,0,"MGD",0]
["DQGwExt",44,0,"MGD","DQGwExt",44,0,"MGD","DQGwExt",44,0,"MGD","DQGwExt",44,0,"MGD","DQGwExt",44,0,"MGD","DQGwExt",44,0,"MGD",0]
["DQGwExt",45,0,"MGD","DQGwExt",45,0,"MGD","DQGwExt",45,0,"MGD","DQGwExt",45,0,"MGD","DQGwExt",45,0,"MGD","DQGwExt",45,0,"MGD",0]
["DQGwExt",46,0,"MGD","DQGwExt",46,0,"MGD","DQGwExt",46,0,"MGD","DQGwExt",46,0,"MGD","DQGwExt",46,0,"MGD","DQGwExt",46,0,"MGD",0]
["DQGwExt",47,0,"MGD","DQGwExt",47,0,"MGD","DQGwExt",47,0,"MGD","DQGwExt",47,0,"MGD","DQGwExt",47,0,"MGD","DQGwExt",47,0,"MGD",0]
["DQGwExt",48,0,"MGD","DQGwExt",48,0,"MGD","DQGwExt",48,0,"MGD","DQGwExt",48,0,"MGD","DQGwExt",48,0,"MGD","DQGwExt",48,0,"MGD",0]
["DQGwExt",49,0,"MGD","DQGwExt",49,0,"MGD","DQGwExt",49,0,"MGD","DQGwExt",49,0,"MGD","DQGwExt",49,0,"MGD","DQGwExt",49,0,"MGD",0]
["DQGwExt",50,0,"MGD","DQGwExt",50,0,"MGD","DQGwExt",50,0,"MGD","DQGwExt",50,0,"MGD","DQGwExt",50,0,"MGD","DQGwExt",50,0,"MGD",0]
["DQGwExt",51,0,"MGD","DQGwExt",51,0,"MGD","DQGwExt",51,0,"MGD","DQGwExt",51,0,"MGD","DQGwExt",51,0,"MGD","DQGwExt",51,0,"MGD",0]
["DQGwExt",52,0,"MGD","DQGwExt",52,0,"MGD","DQGwExt",52,0,"MGD","DQGwExt",52,0,"MGD","DQGwExt",52,0,"MGD","DQGwExt",52,0,"MGD",0]
["DQGwExt",53,0,"MGD","DQGwExt",53,0,"MGD","DQGwExt",53,0,"MGD","DQGwExt",53,0,"MGD","DQGwExt",53,0,"MGD","DQGwExt",53,0,"MGD",0]
["DQGwExt",54,0,"MGD","DQGwExt",54,0,"MGD","DQGwExt",54,0,"MGD","DQGwExt",54,0,"MGD","DQGwExt",54,0,"MGD","DQGwExt",54,0,"MGD",0]
["DQGwExt",55,0,"MGD","DQGwExt",55,0,"MGD","DQGwExt",55,0,"MGD","DQGwExt",55,0,"MGD","DQGwExt",55,0,"MGD","DQGwExt",55,0,"MGD",0]
["DQGwExt",56,0,"MGD","DQGwExt",56,0,"MGD","DQGwExt",56,0,"MGD","DQGwExt",56,0,"MGD","DQGwExt",56,0,"MGD","DQGwExt",56,0,"MGD",0]
["DQGwExt",57,0,"MGD","DQGwExt",57,0,"MGD","DQGwExt",57,0,"MGD","DQGwExt",57,0,"MGD","DQGwExt",57,0,"MGD","DQGwExt",57,0,"MGD",0]
["DQGwExt",58,0,"MGD","DQGwExt",58,0,"MGD","DQGwExt",58,0,"MGD","DQGwExt",58,0,"MGD","DQGwExt",58,0,"MGD","DQGwExt",58,0,"MGD",0]
["DQGwExt",59,0,"MGD","DQGwExt",59,0,"MGD","DQGwExt",59,0,"MGD","DQGwExt",59,0,"MGD","DQGwExt",59,0,"MGD","DQGwExt",59,0,"MGD",0]
["DQGwExt",60,0,"MGD","DQGwExt",60,0,"MGD","DQGwExt",60,0,"MGD","DQGwExt",60,0,"MGD","DQGwExt",60,0,"MGD","DQGwExt",60,0,"MGD",0]
["DQGwExt",61,0,"MGD","DQGwExt",61,0,"MGD","DQGwExt",61,0,"MGD","DQGwExt",61,0,"MGD","DQGwExt",61,0,"MGD","DQGwExt",61,0,"MGD",0]
["DQGwExt",62,0,"MGD","DQGwExt",62,0,"MGD","DQGwExt",62,0,"MGD","DQGwExt",62,0,"MGD","DQGwExt",62,0,"MGD","DQGwExt",62,0,"MGD",0]
["DQGwExt",63,0,"MGD","DQGwExt",63,0,"MGD","DQGwExt",63,0,"MGD","DQGwExt",63,0,"MGD","DQGwExt",63,0,"MGD","DQGwExt",63,0,"MGD",0]
["DQGwExt",64,0,"MGD","DQGwExt",64,0,"MGD","DQGwExt",64,0,"MGD","DQGwExt",64,0,"MGD","DQGwExt",64,0,"MGD","DQGwExt",64,0,"MGD",0]
["DQGwExt",65,0,"MGD","DQGwExt",65,0,"MGD","DQGwExt",65,0,"MGD","DQGwExt",65,0,"MGD","DQGwExt",65,0,"MGD","DQGwExt",65,0,"MGD",0]
["DQGwExt",66,0,"MGD","DQGwExt",66,0,"MGD","DQGwExt",66,0,"MGD","DQGwExt",66,0,"MGD","DQGwExt",66,0,"MGD","DQGwExt",66,0,"MGD",0]
["DQGwExt",67,0,"MGD","DQGwExt",67,0,"MGD","DQGwExt",67,0,"MGD","DQGwExt",67,0,"MGD","DQGwExt",67,0,"MGD","DQGwExt",67,0,"MGD",0]
["DQGwExt",68,0,"MGD","DQGwExt",68,0,"MGD","DQGwExt",68,0,"MGD","DQGwExt",68,0,"MGD","DQGwExt",68,0,"MGD","DQGwExt",68,0,"MGD",{"$f":"IF(ISNUMBER(C452),IF(AVERAGE(C452,G452,K452,O452,S452,W452)<>MAX(C452,G452,K452,O452,S452,W452),1,0),\"\")","v":0}]
["DQGwExt",69,0,"MGD","DQGwExt",69,0,"MGD","DQGwExt",69,0,"MGD","DQGwExt",69,0,"MGD","DQGwExt",69,0,"MGD","DQGwExt",69,0,"MGD",0]
["DQGwExt",70,0,"MGD","DQGwExt",70,0,"MGD","DQGwExt",70,0,"MGD","DQGwExt",70,0,"MGD","DQGwExt",70,0,"MGD","DQGwExt",70,0,"MGD",0]
["DQGwExt",71,0,"MGD","DQGwExt",71,0,"MGD","DQGwExt",71,0,"MGD","DQGwExt",71,0,"MGD","DQGwExt",71,0,"MGD","DQGwExt",71,0,"MGD",0]
["DQGwExt",72,0,"MGD","DQGwExt",72,0,"MGD","DQGwExt",72,0,"MGD","DQGwExt",72,0,"MGD","DQGwExt",72,0,"MGD","DQGwExt",72,0,"MGD",0]
["DQGwExt",73,0,"MGD","DQGwExt",73,0,"MGD","DQGwExt",73,0,"MGD","DQGwExt",73,0,"MGD","DQGwExt",73,0,"MGD","DQGwExt",73,0,"MGD",0]
["DQGwExt",74,0,"MGD","DQGwExt",74,0,"MGD","DQGwExt",74,0,"MGD","DQGwExt",74,0,"MGD","DQGwExt",74,0,"MGD","DQGwExt",74,0,"MGD",0]
["DQGwExt",75,0,"MGD","DQGwExt",75,0,"MGD","DQGwExt",75,0,"MGD","DQGwExt",75,0,"MGD","DQGwExt",75,0,"MGD","DQGwExt",75,0,"MGD",0]
["DQGwExt",76,0,"MGD","DQGwExt",76,0,"MGD","DQGwExt",76,0,"MGD","DQGwExt",76,0,"MGD","DQGwExt",76,0,"MGD","DQGwExt",76,0,"MGD",0]
["DQGwExt",77,0,"MGD","DQGwExt",77,0,"MGD","DQGwExt",77,0,"MGD","DQGwExt",77,0,"MGD","DQGwExt",77,0,"MGD","DQGwExt",77,0,"MGD",0]
["DQGwExt",78,0,"MGD","DQGwExt",78,0,"MGD","DQGwExt",78,0,"MGD","DQGwExt",78,0,"MGD","DQGwExt",78,0,"MGD","DQGwExt",78,0,"MGD",0]
["DQGwExt",79,0,"MGD","DQGwExt",79,0,"MGD","DQGwExt",79,0,"MGD","DQGwExt",79,0,"MGD","DQGwExt",79,0,"MGD","DQGwExt",79,0,"MGD",0]
["DQGwExt",80,0,"MGD","DQGwExt",80,0,"MGD","DQGwExt",80,0,"MGD","DQGwExt",80,0,"MGD","DQGwExt",80,0,"MGD","DQGwExt",80,0,"MGD",0]
["DQGwExt",81,0,"MGD","DQGwExt",81,0,"MGD","DQGwExt",81,0,"MGD","DQGwExt",81,0,"MGD","DQGwExt",81,0,"MGD","DQGwExt",81,0,"MGD",0]
["DQGwExt",82,0,"MGD","DQGwExt",82,0,"MGD","DQGwExt",82,0,"MGD","DQGwExt",82,0,"MGD","DQGwExt",82,0,"MGD","DQGwExt",82,0,"MGD",0]
["DQGwExt",83,0,"MGD","DQGwExt",83,0,"MGD","DQGwExt",83,0,"MGD","DQGwExt",83,0,"MGD","DQGwExt",83,0,"MGD","DQGwExt",83,0,"MGD",0]
["DQGwExt",84,0,"MGD","DQGwExt",84,0,"MGD","DQGwExt",84,0,"MGD","DQGwExt",84,0,"MGD","DQGwExt",84,0,"MGD","DQGwExt",84,0,"MGD",0]
["DQGwExt",85,0,"MGD","DQGwExt",85,0,"MGD","DQGwExt",85,0,"MGD","DQGwExt",85,0,"MGD","DQGwExt",85,0,"MGD","DQGwExt",85,0,"MGD",0]
["DQGwExt",86,0,"MGD","DQGwExt",86,0,"MGD","DQGwExt",86,0,"MGD","DQGwExt",86,0,"MGD","DQGwExt",86,0,"MGD","DQGwExt",86,0,"MGD",0]
["DQGwExt",87,0,"MGD","DQGwExt",87,0,"MGD","DQGwExt",87,0,"MGD","DQGwExt",87,0,"MGD","DQGwExt",87,0,"MGD","DQGwExt",87,0,"MGD",0]
["DQGwExt",88,0,"MGD","DQGwExt",88,0,"MGD","DQGwExt",88,0,"MGD","DQGwExt",88,0,"MGD","DQGwExt",88,0,"MGD","DQGwExt",88,0,"MGD",0]
["DQGwExt",89,0,"MGD","DQGwExt",89,0,"MGD","DQGwExt",89,0,"MGD","DQGwExt",89,0,"MGD","DQGwExt",89,0,"MGD","DQGwExt",89,0,"MGD",0]
["DQGwExt",90,0,"MGD","DQGwExt",90,0,"MGD","DQGwExt",90,0,"MGD","DQGwExt",90,0,"MGD","DQGwExt",90,0,"MGD","DQGwExt",90,0,"MGD",0]
["DQGwExt",91,0,"MGD","DQGwExt",91,0,"MGD","DQGwExt",91,0,"MGD","DQGwExt",91,0,"MGD","DQGwExt",91,0,"MGD","DQGwExt",91,0,"MGD",0]
["DQGwExt",92,0,"MGD","DQGwExt",92,0,"MGD","DQGwExt",92,0,"MGD","DQGwExt",92,0,"MGD","DQGwExt",92,0,"MGD","DQGwExt",92,0,"MGD",0]
["DQGwExt",93,0,"MGD","DQGwExt",93,0,"MGD","DQGwExt",93,0,"MGD","DQGwExt",93,0,"MGD","DQGwExt",93,0,"MGD","DQGwExt",93,0,"MGD",0]
["DQGwExt",94,0,"MGD","DQGwExt",94,0,"MGD","DQGwExt",94,0,"MGD","DQGwExt",94,0,"MGD","DQGwExt",94,0,"MGD","DQGwExt",94,0,"MGD",0]
["DQGwExt",95,0,"MGD","DQGwExt",95,0,"MGD","DQGwExt",95,0,"MGD","DQGwExt",95,0,"MGD","DQGwExt",95,0,"MGD","DQGwExt",95,0,"MGD",0]
["DQGwExt",96,0,"MGD","DQGwExt",96,0,"MGD","DQGwExt",96,0,"MGD","DQGwExt",96,0,"MGD","DQGwExt",96,0,"MGD","DQGwExt",96,0,"MGD",0]
["DQGwExt",97,0,"MGD","DQGwExt",97,0,"MGD","DQGwExt",97,0,"MGD","DQGwExt",97,0,"MGD","DQGwExt",97,0,"MGD","DQGwExt",97,0,"MGD",0]
["DQGwExt",98,0,"MGD","DQGwExt",98,0,"MGD","DQGwExt",98,0,"MGD","DQGwExt",98,0,"MGD","DQGwExt",98,0,"MGD","DQGwExt",98,0,"MGD",0]
["DQGwExt",99,0,"MGD","DQGwExt",99,0,"MGD","DQGwExt",99,0,"MGD","DQGwExt",99,0,"MGD","DQGwExt",99,0,"MGD","DQGwExt",99,0,"MGD",0]
["DQGwExt",100,0,"MGD","DQGwExt",100,0,"MGD","DQGwExt",100,0,"MGD","DQGwExt",100,0,"MGD","DQGwExt",100,0,"MGD","DQGwExt",100,0,"MGD",0]
["DQGwExt",101,0,"MGD","DQGwExt",101,0,"MGD","DQGwExt",101,0,"MGD","DQGwExt",101,0,"MGD","DQGwExt",101,0,"MGD","DQGwExt",101,0,"MGD",0]
["DQGwExt",102,0,"MGD","DQGwExt",102,0,"MGD","DQGwExt",102,0,"MGD","DQGwExt",102,0,"MGD","DQGwExt",102,0,"MGD","DQGwExt",102,0,"MGD",0]
["DQGwExt",103,0,"MGD","DQGwExt",103,0,"MGD","DQGwExt",103,0,"MGD","DQGwExt",103,0,"MGD","DQGwExt",103,0,"MGD","DQGwExt",103,0,"MGD",0]
["DQGwExt",104,0,"MGD","DQGwExt",104,0,"MGD","DQGwExt",104,0,"MGD","DQGwExt",104,0,"MGD","DQGwExt",104,0,"MGD","DQGwExt",104,0,"MGD",0]
["DQGwExt",105,0,"MGD","DQGwExt",105,0,"MGD","DQGwExt",105,0,"MGD","DQGwExt",105,0,"MGD","DQGwExt",105,0,"MGD","DQGwExt",105,0,"MGD",0]
["DQGwExt",106,0,"MGD","DQGwExt",106,0,"MGD","DQGwExt",106,0,"MGD","DQGwExt",106,0,"MGD","DQGwExt",106,0,"MGD","DQGwExt",106,0,"MGD",0]
["DQGwExt",107,0,"MGD","DQGwExt",107,0,"MGD","DQGwExt",107,0,"MGD","DQGwExt",107,0,"MGD","DQGwExt",107,0,"MGD","DQGwExt",107,0,"MGD",0]
["DQGwExt",108,0,"MGD","DQGwExt",108,0,"MGD","DQGwExt",108,0,"MGD","DQGwExt",108,0,"MGD","DQGwExt",108,0,"MGD","DQGwExt",108,0,"MGD",0]
["DQGwExt",109,0,"MGD","DQGwExt",109,0,"MGD","DQGwExt",109,0,"MGD","DQGwExt",109,0,"MGD","DQGwExt",109,0,"MGD","DQGwExt",109,0,"MGD",0]
["DQGwExt",110,0,"MGD","DQGwExt",110,0,"MGD","DQGwExt",110,0,"MGD","DQGwExt",110,0,"MGD","DQGwExt",110,0,"MGD","DQGwExt",110,0,"MGD",0]
["DQGwExt",111,0,"MGD","DQGwExt",111,0,"MGD","DQGwExt",111,0,"MGD","DQGwExt",111,0,"MGD","DQGwExt",111,0,"MGD","DQGwExt",111,0,"MGD",0]
["DQGwExt",112,0,"MGD","DQGwExt",112,0,"MGD","DQGwExt",112,0,"MGD","DQGwExt",112,0,"MGD","DQGwExt",112,0,"MGD","DQGwExt",112,0,"MGD",0]
["DQGwExt",113,0,"MGD","DQGwExt",113,0,"MGD","DQGwExt",113,0,"MGD","DQGwExt",113,0,"MGD","DQGwExt",113,0,"MGD","DQGwExt",113,0,"MGD",0]
["DQGwExt",114,0,"MGD","DQGwExt",114,0,"MGD","DQGwExt",114,0,"MGD","DQGwExt",114,0,"MGD","DQGwExt",114,0,"MGD","DQGwExt",114,0,"MGD",0]
["DQGwExt",115,0,"MGD","DQGwExt",115,0,"MGD","DQGwExt",115,0,"MGD","DQGwExt",115,0,"MGD","DQGwExt",115,0,"MGD","DQGwExt",115,0,"MGD",0]
["DQGwExt",116,0,"MGD","DQGwExt",116,0,"MGD","DQGwExt",116,0,"MGD","DQGwExt",116,0,"MGD","DQGwExt",116,0,"MGD","DQGwExt",116,0,"MGD",0]
["DQGwExt",117,0,"MGD","DQGwExt",117,0,"MGD","DQGwExt",117,0,"MGD","DQGwExt",117,0,"MGD","DQGwExt",117,0,"MGD","DQGwExt",117,0,"MGD",0]
["DQGwExt",118,0,"MGD","DQGwExt",118,0,"MGD","DQGwExt",118,0,"MGD","DQGwExt",118,0,"MGD","DQGwExt",118,0,"MGD","DQGwExt",118,0,"MGD",0]
["DQGwExt",119,0,"MGD","DQGwExt",119,0,"MGD","DQGwExt",119,0,"MGD","DQGwExt",119,0,"MGD","DQGwExt",119,0,"MGD","DQGwExt",119,0,"MGD",0]
["DQGwExt",120,0,"MGD","DQGwExt",120,0,"MGD","DQGwExt",120,0,"MGD","DQGwExt",120,0,"MGD","DQGwExt",120,0,"MGD","DQGwExt",120,0,"MGD",0]
["DQGwExt",121,0,"MGD","DQGwExt",121,0,"MGD","DQGwExt",121,0,"MGD","DQGwExt",121,0,"MGD","DQGwExt",121,0,"MGD","DQGwExt",121,0,"MGD",0]
["DQGwExt",122,0,"MGD","DQGwExt",122,0,"MGD","DQGwExt",122,0,"MGD","DQGwExt",122,0,"MGD","DQGwExt",122,0,"MGD","DQGwExt",122,0,"MGD",0]
["DQGwExt",123,0,"MGD","DQGwExt",123,0,"MGD","DQGwExt",123,0,"MGD","DQGwExt",123,0,"MGD","DQGwExt",123,0,"MGD","DQGwExt",123,0,"MGD",0]
["DQGwExt",124,0,"MGD","DQGwExt",124,0,"MGD","DQGwExt",124,0,"MGD","DQGwExt",124,0,"MGD","DQGwExt",124,0,"MGD","DQGwExt",124,0,"MGD",0]
["DQGwExt",125,0,"MGD","DQGwExt",125,0,"MGD","DQGwExt",125,0,"MGD","DQGwExt",125,0,"MGD","DQGwExt",125,0,"MGD","DQGwExt",125,0,"MGD",0]
["DQGwExt",126,0,"MGD","DQGwExt",126,0,"MGD","DQGwExt",126,0,"MGD","DQGwExt",126,0,"MGD","DQGwExt",126,0,"MGD","DQGwExt",126,0,"MGD",0]
["DQGwExt",127,0,"MGD","DQGwExt",127,0,"MGD","DQGwExt",127,0,"MGD","DQGwExt",127,0,"MGD","DQGwExt",127,0,"MGD","DQGwExt",127,0,"MGD",0]
["DQGwExt",128,0,"MGD","DQGwExt",128,0,"MGD","DQGwExt",128,0,"MGD","DQGwExt",128,0,"MGD","DQGwExt",128,0,"MGD","DQGwExt",128,0,"MGD",0]
["DQGwExt",129,0,"MGD","DQGwExt",129,0,"MGD","DQGwExt",129,0,"MGD","DQGwExt",129,0,"MGD","DQGwExt",129,0,"MGD","DQGwExt",129,0,"MGD",0]
["DQGwExt",130,0,"MGD","DQGwExt",130,0,"MGD","DQGwExt",130,0,"MGD","DQGwExt",130,0,"MGD","DQGwExt",130,0,"MGD","DQGwExt",130,0,"MGD",0]
["DQGwExt",131,0,"MGD","DQGwExt",131,0,"MGD","DQGwExt",131,0,"MGD","DQGwExt",131,0,"MGD","DQGwExt",131,0,"MGD","DQGwExt",131,0,"MGD",0]
["DQGwExt",132,0,"MGD","DQGwExt",132,0,"MGD","DQGwExt",132,0,"MGD","DQGwExt",132,0,"MGD","DQGwExt",132,0,"MGD","DQGwExt",132,0,"MGD",{"$f":"IF(ISNUMBER(C516),IF(AVERAGE(C516,G516,K516,O516,S516,W516)<>MAX(C516,G516,K516,O516,S516,W516),1,0),\"\")","v":0}]
["DQGwExt",133,0,"MGD","DQGwExt",133,0,"MGD","DQGwExt",133,0,"MGD","DQGwExt",133,0,"MGD","DQGwExt",133,0,"MGD","DQGwExt",133,0,"MGD",0]
["DQGwExt",134,0,"MGD","DQGwExt",134,0,"MGD","DQGwExt",134,0,"MGD","DQGwExt",134,0,"MGD","DQGwExt",134,0,"MGD","DQGwExt",134,0,"MGD",0]
["DQGwExt",135,0,"MGD","DQGwExt",135,0,"MGD","DQGwExt",135,0,"MGD","DQGwExt",135,0,"MGD","DQGwExt",135,0,"MGD","DQGwExt",135,0,"MGD",0]
["DQGwExt",136,0,"MGD","DQGwExt",136,0,"MGD","DQGwExt",136,0,"MGD","DQGwExt",136,0,"MGD","DQGwExt",136,0,"MGD","DQGwExt",136,0,"MGD",0]
["DQGwExt",137,0,"MGD","DQGwExt",137,0,"MGD","DQGwExt",137,0,"MGD","DQGwExt",137,0,"MGD","DQGwExt",137,0,"MGD","DQGwExt",137,0,"MGD",0]
["DQGwExt",138,0,"MGD","DQGwExt",138,0,"MGD","DQGwExt",138,0,"MGD","DQGwExt",138,0,"MGD","DQGwExt",138,0,"MGD","DQGwExt",138,0,"MGD",0]
["DQGwExt",139,0,"MGD","DQGwExt",139,0,"MGD","DQGwExt",139,0,"MGD","DQGwExt",139,0,"MGD","DQGwExt",139,0,"MGD","DQGwExt",139,0,"MGD",0]
["DQGwExt",140,0,"MGD","DQGwExt",140,0,"MGD","DQGwExt",140,0,"MGD","DQGwExt",140,0,"MGD","DQGwExt",140,0,"MGD","DQGwExt",140,0,"MGD",0]
["DQGwExt",141,0,"MGD","DQGwExt",141,0,"MGD","DQGwExt",141,0,"MGD","DQGwExt",141,0,"MGD","DQGwExt",141,0,"MGD","DQGwExt",141,0,"MGD",0]
["DQGwExt",142,0,"MGD","DQGwExt",142,0,"MGD","DQGwExt",142,0,"MGD","DQGwExt",142,0,"MGD","DQGwExt",142,0,"MGD","DQGwExt",142,0,"MGD",0]
["DQGwExt",143,0,"MGD","DQGwExt",143,0,"MGD","DQGwExt",143,0,"MGD","DQGwExt",143,0,"MGD","DQGwExt",143,0,"MGD","DQGwExt",143,0,"MGD",0]
["DQGwExt",144,0,"MGD","DQGwExt",144,0,"MGD","DQGwExt",144,0,"MGD","DQGwExt",144,0,"MGD","DQGwExt",144,0,"MGD","DQGwExt",144,0,"MGD",0]
["DQGwExt",145,0,"MGD","DQGwExt",145,0,"MGD","DQGwExt",145,0,"MGD","DQGwExt",145,0,"MGD","DQGwExt",145,0,"MGD","DQGwExt",145,0,"MGD",0]
["DQGwExt",146,0,"MGD","DQGwExt",146,0,"MGD","DQGwExt",146,0,"MGD","DQGwExt",146,0,"MGD","DQGwExt",146,0,"MGD","DQGwExt",146,0,"MGD",0]
["DQGwExt",147,0,"MGD","DQGwExt",147,0,"MGD","DQGwExt",147,0,"MGD","DQGwExt",147,0,"MGD","DQGwExt",147,0,"MGD","DQGwExt",147,0,"MGD",0]
["DQGwExt",148,0,"MGD","DQGwExt",148,0,"MGD","DQGwExt",148,0,"MGD","DQGwExt",148,0,"MGD","DQGwExt",148,0,"MGD","DQGwExt",148,0,"MGD",0]
["DQGwExt",149,0,"MGD","DQGwExt",149,0,"MGD","DQGwExt",149,0,"MGD","DQGwExt",149,0,"MGD","DQGwExt",149,0,"MGD","DQGwExt",149,0,"MGD",0]
["DQGwExt",150,0,"MGD","DQGwExt",150,0,"MGD","DQGwExt",150,0,"MGD","DQGwExt",150,0,"MGD","DQGwExt",150,0,"MGD","DQGwExt",150,0,"MGD",0]
["DQGwExt",151,0,"MGD","DQGwExt",151,0,"MGD","DQGwExt",151,0,"MGD","DQGwExt",151,0,"MGD","DQGwExt",151,0,"MGD","DQGwExt",151,0,"MGD",0]
["DQGwExt",152,0,"MGD","DQGwExt",152,0,"MGD","DQGwExt",152,0,"MGD","DQGwExt",152,0,"MGD","DQGwExt",152,0,"MGD","DQGwExt",152,0,"MGD",0]
["DQGwExt",153,0,"MGD","DQGwExt",153,0,"MGD","DQGwExt",153,0,"MGD","DQGwExt",153,0,"MGD","DQGwExt",153,0,"MGD","DQGwExt",153,0,"MGD",0]
["DQGwExt",154,0,"MGD","DQGwExt",154,0,"MGD","DQGwExt",154,0,"MGD","DQGwExt",154,0,"MGD","DQGwExt",154,0,"MGD","DQGwExt",154,0,"MGD",0]
["DQGwExt",155,0,"MGD","DQGwExt",155,0,"MGD","DQGwExt",155,0,"MGD","DQGwExt",155,0,"MGD","DQGwExt",155,0,"MGD","DQGwExt",155,0,"MGD",0]
["DQGwExt",156,0,"MGD","DQGwExt",156,0,"MGD","DQGwExt",156,0,"MGD","DQGwExt",156,0,"MGD","DQGwExt",156,0,"MGD","DQGwExt",156,0,"MGD",0]
["DQGwExt",157,0,"MGD","DQGwExt",157,0,"MGD","DQGwExt",157,0,"MGD","DQGwExt",157,0,"MGD","DQGwExt",157,0,"MGD","DQGwExt",157,0,"MGD",0]
["DQGwExt",158,0,"MGD","DQGwExt",158,0,"MGD","DQGwExt",158,0,"MGD","DQGwExt",158,0,"MGD","DQGwExt",158,0,"MGD","DQGwExt",158,0,"MGD",0]
["DQGwExt",159,0,"MGD","DQGwExt",159,0,"MGD","DQGwExt",159,0,"MGD","DQGwExt",159,0,"MGD","DQGwExt",159,0,"MGD","DQGwExt",159,0,"MGD",0]
["DQGwExt",160,0,"MGD","DQGwExt",160,0,"MGD","DQGwExt",160,0,"MGD","DQGwExt",160,0,"MGD","DQGwExt",160,0,"MGD","DQGwExt",160,0,"MGD",0]
["DQGwExt",161,0,"MGD","DQGwExt",161,0,"MGD","DQGwExt",161,0,"MGD","DQGwExt",161,0,"MGD","DQGwExt",161,0,"MGD","DQGwExt",161,0,"MGD",0]
["DQGwExt",162,0,"MGD","DQGwExt",162,0,"MGD","DQGwExt",162,0,"MGD","DQGwExt",162,0,"MGD","DQGwExt",162,0,"MGD","DQGwExt",162,0,"MGD",0]
["DQGwExt",163,0,"MGD","DQGwExt",163,0,"MGD","DQGwExt",163,0,"MGD","DQGwExt",163,0,"MGD","DQGwExt",163,0,"MGD","DQGwExt",163,0,"MGD",0]
["DQGwExt",164,0,"MGD","DQGwExt",164,0,"MGD","DQGwExt",164,0,"MGD","DQGwExt",164,0,"MGD","DQGwExt",164,0,"MGD","DQGwExt",164,0,"MGD",0]
["DQGwExt",165,0,"MGD","DQGwExt",165,0,"MGD","DQGwExt",165,0,"MGD","DQGwExt",165,0,"MGD","DQGwExt",165,0,"MGD","DQGwExt",165,0,"MGD",0]
["DQGwExt",166,0,"MGD","DQGwExt",166,0,"MGD","DQGwExt",166,0,"MGD","DQGwExt",166,0,"MGD","DQGwExt",166,0,"MGD","DQGwExt",166,0,"MGD",0]
["DQGwExt",167,0,"MGD","DQGwExt",167,0,"MGD","DQGwExt",167,0,"MGD","DQGwExt",167,0,"MGD","DQGwExt",167,0,"MGD","DQGwExt",167,0,"MGD",0]
["DQGwExt",168,0,"MGD","DQGwExt",168,0,"MGD","DQGwExt",168,0,"MGD","DQGwExt",168,0,"MGD","DQGwExt",168,0,"MGD","DQGwExt",168,0,"MGD",0]
["DQGwExt",169,0,"MGD","DQGwExt",169,0,"MGD","DQGwExt",169,0,"MGD","DQGwExt",169,0,"MGD","DQGwExt",169,0,"MGD","DQGwExt",169,0,"MGD",0]
["DQGwExt",170,0,"MGD","DQGwExt",170,0,"MGD","DQGwExt",170,0,"MGD","DQGwExt",170,0,"MGD","DQGwExt",170,0,"MGD","DQGwExt",170,0,"MGD",0]
["DQGwExt",171,0,"MGD","DQGwExt",171,0,"MGD","DQGwExt",171,0,"MGD","DQGwExt",171,0,"MGD","DQGwExt",171,0,"MGD","DQGwExt",171,0,"MGD",0]
["DQGwExt",172,0,"MGD","DQGwExt",172,0,"MGD","DQGwExt",172,0,"MGD","DQGwExt",172,0,"MGD","DQGwExt",172,0,"MGD","DQGwExt",172,0,"MGD",0]
["DQGwExt",173,0,"MGD","DQGwExt",173,0,"MGD","DQGwExt",173,0,"MGD","DQGwExt",173,0,"MGD","DQGwExt",173,0,"MGD","DQGwExt",173,0,"MGD",0]
["DQGwExt",174,0,"MGD","DQGwExt",174,0,"MGD","DQGwExt",174,0,"MGD","DQGwExt",174,0,"MGD","DQGwExt",174,0,"MGD","DQGwExt",174,0,"MGD",0]
["DQGwExt",175,0,"MGD","DQGwExt",175,0,"MGD","DQGwExt",175,0,"MGD","DQGwExt",175,0,"MGD","DQGwExt",175,0,"MGD","DQGwExt",175,0,"MGD",0]
["DQGwExt",176,0,"MGD","DQGwExt",176,0,"MGD","DQGwExt",176,0,"MGD","DQGwExt",176,0,"MGD","DQGwExt",176,0,"MGD","DQGwExt",176,0,"MGD",0]
["DQGwExt",177,0,"MGD","DQGwExt",177,0,"MGD","DQGwExt",177,0,"MGD","DQGwExt",177,0,"MGD","DQGwExt",177,0,"MGD","DQGwExt",177,0,"MGD",0]
["DQGwExt",178,0,"MGD","DQGwExt",178,0,"MGD","DQGwExt",178,0,"MGD","DQGwExt",178,0,"MGD","DQGwExt",178,0,"MGD","DQGwExt",178,0,"MGD",0]
["DQGwExt",179,0,"MGD","DQGwExt",179,0,"MGD","DQGwExt",179,0,"MGD","DQGwExt",179,0,"MGD","DQGwExt",179,0,"MGD","DQGwExt",179,0,"MGD",0]
["DQGwExt",180,0,"MGD","DQGwExt",180,0,"MGD","DQGwExt",180,0,"MGD","DQGwExt",180,0,"MGD","DQGwExt",180,0,"MGD","DQGwExt",180,0,"MGD",0]
["DQGwExt",181,0,"MGD","DQGwExt",181,0,"MGD","DQGwExt",181,0,"MGD","DQGwExt",181,0,"MGD","DQGwExt",181,0,"MGD","DQGwExt",181,0,"MGD",0]
["DQGwExt",182,0,"MGD","DQGwExt",182,0,"MGD","DQGwExt",182,0,"MGD","DQGwExt",182,0,"MGD","DQGwExt",182,0,"MGD","DQGwExt",182,0,"MGD",0]
["DQGwExt",183,0,"MGD","DQGwExt",183,0,"MGD","DQGwExt",183,0,"MGD","DQGwExt",183,0,"MGD","DQGwExt",183,0,"MGD","DQGwExt",183,0,"MGD",0]
["DQGwExt",184,0,"MGD","DQGwExt",184,0,"MGD","DQGwExt",184,0,"MGD","DQGwExt",184,0,"MGD","DQGwExt",184,0,"MGD","DQGwExt",184,0,"MGD",0]
["DQGwExt",185,0,"MGD","DQGwExt",185,0,"MGD","DQGwExt",185,0,"MGD","DQGwExt",185,0,"MGD","DQGwExt",185,0,"MGD","DQGwExt",185,0,"MGD",0]
["DQGwExt",186,0,"MGD","DQGwExt",186,0,"MGD","DQGwExt",186,0,"MGD","DQGwExt",186,0,"MGD","DQGwExt",186,0,"MGD","DQGwExt",186,0,"MGD",0]
["DQGwExt",187,0,"MGD","DQGwExt",187,0,"MGD","DQGwExt",187,0,"MGD","DQGwExt",187,0,"MGD","DQGwExt",187,0,"MGD","DQGwExt",187,0,"MGD",0]
["DQGwExt",188,0,"MGD","DQGwExt",188,0,"MGD","DQGwExt",188,0,"MGD","DQGwExt",188,0,"MGD","DQGwExt",188,0,"MGD","DQGwExt",188,0,"MGD",0]
["DQGwExt",189,0,"MGD","DQGwExt",189,0,"MGD","DQGwExt",189,0,"MGD","DQGwExt",189,0,"MGD","DQGwExt",189,0,"MGD","DQGwExt",189,0,"MGD",0]
["DQGwExt",190,0,"MGD","DQGwExt",190,0,"MGD","DQGwExt",190,0,"MGD","DQGwExt",190,0,"MGD","DQGwExt",190,0,"MGD","DQGwExt",190,0,"MGD",0]
["DQGwExt",191,0,"MGD","DQGwExt",191,0,"MGD","DQGwExt",191,0,"MGD","DQGwExt",191,0,"MGD","DQGwExt",191,0,"MGD","DQGwExt",191,0,"MGD",0]
["DQGwExt",192,0,"MGD","DQGwExt",192,0,"MGD","DQGwExt",192,0,"MGD","DQGwExt",192,0,"MGD","DQGwExt",192,0,"MGD","DQGwExt",192,0,"MGD",0]
["DQGwExt",193,0,"MGD","DQGwExt",193,0,"MGD","DQGwExt",193,0,"MGD","DQGwExt",193,0,"MGD","DQGwExt",193,0,"MGD","DQGwExt",193,0,"MGD",0]
["DQGwExt",194,0,"MGD","DQGwExt",194,0,"MGD","DQGwExt",194,0,"MGD","DQGwExt",194,0,"MGD","DQGwExt",194,0,"MGD","DQGwExt",194,0,"MGD",0]
["DQGwExt",195,0,"MGD","DQGwExt",195,0,"MGD","DQGwExt",195,0,"MGD","DQGwExt",195,0,"MGD","DQGwExt",195,0,"MGD","DQGwExt",195,0,"MGD",0]
["DQGwExt",196,0,"MGD","DQGwExt",196,0,"MGD","DQGwExt",196,0,"MGD","DQGwExt",196,0,"MGD","DQGwExt",196,0,"MGD","DQGwExt",196,0,"MGD",{"$f":"IF(ISNUMBER(C580),IF(AVERAGE(C580,G580,K580,O580,S580,W580)<>MAX(C580,G580,K580,O580,S580,W580),1,0),\"\")","v":0}]
["DQGwExt",197,0,"MGD","DQGwExt",197,0,"MGD","DQGwExt",197,0,"MGD","DQGwExt",197,0,"MGD","DQGwExt",197,0,"MGD","DQGwExt",197,0,"MGD",0]
["DQGwExt",198,0,"MGD","DQGwExt",198,0,"MGD","DQGwExt",198,0,"MGD","DQGwExt",198,0,"MGD","DQGwExt",198,0,"MGD","DQGwExt",198,0,"MGD",0]
["DQGwExt",199,0,"MGD","DQGwExt",199,0,"MGD","DQGwExt",199,0,"MGD","DQGwExt",199,0,"MGD","DQGwExt",199,0,"MGD","DQGwExt",199,0,"MGD",0]
["DQGwExt",200,0,"MGD","DQGwExt",200,0,"MGD","DQGwExt",200,0,"MGD","DQGwExt",200,0,"MGD","DQGwExt",200,0,"MGD","DQGwExt",200,0,"MGD",0]
["DQGwExt",201,0,"MGD","DQGwExt",201,0,"MGD","DQGwExt",201,0,"MGD","DQGwExt",201,0,"MGD","DQGwExt",201,0,"MGD","DQGwExt",201,0,"MGD",0]
["DQGwExt",202,0,"MGD","DQGwExt",202,0,"MGD","DQGwExt",202,0,"MGD","DQGwExt",202,0,"MGD","DQGwExt",202,0,"MGD","DQGwExt",202,0,"MGD",0]
["DQGwExt",203,0,"MGD","DQGwExt",203,0,"MGD","DQGwExt",203,0,"MGD","DQGwExt",203,0,"MGD","DQGwExt",203,0,"MGD","DQGwExt",203,0,"MGD",0]
["DQGwExt",204,0,"MGD","DQGwExt",204,0,"MGD","DQGwExt",204,0,"MGD","DQGwExt",204,0,"MGD","DQGwExt",204,0,"MGD","DQGwExt",204,0,"MGD",0]
["DQGwExt",205,0,"MGD","DQGwExt",205,0,"MGD","DQGwExt",205,0,"MGD","DQGwExt",205,0,"MGD","DQGwExt",205,0,"MGD","DQGwExt",205,0,"MGD",0]
["DQGwExt",206,0,"MGD","DQGwExt",206,0,"MGD","DQGwExt",206,0,"MGD","DQGwExt",206,0,"MGD","DQGwExt",206,0,"MGD","DQGwExt",206,0,"MGD",0]
["DQGwExt",207,0,"MGD","DQGwExt",207,0,"MGD","DQGwExt",207,0,"MGD","DQGwExt",207,0,"MGD","DQGwExt",207,0,"MGD","DQGwExt",207,0,"MGD",0]
["DQGwExt",208,0,"MGD","DQGwExt",208,0,"MGD","DQGwExt",208,0,"MGD","DQGwExt",208,0,"MGD","DQGwExt",208,0,"MGD","DQGwExt",208,0,"MGD",0]
["DQGwExt",209,0,"MGD","DQGwExt",209,0,"MGD","DQGwExt",209,0,"MGD","DQGwExt",209,0,"MGD","DQGwExt",209,0,"MGD","DQGwExt",209,0,"MGD",0]
["DQGwExt",210,0,"MGD","DQGwExt",210,0,"MGD","DQGwExt",210,0,"MGD","DQGwExt",210,0,"MGD","DQGwExt",210,0,"MGD","DQGwExt",210,0,"MGD",0]
["DQGwExt",211,0,"MGD","DQGwExt",211,0,"MGD","DQGwExt",211,0,"MGD","DQGwExt",211,0,"MGD","DQGwExt",211,0,"MGD","DQGwExt",211,0,"MGD",0]
["DQGwExt",212,0,"MGD","DQGwExt",212,0,"MGD","DQGwExt",212,0,"MGD","DQGwExt",212,0,"MGD","DQGwExt",212,0,"MGD","DQGwExt",212,0,"MGD",0]
["DQGwExt",213,0,"MGD","DQGwExt",213,0,"MGD","DQGwExt",213,0,"MGD","DQGwExt",213,0,"MGD","DQGwExt",213,0,"MGD","DQGwExt",213,0,"MGD",0]
["DQGwExt",214,0,"MGD","DQGwExt",214,0,"MGD","DQGwExt",214,0,"MGD","DQGwExt",214,0,"MGD","DQGwExt",214,0,"MGD","DQGwExt",214,0,"MGD",0]
["DQGwExt",215,0,"MGD","DQGwExt",215,0,"MGD","DQGwExt",215,0,"MGD","DQGwExt",215,0,"MGD","DQGwExt",215,0,"MGD","DQGwExt",215,0,"MGD",0]
["DQGwExt",216,0,"MGD","DQGwExt",216,0,"MGD","DQGwExt",216,0,"MGD","DQGwExt",216,0,"MGD","DQGwExt",216,0,"MGD","DQGwExt",216,0,"MGD",0]
["DQGwExt",217,0,"MGD","DQGwExt",217,0,"MGD","DQGwExt",217,0,"MGD","DQGwExt",217,0,"MGD","DQGwExt",217,0,"MGD","DQGwExt",217,0,"MGD",0]
["DQGwExt",218,0,"MGD","DQGwExt",218,0,"MGD","DQGwExt",218,0,"MGD","DQGwExt",218,0,"MGD","DQGwExt",218,0,"MGD","DQGwExt",218,0,"MGD",0]
["DQGwExt",219,0,"MGD","DQGwExt",219,0,"MGD","DQGwExt",219,0,"MGD","DQGwExt",219,0,"MGD","DQGwExt",219,0,"MGD","DQGwExt",219,0,"MGD",0]
["DQGwExt",220,0,"MGD","DQGwExt",220,0,"MGD","DQGwExt",220,0,"MGD","DQGwExt",220,0,"MGD","DQGwExt",220,0,"MGD","DQGwExt",220,0,"MGD",0]
["DQGwExt",221,0,"MGD","DQGwExt",221,0,"MGD","DQGwExt",221,0,"MGD","DQGwExt",221,0,"MGD","DQGwExt",221,0,"MGD","DQGwExt",221,0,"MGD",0]
["DQGwExt",222,0,"MGD","DQGwExt",222,0,"MGD","DQGwExt",222,0,"MGD","DQGwExt",222,0,"MGD","DQGwExt",222,0,"MGD","DQGwExt",222,0,"MGD",0]
["DQGwExt",223,0,"MGD","DQGwExt",223,0,"MGD","DQGwExt",223,0,"MGD","DQGwExt",223,0,"MGD","DQGwExt",223,0,"MGD","DQGwExt",223,0,"MGD",0]
["DQGwExt",224,0,"MGD","DQGwExt",224,0,"MGD","DQGwExt",224,0,"MGD","DQGwExt",224,0,"MGD","DQGwExt",224,0,"MGD","DQGwExt",224,0,"MGD",0]
["DQGwExt",225,0,"MGD","DQGwExt",225,0,"MGD","DQGwExt",225,0,"MGD","DQGwExt",225,0,"MGD","DQGwExt",225,0,"MGD","DQGwExt",225,0,"MGD",0]
["DQGwExt",226,0,"MGD","DQGwExt",226,0,"MGD","DQGwExt",226,0,"MGD","DQGwExt",226,0,"MGD","DQGwExt",226,0,"MGD","DQGwExt",226,0,"MGD",0]
["DQGwExt",227,0,"MGD","DQGwExt",227,0,"MGD","DQGwExt",227,0,"MGD","DQGwExt",227,0,"MGD","DQGwExt",227,0,"MGD","DQGwExt",227,0,"MGD",0]
["DQGwExt",228,0,"MGD","DQGwExt",228,0,"MGD","DQGwExt",228,0,"MGD","DQGwExt",228,0,"MGD","DQGwExt",228,0,"MGD","DQGwExt",228,0,"MGD",0]
["DQGwExt",229,0,"MGD","DQGwExt",229,0,"MGD","DQGwExt",229,0,"MGD","DQGwExt",229,0,"MGD","DQGwExt",229,0,"MGD","DQGwExt",229,0,"MGD",0]
["DQGwExt",230,0,"MGD","DQGwExt",230,0,"MGD","DQGwExt",230,0,"MGD","DQGwExt",230,0,"MGD","DQGwExt",230,0,"MGD","DQGwExt",230,0,"MGD",0]
["DQGwExt",231,0,"MGD","DQGwExt",231,0,"MGD","DQGwExt",231,0,"MGD","DQGwExt",231,0,"MGD","DQGwExt",231,0,"MGD","DQGwExt",231,0,"MGD",0]
["DQGwExt",232,0,"MGD","DQGwExt",232,0,"MGD","DQGwExt",232,0,"MGD","DQGwExt",232,0,"MGD","DQGwExt",232,0,"MGD","DQGwExt",232,0,"MGD",0]
["DQGwExt",233,0,"MGD","DQGwExt",233,0,"MGD","DQGwExt",233,0,"MGD","DQGwExt",233,0,"MGD","DQGwExt",233,0,"MGD","DQGwExt",233,0,"MGD",0]
["DQGwExt",234,0,"MGD","DQGwExt",234,0,"MGD","DQGwExt",234,0,"MGD","DQGwExt",234,0,"MGD","DQGwExt",234,0,"MGD","DQGwExt",234,0,"MGD",0]
["DQGwExt",235,0,"MGD","DQGwExt",235,0,"MGD","DQGwExt",235,0,"MGD","DQGwExt",235,0,"MGD","DQGwExt",235,0,"MGD","DQGwExt",235,0,"MGD",0]
["DQGwExt",236,0,"MGD","DQGwExt",236,0,"MGD","DQGwExt",236,0,"MGD","DQGwExt",236,0,"MGD","DQGwExt",236,0,"MGD","DQGwExt",236,0,"MGD",0]
["DQGwExt",237,0,"MGD","DQGwExt",237,0,"MGD","DQGwExt",237,0,"MGD","DQGwExt",237,0,"MGD","DQGwExt",237,0,"MGD","DQGwExt",237,0,"MGD",0]
["DQGwExt",238,0,"MGD","DQGwExt",238,0,"MGD","DQGwExt",238,0,"MGD","DQGwExt",238,0,"MGD","DQGwExt",238,0,"MGD","DQGwExt",238,0,"MGD",0]
["DQGwExt",239,0,"MGD","DQGwExt",239,0,"MGD","DQGwExt",239,0,"MGD","DQGwExt",239,0,"MGD","DQGwExt",239,0,"MGD","DQGwExt",239,0,"MGD",0]
["DQGwExt",240,0,"MGD","DQGwExt",240,0,"MGD","DQGwExt",240,0,"MGD","DQGwExt",240,0,"MGD","DQGwExt",240,0,"MGD","DQGwExt",240,0,"MGD",0]
["DQGwExt",241,0,"MGD","DQGwExt",241,0,"MGD","DQGwExt",241,0,"MGD","DQGwExt",241,0,"MGD","DQGwExt",241,0,"MGD","DQGwExt",241,0,"MGD",0]
["DQGwExt",242,0,"MGD","DQGwExt",242,0,"MGD","DQGwExt",242,0,"MGD","DQGwExt",242,0,"MGD","DQGwExt",242,0,"MGD","DQGwExt",242,0,"MGD",0]
["DQGwExt",243,0,"MGD","DQGwExt",243,0,"MGD","DQGwExt",243,0,"MGD","DQGwExt",243,0,"MGD","DQGwExt",243,0,"MGD","DQGwExt",243,0,"MGD",0]
["DQGwExt",244,0,"MGD","DQGwExt",244,0,"MGD","DQGwExt",244,0,"MGD","DQGwExt",244,0,"MGD","DQGwExt",244,0,"MGD","DQGwExt",244,0,"MGD",0]
["DQGwExt",245,0,"MGD","DQGwExt",245,0,"MGD","DQGwExt",245,0,"MGD","DQGwExt",245,0,"MGD","DQGwExt",245,0,"MGD","DQGwExt",245,0,"MGD",0]
["DQGwExt",246,0,"MGD","DQGwExt",246,0,"MGD","DQGwExt",246,0,"MGD","DQGwExt",246,0,"MGD","DQGwExt",246,0,"MGD","DQGwExt",246,0,"MGD",0]
["DQGwExt",247,0,"MGD","DQGwExt",247,0,"MGD","DQGwExt",247,0,"MGD","DQGwExt",247,0,"MGD","DQGwExt",247,0,"MGD","DQGwExt",247,0,"MGD",0]
["DQGwExt",248,0,"MGD","DQGwExt",248,0,"MGD","DQGwExt",248,0,"MGD","DQGwExt",248,0,"MGD","DQGwExt",248,0,"MGD","DQGwExt",248,0,"MGD",0]
["DQGwExt",249,0,"MGD","DQGwExt",249,0,"MGD","DQGwExt",249,0,"MGD","DQGwExt",249,0,"MGD","DQGwExt",249,0,"MGD","DQGwExt",249,0,"MGD",0]
["DQGwExt",250,0,"MGD","DQGwExt",250,0,"MGD","DQGwExt",250,0,"MGD","DQGwExt",250,0,"MGD","DQGwExt",250,0,"MGD","DQGwExt",250,0,"MGD",0]
["DQGwExt",251,0,"MGD","DQGwExt",251,0,"MGD","DQGwExt",251,0,"MGD","DQGwExt",251,0,"MGD","DQGwExt",251,0,"MGD","DQGwExt",251,0,"MGD",0]
["DQGwExt",252,0,"MGD","DQGwExt",252,0,"MGD","DQGwExt",252,0,"MGD","DQGwExt",252,0,"MGD","DQGwExt",252,0,"MGD","DQGwExt",252,0,"MGD",0]
["DQGwExt",253,0,"MGD","DQGwExt",253,0,"MGD","DQGwExt",253,0,"MGD","DQGwExt",253,0,"MGD","DQGwExt",253,0,"MGD","DQGwExt",253,0,"MGD",0]
["DQGwExt",254,0,"MGD","DQGwExt",254,0,"MGD","DQGwExt",254,0,"MGD","DQGwExt",254,0,"MGD","DQGwExt",254,0,"MGD","DQGwExt",254,0,"MGD",0]
["DQGwExt",255,0,"MGD","DQGwExt",255,0,"MGD","DQGwExt",255,0,"MGD","DQGwExt",255,0,"MGD","DQGwExt",255,0,"MGD","DQGwExt",255,0,"MGD",0]
["DQGwExt",256,0,"MGD","DQGwExt",256,0,"MGD","DQGwExt",256,0,"MGD","DQGwExt",256,0,"MGD","DQGwExt",256,0,"MGD","DQGwExt",256,0,"MGD",0]
["DQGwExt",257,0,"MGD","DQGwExt",257,0,"MGD","DQGwExt",257,0,"MGD","DQGwExt",257,0,"MGD","DQGwExt",257,0,"MGD","DQGwExt",257,0,"MGD",0]
["DQGwExt",258,0,"MGD","DQGwExt",258,0,"MGD","DQGwExt",258,0,"MGD","DQGwExt",258,0,"MGD","DQGwExt",258,0,"MGD","DQGwExt",258,0,"MGD",0]
["DQGwExt",259,0,"MGD","DQGwExt",259,0,"MGD","DQGwExt",259,0,"MGD","DQGwExt",259,0,"MGD","DQGwExt",259,0,"MGD","DQGwExt",259,0,"MGD",0]
["DQGwExt",260,0,"MGD","DQGwExt",260,0,"MGD","DQGwExt",260,0,"MGD","DQGwExt",260,0,"MGD","DQGwExt",260,0,"MGD","DQGwExt",260,0,"MGD",{"$f":"IF(ISNUMBER(C644),IF(AVERAGE(C644,G644,K644,O644,S644,W644)<>MAX(C644,G644,K644,O644,S644,W644),1,0),\"\")","v":0}]
["DQGwExt",261,0,"MGD","DQGwExt",261,0,"MGD","DQGwExt",261,0,"MGD","DQGwExt",261,0,"MGD","DQGwExt",261,0,"MGD","DQGwExt",261,0,"MGD",0]
["DQGwExt",262,0,"MGD","DQGwExt",262,0,"MGD","DQGwExt",262,0,"MGD","DQGwExt",262,0,"MGD","DQGwExt",262,0,"MGD","DQGwExt",262,0,"MGD",0]
["DQGwExt",263,0,"MGD","DQGwExt",263,0,"MGD","DQGwExt",263,0,"MGD","DQGwExt",263,0,"MGD","DQGwExt",263,0,"MGD","DQGwExt",263,0,"MGD",0]
["DQGwExt",264,0,"MGD","DQGwExt",264,0,"MGD","DQGwExt",264,0,"MGD","DQGwExt",264,0,"MGD","DQGwExt",264,0,"MGD","DQGwExt",264,0,"MGD",0]
["DQGwExt",265,0,"MGD","DQGwExt",265,0,"MGD","DQGwExt",265,0,"MGD","DQGwExt",265,0,"MGD","DQGwExt",265,0,"MGD","DQGwExt",265,0,"MGD",0]
["DQGwExt",266,0,"MGD","DQGwExt",266,0,"MGD","DQGwExt",266,0,"MGD","DQGwExt",266,0,"MGD","DQGwExt",266,0,"MGD","DQGwExt",266,0,"MGD",0]
["DQGwExt",267,0,"MGD","DQGwExt",267,0,"MGD","DQGwExt",267,0,"MGD","DQGwExt",267,0,"MGD","DQGwExt",267,0,"MGD","DQGwExt",267,0,"MGD",0]
["DQGwExt",268,0,"MGD","DQGwExt",268,0,"MGD","DQGwExt",268,0,"MGD","DQGwExt",268,0,"MGD","DQGwExt",268,0,"MGD","DQGwExt",268,0,"MGD",0]
["DQGwExt",269,0,"MGD","DQGwExt",269,0,"MGD","DQGwExt",269,0,"MGD","DQGwExt",269,0,"MGD","DQGwExt",269,0,"MGD","DQGwExt",269,0,"MGD",0]
["DQGwExt",270,0,"MGD","DQGwExt",270,0,"MGD","DQGwExt",270,0,"MGD","DQGwExt",270,0,"MGD","DQGwExt",270,0,"MGD","DQGwExt",270,0,"MGD",0]
["DQGwExt",271,0,"MGD","DQGwExt",271,0,"MGD","DQGwExt",271,0,"MGD","DQGwExt",271,0,"MGD","DQGwExt",271,0,"MGD","DQGwExt",271,0,"MGD",0]
["DQGwExt",272,0,"MGD","DQGwExt",272,0,"MGD","DQGwExt",272,0,"MGD","DQGwExt",272,0,"MGD","DQGwExt",272,0,"MGD","DQGwExt",272,0,"MGD",0]
["DQGwExt",273,0,"MGD","DQGwExt",273,0,"MGD","DQGwExt",273,0,"MGD","DQGwExt",273,0,"MGD","DQGwExt",273,0,"MGD","DQGwExt",273,0,"MGD",0]
["DQGwExt",274,0,"MGD","DQGwExt",274,0,"MGD","DQGwExt",274,0,"MGD","DQGwExt",274,0,"MGD","DQGwExt",274,0,"MGD","DQGwExt",274,0,"MGD",0]
["DQGwExt",275,0,"MGD","DQGwExt",275,0,"MGD","DQGwExt",275,0,"MGD","DQGwExt",275,0,"MGD","DQGwExt",275,0,"MGD","DQGwExt",275,0,"MGD",0]
["DQGwExt",276,0,"MGD","DQGwExt",276,0,"MGD","DQGwExt",276,0,"MGD","DQGwExt",276,0,"MGD","DQGwExt",276,0,"MGD","DQGwExt",276,0,"MGD",0]
["DQGwExt",277,0,"MGD","DQGwExt",277,0,"MGD","DQGwExt",277,0,"MGD","DQGwExt",277,0,"MGD","DQGwExt",277,0,"MGD","DQGwExt",277,0,"MGD",0]
["DQGwExt",278,0,"MGD","DQGwExt",278,0,"MGD","DQGwExt",278,0,"MGD","DQGwExt",278,0,"MGD","DQGwExt",278,0,"MGD","DQGwExt",278,0,"MGD",0]
["DQGwExt",279,0,"MGD","DQGwExt",279,0,"MGD","DQGwExt",279,0,"MGD","DQGwExt",279,0,"MGD","DQGwExt",279,0,"MGD","DQGwExt",279,0,"MGD",0]
["DQGwExt",280,0,"MGD","DQGwExt",280,0,"MGD","DQGwExt",280,0,"MGD","DQGwExt",280,0,"MGD","DQGwExt",280,0,"MGD","DQGwExt",280,0,"MGD",0]
["DQGwExt",281,0,"MGD","DQGwExt",281,0,"MGD","DQGwExt",281,0,"MGD","DQGwExt",281,0,"MGD","DQGwExt",281,0,"MGD","DQGwExt",281,0,"MGD",0]
["DQGwExt",282,0,"MGD","DQGwExt",282,0,"MGD","DQGwExt",282,0,"MGD","DQGwExt",282,0,"MGD","DQGwExt",282,0,"MGD","DQGwExt",282,0,"MGD",0]
["DQGwExt",283,0,"MGD","DQGwExt",283,0,"MGD","DQGwExt",283,0,"MGD","DQGwExt",283,0,"MGD","DQGwExt",283,0,"MGD","DQGwExt",283,0,"MGD",0]
["DQGwExt",284,0,"MGD","DQGwExt",284,0,"MGD","DQGwExt",284,0,"MGD","DQGwExt",284,0,"MGD","DQGwExt",284,0,"MGD","DQGwExt",284,0,"MGD",0]
["DQGwExt",285,0,"MGD","DQGwExt",285,0,"MGD","DQGwExt",285,0,"MGD","DQGwExt",285,0,"MGD","DQGwExt",285,0,"MGD","DQGwExt",285,0,"MGD",0]
["DQGwExt",286,0,"MGD","DQGwExt",286,0,"MGD","DQGwExt",286,0,"MGD","DQGwExt",286,0,"MGD","DQGwExt",286,0,"MGD","DQGwExt",286,0,"MGD",0]
["DQGwExt",287,0,"MGD","DQGwExt",287,0,"MGD","DQGwExt",287,0,"MGD","DQGwExt",287,0,"MGD","DQGwExt",287,0,"MGD","DQGwExt",287,0,"MGD",0]
["DQGwExt",288,0,"MGD","DQGwExt",288,0,"MGD","DQGwExt",288,0,"MGD","DQGwExt",288,0,"MGD","DQGwExt",288,0,"MGD","DQGwExt",288,0,"MGD",0]
["DQGwExt",289,0,"MGD","DQGwExt",289,0,"MGD","DQGwExt",289,0,"MGD","DQGwExt",289,0,"MGD","DQGwExt",289,0,"MGD","DQGwExt",289,0,"MGD",0]
["DQGwExt",290,0,"MGD","DQGwExt",290,0,"MGD","DQGwExt",290,0,"MGD","DQGwExt",290,0,"MGD","DQGwExt",290,0,"MGD","DQGwExt",290,0,"MGD",0]
["DQGwExt",291,0,"MGD","DQGwExt",291,0,"MGD","DQGwExt",291,0,"MGD","DQGwExt",291,0,"MGD","DQGwExt",291,0,"MGD","DQGwExt",291,0,"MGD",0]
["DQGwExt",292,0,"MGD","DQGwExt",292,0,"MGD","DQGwExt",292,0,"MGD","DQGwExt",292,0,"MGD","DQGwExt",292,0,"MGD","DQGwExt",292,0,"MGD",0]
["DQGwExt",293,0,"MGD","DQGwExt",293,0,"MGD","DQGwExt",293,0,"MGD","DQGwExt",293,0,"MGD","DQGwExt",293,0,"MGD","DQGwExt",293,0,"MGD",0]
["DQGwExt",294,0,"MGD","DQGwExt",294,0,"MGD","DQGwExt",294,0,"MGD","DQGwExt",294,0,"MGD","DQGwExt",294,0,"MGD","DQGwExt",294,0,"MGD",0]
["DQGwExt",295,0,"MGD","DQGwExt",295,0,"MGD","DQGwExt",295,0,"MGD","DQGwExt",295,0,"MGD","DQGwExt",295,0,"MGD","DQGwExt",295,0,"MGD",0]
["DQGwExt",296,0,"MGD","DQGwExt",296,0,"MGD","DQGwExt",296,0,"MGD","DQGwExt",296,0,"MGD","DQGwExt",296,0,"MGD","DQGwExt",296,0,"MGD",0]
["DQGwExt",297,0,"MGD","DQGwExt",297,0,"MGD","DQGwExt",297,0,"MGD","DQGwExt",297,0,"MGD","DQGwExt",297,0,"MGD","DQGwExt",297,0,"MGD",0]
["DQGwExt",298,0,"MGD","DQGwExt",298,0,"MGD","DQGwExt",298,0,"MGD","DQGwExt",298,0,"MGD","DQGwExt",298,0,"MGD","DQGwExt",298,0,"MGD",0]
["DQGwExt",299,0,"MGD","DQGwExt",299,0,"MGD","DQGwExt",299,0,"MGD","DQGwExt",299,0,"MGD","DQGwExt",299,0,"MGD","DQGwExt",299,0,"MGD",0]
["DQGwExt",300,0,"MGD","DQGwExt",300,0,"MGD","DQGwExt",300,0,"MGD","DQGwExt",300,0,"MGD","DQGwExt",300,0,"MGD","DQGwExt",300,0,"MGD",0]
["DQGwExt",301,0,"MGD","DQGwExt",301,0,"MGD","DQGwExt",301,0,"MGD","DQGwExt",301,0,"MGD","DQGwExt",301,0,"MGD","DQGwExt",301,0,"MGD",0]
["DQGwExt",302,0,"MGD","DQGwExt",302,0,"MGD","DQGwExt",302,0,"MGD","DQGwExt",302,0,"MGD","DQGwExt",302,0,"MGD","DQGwExt",302,0,"MGD",0]
["DQGwExt",303,0,"MGD","DQGwExt",303,0,"MGD","DQGwExt",303,0,"MGD","DQGwExt",303,0,"MGD","DQGwExt",303,0,"MGD","DQGwExt",303,0,"MGD",0]
["DQGwExt",304,0,"MGD","DQGwExt",304,0,"MGD","DQGwExt",304,0,"MGD","DQGwExt",304,0,"MGD","DQGwExt",304,0,"MGD","DQGwExt",304,0,"MGD",0]
["DQGwExt",305,0,"MGD","DQGwExt",305,0,"MGD","DQGwExt",305,0,"MGD","DQGwExt",305,0,"MGD","DQGwExt",305,0,"MGD","DQGwExt",305,0,"MGD",0]
["DQGwExt",306,0,"MGD","DQGwExt",306,0,"MGD","DQGwExt",306,0,"MGD","DQGwExt",306,0,"MGD","DQGwExt",306,0,"MGD","DQGwExt",306,0,"MGD",0]
["DQGwExt",307,0,"MGD","DQGwExt",307,0,"MGD","DQGwExt",307,0,"MGD","DQGwExt",307,0,"MGD","DQGwExt",307,0,"MGD","DQGwExt",307,0,"MGD",0]
["DQGwExt",308,0,"MGD","DQGwExt",308,0,"MGD","DQGwExt",308,0,"MGD","DQGwExt",308,0,"MGD","DQGwExt",308,0,"MGD","DQGwExt",308,0,"MGD",0]
["DQGwExt",309,0,"MGD","DQGwExt",309,0,"MGD","DQGwExt",309,0,"MGD","DQGwExt",309,0,"MGD","DQGwExt",309,0,"MGD","DQGwExt",309,0,"MGD",0]
["DQGwExt",310,0,"MGD","DQGwExt",310,0,"MGD","DQGwExt",310,0,"MGD","DQGwExt",310,0,"MGD","DQGwExt",310,0,"MGD","DQGwExt",310,0,"MGD",0]
["DQGwExt",311,0,"MGD","DQGwExt",311,0,"MGD","DQGwExt",311,0,"MGD","DQGwExt",311,0,"MGD","DQGwExt",311,0,"MGD","DQGwExt",311,0,"MGD",0]
["DQGwExt",312,0,"MGD","DQGwExt",312,0,"MGD","DQGwExt",312,0,"MGD","DQGwExt",312,0,"MGD","DQGwExt",312,0,"MGD","DQGwExt",312,0,"MGD",0]
["DQGwExt",313,0,"MGD","DQGwExt",313,0,"MGD","DQGwExt",313,0,"MGD","DQGwExt",313,0,"MGD","DQGwExt",313,0,"MGD","DQGwExt",313,0,"MGD",0]
["DQGwExt",314,0,"MGD","DQGwExt",314,0,"MGD","DQGwExt",314,0,"MGD","DQGwExt",314,0,"MGD","DQGwExt",314,0,"MGD","DQGwExt",314,0,"MGD",0]
["DQGwExt",315,0,"MGD","DQGwExt",315,0,"MGD","DQGwExt",315,0,"MGD","DQGwExt",315,0,"MGD","DQGwExt",315,0,"MGD","DQGwExt",315,0,"MGD",0]
["DQGwExt",316,0,"MGD","DQGwExt",316,0,"MGD","DQGwExt",316,0,"MGD","DQGwExt",316,0,"MGD","DQGwExt",316,0,"MGD","DQGwExt",316,0,"MGD",0]
["DQGwExt",317,0,"MGD","DQGwExt",317,0,"MGD","DQGwExt",317,0,"MGD","DQGwExt",317,0,"MGD","DQGwExt",317,0,"MGD","DQGwExt",317,0,"MGD",0]
["DQGwExt",318,0,"MGD","DQGwExt",318,0,"MGD","DQGwExt",318,0,"MGD","DQGwExt",318,0,"MGD","DQGwExt",318,0,"MGD","DQGwExt",318,0,"MGD",0]
["DQGwExt",319,0,"MGD","DQGwExt",319,0,"MGD","DQGwExt",319,0,"MGD","DQGwExt",319,0,"MGD","DQGwExt",319,0,"MGD","DQGwExt",319,0,"MGD",0]
["DQGwExt",320,0,"MGD","DQGwExt",320,0,"MGD","DQGwExt",320,0,"MGD","DQGwExt",320,0,"MGD","DQGwExt",320,0,"MGD","DQGwExt",320,0,"MGD",0]
["DQGwExt",321,0,"MGD","DQGwExt",321,0,"MGD","DQGwExt",321,0,"MGD","DQGwExt",321,0,"MGD","DQGwExt",321,0,"MGD","DQGwExt",321,0,"MGD",0]
["DQGwExt",322,0,"MGD","DQGwExt",322,0,"MGD","DQGwExt",322,0,"MGD","DQGwExt",322,0,"MGD","DQGwExt",322,0,"MGD","DQGwExt",322,0,"MGD",0]
["DQGwExt",323,0,"MGD","DQGwExt",323,0,"MGD","DQGwExt",323,0,"MGD","DQGwExt",323,0,"MGD","DQGwExt",323,0,"MGD","DQGwExt",323,0,"MGD",0]
["DQGwExt",324,0,"MGD","DQGwExt",324,0,"MGD","DQGwExt",324,0,"MGD","DQGwExt",324,0,"MGD","DQGwExt",324,0,"MGD","DQGwExt",324,0,"MGD",{"$f":"IF(ISNUMBER(C708),IF(AVERAGE(C708,G708,K708,O708,S708,W708)<>MAX(C708,G708,K708,O708,S708,W708),1,0),\"\")","v":0}]
["DQGwExt",325,0,"MGD","DQGwExt",325,0,"MGD","DQGwExt",325,0,"MGD","DQGwExt",325,0,"MGD","DQGwExt",325,0,"MGD","DQGwExt",325,0,"MGD",0]
["DQGwExt",326,0,"MGD","DQGwExt",326,0,"MGD","DQGwExt",326,0,"MGD","DQGwExt",326,0,"MGD","DQGwExt",326,0,"MGD","DQGwExt",326,0,"MGD",0]
["DQGwExt",327,0,"MGD","DQGwExt",327,0,"MGD","DQGwExt",327,0,"MGD","DQGwExt",327,0,"MGD","DQGwExt",327,0,"MGD","DQGwExt",327,0,"MGD",0]
["DQGwExt",328,0,"MGD","DQGwExt",328,0,"MGD","DQGwExt",328,0,"MGD","DQGwExt",328,0,"MGD","DQGwExt",328,0,"MGD","DQGwExt",328,0,"MGD",0]
["DQGwExt",329,0,"MGD","DQGwExt",329,0,"MGD","DQGwExt",329,0,"MGD","DQGwExt",329,0,"MGD","DQGwExt",329,0,"MGD","DQGwExt",329,0,"MGD",0]
["DQGwExt",330,0,"MGD","DQGwExt",330,0,"MGD","DQGwExt",330,0,"MGD","DQGwExt",330,0,"MGD","DQGwExt",330,0,"MGD","DQGwExt",330,0,"MGD",0]
["DQGwExt",331,0,"MGD","DQGwExt",331,0,"MGD","DQGwExt",331,0,"MGD","DQGwExt",331,0,"MGD","DQGwExt",331,0,"MGD","DQGwExt",331,0,"MGD",0]
["DQGwExt",332,0,"MGD","DQGwExt",332,0,"MGD","DQGwExt",332,0,"MGD","DQGwExt",332,0,"MGD","DQGwExt",332,0,"MGD","DQGwExt",332,0,"MGD",0]
["DQGwExt",333,0,"MGD","DQGwExt",333,0,"MGD","DQGwExt",333,0,"MGD","DQGwExt",333,0,"MGD","DQGwExt",333,0,"MGD","DQGwExt",333,0,"MGD",0]
["DQGwExt",334,0,"MGD","DQGwExt",334,0,"MGD","DQGwExt",334,0,"MGD","DQGwExt",334,0,"MGD","DQGwExt",334,0,"MGD","DQGwExt",334,0,"MGD",0]
["DQGwExt",335,0,"MGD","DQGwExt",335,0,"MGD","DQGwExt",335,0,"MGD","DQGwExt",335,0,"MGD","DQGwExt",335,0,"MGD","DQGwExt",335,0,"MGD",0]
["DQGwExt",336,0,"MGD","DQGwExt",336,0,"MGD","DQGwExt",336,0,"MGD","DQGwExt",336,0,"MGD","DQGwExt",336,0,"MGD","DQGwExt",336,0,"MGD",0]
["DQGwExt",337,0,"MGD","DQGwExt",337,0,"MGD","DQGwExt",337,0,"MGD","DQGwExt",337,0,"MGD","DQGwExt",337,0,"MGD","DQGwExt",337,0,"MGD",0]
["DQGwExt",338,0,"MGD","DQGwExt",338,0,"MGD","DQGwExt",338,0,"MGD","DQGwExt",338,0,"MGD","DQGwExt",338,0,"MGD","DQGwExt",338,0,"MGD",0]
["DQGwExt",339,0,"MGD","DQGwExt",339,0,"MGD","DQGwExt",339,0,"MGD","DQGwExt",339,0,"MGD","DQGwExt",339,0,"MGD","DQGwExt",339,0,"MGD",0]
["DQGwExt",340,0,"MGD","DQGwExt",340,0,"MGD","DQGwExt",340,0,"MGD","DQGwExt",340,0,"MGD","DQGwExt",340,0,"MGD","DQGwExt",340,0,"MGD",0]
["DQGwExt",341,0,"MGD","DQGwExt",341,0,"MGD","DQGwExt",341,0,"MGD","DQGwExt",341,0,"MGD","DQGwExt",341,0,"MGD","DQGwExt",341,0,"MGD",0]
["DQGwExt",342,0,"MGD","DQGwExt",342,0,"MGD","DQGwExt",342,0,"MGD","DQGwExt",342,0,"MGD","DQGwExt",342,0,"MGD","DQGwExt",342,0,"MGD",0]
["DQGwExt",343,0,"MGD","DQGwExt",343,0,"MGD","DQGwExt",343,0,"MGD","DQGwExt",343,0,"MGD","DQGwExt",343,0,"MGD","DQGwExt",343,0,"MGD",0]
["DQGwExt",344,0,"MGD","DQGwExt",344,0,"MGD","DQGwExt",344,0,"MGD","DQGwExt",344,0,"MGD","DQGwExt",344,0,"MGD","DQGwExt",344,0,"MGD",0]
["DQGwExt",345,0,"MGD","DQGwExt",345,0,"MGD","DQGwExt",345,0,"MGD","DQGwExt",345,0,"MGD","DQGwExt",345,0,"MGD","DQGwExt",345,0,"MGD",0]
["DQGwExt",346,0,"MGD","DQGwExt",346,0,"MGD","DQGwExt",346,0,"MGD","DQGwExt",346,0,"MGD","DQGwExt",346,0,"MGD","DQGwExt",346,0,"MGD",0]
["DQGwExt",347,0,"MGD","DQGwExt",347,0,"MGD","DQGwExt",347,0,"MGD","DQGwExt",347,0,"MGD","DQGwExt",347,0,"MGD","DQGwExt",347,0,"MGD",0]
["DQGwExt",348,0,"MGD","DQGwExt",348,0,"MGD","DQGwExt",348,0,"MGD","DQGwExt",348,0,"MGD","DQGwExt",348,0,"MGD","DQGwExt",348,0,"MGD",0]
["DQGwExt",349,0,"MGD","DQGwExt",349,0,"MGD","DQGwExt",349,0,"MGD","DQGwExt",349,0,"MGD","DQGwExt",349,0,"MGD","DQGwExt",349,0,"MGD",0]
["DQGwExt",350,0,"MGD","DQGwExt",350,0,"MGD","DQGwExt",350,0,"MGD","DQGwExt",350,0,"MGD","DQGwExt",350,0,"MGD","DQGwExt",350,0,"MGD",0]
["DQGwExt",351,0,"MGD","DQGwExt",351,0,"MGD","DQGwExt",351,0,"MGD","DQGwExt",351,0,"MGD","DQGwExt",351,0,"MGD","DQGwExt",351,0,"MGD",0]
["DQGwExt",352,0,"MGD","DQGwExt",352,0,"MGD","DQGwExt",352,0,"MGD","DQGwExt",352,0,"MGD","DQGwExt",352,0,"MGD","DQGwExt",352,0,"MGD",0]
["DQGwExt",353,0,"MGD","DQGwExt",353,0,"MGD","DQGwExt",353,0,"MGD","DQGwExt",353,0,"MGD","DQGwExt",353,0,"MGD","DQGwExt",353,0,"MGD",0]
["DQGwExt",354,0,"MGD","DQGwExt",354,0,"MGD","DQGwExt",354,0,"MGD","DQGwExt",354,0,"MGD","DQGwExt",354,0,"MGD","DQGwExt",354,0,"MGD",0]
["DQGwExt",355,0,"MGD","DQGwExt",355,0,"MGD","DQGwExt",355,0,"MGD","DQGwExt",355,0,"MGD","DQGwExt",355,0,"MGD","DQGwExt",355,0,"MGD",0]
["DQGwExt",356,0,"MGD","DQGwExt",356,0,"MGD","DQGwExt",356,0,"MGD","DQGwExt",356,0,"MGD","DQGwExt",356,0,"MGD","DQGwExt",356,0,"MGD",0]
["DQGwExt",357,0,"MGD","DQGwExt",357,0,"MGD","DQGwExt",357,0,"MGD","DQGwExt",357,0,"MGD","DQGwExt",357,0,"MGD","DQGwExt",357,0,"MGD",0]
["DQGwExt",358,0,"MGD","DQGwExt",358,0,"MGD","DQGwExt",358,0,"MGD","DQGwExt",358,0,"MGD","DQGwExt",358,0,"MGD","DQGwExt",358,0,"MGD",0]
["DQGwExt",359,0,"MGD","DQGwExt",359,0,"MGD","DQGwExt",359,0,"MGD","DQGwExt",359,0,"MGD","DQGwExt",359,0,"MGD","DQGwExt",359,0,"MGD",0]
["DQGwExt",360,0,"MGD","DQGwExt",360,0,"MGD","DQGwExt",360,0,"MGD","DQGwExt",360,0,"MGD","DQGwExt",360,0,"MGD","DQGwExt",360,0,"MGD",0]
["DQGwExt",361,0,"MGD","DQGwExt",361,0,"MGD","DQGwExt",361,0,"MGD","DQGwExt",361,0,"MGD","DQGwExt",361,0,"MGD","DQGwExt",361,0,"MGD",0]
["DQGwExt",362,0,"MGD","DQGwExt",362,0,"MGD","DQGwExt",362,0,"MGD","DQGwExt",362,0,"MGD","DQGwExt",362,0,"MGD","DQGwExt",362,0,"MGD",0]
["DQGwExt",363,0,"MGD","DQGwExt",363,0,"MGD","DQGwExt",363,0,"MGD","DQGwExt",363,0,"MGD","DQGwExt",363,0,"MGD","DQGwExt",363,0,"MGD",0]
["DQGwExt",364,0,"MGD","DQGwExt",364,0,"MGD","DQGwExt",364,0,"MGD","DQGwExt",364,0,"MGD","DQGwExt",364,0,"MGD","DQGwExt",364,0,"MGD",0]
["DQGwExt",365,0,"MGD","DQGwExt",365,0,"MGD","DQGwExt",365,0,"MGD","DQGwExt",365,0,"MGD","DQGwExt",365,0,"MGD","DQGwExt",365,0,"MGD",0]
["DQGwWtp",1,9.9099999999999991E-7,"MGD","DQGwWtp",1,9.9099999999999991E-7,"MGD","DQGwWtp",1,9.4300000000000001E-7,"MGD","DQGwWtp",1,9.9099999999999991E-7,"MGD","DQGwWtp",1,9.9099999999999991E-7,"MGD","DQGwWtp",1,9.9099999999999991E-7,"MGD",1]
["DQGwWtp",2,9.9099999999999991E-7,"MGD","DQGwWtp",2,9.9099999999999991E-7,"MGD","DQGwWtp",2,9.4E-7,"MGD","DQGwWtp",2,9.9099999999999991E-7,"MGD","DQGwWtp",2,9.9099999999999991E-7,"MGD","DQGwWtp",2,9.9099999999999991E-7,"MGD",1]
["DQGwWtp",3,9.9099999999999991E-7,"MGD","DQGwWtp",3,9.9099999999999991E-7,"MGD","DQGwWtp",3,9.3699999999999999E-7,"MGD","DQGwWtp",3,9.9099999999999991E-7,"MGD","DQGwWtp",3,9.9099999999999991E-7,"MGD","DQGwWtp",3,9.9099999999999991E-7,"MGD",1]
["DQGwWtp",4,9.9099999999999991E-7,"MGD","DQGwWtp",4,9.9099999999999991E-7,"MGD","DQGwWtp",4,9.3399999999999997E-7,"MGD","DQGwWtp",4,9.9099999999999991E-7,"MGD","DQGwWtp",4,9.9099999999999991E-7,"MGD","DQGwWtp",4,9.9099999999999991E-7,"MGD",1]
["DQGwWtp",5,9.9099999999999991E-7,"MGD","DQGwWtp",5,9.9099999999999991E-7,"MGD","DQGwWtp",5,9.3099999999999996E-7,"MGD","DQGwWtp",5,9.9099999999999991E-7,"MGD","DQGwWtp",5,9.9099999999999991E-7,"MGD","DQGwWtp",5,9.9099999999999991E-7,"MGD",1]
["DQGwWtp",6,9.9099999999999991E-7,"MGD","DQGwWtp",6,9.9099999999999991E-7,"MGD","DQGwWtp",6,9.2800000000000005E-7,"MGD","DQGwWtp",6,9.9099999999999991E-7,"MGD","DQGwWtp",6,9.9099999999999991E-7,"MGD","DQGwWtp",6,9.9099999999999991E-7,"MGD",1]
["DQGwWtp",7,9.9099999999999991E-7,"MGD","DQGwWtp",7,9.9099999999999991E-7,"MGD","DQGwWtp",7,9.2699999999999998E-7,"MGD","DQGwWtp",7,9.9099999999999991E-7,"MGD","DQGwWtp",7,9.9099999999999991E-7,"MGD","DQGwWtp",7,9.9099999999999991E-7,"MGD",1]
["DQGwWtp",8,9.9099999999999991E-7,"MGD","DQGwWtp",8,9.9099999999999991E-7,"MGD","DQGwWtp",8,9.2600000000000001E-7,"MGD","DQGwWtp",8,9.9099999999999991E-7,"MGD","DQGwWtp",8,9.9099999999999991E-7,"MGD","DQGwWtp",8,9.9099999999999991E-7,"MGD",1]
["DQGwWtp",9,9.9099999999999991E-7,"MGD","DQGwWtp",9,9.9099999999999991E-7,"MGD","DQGwWtp",9,9.2399999999999996E-7,"MGD","DQGwWtp",9,9.9099999999999991E-7,"MGD","DQGwWtp",9,9.9099999999999991E-7,"MGD","DQGwWtp",9,9.9099999999999991E-7,"MGD",1]
["DQGwWtp",10,9.9099999999999991E-7,"MGD","DQGwWtp",10,9.9099999999999991E-7,"MGD","DQGwWtp",10,9.2299999999999999E-7,"MGD","DQGwWtp",10,9.9099999999999991E-7,"MGD","DQGwWtp",10,9.9099999999999991E-7,"MGD","DQGwWtp",10,9.9099999999999991E-7,"MGD",1]
["DQGwWtp",11,9.9099999999999991E-7,"MGD","DQGwWtp",11,9.9099999999999991E-7,"MGD","DQGwWtp",11,9.2200000000000002E-7,"MGD","DQGwWtp",11,9.9099999999999991E-7,"MGD","DQGwWtp",11,9.9099999999999991E-7,"MGD","DQGwWtp",11,9.9099999999999991E-7,"MGD",1]
["DQGwWtp",12,9.9099999999999991E-7,"MGD","DQGwWtp",12,9.9099999999999991E-7,"MGD","DQGwWtp",12,9.2099999999999995E-7,"MGD","DQGwWtp",12,9.9099999999999991E-7,"MGD","DQGwWtp",12,9.9099999999999991E-7,"MGD","DQGwWtp",12,9.9099999999999991E-7,"MGD",1]
["DQGwWtp",13,9.9099999999999991E-7,"MGD","DQGwWtp",13,9.9099999999999991E-7,"MGD","DQGwWtp",13,9.2299999999999999E-7,"MGD","DQGwWtp",13,9.9099999999999991E-7,"MGD","DQGwWtp",13,9.9099999999999991E-7,"MGD","DQGwWtp",13,9.9099999999999991E-7,"MGD",1]
["DQGwWtp",14,9.9099999999999991E-7,"MGD","DQGwWtp",14,9.9099999999999991E-7,"MGD","DQGwWtp",14,9.2200000000000002E-7,"MGD","DQGwWtp",14,9.9099999999999991E-7,"MGD","DQGwWtp",14,9.9099999999999991E-7,"MGD","DQGwWtp",14,9.9099999999999991E-7,"MGD",1]
["DQGwWtp",15,9.9099999999999991E-7,"MGD","DQGwWtp",15,9.9099999999999991E-7,"MGD","DQGwWtp",15,9.2200000000000002E-7,"MGD","DQGwWtp",15,9.9099999999999991E-7,"MGD","DQGwWtp",15,9.9099999999999991E-7,"MGD","DQGwWtp",15,9.9099999999999991E-7,"MGD",1]
["DQGwWtp",16,9.9099999999999991E-7,"MGD","DQGwWtp",16,9.9099999999999991E-7,"MGD","DQGwWtp",16,9.2099999999999995E-7,"MGD","DQGwWtp",16,9.9099999999999991E-7,"MGD","DQGwWtp",16,9.9099999999999991E-7,"MGD","DQGwWtp",16,9.9099999999999991E-7,"MGD",1]
["DQGwWtp",17,9.9099999999999991E-7,"MGD","DQGwWtp",17,9.9099999999999991E-7,"MGD","DQGwWtp",17,9.1999999999999998E-7,"MGD","DQGwWtp",17,9.9099999999999991E-7,"MGD","DQGwWtp",17,9.9099999999999991E-7,"MGD","DQGwWtp",17,9.9099999999999991E-7,"MGD",1]
["DQGwWtp",18,9.9099999999999991E-7,"MGD","DQGwWtp",18,9.9099999999999991E-7,"MGD","DQGwWtp",18,9.1900000000000001E-7,"MGD","DQGwWtp",18,9.9099999999999991E-7,"MGD","DQGwWtp",18,9.9099999999999991E-7,"MGD","DQGwWtp",18,9.9099999999999991E-7,"MGD",1]
["DQGwWtp",19,9.9099999999999991E-7,"MGD","DQGwWtp",19,9.9099999999999991E-7,"MGD","DQGwWtp",19,9.1800000000000004E-7,"MGD","DQGwWtp",19,9.9099999999999991E-7,"MGD","DQGwWtp",19,9.9099999999999991E-7,"MGD","DQGwWtp",19,9.9099999999999991E-7,"MGD",1]
["DQGwWtp",20,9.9099999999999991E-7,"MGD","DQGwWtp",20,9.9099999999999991E-7,"MGD","DQGwWtp",20,9.1800000000000004E-7,"MGD","DQGwWtp",20,9.9099999999999991E-7,"MGD","DQGwWtp",20,9.9099999999999991E-7,"MGD","DQGwWtp",20,9.9099999999999991E-7,"MGD",1]
["DQGwWtp",21,9.9099999999999991E-7,"MGD","DQGwWtp",21,9.9099999999999991E-7,"MGD","DQGwWtp",21,9.1699999999999997E-7,"MGD","DQGwWtp",21,9.9099999999999991E-7,"MGD","DQGwWtp",21,9.9099999999999991E-7,"MGD","DQGwWtp",21,9.9099999999999991E-7,"MGD",1]
["DQGwWtp",22,9.9099999999999991E-7,"MGD","DQGwWtp",22,9.9099999999999991E-7,"MGD","DQGwWtp",22,9.1699999999999997E-7,"MGD","DQGwWtp",22,9.9099999999999991E-7,"MGD","DQGwWtp",22,9.9099999999999991E-7,"MGD","DQGwWtp",22,9.9099999999999991E-7,"MGD",1]
["DQGwWtp",23,9.9099999999999991E-7,"MGD","DQGwWtp",23,9.9099999999999991E-7,"MGD","DQGwWtp",23,9.16E-7,"MGD","DQGwWtp",23,9.9099999999999991E-7,"MGD","DQGwWtp",23,9.9099999999999991E-7,"MGD","DQGwWtp",23,9.9099999999999991E-7,"MGD",{"$f":"IF(ISNUMBER(C772),IF(AVERAGE(C772,G772,K772,O772,S772,W772)<>MAX(C772,G772,K772,O772,S772,W772),1,0),\"\")","v":1}]
["DQGwWtp",24,9.9099999999999991E-7,"MGD","DQGwWtp",24,9.9099999999999991E-7,"MGD","DQGwWtp",24,9.16E-7,"MGD","DQGwWtp",24,9.9099999999999991E-7,"MGD","DQGwWtp",24,9.9099999999999991E-7,"MGD","DQGwWtp",24,9.9099999999999991E-7,"MGD",1]
["DQGwWtp",25,9.9099999999999991E-7,"MGD","DQGwWtp",25,9.9099999999999991E-7,"MGD","DQGwWtp",25,9.1500000000000003E-7,"MGD","DQGwWtp",25,9.9099999999999991E-7,"MGD","DQGwWtp",25,9.9099999999999991E-7,"MGD","DQGwWtp",25,9.9099999999999991E-7,"MGD",1]
["DQGwWtp",26,9.9099999999999991E-7,"MGD","DQGwWtp",26,9.9099999999999991E-7,"MGD","DQGwWtp",26,9.1399999999999995E-7,"MGD","DQGwWtp",26,9.9099999999999991E-7,"MGD","DQGwWtp",26,9.9099999999999991E-7,"MGD","DQGwWtp",26,9.9099999999999991E-7,"MGD",1]
["DQGwWtp",27,9.9099999999999991E-7,"MGD","DQGwWtp",27,9.9099999999999991E-7,"MGD","DQGwWtp",27,9.1299999999999998E-7,"MGD","DQGwWtp",27,9.9099999999999991E-7,"MGD","DQGwWtp",27,9.9099999999999991E-7,"MGD","DQGwWtp",27,9.9099999999999991E-7,"MGD",1]
["DQGwWtp",28,9.9099999999999991E-7,"MGD","DQGwWtp",28,9.9099999999999991E-7,"MGD","DQGwWtp",28,9.1200000000000001E-7,"MGD","DQGwWtp",28,9.9099999999999991E-7,"MGD","DQGwWtp",28,9.9099999999999991E-7,"MGD","DQGwWtp",28,9.9099999999999991E-7,"MGD",1]
["DQGwWtp",29,9.9099999999999991E-7,"MGD","DQGwWtp",29,9.9099999999999991E-7,"MGD","DQGwWtp",29,9.1100000000000004E-7,"MGD","DQGwWtp",29,9.9099999999999991E-7,"MGD","DQGwWtp",29,9.9099999999999991E-7,"MGD","DQGwWtp",29,9.9099999999999991E-7,"MGD",1]
["DQGwWtp",30,9.9099999999999991E-7,"MGD","DQGwWtp",30,9.9099999999999991E-7,"MGD","DQGwWtp",30,9.0999999999999997E-7,"MGD","DQGwWtp",30,9.9099999999999991E-7,"MGD","DQGwWtp",30,9.9099999999999991E-7,"MGD","DQGwWtp",30,9.9099999999999991E-7,"MGD",1]
["DQGwWtp",31,9.9099999999999991E-7,"MGD","DQGwWtp",31,9.9099999999999991E-7,"MGD","DQGwWtp",31,9.09E-7,"MGD","DQGwWtp",31,9.9099999999999991E-7,"MGD","DQGwWtp",31,9.9099999999999991E-7,"MGD","DQGwWtp",31,9.9099999999999991E-7,"MGD",1]
["DQGwWtp",32,9.9099999999999991E-7,"MGD","DQGwWtp",32,9.9099999999999991E-7,"MGD","DQGwWtp",32,9.09E-7,"MGD","DQGwWtp",32,9.9099999999999991E-7,"MGD","DQGwWtp",32,9.9199999999999999E-7,"MGD","DQGwWtp",32,9.9099999999999991E-7,"MGD",1]
["DQGwWtp",33,9.9099999999999991E-7,"MGD","DQGwWtp",33,9.9099999999999991E-7,"MGD","DQGwWtp",33,9.09E-7,"MGD","DQGwWtp",33,9.9099999999999991E-7,"MGD","DQGwWtp",33,9.9199999999999999E-7,"MGD","DQGwWtp",33,9.9099999999999991E-7,"MGD",1]
["DQGwWtp",34,9.9099999999999991E-7,"MGD","DQGwWtp",34,9.9099999999999991E-7,"MGD","DQGwWtp",34,9.0800000000000003E-7,"MGD","DQGwWtp",34,9.9099999999999991E-7,"MGD","DQGwWtp",34,9.9199999999999999E-7,"MGD","DQGwWtp",34,9.9099999999999991E-7,"MGD",1]
["DQGwWtp",35,9.9099999999999991E-7,"MGD","DQGwWtp",35,9.9099999999999991E-7,"MGD","DQGwWtp",35,9.0699999999999996E-7,"MGD","DQGwWtp",35,9.9099999999999991E-7,"MGD","DQGwWtp",35,9.9199999999999999E-7,"MGD","DQGwWtp",35,9.9099999999999991E-7,"MGD",1]
["DQGwWtp",36,9.9099999999999991E-7,"MGD","DQGwWtp",36,9.9099999999999991E-7,"MGD","DQGwWtp",36,9.0599999999999999E-7,"MGD","DQGwWtp",36,9.9099999999999991E-7,"MGD","DQGwWtp",36,9.9199999999999999E-7,"MGD","DQGwWtp",36,9.9099999999999991E-7,"MGD",1]
["DQGwWtp",37,9.9099999999999991E-7,"MGD","DQGwWtp",37,9.9099999999999991E-7,"MGD","DQGwWtp",37,9.0500000000000002E-7,"MGD","DQGwWtp",37,9.9099999999999991E-7,"MGD","DQGwWtp",37,9.9199999999999999E-7,"MGD","DQGwWtp",37,9.9099999999999991E-7,"MGD",1]
["DQGwWtp",38,9.9099999999999991E-7,"MGD","DQGwWtp",38,9.9099999999999991E-7,"MGD","DQGwWtp",38,9.0400000000000005E-7,"MGD","DQGwWtp",38,9.9099999999999991E-7,"MGD","DQGwWtp",38,9.9199999999999999E-7,"MGD","DQGwWtp",38,9.9099999999999991E-7,"MGD",1]
["DQGwWtp",39,9.9099999999999991E-7,"MGD","DQGwWtp",39,9.9099999999999991E-7,"MGD","DQGwWtp",39,9.0299999999999997E-7,"MGD","DQGwWtp",39,9.9099999999999991E-7,"MGD","DQGwWtp",39,9.9199999999999999E-7,"MGD","DQGwWtp",39,9.9099999999999991E-7,"MGD",1]
["DQGwWtp",40,9.9099999999999991E-7,"MGD","DQGwWtp",40,9.9099999999999991E-7,"MGD","DQGwWtp",40,9.0100000000000003E-7,"MGD","DQGwWtp",40,9.9099999999999991E-7,"MGD","DQGwWtp",40,9.9199999999999999E-7,"MGD","DQGwWtp",40,9.9099999999999991E-7,"MGD",1]
["DQGwWtp",41,9.9099999999999991E-7,"MGD","DQGwWtp",41,9.9099999999999991E-7,"MGD","DQGwWtp",41,8.9999999999999996E-7,"MGD","DQGwWtp",41,9.9099999999999991E-7,"MGD","DQGwWtp",41,9.9199999999999999E-7,"MGD","DQGwWtp",41,9.9099999999999991E-7,"MGD",1]
["DQGwWtp",42,9.9099999999999991E-7,"MGD","DQGwWtp",42,9.9099999999999991E-7,"MGD","DQGwWtp",42,9.0500000000000002E-7,"MGD","DQGwWtp",42,9.9099999999999991E-7,"MGD","DQGwWtp",42,9.9199999999999999E-7,"MGD","DQGwWtp",42,9.9099999999999991E-7,"MGD",1]
["DQGwWtp",43,9.9099999999999991E-7,"MGD","DQGwWtp",43,9.9099999999999991E-7,"MGD","DQGwWtp",43,9.0599999999999999E-7,"MGD","DQGwWtp",43,9.9099999999999991E-7,"MGD","DQGwWtp",43,9.9199999999999999E-7,"MGD","DQGwWtp",43,9.9099999999999991E-7,"MGD",1]
["DQGwWtp",44,9.9099999999999991E-7,"MGD","DQGwWtp",44,9.9099999999999991E-7,"MGD","DQGwWtp",44,9.0599999999999999E-7,"MGD","DQGwWtp",44,9.9099999999999991E-7,"MGD","DQGwWtp",44,9.9199999999999999E-7,"MGD","DQGwWtp",44,9.9099999999999991E-7,"MGD",1]
["DQGwWtp",45,9.9099999999999991E-7,"MGD","DQGwWtp",45,9.9099999999999991E-7,"MGD","DQGwWtp",45,9.0500000000000002E-7,"MGD","DQGwWtp",45,9.9099999999999991E-7,"MGD","DQGwWtp",45,9.9199999999999999E-7,"MGD","DQGwWtp",45,9.9099999999999991E-7,"MGD",1]
["DQGwWtp",46,9.9099999999999991E-7,"MGD","DQGwWtp",46,9.9099999999999991E-7,"MGD","DQGwWtp",46,9.0500000000000002E-7,"MGD","DQGwWtp",46,9.9099999999999991E-7,"MGD","DQGwWtp",46,9.9199999999999999E-7,"MGD","DQGwWtp",46,9.9099999999999991E-7,"MGD",1]
["DQGwWtp",47,9.9099999999999991E-7,"MGD","DQGwWtp",47,9.9099999999999991E-7,"MGD","DQGwWtp",47,9.0400000000000005E-7,"MGD","DQGwWtp",47,9.9099999999999991E-7,"MGD","DQGwWtp",47,9.9199999999999999E-7,"MGD","DQGwWtp",47,9.9099999999999991E-7,"MGD",1]
["DQGwWtp",48,9.9099999999999991E-7,"MGD","DQGwWtp",48,9.9099999999999991E-7,"MGD","DQGwWtp",48,9.0299999999999997E-7,"MGD","DQGwWtp",48,9.9099999999999991E-7,"MGD","DQGwWtp",48,9.9199999999999999E-7,"MGD","DQGwWtp",48,9.9099999999999991E-7,"MGD",1]
["DQGwWtp",49,9.9099999999999991E-7,"MGD","DQGwWtp",49,9.9099999999999991E-7,"MGD","DQGwWtp",49,9.02E-7,"MGD","DQGwWtp",49,9.9099999999999991E-7,"MGD","DQGwWtp",49,9.9199999999999999E-7,"MGD","DQGwWtp",49,9.9099999999999991E-7,"MGD",1]
["DQGwWtp",50,9.9099999999999991E-7,"MGD","DQGwWtp",50,9.9099999999999991E-7,"MGD","DQGwWtp",50,9.0100000000000003E-7,"MGD","DQGwWtp",50,9.9099999999999991E-7,"MGD","DQGwWtp",50,9.9199999999999999E-7,"MGD","DQGwWtp",50,9.9099999999999991E-7,"MGD",1]
["DQGwWtp",51,9.9099999999999991E-7,"MGD","DQGwWtp",51,9.9099999999999991E-7,"MGD","DQGwWtp",51,8.9999999999999996E-7,"MGD","DQGwWtp",51,9.9099999999999991E-7,"MGD","DQGwWtp",51,9.9199999999999999E-7,"MGD","DQGwWtp",51,9.9099999999999991E-7,"MGD",1]
["DQGwWtp",52,9.9099999999999991E-7,"MGD","DQGwWtp",52,9.9099999999999991E-7,"MGD","DQGwWtp",52,9.0299999999999997E-7,"MGD","DQGwWtp",52,9.9099999999999991E-7,"MGD","DQGwWtp",52,9.9199999999999999E-7,"MGD","DQGwWtp",52,9.9099999999999991E-7,"MGD",1]
["DQGwWtp",53,9.9099999999999991E-7,"MGD","DQGwWtp",53,9.9099999999999991E-7,"MGD","DQGwWtp",53,9.0299999999999997E-7,"MGD","DQGwWtp",53,9.9099999999999991E-7,"MGD","DQGwWtp",53,9.9199999999999999E-7,"MGD","DQGwWtp",53,9.9099999999999991E-7,"MGD",1]
["DQGwWtp",54,9.9099999999999991E-7,"MGD","DQGwWtp",54,9.9099999999999991E-7,"MGD","DQGwWtp",54,9.0299999999999997E-7,"MGD","DQGwWtp",54,9.9099999999999991E-7,"MGD","DQGwWtp",54,9.9199999999999999E-7,"MGD","DQGwWtp",54,9.9099999999999991E-7,"MGD",1]
["DQGwWtp",55,9.9099999999999991E-7,"MGD","DQGwWtp",55,9.9099999999999991E-7,"MGD","DQGwWtp",55,9.02E-7,"MGD","DQGwWtp",55,9.9099999999999991E-7,"MGD","DQGwWtp",55,9.9199999999999999E-7,"MGD","DQGwWtp",55,9.9099999999999991E-7,"MGD",1]
["DQGwWtp",56,9.9099999999999991E-7,"MGD","DQGwWtp",56,9.9099999999999991E-7,"MGD","DQGwWtp",56,9.0100000000000003E-7,"MGD","DQGwWtp",56,9.9099999999999991E-7,"MGD","DQGwWtp",56,9.9199999999999999E-7,"MGD","DQGwWtp",56,9.9099999999999991E-7,"MGD",1]
["DQGwWtp",57,9.9099999999999991E-7,"MGD","DQGwWtp",57,9.9099999999999991E-7,"MGD","DQGwWtp",57,8.9999999999999996E-7,"MGD","DQGwWtp",57,9.9099999999999991E-7,"MGD","DQGwWtp",57,9.9199999999999999E-7,"MGD","DQGwWtp",57,9.9099999999999991E-7,"MGD",1]
["DQGwWtp",58,9.9099999999999991E-7,"MGD","DQGwWtp",58,9.9099999999999991E-7,"MGD","DQGwWtp",58,8.9999999999999996E-7,"MGD","DQGwWtp",58,9.9099999999999991E-7,"MGD","DQGwWtp",58,9.9199999999999999E-7,"MGD","DQGwWtp",58,9.9099999999999991E-7,"MGD",1]
["DQGwWtp",59,9.9099999999999991E-7,"MGD","DQGwWtp",59,9.9099999999999991E-7,"MGD","DQGwWtp",59,9.02E-7,"MGD","DQGwWtp",59,9.9099999999999991E-7,"MGD","DQGwWtp",59,9.9199999999999999E-7,"MGD","DQGwWtp",59,9.9099999999999991E-7,"MGD",1]
["DQGwWtp",60,9.9099999999999991E-7,"MGD","DQGwWtp",60,9.9099999999999991E-7,"MGD","DQGwWtp",60,9.0299999999999997E-7,"MGD","DQGwWtp",60,9.9099999999999991E-7,"MGD","DQGwWtp",60,9.9199999999999999E-7,"MGD","DQGwWtp",60,9.9099999999999991E-7,"MGD",1]
["DQGwWtp",61,9.9099999999999991E-7,"MGD","DQGwWtp",61,9.9099999999999991E-7,"MGD","DQGwWtp",61,9.02E-7,"MGD","DQGwWtp",61,9.9099999999999991E-7,"MGD","DQGwWtp",61,9.9199999999999999E-7,"MGD","DQGwWtp",61,9.9099999999999991E-7,"MGD",1]
["DQGwWtp",62,9.9099999999999991E-7,"MGD","DQGwWtp",62,9.9099999999999991E-7,"MGD","DQGwWtp",62,9.1299999999999998E-7,"MGD","DQGwWtp",62,9.9099999999999991E-7,"MGD","DQGwWtp",62,9.9199999999999999E-7,"MGD","DQGwWtp",62,9.9099999999999991E-7,"MGD",1]
["DQGwWtp",63,9.9099999999999991E-7,"MGD","DQGwWtp",63,9.9099999999999991E-7,"MGD","DQGwWtp",63,9.1299999999999998E-7,"MGD","DQGwWtp",63,9.9099999999999991E-7,"MGD","DQGwWtp",63,9.9199999999999999E-7,"MGD","DQGwWtp",63,9.9099999999999991E-7,"MGD",1]
["DQGwWtp",64,9.9099999999999991E-7,"MGD","DQGwWtp",64,9.9099999999999991E-7,"MGD","DQGwWtp",64,9.1299999999999998E-7,"MGD","DQGwWtp",64,9.9099999999999991E-7,"MGD","DQGwWtp",64,9.9199999999999999E-7,"MGD","DQGwWtp",64,9.9099999999999991E-7,"MGD",1]
["DQGwWtp",65,9.9099999999999991E-7,"MGD","DQGwWtp",65,9.9099999999999991E-7,"MGD","DQGwWtp",65,9.1299999999999998E-7,"MGD","DQGwWtp",65,9.9099999999999991E-7,"MGD","DQGwWtp",65,9.9199999999999999E-7,"MGD","DQGwWtp",65,9.9099999999999991E-7,"MGD",1]
["DQGwWtp",66,9.9099999999999991E-7,"MGD","DQGwWtp",66,9.9099999999999991E-7,"MGD","DQGwWtp",66,9.1200000000000001E-7,"MGD","DQGwWtp",66,9.9099999999999991E-7,"MGD","DQGwWtp",66,9.9199999999999999E-7,"MGD","DQGwWtp",66,9.9099999999999991E-7,"MGD",1]
["DQGwWtp",67,9.9099999999999991E-7,"MGD","DQGwWtp",67,9.9099999999999991E-7,"MGD","DQGwWtp",67,9.1200000000000001E-7,"MGD","DQGwWtp",67,9.9099999999999991E-7,"MGD","DQGwWtp",67,9.9199999999999999E-7,"MGD","DQGwWtp",67,9.9099999999999991E-7,"MGD",1]
["DQGwWtp",68,9.9099999999999991E-7,"MGD","DQGwWtp",68,9.9099999999999991E-7,"MGD","DQGwWtp",68,9.1200000000000001E-7,"MGD","DQGwWtp",68,9.9099999999999991E-7,"MGD","DQGwWtp",68,9.9199999999999999E-7,"MGD","DQGwWtp",68,9.9099999999999991E-7,"MGD",1]
["DQGwWtp",69,9.9099999999999991E-7,"MGD","DQGwWtp",69,9.9099999999999991E-7,"MGD","DQGwWtp",69,9.1200000000000001E-7,"MGD","DQGwWtp",69,9.9099999999999991E-7,"MGD","DQGwWtp",69,9.9199999999999999E-7,"MGD","DQGwWtp",69,9.9099999999999991E-7,"MGD",1]
["DQGwWtp",70,9.9099999999999991E-7,"MGD","DQGwWtp",70,9.9099999999999991E-7,"MGD","DQGwWtp",70,9.1200000000000001E-7,"MGD","DQGwWtp",70,9.9099999999999991E-7,"MGD","DQGwWtp",70,9.9199999999999999E-7,"MGD","DQGwWtp",70,9.9099999999999991E-7,"MGD",1]
["DQGwWtp",71,9.9099999999999991E-7,"MGD","DQGwWtp",71,9.9099999999999991E-7,"MGD","DQGwWtp",71,9.1200000000000001E-7,"MGD","DQGwWtp",71,9.9099999999999991E-7,"MGD","DQGwWtp",71,9.9199999999999999E-7,"MGD","DQGwWtp",71,9.9099999999999991E-7,"MGD",1]
["DQGwWtp",72,9.9099999999999991E-7,"MGD","DQGwWtp",72,9.9099999999999991E-7,"MGD","DQGwWtp",72,9.1100000000000004E-7,"MGD","DQGwWtp",72,9.9099999999999991E-7,"MGD","DQGwWtp",72,9.9199999999999999E-7,"MGD","DQGwWtp",72,9.9099999999999991E-7,"MGD",1]
["DQGwWtp",73,9.9099999999999991E-7,"MGD","DQGwWtp",73,9.9099999999999991E-7,"MGD","DQGwWtp",73,9.1100000000000004E-7,"MGD","DQGwWtp",73,9.9099999999999991E-7,"MGD","DQGwWtp",73,9.9199999999999999E-7,"MGD","DQGwWtp",73,9.9099999999999991E-7,"MGD",1]
["DQGwWtp",74,9.9099999999999991E-7,"MGD","DQGwWtp",74,9.9099999999999991E-7,"MGD","DQGwWtp",74,9.0999999999999997E-7,"MGD","DQGwWtp",74,9.9099999999999991E-7,"MGD","DQGwWtp",74,9.9199999999999999E-7,"MGD","DQGwWtp",74,9.9099999999999991E-7,"MGD",1]
["DQGwWtp",75,9.9099999999999991E-7,"MGD","DQGwWtp",75,9.9099999999999991E-7,"MGD","DQGwWtp",75,9.0999999999999997E-7,"MGD","DQGwWtp",75,9.9099999999999991E-7,"MGD","DQGwWtp",75,9.9199999999999999E-7,"MGD","DQGwWtp",75,9.9099999999999991E-7,"MGD",1]
["DQGwWtp",76,9.9099999999999991E-7,"MGD","DQGwWtp",76,9.9099999999999991E-7,"MGD","DQGwWtp",76,9.09E-7,"MGD","DQGwWtp",76,9.9099999999999991E-7,"MGD","DQGwWtp",76,9.9199999999999999E-7,"MGD","DQGwWtp",76,9.9099999999999991E-7,"MGD",1]
["DQGwWtp",77,9.9099999999999991E-7,"MGD","DQGwWtp",77,9.9099999999999991E-7,"MGD","DQGwWtp",77,9.09E-7,"MGD","DQGwWtp",77,9.9099999999999991E-7,"MGD","DQGwWtp",77,9.9199999999999999E-7,"MGD","DQGwWtp",77,9.9099999999999991E-7,"MGD",1]
["DQGwWtp",78,9.9099999999999991E-7,"MGD","DQGwWtp",78,9.9099999999999991E-7,"MGD","DQGwWtp",78,9.0999999999999997E-7,"MGD","DQGwWtp",78,9.9099999999999991E-7,"MGD","DQGwWtp",78,9.9199999999999999E-7,"MGD","DQGwWtp",78,9.9099999999999991E-7,"MGD",1]
["DQGwWtp",79,9.9099999999999991E-7,"MGD","DQGwWtp",79,9.9099999999999991E-7,"MGD","DQGwWtp",79,9.0999999999999997E-7,"MGD","DQGwWtp",79,9.9099999999999991E-7,"MGD","DQGwWtp",79,9.9199999999999999E-7,"MGD","DQGwWtp",79,9.9099999999999991E-7,"MGD",1]
["DQGwWtp",80,9.9099999999999991E-7,"MGD","DQGwWtp",80,9.9099999999999991E-7,"MGD","DQGwWtp",80,9.1200000000000001E-7,"MGD","DQGwWtp",80,9.9099999999999991E-7,"MGD","DQGwWtp",80,9.9199999999999999E-7,"MGD","DQGwWtp",80,9.9099999999999991E-7,"MGD",1]
["DQGwWtp",81,9.9099999999999991E-7,"MGD","DQGwWtp",81,9.9099999999999991E-7,"MGD","DQGwWtp",81,9.1200000000000001E-7,"MGD","DQGwWtp",81,9.9099999999999991E-7,"MGD","DQGwWtp",81,9.9199999999999999E-7,"MGD","DQGwWtp",81,9.9099999999999991E-7,"MGD",1]
["DQGwWtp",82,9.9099999999999991E-7,"MGD","DQGwWtp",82,9.9099999999999991E-7,"MGD","DQGwWtp",82,9.1200000000000001E-7,"MGD","DQGwWtp",82,9.9099999999999991E-7,"MGD","DQGwWtp",82,9.9199999999999999E-7,"MGD","DQGwWtp",82,9.9099999999999991E-7,"MGD",1]
["DQGwWtp",83,9.9099999999999991E-7,"MGD","DQGwWtp",83,9.9099999999999991E-7,"MGD","DQGwWtp",83,9.1200000000000001E-7,"MGD","DQGwWtp",83,9.9099999999999991E-7,"MGD","DQGwWtp",83,9.9199999999999999E-7,"MGD","DQGwWtp",83,9.9099999999999991E-7,"MGD",1]
["DQGwWtp",84,9.9099999999999991E-7,"MGD","DQGwWtp",84,9.9099999999999991E-7,"MGD","DQGwWtp",84,9.1100000000000004E-7,"MGD","DQGwWtp",84,9.9099999999999991E-7,"MGD","DQGwWtp",84,9.9199999999999999E-7,"MGD","DQGwWtp",84,9.9099999999999991E-7,"MGD",1]
["DQGwWtp",85,9.9099999999999991E-7,"MGD","DQGwWtp",85,9.9099999999999991E-7,"MGD","DQGwWtp",85,9.1100000000000004E-7,"MGD","DQGwWtp",85,9.9099999999999991E-7,"MGD","DQGwWtp",85,9.9199999999999999E-7,"MGD","DQGwWtp",85,9.9099999999999991E-7,"MGD",1]
["DQGwWtp",86,9.9099999999999991E-7,"MGD","DQGwWtp",86,9.9099999999999991E-7,"MGD","DQGwWtp",86,9.1399999999999995E-7,"MGD","DQGwWtp",86,9.9099999999999991E-7,"MGD","DQGwWtp",86,9.9199999999999999E-7,"MGD","DQGwWtp",86,9.9099999999999991E-7,"MGD",1]
["DQGwWtp",87,9.9099999999999991E-7,"MGD","DQGwWtp",87,9.9099999999999991E-7,"MGD","DQGwWtp",87,9.1399999999999995E-7,"MGD","DQGwWtp",87,9.9099999999999991E-7,"MGD","DQGwWtp",87,9.9199999999999999E-7,"MGD","DQGwWtp",87,9.9099999999999991E-7,"MGD",{"$f":"IF(ISNUMBER(C836),IF(AVERAGE(C836,G836,K836,O836,S836,W836)<>MAX(C836,G836,K836,O836,S836,W836),1,0),\"\")","v":1}]
["DQGwWtp",88,9.9099999999999991E-7,"MGD","DQGwWtp",88,9.9099999999999991E-7,"MGD","DQGwWtp",88,9.1399999999999995E-7,"MGD","DQGwWtp",88,9.9099999999999991E-7,"MGD","DQGwWtp",88,9.9199999999999999E-7,"MGD","DQGwWtp",88,9.9099999999999991E-7,"MGD",1]
["DQGwWtp",89,9.9099999999999991E-7,"MGD","DQGwWtp",89,9.9099999999999991E-7,"MGD","DQGwWtp",89,9.1299999999999998E-7,"MGD","DQGwWtp",89,9.9099999999999991E-7,"MGD","DQGwWtp",89,9.9199999999999999E-7,"MGD","DQGwWtp",89,9.9099999999999991E-7,"MGD",1]
["DQGwWtp",90,9.9099999999999991E-7,"MGD","DQGwWtp",90,9.9099999999999991E-7,"MGD","DQGwWtp",90,9.1299999999999998E-7,"MGD","DQGwWtp",90,9.9099999999999991E-7,"MGD","DQGwWtp",90,9.9199999999999999E-7,"MGD","DQGwWtp",90,9.9099999999999991E-7,"MGD",1]
["DQGwWtp",91,9.9099999999999991E-7,"MGD","DQGwWtp",91,9.9099999999999991E-7,"MGD","DQGwWtp",91,9.1500000000000003E-7,"MGD","DQGwWtp",91,9.9099999999999991E-7,"MGD","DQGwWtp",91,9.8899999999999998E-7,"MGD","DQGwWtp",91,9.9099999999999991E-7,"MGD",1]
["DQGwWtp",92,9.9099999999999991E-7,"MGD","DQGwWtp",92,9.9099999999999991E-7,"MGD","DQGwWtp",92,9.1500000000000003E-7,"MGD","DQGwWtp",92,9.9099999999999991E-7,"MGD","DQGwWtp",92,9.8899999999999998E-7,"MGD","DQGwWtp",92,9.9099999999999991E-7,"MGD",1]
["DQGwWtp",93,9.9099999999999991E-7,"MGD","DQGwWtp",93,9.9099999999999991E-7,"MGD","DQGwWtp",93,9.1399999999999995E-7,"MGD","DQGwWtp",93,9.9099999999999991E-7,"MGD","DQGwWtp",93,9.8899999999999998E-7,"MGD","DQGwWtp",93,9.9099999999999991E-7,"MGD",1]
["DQGwWtp",94,9.9099999999999991E-7,"MGD","DQGwWtp",94,9.9099999999999991E-7,"MGD","DQGwWtp",94,9.1399999999999995E-7,"MGD","DQGwWtp",94,9.9099999999999991E-7,"MGD","DQGwWtp",94,9.8899999999999998E-7,"MGD","DQGwWtp",94,9.9099999999999991E-7,"MGD",1]
["DQGwWtp",95,9.9099999999999991E-7,"MGD","DQGwWtp",95,9.9099999999999991E-7,"MGD","DQGwWtp",95,9.1299999999999998E-7,"MGD","DQGwWtp",95,9.9099999999999991E-7,"MGD","DQGwWtp",95,9.8899999999999998E-7,"MGD","DQGwWtp",95,9.9099999999999991E-7,"MGD",1]
["DQGwWtp",96,9.9099999999999991E-7,"MGD","DQGwWtp",96,9.9099999999999991E-7,"MGD","DQGwWtp",96,9.1299999999999998E-7,"MGD","DQGwWtp",96,9.9099999999999991E-7,"MGD","DQGwWtp",96,9.8899999999999998E-7,"MGD","DQGwWtp",96,9.9099999999999991E-7,"MGD",1]
["DQGwWtp",97,9.9099999999999991E-7,"MGD","DQGwWtp",97,9.9099999999999991E-7,"MGD","DQGwWtp",97,9.1200000000000001E-7,"MGD","DQGwWtp",97,9.9099999999999991E-7,"MGD","DQGwWtp",97,9.8899999999999998E-7,"MGD","DQGwWtp",97,9.9099999999999991E-7,"MGD",1]
["DQGwWtp",98,9.9099999999999991E-7,"MGD","DQGwWtp",98,9.9099999999999991E-7,"MGD","DQGwWtp",98,9.1100000000000004E-7,"MGD","DQGwWtp",98,9.9099999999999991E-7,"MGD","DQGwWtp",98,9.9000000000000005E-7,"MGD","DQGwWtp",98,9.9099999999999991E-7,"MGD",1]
["DQGwWtp",99,9.9099999999999991E-7,"MGD","DQGwWtp",99,9.9099999999999991E-7,"MGD","DQGwWtp",99,9.0999999999999997E-7,"MGD","DQGwWtp",99,9.9099999999999991E-7,"MGD","DQGwWtp",99,9.9000000000000005E-7,"MGD","DQGwWtp",99,9.9099999999999991E-7,"MGD",1]
["DQGwWtp",100,9.9099999999999991E-7,"MGD","DQGwWtp",100,9.9099999999999991E-7,"MGD","DQGwWtp",100,9.09E-7,"MGD","DQGwWtp",100,9.9099999999999991E-7,"MGD","DQGwWtp",100,9.9000000000000005E-7,"MGD","DQGwWtp",100,9.9099999999999991E-7,"MGD",1]
["DQGwWtp",101,9.9099999999999991E-7,"MGD","DQGwWtp",101,9.9099999999999991E-7,"MGD","DQGwWtp",101,9.0800000000000003E-7,"MGD","DQGwWtp",101,9.9099999999999991E-7,"MGD","DQGwWtp",101,9.9000000000000005E-7,"MGD","DQGwWtp",101,9.9099999999999991E-7,"MGD",1]
["DQGwWtp",102,9.9099999999999991E-7,"MGD","DQGwWtp",102,9.9099999999999991E-7,"MGD","DQGwWtp",102,9.0699999999999996E-7,"MGD","DQGwWtp",102,9.9099999999999991E-7,"MGD","DQGwWtp",102,9.9000000000000005E-7,"MGD","DQGwWtp",102,9.9099999999999991E-7,"MGD",1]
["DQGwWtp",103,9.9099999999999991E-7,"MGD","DQGwWtp",103,9.9099999999999991E-7,"MGD","DQGwWtp",103,9.0500000000000002E-7,"MGD","DQGwWtp",103,9.9099999999999991E-7,"MGD","DQGwWtp",103,9.9000000000000005E-7,"MGD","DQGwWtp",103,9.9099999999999991E-7,"MGD",1]
["DQGwWtp",104,9.9099999999999991E-7,"MGD","DQGwWtp",104,9.9099999999999991E-7,"MGD","DQGwWtp",104,9.0400000000000005E-7,"MGD","DQGwWtp",104,9.9099999999999991E-7,"MGD","DQGwWtp",104,9.9000000000000005E-7,"MGD","DQGwWtp",104,9.9099999999999991E-7,"MGD",1]
["DQGwWtp",105,9.9099999999999991E-7,"MGD","DQGwWtp",105,9.9099999999999991E-7,"MGD","DQGwWtp",105,9.02E-7,"MGD","DQGwWtp",105,9.9099999999999991E-7,"MGD","DQGwWtp",105,9.9000000000000005E-7,"MGD","DQGwWtp",105,9.9099999999999991E-7,"MGD",1]
["DQGwWtp",106,9.9099999999999991E-7,"MGD","DQGwWtp",106,9.9099999999999991E-7,"MGD","DQGwWtp",106,8.9999999999999996E-7,"MGD","DQGwWtp",106,9.9099999999999991E-7,"MGD","DQGwWtp",106,9.9000000000000005E-7,"MGD","DQGwWtp",106,9.9099999999999991E-7,"MGD",1]
["DQGwWtp",107,9.9099999999999991E-7,"MGD","DQGwWtp",107,9.9099999999999991E-7,"MGD","DQGwWtp",107,8.9700000000000005E-7,"MGD","DQGwWtp",107,9.9099999999999991E-7,"MGD","DQGwWtp",107,9.9000000000000005E-7,"MGD","DQGwWtp",107,9.9099999999999991E-7,"MGD",1]
["DQGwWtp",108,9.9099999999999991E-7,"MGD","DQGwWtp",108,9.9099999999999991E-7,"MGD","DQGwWtp",108,8.9500000000000001E-7,"MGD","DQGwWtp",108,9.9099999999999991E-7,"MGD","DQGwWtp",108,9.9000000000000005E-7,"MGD","DQGwWtp",108,9.9099999999999991E-7,"MGD",1]
["DQGwWtp",109,9.9099999999999991E-7,"MGD","DQGwWtp",109,9.9099999999999991E-7,"MGD","DQGwWtp",109,8.9199999999999999E-7,"MGD","DQGwWtp",109,9.9099999999999991E-7,"MGD","DQGwWtp",109,9.9000000000000005E-7,"MGD","DQGwWtp",109,9.9099999999999991E-7,"MGD",1]
["DQGwWtp",110,9.9099999999999991E-7,"MGD","DQGwWtp",110,9.9099999999999991E-7,"MGD","DQGwWtp",110,8.8899999999999998E-7,"MGD","DQGwWtp",110,9.9099999999999991E-7,"MGD","DQGwWtp",110,9.9000000000000005E-7,"MGD","DQGwWtp",110,9.9099999999999991E-7,"MGD",1]
["DQGwWtp",111,9.9099999999999991E-7,"MGD","DQGwWtp",111,9.9099999999999991E-7,"MGD","DQGwWtp",111,8.8599999999999997E-7,"MGD","DQGwWtp",111,9.9099999999999991E-7,"MGD","DQGwWtp",111,9.9000000000000005E-7,"MGD","DQGwWtp",111,9.9099999999999991E-7,"MGD",1]
["DQGwWtp",112,9.9099999999999991E-7,"MGD","DQGwWtp",112,9.9099999999999991E-7,"MGD","DQGwWtp",112,8.8199999999999998E-7,"MGD","DQGwWtp",112,9.9099999999999991E-7,"MGD","DQGwWtp",112,9.9000000000000005E-7,"MGD","DQGwWtp",112,9.9099999999999991E-7,"MGD",1]
["DQGwWtp",113,9.9099999999999991E-7,"MGD","DQGwWtp",113,9.9099999999999991E-7,"MGD","DQGwWtp",113,8.78E-7,"MGD","DQGwWtp",113,9.9099999999999991E-7,"MGD","DQGwWtp",113,9.9000000000000005E-7,"MGD","DQGwWtp",113,9.9099999999999991E-7,"MGD",1]
["DQGwWtp",114,9.9099999999999991E-7,"MGD","DQGwWtp",114,9.9099999999999991E-7,"MGD","DQGwWtp",114,8.7400000000000002E-7,"MGD","DQGwWtp",114,9.9099999999999991E-7,"MGD","DQGwWtp",114,9.9000000000000005E-7,"MGD","DQGwWtp",114,9.9099999999999991E-7,"MGD",1]
["DQGwWtp",115,9.9099999999999991E-7,"MGD","DQGwWtp",115,9.9099999999999991E-7,"MGD","DQGwWtp",115,8.7000000000000003E-7,"MGD","DQGwWtp",115,9.9099999999999991E-7,"MGD","DQGwWtp",115,9.9000000000000005E-7,"MGD","DQGwWtp",115,9.9099999999999991E-7,"MGD",1]
["DQGwWtp",116,9.9099999999999991E-7,"MGD","DQGwWtp",116,9.9099999999999991E-7,"MGD","DQGwWtp",116,8.6600000000000005E-7,"MGD","DQGwWtp",116,9.9099999999999991E-7,"MGD","DQGwWtp",116,9.9000000000000005E-7,"MGD","DQGwWtp",116,9.9099999999999991E-7,"MGD",1]
["DQGwWtp",117,9.9099999999999991E-7,"MGD","DQGwWtp",117,9.9099999999999991E-7,"MGD","DQGwWtp",117,8.6199999999999996E-7,"MGD","DQGwWtp",117,9.9099999999999991E-7,"MGD","DQGwWtp",117,9.9000000000000005E-7,"MGD","DQGwWtp",117,9.9099999999999991E-7,"MGD",1]
["DQGwWtp",118,9.9099999999999991E-7,"MGD","DQGwWtp",118,9.9099999999999991E-7,"MGD","DQGwWtp",118,8.7899999999999997E-7,"MGD","DQGwWtp",118,9.9099999999999991E-7,"MGD","DQGwWtp",118,9.9000000000000005E-7,"MGD","DQGwWtp",118,9.9099999999999991E-7,"MGD",1]
["DQGwWtp",119,9.9099999999999991E-7,"MGD","DQGwWtp",119,9.9099999999999991E-7,"MGD","DQGwWtp",119,8.9700000000000005E-7,"MGD","DQGwWtp",119,9.9099999999999991E-7,"MGD","DQGwWtp",119,9.9000000000000005E-7,"MGD","DQGwWtp",119,9.9099999999999991E-7,"MGD",1]
["DQGwWtp",120,9.9099999999999991E-7,"MGD","DQGwWtp",120,9.9099999999999991E-7,"MGD","DQGwWtp",120,8.9899999999999999E-7,"MGD","DQGwWtp",120,9.9099999999999991E-7,"MGD","DQGwWtp",120,9.9000000000000005E-7,"MGD","DQGwWtp",120,9.9099999999999991E-7,"MGD",1]
["DQGwWtp",121,9.9099999999999991E-7,"MGD","DQGwWtp",121,9.9099999999999991E-7,"MGD","DQGwWtp",121,8.9800000000000002E-7,"MGD","DQGwWtp",121,9.9099999999999991E-7,"MGD","DQGwWtp",121,9.8700000000000004E-7,"MGD","DQGwWtp",121,9.9099999999999991E-7,"MGD",1]
["DQGwWtp",122,9.9099999999999991E-7,"MGD","DQGwWtp",122,9.9099999999999991E-7,"MGD","DQGwWtp",122,8.9999999999999996E-7,"MGD","DQGwWtp",122,9.9099999999999991E-7,"MGD","DQGwWtp",122,9.8700000000000004E-7,"MGD","DQGwWtp",122,9.9099999999999991E-7,"MGD",1]
["DQGwWtp",123,9.9099999999999991E-7,"MGD","DQGwWtp",123,9.9099999999999991E-7,"MGD","DQGwWtp",123,9.02E-7,"MGD","DQGwWtp",123,9.9099999999999991E-7,"MGD","DQGwWtp",123,9.8700000000000004E-7,"MGD","DQGwWtp",123,9.9099999999999991E-7,"MGD",1]
["DQGwWtp",124,9.9099999999999991E-7,"MGD","DQGwWtp",124,9.9099999999999991E-7,"MGD","DQGwWtp",124,9.0100000000000003E-7,"MGD","DQGwWtp",124,9.9099999999999991E-7,"MGD","DQGwWtp",124,9.8700000000000004E-7,"MGD","DQGwWtp",124,9.9099999999999991E-7,"MGD",1]
["DQGwWtp",125,9.9099999999999991E-7,"MGD","DQGwWtp",125,9.9099999999999991E-7,"MGD","DQGwWtp",125,8.9999999999999996E-7,"MGD","DQGwWtp",125,9.9099999999999991E-7,"MGD","DQGwWtp",125,9.8700000000000004E-7,"MGD","DQGwWtp",125,9.9099999999999991E-7,"MGD",1]
["DQGwWtp",126,9.9099999999999991E-7,"MGD","DQGwWtp",126,9.9099999999999991E-7,"MGD","DQGwWtp",126,8.9899999999999999E-7,"MGD","DQGwWtp",126,9.9099999999999991E-7,"MGD","DQGwWtp",126,9.8700000000000004E-7,"MGD","DQGwWtp",126,9.9099999999999991E-7,"MGD",1]
["DQGwWtp",127,9.9099999999999991E-7,"MGD","DQGwWtp",127,9.9099999999999991E-7,"MGD","DQGwWtp",127,8.9700000000000005E-7,"MGD","DQGwWtp",127,9.9099999999999991E-7,"MGD","DQGwWtp",127,9.8700000000000004E-7,"MGD","DQGwWtp",127,9.9099999999999991E-7,"MGD",1]
["DQGwWtp",128,9.9099999999999991E-7,"MGD","DQGwWtp",128,9.9099999999999991E-7,"MGD","DQGwWtp",128,8.9500000000000001E-7,"MGD","DQGwWtp",128,9.9099999999999991E-7,"MGD","DQGwWtp",128,9.8700000000000004E-7,"MGD","DQGwWtp",128,9.9099999999999991E-7,"MGD",1]
["DQGwWtp",129,9.9099999999999991E-7,"MGD","DQGwWtp",129,9.9099999999999991E-7,"MGD","DQGwWtp",129,8.9400000000000004E-7,"MGD","DQGwWtp",129,9.9099999999999991E-7,"MGD","DQGwWtp",129,9.8700000000000004E-7,"MGD","DQGwWtp",129,9.9099999999999991E-7,"MGD",1]
["DQGwWtp",130,9.9099999999999991E-7,"MGD","DQGwWtp",130,9.9099999999999991E-7,"MGD","DQGwWtp",130,8.9199999999999999E-7,"MGD","DQGwWtp",130,9.9099999999999991E-7,"MGD","DQGwWtp",130,9.879999999999999E-7,"MGD","DQGwWtp",130,9.9099999999999991E-7,"MGD",1]
["DQGwWtp",131,9.9099999999999991E-7,"MGD","DQGwWtp",131,9.9099999999999991E-7,"MGD","DQGwWtp",131,8.8999999999999995E-7,"MGD","DQGwWtp",131,9.9099999999999991E-7,"MGD","DQGwWtp",131,9.879999999999999E-7,"MGD","DQGwWtp",131,9.9099999999999991E-7,"MGD",1]
["DQGwWtp",132,9.9099999999999991E-7,"MGD","DQGwWtp",132,9.9099999999999991E-7,"MGD","DQGwWtp",132,8.8800000000000001E-7,"MGD","DQGwWtp",132,9.9099999999999991E-7,"MGD","DQGwWtp",132,9.879999999999999E-7,"MGD","DQGwWtp",132,9.9099999999999991E-7,"MGD",1]
["DQGwWtp",133,9.9099999999999991E-7,"MGD","DQGwWtp",133,9.9099999999999991E-7,"MGD","DQGwWtp",133,8.9899999999999999E-7,"MGD","DQGwWtp",133,9.9099999999999991E-7,"MGD","DQGwWtp",133,9.8700000000000004E-7,"MGD","DQGwWtp",133,9.9099999999999991E-7,"MGD",1]
["DQGwWtp",134,9.9099999999999991E-7,"MGD","DQGwWtp",134,9.9099999999999991E-7,"MGD","DQGwWtp",134,9.1100000000000004E-7,"MGD","DQGwWtp",134,9.9099999999999991E-7,"MGD","DQGwWtp",134,9.8700000000000004E-7,"MGD","DQGwWtp",134,9.9099999999999991E-7,"MGD",1]
["DQGwWtp",135,9.9099999999999991E-7,"MGD","DQGwWtp",135,9.9099999999999991E-7,"MGD","DQGwWtp",135,9.1100000000000004E-7,"MGD","DQGwWtp",135,9.9099999999999991E-7,"MGD","DQGwWtp",135,9.8700000000000004E-7,"MGD","DQGwWtp",135,9.9099999999999991E-7,"MGD",1]
["DQGwWtp",136,9.9099999999999991E-7,"MGD","DQGwWtp",136,9.9099999999999991E-7,"MGD","DQGwWtp",136,9.0999999999999997E-7,"MGD","DQGwWtp",136,9.9099999999999991E-7,"MGD","DQGwWtp",136,9.8700000000000004E-7,"MGD","DQGwWtp",136,9.9099999999999991E-7,"MGD",1]
["DQGwWtp",137,9.9099999999999991E-7,"MGD","DQGwWtp",137,9.9099999999999991E-7,"MGD","DQGwWtp",137,9.0999999999999997E-7,"MGD","DQGwWtp",137,9.9099999999999991E-7,"MGD","DQGwWtp",137,9.8700000000000004E-7,"MGD","DQGwWtp",137,9.9099999999999991E-7,"MGD",1]
["DQGwWtp",138,9.9099999999999991E-7,"MGD","DQGwWtp",138,9.9099999999999991E-7,"MGD","DQGwWtp",138,9.1200000000000001E-7,"MGD","DQGwWtp",138,9.9099999999999991E-7,"MGD","DQGwWtp",138,9.8700000000000004E-7,"MGD","DQGwWtp",138,9.9099999999999991E-7,"MGD",1]
["DQGwWtp",139,9.9099999999999991E-7,"MGD","DQGwWtp",139,9.9099999999999991E-7,"MGD","DQGwWtp",139,9.1200000000000001E-7,"MGD","DQGwWtp",139,9.9099999999999991E-7,"MGD","DQGwWtp",139,9.8700000000000004E-7,"MGD","DQGwWtp",139,9.9099999999999991E-7,"MGD",1]
["DQGwWtp",140,9.9099999999999991E-7,"MGD","DQGwWtp",140,9.9099999999999991E-7,"MGD","DQGwWtp",140,9.1100000000000004E-7,"MGD","DQGwWtp",140,9.9099999999999991E-7,"MGD","DQGwWtp",140,9.8700000000000004E-7,"MGD","DQGwWtp",140,9.9099999999999991E-7,"MGD",1]
["DQGwWtp",141,9.9099999999999991E-7,"MGD","DQGwWtp",141,9.9099999999999991E-7,"MGD","DQGwWtp",141,9.0999999999999997E-7,"MGD","DQGwWtp",141,9.9099999999999991E-7,"MGD","DQGwWtp",141,9.8700000000000004E-7,"MGD","DQGwWtp",141,9.9099999999999991E-7,"MGD",1]
["DQGwWtp",142,9.9099999999999991E-7,"MGD","DQGwWtp",142,9.9099999999999991E-7,"MGD","DQGwWtp",142,9.0999999999999997E-7,"MGD","DQGwWtp",142,9.9099999999999991E-7,"MGD","DQGwWtp",142,9.8700000000000004E-7,"MGD","DQGwWtp",142,9.9099999999999991E-7,"MGD",1]
["DQGwWtp",143,9.9099999999999991E-7,"MGD","DQGwWtp",143,9.9099999999999991E-7,"MGD","DQGwWtp",143,9.09E-7,"MGD","DQGwWtp",143,9.9099999999999991E-7,"MGD","DQGwWtp",143,9.8700000000000004E-7,"MGD","DQGwWtp",143,9.9099999999999991E-7,"MGD",1]
["DQGwWtp",144,9.9099999999999991E-7,"MGD","DQGwWtp",144,9.9099999999999991E-7,"MGD","DQGwWtp",144,9.0800000000000003E-7,"MGD","DQGwWtp",144,9.9099999999999991E-7,"MGD","DQGwWtp",144,9.8700000000000004E-7,"MGD","DQGwWtp",144,9.9099999999999991E-7,"MGD",1]
["DQGwWtp",145,9.9099999999999991E-7,"MGD","DQGwWtp",145,9.9099999999999991E-7,"MGD","DQGwWtp",145,9.0699999999999996E-7,"MGD","DQGwWtp",145,9.9099999999999991E-7,"MGD","DQGwWtp",145,9.8700000000000004E-7,"MGD","DQGwWtp",145,9.9099999999999991E-7,"MGD",1]
["DQGwWtp",146,9.9199999999999999E-7,"MGD","DQGwWtp",146,9.9099999999999991E-7,"MGD","DQGwWtp",146,9.0599999999999999E-7,"MGD","DQGwWtp",146,9.9099999999999991E-7,"MGD","DQGwWtp",146,9.8700000000000004E-7,"MGD","DQGwWtp",146,9.9099999999999991E-7,"MGD",1]
["DQGwWtp",147,9.9199999999999999E-7,"MGD","DQGwWtp",147,9.9099999999999991E-7,"MGD","DQGwWtp",147,9.0500000000000002E-7,"MGD","DQGwWtp",147,9.9099999999999991E-7,"MGD","DQGwWtp",147,9.8700000000000004E-7,"MGD","DQGwWtp",147,9.9099999999999991E-7,"MGD",1]
["DQGwWtp",148,9.9199999999999999E-7,"MGD","DQGwWtp",148,9.9099999999999991E-7,"MGD","DQGwWtp",148,9.0299999999999997E-7,"MGD","DQGwWtp",148,9.9099999999999991E-7,"MGD","DQGwWtp",148,9.8700000000000004E-7,"MGD","DQGwWtp",148,9.9099999999999991E-7,"MGD",1]
["DQGwWtp",149,9.9199999999999999E-7,"MGD","DQGwWtp",149,9.9099999999999991E-7,"MGD","DQGwWtp",149,9.02E-7,"MGD","DQGwWtp",149,9.9099999999999991E-7,"MGD","DQGwWtp",149,9.8700000000000004E-7,"MGD","DQGwWtp",149,9.9099999999999991E-7,"MGD",1]
["DQGwWtp",150,9.9199999999999999E-7,"MGD","DQGwWtp",150,9.9099999999999991E-7,"MGD","DQGwWtp",150,8.9999999999999996E-7,"MGD","DQGwWtp",150,9.9099999999999991E-7,"MGD","DQGwWtp",150,9.8700000000000004E-7,"MGD","DQGwWtp",150,9.9099999999999991E-7,"MGD",1]
["DQGwWtp",151,9.9199999999999999E-7,"MGD","DQGwWtp",151,9.9099999999999991E-7,"MGD","DQGwWtp",151,8.9800000000000002E-7,"MGD","DQGwWtp",151,9.9099999999999991E-7,"MGD","DQGwWtp",151,9.8700000000000004E-7,"MGD","DQGwWtp",151,9.9099999999999991E-7,"MGD",{"$f":"IF(ISNUMBER(C900),IF(AVERAGE(C900,G900,K900,O900,S900,W900)<>MAX(C900,G900,K900,O900,S900,W900),1,0),\"\")","v":1}]
["DQGwWtp",152,9.9199999999999999E-7,"MGD","DQGwWtp",152,9.9099999999999991E-7,"MGD","DQGwWtp",152,8.9599999999999998E-7,"MGD","DQGwWtp",152,9.9099999999999991E-7,"MGD","DQGwWtp",152,9.8299999999999995E-7,"MGD","DQGwWtp",152,9.9099999999999991E-7,"MGD",1]
["DQGwWtp",153,9.9199999999999999E-7,"MGD","DQGwWtp",153,9.9099999999999991E-7,"MGD","DQGwWtp",153,8.9400000000000004E-7,"MGD","DQGwWtp",153,9.9099999999999991E-7,"MGD","DQGwWtp",153,9.8299999999999995E-7,"MGD","DQGwWtp",153,9.9099999999999991E-7,"MGD",1]
["DQGwWtp",154,9.9199999999999999E-7,"MGD","DQGwWtp",154,9.9099999999999991E-7,"MGD","DQGwWtp",154,8.9100000000000002E-7,"MGD","DQGwWtp",154,9.9099999999999991E-7,"MGD","DQGwWtp",154,9.8299999999999995E-7,"MGD","DQGwWtp",154,9.9099999999999991E-7,"MGD",1]
["DQGwWtp",155,9.9199999999999999E-7,"MGD","DQGwWtp",155,9.9099999999999991E-7,"MGD","DQGwWtp",155,8.8800000000000001E-7,"MGD","DQGwWtp",155,9.9099999999999991E-7,"MGD","DQGwWtp",155,9.8299999999999995E-7,"MGD","DQGwWtp",155,9.9099999999999991E-7,"MGD",1]
["DQGwWtp",156,9.9199999999999999E-7,"MGD","DQGwWtp",156,9.9099999999999991E-7,"MGD","DQGwWtp",156,8.85E-7,"MGD","DQGwWtp",156,9.9099999999999991E-7,"MGD","DQGwWtp",156,9.8299999999999995E-7,"MGD","DQGwWtp",156,9.9099999999999991E-7,"MGD",1]
["DQGwWtp",157,9.9199999999999999E-7,"MGD","DQGwWtp",157,9.9099999999999991E-7,"MGD","DQGwWtp",157,8.8199999999999998E-7,"MGD","DQGwWtp",157,9.9099999999999991E-7,"MGD","DQGwWtp",157,9.8299999999999995E-7,"MGD","DQGwWtp",157,9.9099999999999991E-7,"MGD",1]
["DQGwWtp",158,9.9199999999999999E-7,"MGD","DQGwWtp",158,9.9099999999999991E-7,"MGD","DQGwWtp",158,8.9800000000000002E-7,"MGD","DQGwWtp",158,9.9099999999999991E-7,"MGD","DQGwWtp",158,9.8299999999999995E-7,"MGD","DQGwWtp",158,9.9099999999999991E-7,"MGD",1]
["DQGwWtp",159,9.9199999999999999E-7,"MGD","DQGwWtp",159,9.9099999999999991E-7,"MGD","DQGwWtp",159,8.9599999999999998E-7,"MGD","DQGwWtp",159,9.9099999999999991E-7,"MGD","DQGwWtp",159,9.8299999999999995E-7,"MGD","DQGwWtp",159,9.9099999999999991E-7,"MGD",1]
["DQGwWtp",160,9.9199999999999999E-7,"MGD","DQGwWtp",160,9.9099999999999991E-7,"MGD","DQGwWtp",160,8.9400000000000004E-7,"MGD","DQGwWtp",160,9.9099999999999991E-7,"MGD","DQGwWtp",160,9.8299999999999995E-7,"MGD","DQGwWtp",160,9.9099999999999991E-7,"MGD",1]
["DQGwWtp",161,9.9199999999999999E-7,"MGD","DQGwWtp",161,9.9099999999999991E-7,"MGD","DQGwWtp",161,8.9199999999999999E-7,"MGD","DQGwWtp",161,9.9099999999999991E-7,"MGD","DQGwWtp",161,9.8299999999999995E-7,"MGD","DQGwWtp",161,9.9099999999999991E-7,"MGD",1]
["DQGwWtp",162,9.9199999999999999E-7,"MGD","DQGwWtp",162,9.9099999999999991E-7,"MGD","DQGwWtp",162,8.8899999999999998E-7,"MGD","DQGwWtp",162,9.9099999999999991E-7,"MGD","DQGwWtp",162,9.8299999999999995E-7,"MGD","DQGwWtp",162,9.9099999999999991E-7,"MGD",1]
["DQGwWtp",163,9.9199999999999999E-7,"MGD","DQGwWtp",163,9.9099999999999991E-7,"MGD","DQGwWtp",163,8.8599999999999997E-7,"MGD","DQGwWtp",163,9.9099999999999991E-7,"MGD","DQGwWtp",163,9.8299999999999995E-7,"MGD","DQGwWtp",163,9.9099999999999991E-7,"MGD",1]
["DQGwWtp",164,9.9300000000000006E-7,"MGD","DQGwWtp",164,9.9099999999999991E-7,"MGD","DQGwWtp",164,8.8299999999999995E-7,"MGD","DQGwWtp",164,9.9099999999999991E-7,"MGD","DQGwWtp",164,9.8299999999999995E-7,"MGD","DQGwWtp",164,9.9099999999999991E-7,"MGD",1]
["DQGwWtp",165,9.9300000000000006E-7,"MGD","DQGwWtp",165,9.9099999999999991E-7,"MGD","DQGwWtp",165,8.7899999999999997E-7,"MGD","DQGwWtp",165,9.9099999999999991E-7,"MGD","DQGwWtp",165,9.8299999999999995E-7,"MGD","DQGwWtp",165,9.9099999999999991E-7,"MGD",1]
["DQGwWtp",166,9.9300000000000006E-7,"MGD","DQGwWtp",166,9.9099999999999991E-7,"MGD","DQGwWtp",166,8.7499999999999999E-7,"MGD","DQGwWtp",166,9.9099999999999991E-7,"MGD","DQGwWtp",166,9.8400000000000002E-7,"MGD","DQGwWtp",166,9.9099999999999991E-7,"MGD",1]
["DQGwWtp",167,9.9300000000000006E-7,"MGD","DQGwWtp",167,9.9099999999999991E-7,"MGD","DQGwWtp",167,8.7000000000000003E-7,"MGD","DQGwWtp",167,9.9099999999999991E-7,"MGD","DQGwWtp",167,9.8400000000000002E-7,"MGD","DQGwWtp",167,9.9099999999999991E-7,"MGD",1]
["DQGwWtp",168,9.9300000000000006E-7,"MGD","DQGwWtp",168,9.9099999999999991E-7,"MGD","DQGwWtp",168,8.6600000000000005E-7,"MGD","DQGwWtp",168,9.9099999999999991E-7,"MGD","DQGwWtp",168,9.8400000000000002E-7,"MGD","DQGwWtp",168,9.9099999999999991E-7,"MGD",1]
["DQGwWtp",169,9.9300000000000006E-7,"MGD","DQGwWtp",169,9.9099999999999991E-7,"MGD","DQGwWtp",169,8.6000000000000002E-7,"MGD","DQGwWtp",169,9.9099999999999991E-7,"MGD","DQGwWtp",169,9.8400000000000002E-7,"MGD","DQGwWtp",169,9.9099999999999991E-7,"MGD",1]
["DQGwWtp",170,9.9399999999999993E-7,"MGD","DQGwWtp",170,9.9099999999999991E-7,"MGD","DQGwWtp",170,8.54E-7,"MGD","DQGwWtp",170,9.9099999999999991E-7,"MGD","DQGwWtp",170,9.8400000000000002E-7,"MGD","DQGwWtp",170,9.9099999999999991E-7,"MGD",1]
["DQGwWtp",171,9.9399999999999993E-7,"MGD","DQGwWtp",171,9.9099999999999991E-7,"MGD","DQGwWtp",171,8.4799999999999997E-7,"MGD","DQGwWtp",171,9.9099999999999991E-7,"MGD","DQGwWtp",171,9.8400000000000002E-7,"MGD","DQGwWtp",171,9.9099999999999991E-7,"MGD",1]
["DQGwWtp",172,9.9399999999999993E-7,"MGD","DQGwWtp",172,9.9099999999999991E-7,"MGD","DQGwWtp",172,8.4099999999999997E-7,"MGD","DQGwWtp",172,9.9099999999999991E-7,"MGD","DQGwWtp",172,9.8400000000000002E-7,"MGD","DQGwWtp",172,9.9099999999999991E-7,"MGD",1]
["DQGwWtp",173,9.9399999999999993E-7,"MGD","DQGwWtp",173,9.9099999999999991E-7,"MGD","DQGwWtp",173,8.3300000000000001E-7,"MGD","DQGwWtp",173,9.9099999999999991E-7,"MGD","DQGwWtp",173,9.8400000000000002E-7,"MGD","DQGwWtp",173,9.9099999999999991E-7,"MGD",1]
["DQGwWtp",174,9.95E-7,"MGD","DQGwWtp",174,9.9099999999999991E-7,"MGD","DQGwWtp",174,8.2500000000000004E-7,"MGD","DQGwWtp",174,9.9099999999999991E-7,"MGD","DQGwWtp",174,9.8400000000000002E-7,"MGD","DQGwWtp",174,9.9099999999999991E-7,"MGD",1]
["DQGwWtp",175,9.95E-7,"MGD","DQGwWtp",175,9.9099999999999991E-7,"MGD","DQGwWtp",175,8.16E-7,"MGD","DQGwWtp",175,9.9099999999999991E-7,"MGD","DQGwWtp",175,9.8400000000000002E-7,"MGD","DQGwWtp",175,9.9099999999999991E-7,"MGD",1]
["DQGwWtp",176,9.95E-7,"MGD","DQGwWtp",176,9.9099999999999991E-7,"MGD","DQGwWtp",176,8.0699999999999996E-7,"MGD","DQGwWtp",176,9.9099999999999991E-7,"MGD","DQGwWtp",176,9.8400000000000002E-7,"MGD","DQGwWtp",176,9.9099999999999991E-7,"MGD",1]
["DQGwWtp",177,9.9600000000000008E-7,"MGD","DQGwWtp",177,9.9099999999999991E-7,"MGD","DQGwWtp",177,7.9699999999999995E-7,"MGD","DQGwWtp",177,9.9099999999999991E-7,"MGD","DQGwWtp",177,9.8400000000000002E-7,"MGD","DQGwWtp",177,9.9099999999999991E-7,"MGD",1]
["DQGwWtp",178,9.9600000000000008E-7,"MGD","DQGwWtp",178,9.9099999999999991E-7,"MGD","DQGwWtp",178,7.8599999999999997E-7,"MGD","DQGwWtp",178,9.9099999999999991E-7,"MGD","DQGwWtp",178,9.8400000000000002E-7,"MGD","DQGwWtp",178,9.9099999999999991E-7,"MGD",1]
["DQGwWtp",179,9.9699999999999994E-7,"MGD","DQGwWtp",179,9.9099999999999991E-7,"MGD","DQGwWtp",179,7.7599999999999996E-7,"MGD","DQGwWtp",179,9.9099999999999991E-7,"MGD","DQGwWtp",179,9.850000000000001E-7,"MGD","DQGwWtp",179,9.9099999999999991E-7,"MGD",1]
["DQGwWtp",180,9.9699999999999994E-7,"MGD","DQGwWtp",180,9.9099999999999991E-7,"MGD","DQGwWtp",180,7.6400000000000001E-7,"MGD","DQGwWtp",180,9.9099999999999991E-7,"MGD","DQGwWtp",180,9.850000000000001E-7,"MGD","DQGwWtp",180,9.9099999999999991E-7,"MGD",1]
["DQGwWtp",181,9.9800000000000002E-7,"MGD","DQGwWtp",181,9.9099999999999991E-7,"MGD","DQGwWtp",181,7.5300000000000003E-7,"MGD","DQGwWtp",181,9.9099999999999991E-7,"MGD","DQGwWtp",181,9.850000000000001E-7,"MGD","DQGwWtp",181,9.9099999999999991E-7,"MGD",1]
["DQGwWtp",182,0.42000040300000002,"MGD","DQGwWtp",182,0.42000039900000002,"MGD","DQGwWtp",182,0.42000027000000001,"MGD","DQGwWtp",182,0.42000039900000002,"MGD","DQGwWtp",182,0.42000038899999997,"MGD","DQGwWtp",182,0.42000039900000002,"MGD",1]
["DQGwWtp",183,0.42000040399999999,"MGD","DQGwWtp",183,0.42000039900000002,"MGD","DQGwWtp",183,0.42000026400000001,"MGD","DQGwWtp",183,0.42000039900000002,"MGD","DQGwWtp",183,0.42000038899999997,"MGD","DQGwWtp",183,0.42000039900000002,"MGD",1]
["DQGwWtp",184,0.42000040399999999,"MGD","DQGwWtp",184,0.42000039900000002,"MGD","DQGwWtp",184,0.42000025699999999,"MGD","DQGwWtp",184,0.42000039900000002,"MGD","DQGwWtp",184,0.42000038899999997,"MGD","DQGwWtp",184,0.42000039900000002,"MGD",1]
["DQGwWtp",185,0.42000040399999999,"MGD","DQGwWtp",185,0.42000039900000002,"MGD","DQGwWtp",185,0.42000025099999999,"MGD","DQGwWtp",185,0.42000039900000002,"MGD","DQGwWtp",185,0.42000038899999997,"MGD","DQGwWtp",185,0.42000039900000002,"MGD",1]
["DQGwWtp",186,0.42000040500000002,"MGD","DQGwWtp",186,0.42000039900000002,"MGD","DQGwWtp",186,0.42000024400000002,"MGD","DQGwWtp",186,0.42000039900000002,"MGD","DQGwWtp",186,0.42000038899999997,"MGD","DQGwWtp",186,0.42000039900000002,"MGD",1]
["DQGwWtp",187,0.42000040500000002,"MGD","DQGwWtp",187,0.42000039900000002,"MGD","DQGwWtp",187,0.420000237,"MGD","DQGwWtp",187,0.42000039900000002,"MGD","DQGwWtp",187,0.42000039,"MGD","DQGwWtp",187,0.42000039900000002,"MGD",1]
["DQGwWtp",188,0.42000040599999999,"MGD","DQGwWtp",188,0.42000039900000002,"MGD","DQGwWtp",188,0.42000022999999997,"MGD","DQGwWtp",188,0.42000039900000002,"MGD","DQGwWtp",188,0.42000039,"MGD","DQGwWtp",188,0.42000039900000002,"MGD",1]
["DQGwWtp",189,0.42000040700000002,"MGD","DQGwWtp",189,0.42000039900000002,"MGD","DQGwWtp",189,0.42000022399999998,"MGD","DQGwWtp",189,0.42000039900000002,"MGD","DQGwWtp",189,0.42000039,"MGD","DQGwWtp",189,0.42000039900000002,"MGD",1]
["DQGwWtp",190,0.42000040700000002,"MGD","DQGwWtp",190,0.42000039900000002,"MGD","DQGwWtp",190,0.42000021799999998,"MGD","DQGwWtp",190,0.42000039900000002,"MGD","DQGwWtp",190,0.42000039,"MGD","DQGwWtp",190,0.42000039900000002,"MGD",1]
["DQGwWtp",191,0.42000040799999999,"MGD","DQGwWtp",191,0.42000039900000002,"MGD","DQGwWtp",191,0.42000021300000001,"MGD","DQGwWtp",191,0.42000039900000002,"MGD","DQGwWtp",191,0.42000039,"MGD","DQGwWtp",191,0.42000039900000002,"MGD",1]
["DQGwWtp",192,0.42000040900000002,"MGD","DQGwWtp",192,0.42000039900000002,"MGD","DQGwWtp",192,0.42000020799999999,"MGD","DQGwWtp",192,0.42000039900000002,"MGD","DQGwWtp",192,0.42000039,"MGD","DQGwWtp",192,0.42000039900000002,"MGD",1]
["DQGwWtp",193,0.42000040999999999,"MGD","DQGwWtp",193,0.42000039900000002,"MGD","DQGwWtp",193,0.42000020300000002,"MGD","DQGwWtp",193,0.42000039900000002,"MGD","DQGwWtp",193,0.42000039,"MGD","DQGwWtp",193,0.42000039900000002,"MGD",1]
["DQGwWtp",194,0.42000041100000002,"MGD","DQGwWtp",194,0.42000039900000002,"MGD","DQGwWtp",194,0.42000019900000002,"MGD","DQGwWtp",194,0.42000039900000002,"MGD","DQGwWtp",194,0.42000039,"MGD","DQGwWtp",194,0.42000039900000002,"MGD",1]
["DQGwWtp",195,0.42000041199999999,"MGD","DQGwWtp",195,0.42000039900000002,"MGD","DQGwWtp",195,0.42000019599999999,"MGD","DQGwWtp",195,0.42000039900000002,"MGD","DQGwWtp",195,0.42000039,"MGD","DQGwWtp",195,0.42000039900000002,"MGD",1]
["DQGwWtp",196,0.42000041399999999,"MGD","DQGwWtp",196,0.42000039900000002,"MGD","DQGwWtp",196,0.42000019399999999,"MGD","DQGwWtp",196,0.42000039900000002,"MGD","DQGwWtp",196,0.42000039,"MGD","DQGwWtp",196,0.42000039900000002,"MGD",1]
["DQGwWtp",197,0.42000041500000002,"MGD","DQGwWtp",197,0.42000039900000002,"MGD","DQGwWtp",197,0.42000019300000002,"MGD","DQGwWtp",197,0.42000039900000002,"MGD","DQGwWtp",197,0.42000039,"MGD","DQGwWtp",197,0.42000039900000002,"MGD",1]
["DQGwWtp",198,0.42000041700000001,"MGD","DQGwWtp",198,0.42000039900000002,"MGD","DQGwWtp",198,0.42000019199999999,"MGD","DQGwWtp",198,0.42000039900000002,"MGD","DQGwWtp",198,0.42000039,"MGD","DQGwWtp",198,0.42000039900000002,"MGD",1]
["DQGwWtp",199,0.42000041799999999,"MGD","DQGwWtp",199,0.42000039900000002,"MGD","DQGwWtp",199,0.42000019199999999,"MGD","DQGwWtp",199,0.42000039900000002,"MGD","DQGwWtp",199,0.42000039,"MGD","DQGwWtp",199,0.42000039900000002,"MGD",1]
["DQGwWtp",200,0.42000041999999999,"MGD","DQGwWtp",200,0.42000039900000002,"MGD","DQGwWtp",200,0.42000019300000002,"MGD","DQGwWtp",200,0.42000039900000002,"MGD","DQGwWtp",200,0.42000039,"MGD","DQGwWtp",200,0.42000039900000002,"MGD",1]
["DQGwWtp",201,0.42000042300000001,"MGD","DQGwWtp",201,0.42000039900000002,"MGD","DQGwWtp",201,0.42000019500000002,"MGD","DQGwWtp",201,0.42000039900000002,"MGD","DQGwWtp",201,0.42000039,"MGD","DQGwWtp",201,0.42000039900000002,"MGD",1]
["DQGwWtp",202,0.42000042500000001,"MGD","DQGwWtp",202,0.42000039900000002,"MGD","DQGwWtp",202,0.42000019700000002,"MGD","DQGwWtp",202,0.42000039900000002,"MGD","DQGwWtp",202,0.42000039099999997,"MGD","DQGwWtp",202,0.42000039900000002,"MGD",1]
["DQGwWtp",203,0.42000042799999998,"MGD","DQGwWtp",203,0.42000039900000002,"MGD","DQGwWtp",203,0.42000019900000002,"MGD","DQGwWtp",203,0.42000039900000002,"MGD","DQGwWtp",203,0.42000039099999997,"MGD","DQGwWtp",203,0.42000039900000002,"MGD",1]
["DQGwWtp",204,0.42000043100000001,"MGD","DQGwWtp",204,0.42000039900000002,"MGD","DQGwWtp",204,0.42000020199999999,"MGD","DQGwWtp",204,0.42000039900000002,"MGD","DQGwWtp",204,0.42000039099999997,"MGD","DQGwWtp",204,0.42000039900000002,"MGD",1]
["DQGwWtp",205,0.42000043399999998,"MGD","DQGwWtp",205,0.42000039900000002,"MGD","DQGwWtp",205,0.42000020500000002,"MGD","DQGwWtp",205,0.42000039900000002,"MGD","DQGwWtp",205,0.42000039099999997,"MGD","DQGwWtp",205,0.42000039900000002,"MGD",1]
["DQGwWtp",206,0.42000043799999998,"MGD","DQGwWtp",206,0.42000039900000002,"MGD","DQGwWtp",206,0.42000020799999999,"MGD","DQGwWtp",206,0.42000039900000002,"MGD","DQGwWtp",206,0.42000039099999997,"MGD","DQGwWtp",206,0.42000039900000002,"MGD",1]
["DQGwWtp",207,0.42000044199999997,"MGD","DQGwWtp",207,0.42000039900000002,"MGD","DQGwWtp",207,0.42000021100000001,"MGD","DQGwWtp",207,0.42000039900000002,"MGD","DQGwWtp",207,0.42000039099999997,"MGD","DQGwWtp",207,0.42000039900000002,"MGD",1]
["DQGwWtp",208,0.42000044600000003,"MGD","DQGwWtp",208,0.42000039900000002,"MGD","DQGwWtp",208,0.42000021399999998,"MGD","DQGwWtp",208,0.42000039900000002,"MGD","DQGwWtp",208,0.42000039099999997,"MGD","DQGwWtp",208,0.42000039900000002,"MGD",1]
["DQGwWtp",209,0.42000045200000002,"MGD","DQGwWtp",209,0.42000039900000002,"MGD","DQGwWtp",209,0.42000021700000001,"MGD","DQGwWtp",209,0.42000039900000002,"MGD","DQGwWtp",209,0.42000039099999997,"MGD","DQGwWtp",209,0.42000039900000002,"MGD",1]
["DQGwWtp",210,0.42000045699999999,"MGD","DQGwWtp",210,0.42000039900000002,"MGD","DQGwWtp",210,0.42000021999999998,"MGD","DQGwWtp",210,0.42000039900000002,"MGD","DQGwWtp",210,0.42000039099999997,"MGD","DQGwWtp",210,0.42000039900000002,"MGD",1]
["DQGwWtp",211,0.42000046400000002,"MGD","DQGwWtp",211,0.42000039900000002,"MGD","DQGwWtp",211,0.42000022300000001,"MGD","DQGwWtp",211,0.42000039900000002,"MGD","DQGwWtp",211,0.42000039099999997,"MGD","DQGwWtp",211,0.42000039900000002,"MGD",1]
["DQGwWtp",212,0.42000047099999999,"MGD","DQGwWtp",212,0.42000039900000002,"MGD","DQGwWtp",212,0.420000225,"MGD","DQGwWtp",212,0.42000039900000002,"MGD","DQGwWtp",212,0.42000039099999997,"MGD","DQGwWtp",212,0.42000039900000002,"MGD",1]
["DQGwWtp",213,2.0000486000000001E-2,"MGD","DQGwWtp",213,2.0000405999999998E-2,"MGD","DQGwWtp",213,2.0000232E-2,"MGD","DQGwWtp",213,2.0000405999999998E-2,"MGD","DQGwWtp",213,2.0000169000000002E-2,"MGD","DQGwWtp",213,2.0000405999999998E-2,"MGD",1]
["DQGwWtp",214,2.0000495E-2,"MGD","DQGwWtp",214,2.0000405999999998E-2,"MGD","DQGwWtp",214,2.0000235000000002E-2,"MGD","DQGwWtp",214,2.0000405999999998E-2,"MGD","DQGwWtp",214,2.0000169000000002E-2,"MGD","DQGwWtp",214,2.0000405999999998E-2,"MGD",1]
["DQGwWtp",215,2.0000506000000001E-2,"MGD","DQGwWtp",215,2.0000405999999998E-2,"MGD","DQGwWtp",215,2.0000237000000001E-2,"MGD","DQGwWtp",215,2.0000405999999998E-2,"MGD","DQGwWtp",215,2.0000169000000002E-2,"MGD","DQGwWtp",215,2.0000405999999998E-2,"MGD",{"$f":"IF(ISNUMBER(C964),IF(AVERAGE(C964,G964,K964,O964,S964,W964)<>MAX(C964,G964,K964,O964,S964,W964),1,0),\"\")","v":1}]
["DQGwWtp",216,2.0000517999999998E-2,"MGD","DQGwWtp",216,2.0000405999999998E-2,"MGD","DQGwWtp",216,2.0000239E-2,"MGD","DQGwWtp",216,2.0000405999999998E-2,"MGD","DQGwWtp",216,2.0000169000000002E-2,"MGD","DQGwWtp",216,2.0000405999999998E-2,"MGD",1]
["DQGwWtp",217,2.0000532000000001E-2,"MGD","DQGwWtp",217,2.0000405999999998E-2,"MGD","DQGwWtp",217,2.0000240999999998E-2,"MGD","DQGwWtp",217,2.0000405999999998E-2,"MGD","DQGwWtp",217,2.0000169000000002E-2,"MGD","DQGwWtp",217,2.0000405999999998E-2,"MGD",1]
["DQGwWtp",218,2.0000548E-2,"MGD","DQGwWtp",218,2.0000405999999998E-2,"MGD","DQGwWtp",218,2.0000242000000001E-2,"MGD","DQGwWtp",218,2.0000405999999998E-2,"MGD","DQGwWtp",218,2.0000170000000001E-2,"MGD","DQGwWtp",218,2.0000405999999998E-2,"MGD",1]
["DQGwWtp",219,2.0000566000000001E-2,"MGD","DQGwWtp",219,2.0000405999999998E-2,"MGD","DQGwWtp",219,2.0000244E-2,"MGD","DQGwWtp",219,2.0000405999999998E-2,"MGD","DQGwWtp",219,2.0000170000000001E-2,"MGD","DQGwWtp",219,2.0000405999999998E-2,"MGD",1]
["DQGwWtp",220,2.0000588E-2,"MGD","DQGwWtp",220,2.0000405999999998E-2,"MGD","DQGwWtp",220,2.0000245999999999E-2,"MGD","DQGwWtp",220,2.0000405999999998E-2,"MGD","DQGwWtp",220,2.0000170000000001E-2,"MGD","DQGwWtp",220,2.0000405999999998E-2,"MGD",1]
["DQGwWtp",221,2.0000614E-2,"MGD","DQGwWtp",221,2.0000405999999998E-2,"MGD","DQGwWtp",221,2.0000246999999999E-2,"MGD","DQGwWtp",221,2.0000405999999998E-2,"MGD","DQGwWtp",221,2.0000170000000001E-2,"MGD","DQGwWtp",221,2.0000405999999998E-2,"MGD",1]
["DQGwWtp",222,2.0000644000000001E-2,"MGD","DQGwWtp",222,2.0000405999999998E-2,"MGD","DQGwWtp",222,2.0000249000000001E-2,"MGD","DQGwWtp",222,2.0000405999999998E-2,"MGD","DQGwWtp",222,2.0000170000000001E-2,"MGD","DQGwWtp",222,2.0000405999999998E-2,"MGD",1]
["DQGwWtp",223,2.000068E-2,"MGD","DQGwWtp",223,2.0000405999999998E-2,"MGD","DQGwWtp",223,2.0000250000000001E-2,"MGD","DQGwWtp",223,2.0000405999999998E-2,"MGD","DQGwWtp",223,2.0000170000000001E-2,"MGD","DQGwWtp",223,2.0000405999999998E-2,"MGD",1]
["DQGwWtp",224,2.0000725E-2,"MGD","DQGwWtp",224,2.0000405999999998E-2,"MGD","DQGwWtp",224,2.0000252E-2,"MGD","DQGwWtp",224,2.0000405999999998E-2,"MGD","DQGwWtp",224,2.0000170000000001E-2,"MGD","DQGwWtp",224,2.0000405999999998E-2,"MGD",1]
["DQGwWtp",225,2.0000779999999999E-2,"MGD","DQGwWtp",225,2.0000405999999998E-2,"MGD","DQGwWtp",225,2.0000252999999999E-2,"MGD","DQGwWtp",225,2.0000405999999998E-2,"MGD","DQGwWtp",225,2.0000170000000001E-2,"MGD","DQGwWtp",225,2.0000405999999998E-2,"MGD",1]
["DQGwWtp",226,2.0000850000000001E-2,"MGD","DQGwWtp",226,2.0000405999999998E-2,"MGD","DQGwWtp",226,2.0000255000000002E-2,"MGD","DQGwWtp",226,2.0000405999999998E-2,"MGD","DQGwWtp",226,2.0000170000000001E-2,"MGD","DQGwWtp",226,2.0000405999999998E-2,"MGD",1]
["DQGwWtp",227,2.0000941000000001E-2,"MGD","DQGwWtp",227,2.0000405999999998E-2,"MGD","DQGwWtp",227,2.0000257E-2,"MGD","DQGwWtp",227,2.0000405999999998E-2,"MGD","DQGwWtp",227,2.0000169000000002E-2,"MGD","DQGwWtp",227,2.0000405999999998E-2,"MGD",1]
["DQGwWtp",228,2.0001062999999999E-2,"MGD","DQGwWtp",228,2.0000405999999998E-2,"MGD","DQGwWtp",228,2.0000258999999999E-2,"MGD","DQGwWtp",228,2.0000405999999998E-2,"MGD","DQGwWtp",228,2.0000169000000002E-2,"MGD","DQGwWtp",228,2.0000405999999998E-2,"MGD",1]
["DQGwWtp",229,2.0001235999999999E-2,"MGD","DQGwWtp",229,2.0000405999999998E-2,"MGD","DQGwWtp",229,2.0000260999999998E-2,"MGD","DQGwWtp",229,2.0000405999999998E-2,"MGD","DQGwWtp",229,2.0000169000000002E-2,"MGD","DQGwWtp",229,2.0000405999999998E-2,"MGD",1]
["DQGwWtp",230,2.0001497E-2,"MGD","DQGwWtp",230,2.0000405999999998E-2,"MGD","DQGwWtp",230,2.0000264E-2,"MGD","DQGwWtp",230,2.0000405999999998E-2,"MGD","DQGwWtp",230,2.0000169000000002E-2,"MGD","DQGwWtp",230,2.0000405999999998E-2,"MGD",1]
["DQGwWtp",231,2.0001934999999998E-2,"MGD","DQGwWtp",231,2.0000405999999998E-2,"MGD","DQGwWtp",231,2.0000266999999999E-2,"MGD","DQGwWtp",231,2.0000405999999998E-2,"MGD","DQGwWtp",231,2.0000169000000002E-2,"MGD","DQGwWtp",231,2.0000405999999998E-2,"MGD",1]
["DQGwWtp",232,2.0002815E-2,"MGD","DQGwWtp",232,2.0000405999999998E-2,"MGD","DQGwWtp",232,2.0000270000000001E-2,"MGD","DQGwWtp",232,2.0000405999999998E-2,"MGD","DQGwWtp",232,2.0000169000000002E-2,"MGD","DQGwWtp",232,2.0000405999999998E-2,"MGD",1]
["DQGwWtp",233,2.0005465E-2,"MGD","DQGwWtp",233,2.0000405999999998E-2,"MGD","DQGwWtp",233,2.0000272999999999E-2,"MGD","DQGwWtp",233,2.0000405999999998E-2,"MGD","DQGwWtp",233,2.0000169000000002E-2,"MGD","DQGwWtp",233,2.0000405999999998E-2,"MGD",1]
["DQGwWtp",234,0.88577782900000002,"MGD","DQGwWtp",234,2.0000405999999998E-2,"MGD","DQGwWtp",234,2.0000278E-2,"MGD","DQGwWtp",234,2.0000405999999998E-2,"MGD","DQGwWtp",234,2.0000169000000002E-2,"MGD","DQGwWtp",234,2.0000405999999998E-2,"MGD",1]
["DQGwWtp",235,3.359986932,"MGD","DQGwWtp",235,2.0000405999999998E-2,"MGD","DQGwWtp",235,2.0000282000000001E-2,"MGD","DQGwWtp",235,2.0000405999999998E-2,"MGD","DQGwWtp",235,2.0000169000000002E-2,"MGD","DQGwWtp",235,2.0000405999999998E-2,"MGD",1]
["DQGwWtp",236,3.359992702,"MGD","DQGwWtp",236,2.0000405999999998E-2,"MGD","DQGwWtp",236,2.0000286999999999E-2,"MGD","DQGwWtp",236,2.0000405999999998E-2,"MGD","DQGwWtp",236,2.0000169000000002E-2,"MGD","DQGwWtp",236,2.0000405999999998E-2,"MGD",1]
["DQGwWtp",237,3.3599954219999999,"MGD","DQGwWtp",237,2.0000405999999998E-2,"MGD","DQGwWtp",237,2.0000292999999999E-2,"MGD","DQGwWtp",237,2.0000405999999998E-2,"MGD","DQGwWtp",237,2.0000169000000002E-2,"MGD","DQGwWtp",237,2.0000405999999998E-2,"MGD",1]
["DQGwWtp",238,3.3599966509999999,"MGD","DQGwWtp",238,2.0000405999999998E-2,"MGD","DQGwWtp",238,2.0000299999999999E-2,"MGD","DQGwWtp",238,2.0000405999999998E-2,"MGD","DQGwWtp",238,2.0000169000000002E-2,"MGD","DQGwWtp",238,2.0000405999999998E-2,"MGD",1]
["DQGwWtp",239,3.3599974380000002,"MGD","DQGwWtp",239,2.0000405999999998E-2,"MGD","DQGwWtp",239,2.0000306999999998E-2,"MGD","DQGwWtp",239,2.0000405999999998E-2,"MGD","DQGwWtp",239,2.0000167999999999E-2,"MGD","DQGwWtp",239,2.0000405999999998E-2,"MGD",1]
["DQGwWtp",240,3.359997951,"MGD","DQGwWtp",240,2.0000405999999998E-2,"MGD","DQGwWtp",240,2.0000316000000001E-2,"MGD","DQGwWtp",240,2.0000405999999998E-2,"MGD","DQGwWtp",240,2.0000167999999999E-2,"MGD","DQGwWtp",240,2.0000405999999998E-2,"MGD",1]
["DQGwWtp",241,3.3599983180000002,"MGD","DQGwWtp",241,2.0000405999999998E-2,"MGD","DQGwWtp",241,2.0000325999999999E-2,"MGD","DQGwWtp",241,2.0000405999999998E-2,"MGD","DQGwWtp",241,2.0000167999999999E-2,"MGD","DQGwWtp",241,2.0000405999999998E-2,"MGD",1]
["DQGwWtp",242,3.3599985929999998,"MGD","DQGwWtp",242,2.0000405999999998E-2,"MGD","DQGwWtp",242,2.0000337999999999E-2,"MGD","DQGwWtp",242,2.0000405999999998E-2,"MGD","DQGwWtp",242,2.0000167999999999E-2,"MGD","DQGwWtp",242,2.0000405999999998E-2,"MGD",1]
["DQGwWtp",243,3.3599988010000001,"MGD","DQGwWtp",243,2.0000405999999998E-2,"MGD","DQGwWtp",243,2.0000351E-2,"MGD","DQGwWtp",243,2.0000405999999998E-2,"MGD","DQGwWtp",243,2.0000167999999999E-2,"MGD","DQGwWtp",243,2.0000405999999998E-2,"MGD",1]
["DQGwWtp",244,2.2699998959999999,"MGD","DQGwWtp",244,9.9099999999999991E-7,"MGD","DQGwWtp",244,9.1699999999999997E-7,"MGD","DQGwWtp",244,9.9099999999999991E-7,"MGD","DQGwWtp",244,9.9199999999999999E-7,"MGD","DQGwWtp",244,9.9099999999999991E-7,"MGD",1]
["DQGwWtp",245,2.2699999000000002,"MGD","DQGwWtp",245,9.9099999999999991E-7,"MGD","DQGwWtp",245,9.4399999999999998E-7,"MGD","DQGwWtp",245,9.9099999999999991E-7,"MGD","DQGwWtp",245,9.9099999999999991E-7,"MGD","DQGwWtp",245,9.9099999999999991E-7,"MGD",1]
["DQGwWtp",246,2.269999903,"MGD","DQGwWtp",246,9.9099999999999991E-7,"MGD","DQGwWtp",246,9.6599999999999994E-7,"MGD","DQGwWtp",246,9.9099999999999991E-7,"MGD","DQGwWtp",246,9.9099999999999991E-7,"MGD","DQGwWtp",246,9.9099999999999991E-7,"MGD",1]
["DQGwWtp",247,2.2699999069999999,"MGD","DQGwWtp",247,9.9099999999999991E-7,"MGD","DQGwWtp",247,9.8299999999999995E-7,"MGD","DQGwWtp",247,9.9099999999999991E-7,"MGD","DQGwWtp",247,9.9099999999999991E-7,"MGD","DQGwWtp",247,9.9099999999999991E-7,"MGD",1]
["DQGwWtp",248,2.2699999100000001,"MGD","DQGwWtp",248,9.9099999999999991E-7,"MGD","DQGwWtp",248,9.9399999999999993E-7,"MGD","DQGwWtp",248,9.9099999999999991E-7,"MGD","DQGwWtp",248,9.9000000000000005E-7,"MGD","DQGwWtp",248,9.9099999999999991E-7,"MGD",1]
["DQGwWtp",249,2.2699999119999998,"MGD","DQGwWtp",249,9.9099999999999991E-7,"MGD","DQGwWtp",249,9.9900000000000009E-7,"MGD","DQGwWtp",249,9.9099999999999991E-7,"MGD","DQGwWtp",249,9.9000000000000005E-7,"MGD","DQGwWtp",249,9.9099999999999991E-7,"MGD",1]
["DQGwWtp",250,2.2699999150000001,"MGD","DQGwWtp",250,9.9099999999999991E-7,"MGD","DQGwWtp",250,9.9900000000000009E-7,"MGD","DQGwWtp",250,9.9099999999999991E-7,"MGD","DQGwWtp",250,9.9000000000000005E-7,"MGD","DQGwWtp",250,9.9099999999999991E-7,"MGD",1]
["DQGwWtp",251,2.2699999169999998,"MGD","DQGwWtp",251,9.9099999999999991E-7,"MGD","DQGwWtp",251,9.9300000000000006E-7,"MGD","DQGwWtp",251,9.9099999999999991E-7,"MGD","DQGwWtp",251,9.8899999999999998E-7,"MGD","DQGwWtp",251,9.9099999999999991E-7,"MGD",1]
["DQGwWtp",273,2.2699999009999998,"MGD","DQGwWtp",273,9.9099999999999991E-7,"MGD","DQGwWtp",273,8.8199999999999998E-7,"MGD","DQGwWtp",273,9.9099999999999991E-7,"MGD","DQGwWtp",273,9.879999999999999E-7,"MGD","DQGwWtp",273,9.9099999999999991E-7,"MGD",1]
["DQGwWtp",328,1.619999948,"MGD","DQGwWtp",328,9.9099999999999991E-7,"MGD","DQGwWtp",328,9.1800000000000004E-7,"MGD","DQGwWtp",328,9.9099999999999991E-7,"MGD","DQGwWtp",328,9.9199999999999999E-7,"MGD","DQGwWtp",328,9.9099999999999991E-7,"MGD",1]
["DQGwWtp",361,9.9099999999999991E-7,"MGD","DQGwWtp",361,9.9099999999999991E-7,"MGD","DQGwWtp",361,9.5499999999999996E-7,"MGD","DQGwWtp",361,9.9099999999999991E-7,"MGD","DQGwWtp",361,9.9199999999999999E-7,"MGD","DQGwWtp",361,9.9099999999999991E-7,"MGD",1]
["DQIbtWUseNp",12,0.79288794299999998,"MGD","DQIbtWUseNp",12,0.80132188900000001,"MGD","DQIbtWUseNp",12,0.80667583700000001,"MGD","DQIbtWUseNp",12,0.80674431599999996,"MGD","DQIbtWUseNp",12,0.80677496400000004,"MGD","DQIbtWUseNp",12,0.80674172499999997,"MGD",1]
["DQIbtWUseNp",45,0.74812614799999999,"MGD","DQIbtWUseNp",45,0.75410604400000003,"MGD","DQIbtWUseNp",45,0.76122810299999999,"MGD","DQIbtWUseNp",45,0.75985122599999999,"MGD","DQIbtWUseNp",45,0.75988834000000005,"MGD","DQIbtWUseNp",45,0.75985189600000003,"MGD",1]
["DQIbtWUseNp",117,0.87089815400000004,"MGD","DQIbtWUseNp",117,0.88346190700000005,"MGD","DQIbtWUseNp",117,0.88904650900000004,"MGD","DQIbtWUseNp",117,0.88769164700000003,"MGD","DQIbtWUseNp",117,0.88771458599999997,"MGD","DQIbtWUseNp",117,0.887690863,"MGD",1]
["DQIbtWUseNp",133,0.99189095999999999,"MGD","DQIbtWUseNp",133,1.0176845059999999,"MGD","DQIbtWUseNp",133,1.022504662,"MGD","DQIbtWUseNp",133,1.020819664,"MGD","DQIbtWUseNp",133,1.0208277509999999,"MGD","DQIbtWUseNp",133,1.020801402,"MGD",1]
["DQIbtWUseNp",166,1.164052364,"MGD","DQIbtWUseNp",166,1.194974897,"MGD","DQIbtWUseNp",166,1.200163643,"MGD","DQIbtWUseNp",166,1.1990138130000001,"MGD","DQIbtWUseNp",166,1.199024372,"MGD","DQIbtWUseNp",166,1.199007215,"MGD",1]
["DQIbtWUseNp",221,1.472923285,"MGD","DQIbtWUseNp",221,1.4732019890000001,"MGD","DQIbtWUseNp",221,1.4725426669999999,"MGD","DQIbtWUseNp",221,1.4715546070000001,"MGD","DQIbtWUseNp",221,1.4715887860000001,"MGD","DQIbtWUseNp",221,1.4715767399999999,"MGD",1]
["DQIbtWUseNp",254,4.7099999999999997E-9,"MGD","DQIbtWUseNp",254,1.002970626,"MGD","DQIbtWUseNp",254,1.0052611330000001,"MGD","DQIbtWUseNp",254,1.0038314530000001,"MGD","DQIbtWUseNp",254,1.00385064,"MGD","DQIbtWUseNp",254,1.0038210569999999,"MGD",1]
["DQIbtWUseNp",287,0,"MGD","DQIbtWUseNp",287,0.879349504,"MGD","DQIbtWUseNp",287,0.88491870399999994,"MGD","DQIbtWUseNp",287,0.88365099400000002,"MGD","DQIbtWUseNp",287,0.88367343399999998,"MGD","DQIbtWUseNp",287,0.88362676600000001,"MGD",1]
["DQIbtWUseNp",342,0,"MGD","DQIbtWUseNp",342,0.73685093999999995,"MGD","DQIbtWUseNp",342,0.745537636,"MGD","DQIbtWUseNp",342,0.742742703,"MGD","DQIbtWUseNp",342,0.74277106000000004,"MGD","DQIbtWUseNp",342,0.74270919000000002,"MGD",1]
["DQIbtWUseP",10,1.0170908620000001,"MGD","DQIbtWUseP",10,1.00866649,"MGD","DQIbtWUseP",10,1.0019064740000001,"MGD","DQIbtWUseP",10,1.003256234,"MGD","DQIbtWUseP",10,1.0032235759999999,"MGD","DQIbtWUseP",10,1.003257217,"MGD",1]
["DQIbtWUseP",43,0.95188291400000002,"MGD","DQIbtWUseP",43,0.94590466799999995,"MGD","DQIbtWUseP",43,0.93731476499999999,"MGD","DQIbtWUseP",43,0.94016608199999996,"MGD","DQIbtWUseP",43,0.94011039500000004,"MGD","DQIbtWUseP",43,0.94014565500000002,"MGD",1]
["DQIbtWUseP",98,1.131185983,"MGD","DQIbtWUseP",98,1.116760674,"MGD","DQIbtWUseP",98,1.1124661469999999,"MGD","DQIbtWUseP",98,1.1123156670000001,"MGD","DQIbtWUseP",98,1.1122846390000001,"MGD","DQIbtWUseP",98,1.112307573,"MGD",1]
["DQIbtWUseP",131,1.3170670579999999,"MGD","DQIbtWUseP",131,1.292289743,"MGD","DQIbtWUseP",131,1.2876589810000001,"MGD","DQIbtWUseP",131,1.289201541,"MGD","DQIbtWUseP",131,1.2891711859999999,"MGD","DQIbtWUseP",131,1.289201306,"MGD",1]
["DQIbtWUseP",147,1.318014088,"MGD","DQIbtWUseP",147,1.2923147269999999,"MGD","DQIbtWUseP",147,1.288941347,"MGD","DQIbtWUseP",147,1.2891785979999999,"MGD","DQIbtWUseP",147,1.289171195,"MGD","DQIbtWUseP",147,1.289181344,"MGD",1]
["DQIbtWUseP",219,1.8666445570000001,"MGD","DQIbtWUseP",219,1.866792848,"MGD","DQIbtWUseP",219,1.867743302,"MGD","DQIbtWUseP",219,1.8683892360000001,"MGD","DQIbtWUseP",219,1.8684101129999999,"MGD","DQIbtWUseP",219,1.8684013020000001,"MGD",1]
["DQIbtWUseP",252,6.4199999999999998E-9,"MGD","DQIbtWUseP",252,1.266642093,"MGD","DQIbtWUseP",252,1.265050668,"MGD","DQIbtWUseP",252,1.2661792679999999,"MGD","DQIbtWUseP",252,1.266148662,"MGD","DQIbtWUseP",252,1.2661820669999999,"MGD",1]
["DQIbtWUseP",268,2.14E-8,"MGD","DQIbtWUseP",268,1.2694059689999999,"MGD","DQIbtWUseP",268,1.264208607,"MGD","DQIbtWUseP",268,1.26616489,"MGD","DQIbtWUseP",268,1.2661498959999999,"MGD","DQIbtWUseP",268,1.2661778889999999,"MGD",1]
["DQIbtWUseP",340,0,"MGD","DQIbtWUseP",340,0.92315661699999996,"MGD","DQIbtWUseP",340,0.914430199,"MGD","DQIbtWUseP",340,0.91726595600000005,"MGD","DQIbtWUseP",340,0.91722851100000002,"MGD","DQIbtWUseP",340,0.91726941299999998,"MGD",1]
["DQIbtWUseP",356,0.92864681199999999,"MGD","DQIbtWUseP",356,0.92321748400000003,"MGD","DQIbtWUseP",356,0.91282728499999999,"MGD","DQIbtWUseP",356,0.91726475500000004,"MGD","DQIbtWUseP",356,0.91722790499999995,"MGD","DQIbtWUseP",356,0.91729013699999995,"MGD",1]
["DQResAsr",24,0,"MGD","DQResAsr",24,0,"MGD","DQResAsr",24,0,"MGD","DQResAsr",24,0,"MGD","DQResAsr",24,0,"MGD","DQResAsr",24,0,"MGD",0]
["DQResAsr",57,0,"MGD","DQResAsr",57,0,"MGD","DQResAsr",57,0,"MGD","DQResAsr",57,0,"MGD","DQResAsr",57,0,"MGD","DQResAsr",57,0,"MGD",0]
["DQResAsr",112,0,"MGD","DQResAsr",112,0,"MGD","DQResAsr",112,0,"MGD","DQResAsr",112,0,"MGD","DQResAsr",112,0,"MGD","DQResAsr",112,0,"MGD",0]
["DQResAsr",145,0,"MGD","DQResAsr",145,0,"MGD","DQResAsr",145,0,"MGD","DQResAsr",145,0,"MGD","DQResAsr",145,0,"MGD","DQResAsr",145,0,"MGD",0]
["DQResAsr",178,0,"MGD","DQResAsr",178,0,"MGD","DQResAsr",178,0,"MGD","DQResAsr",178,0,"MGD","DQResAsr",178,0,"MGD","DQResAsr",178,0,"MGD",0]
["DQResAsr",233,0,"MGD","DQResAsr",233,0,"MGD","DQResAsr",233,0,"MGD","DQResAsr",233,0,"MGD","DQResAsr",233,0,"MGD","DQResAsr",233,0,"MGD",0]
["DQResAsr",266,0,"MGD","DQResAsr",266,0,"MGD","DQResAsr",266,0,"MGD","DQResAsr",266,0,"MGD","DQResAsr",266,0,"MGD","DQResAsr",266,0,"MGD",0]
["DQResAsr",321,0,"MGD","DQResAsr",321,0,"MGD","DQResAsr",321,0,"MGD","DQResAsr",321,0,"MGD","DQResAsr",321,0,"MGD","DQResAsr",321,0,"MGD",0]
["DQResAsr",354,0,"MGD","DQResAsr",354,0,"MGD","DQResAsr",354,0,"MGD","DQResAsr",354,0,"MGD","DQResAsr",354,0,"MGD","DQResAsr",354,0,"MGD",0]
["DQResWtp",22,0.86652682299999995,"MGD","DQResWtp",22,0.86438714100000003,"MGD","DQResWtp",22,0.85891944899999995,"MGD","DQResWtp",22,0.86620093600000003,"MGD","DQResWtp",22,0.866473626,"MGD","DQResWtp",22,0.86624455600000005,"MGD",1]
["DQResWtp",77,0.87002567099999994,"MGD","DQResWtp",77,0.86702928400000001,"MGD","DQResWtp",77,0.86092882000000004,"MGD","DQResWtp",77,0.86956933700000005,"MGD","DQResWtp",77,0.87033141700000005,"MGD","DQResWtp",77,0.86930156700000005,"MGD",1]
["DQResWtp",110,0.87396074300000004,"MGD","DQResWtp",110,0.870435395,"MGD","DQResWtp",110,0.86519763299999997,"MGD","DQResWtp",110,0.87309681500000003,"MGD","DQResWtp",110,0.87463360400000001,"MGD","DQResWtp",110,0.87236484400000003,"MGD",1]
["DQResWtp",143,0.86703274500000005,"MGD","DQResWtp",143,0.86481971499999999,"MGD","DQResWtp",143,0.857976458,"MGD","DQResWtp",143,0.86668524599999996,"MGD","DQResWtp",143,0.86712067800000003,"MGD","DQResWtp",143,0.86669017299999995,"MGD",1]
["DQResWtp",159,0.86530999900000005,"MGD","DQResWtp",159,0.863613458,"MGD","DQResWtp",159,0.85736180799999995,"MGD","DQResWtp",159,0.86512813799999999,"MGD","DQResWtp",159,0.86530723399999998,"MGD","DQResWtp",159,0.865385144,"MGD",1]
["DQResWtp",231,1.0121690649999999,"MGD","DQResWtp",231,1.0049732579999999,"MGD","DQResWtp",231,0.89984859699999997,"MGD","DQResWtp",231,0.97461674700000001,"MGD","DQResWtp",231,1.0051408340000001,"MGD","DQResWtp",231,0.99026665599999997,"MGD",1]
["DQResWtp",247,0.86227159399999997,"MGD","DQResWtp",247,0.87176930200000002,"MGD","DQResWtp",247,0.88404587999999995,"MGD","DQResWtp",247,0.89413956900000002,"MGD","DQResWtp",247,0.87360532499999999,"MGD","DQResWtp",247,0.87645978700000005,"MGD",1]
["DQResWtp",280,0.87436109699999998,"MGD","DQResWtp",280,0.86835157500000004,"MGD","DQResWtp",280,0.86191904600000002,"MGD","DQResWtp",280,0.87209273799999998,"MGD","DQResWtp",280,0.87545946600000002,"MGD","DQResWtp",280,0.87099252100000002,"MGD",1]
["DQResWtp",313,0.86829056100000002,"MGD","DQResWtp",313,0.86545630699999998,"MGD","DQResWtp",313,0.85971146099999995,"MGD","DQResWtp",313,0.86784227599999997,"MGD","DQResWtp",313,0.86859358900000005,"MGD","DQResWtp",313,0.86778286800000004,"MGD",1]
["DQSwAsr",3,0,"MGD","DQSwAsr",3,0,"MGD","DQSwAsr",3,0,"MGD","DQSwAsr",3,0,"MGD","DQSwAsr",3,0,"MGD","DQSwAsr",3,0,"MGD",0]
["DQSwAsr",36,0,"MGD","DQSwAsr",36,0,"MGD","DQSwAsr",36,0,"MGD","DQSwAsr",36,0,"MGD","DQSwAsr",36,0,"MGD","DQSwAsr",36,0,"MGD",0]
["DQSwAsr",91,0,"MGD","DQSwAsr",91,0,"MGD","DQSwAsr",91,0,"MGD","DQSwAsr",91,0,"MGD","DQSwAsr",91,0,"MGD","DQSwAsr",91,0,"MGD",0]
["DQSwAsr",124,0,"MGD","DQSwAsr",124,0,"MGD","DQSwAsr",124,0,"MGD","DQSwAsr",124,0,"MGD","DQSwAsr",124,0,"MGD","DQSwAsr",124,0,"MGD",0]
["DQSwAsr",157,0,"MGD","DQSwAsr",157,0,"MGD","DQSwAsr",157,0,"MGD","DQSwAsr",157,0,"MGD","DQSwAsr",157,0,"MGD","DQSwAsr",157,0,"MGD",0]
["DQSwAsr",212,0,"MGD","DQSwAsr",212,0,"MGD","DQSwAsr",212,0,"MGD","DQSwAsr",212,0,"MGD","DQSwAsr",212,0,"MGD","DQSwAsr",212,0,"MGD",0]
["DQSwAsr",245,0,"MGD","DQSwAsr",245,0,"MGD","DQSwAsr",245,0,"MGD","DQSwAsr",245,0,"MGD","DQSwAsr",245,0,"MGD","DQSwAsr",245,0,"MGD",0]
["DQSwAsr",278,0,"MGD","DQSwAsr",278,0,"MGD","DQSwAsr",278,0,"MGD","DQSwAsr",278,0,"MGD","DQSwAsr",278,0,"MGD","DQSwAsr",278,0,"MGD",0]
["DQSwAsr",333,0,"MGD","DQSwAsr",333,0,"MGD","DQSwAsr",333,0,"MGD","DQSwAsr",333,0,"MGD","DQSwAsr",333,0,"MGD","DQSwAsr",333,0,"MGD",0]
["DQSwWtp",1,0.85114315399999996,"MGD","DQSwWtp",1,0.85121050700000001,"MGD","DQSwWtp",1,0.85505937600000004,"MGD","DQSwWtp",1,0.851109793,"MGD","DQSwWtp",1,0.851152672,"MGD","DQSwWtp",1,0.85144966700000002,"MGD",1]
["DQSwWtp",17,0.86322453499999996,"MGD","DQSwWtp",17,0.86505248099999998,"MGD","DQSwWtp",17,0.87020113899999996,"MGD","DQSwWtp",17,0.86345882299999999,"MGD","DQSwWtp",17,0.86329658099999995,"MGD","DQSwWtp",17,0.86337809200000004,"MGD",1]
["DQSwWtp",89,0.86303030199999997,"MGD","DQSwWtp",89,0.86553028799999998,"MGD","DQSwWtp",89,0.87208498599999995,"MGD","DQSwWtp",89,0.86328804699999995,"MGD","DQSwWtp",89,0.86304894499999996,"MGD","DQSwWtp",89,0.863214543,"MGD",1]
["DQSwWtp",95,0.863263118,"MGD","DQSwWtp",95,0.86569759599999996,"MGD","DQSwWtp",95,0.872334897,"MGD","DQSwWtp",95,0.86354070199999999,"MGD","DQSwWtp",95,0.86327560800000003,"MGD","DQSwWtp",95,0.86348025799999995,"MGD",1]
["DQSwWtp",139,0.86448648699999997,"MGD","DQSwWtp",139,0.866324188,"MGD","DQSwWtp",139,0.87343348799999998,"MGD","DQSwWtp",139,0.864695141,"MGD","DQSwWtp",139,0.864593583,"MGD","DQSwWtp",139,0.86445861199999996,"MGD",1]
["DQSwWtp",172,0.85581689000000005,"MGD","DQSwWtp",172,0.860100741,"MGD","DQSwWtp",172,0.86659238199999999,"MGD","DQSwWtp",172,0.85737318799999995,"MGD","DQSwWtp",172,0.854132997,"MGD","DQSwWtp",172,0.85940231499999997,"MGD",1]
["DQSwWtp",227,0.70763244700000005,"MGD","DQSwWtp",227,0.71544389799999997,"MGD","DQSwWtp",227,0.96325582399999998,"MGD","DQSwWtp",227,0.78627198200000004,"MGD","DQSwWtp",227,0.71540718599999997,"MGD","DQSwWtp",227,0.73720580000000002,"MGD",1]
["DQSwWtp",260,0.86417960299999996,"MGD","DQSwWtp",260,0.86268584500000001,"MGD","DQSwWtp",260,0.84903537399999995,"MGD","DQSwWtp",260,0.85996357899999998,"MGD","DQSwWtp",260,0.83504986999999997,"MGD","DQSwWtp",260,0.863656761,"MGD",1]
["DQSwWtp",293,0.86285352900000001,"MGD","DQSwWtp",293,0.86500157499999997,"MGD","DQSwWtp",293,0.87070465900000005,"MGD","DQSwWtp",293,0.86302014199999999,"MGD","DQSwWtp",293,0.86278516699999996,"MGD","DQSwWtp",293,0.86289083799999999,"MGD",1]
["DQSwWtp",348,0.86416122900000003,"MGD","DQSwWtp",348,0.86653757600000003,"MGD","DQSwWtp",348,0.87333093100000003,"MGD","DQSwWtp",348,0.86442378399999997,"MGD","DQSwWtp",348,0.86430618400000003,"MGD","DQSwWtp",348,0.86428157900000002,"MGD",1]
["DQUseNpIbtWw",16,0.26866972700000002,"MGD","DQUseNpIbtWw",16,0.26915738900000002,"MGD","DQUseNpIbtWw",16,0.26891000300000001,"MGD","DQUseNpIbtWw",16,0.269157388,"MGD","DQUseNpIbtWw",16,0.269157388,"MGD","DQUseNpIbtWw",16,0.269157388,"MGD",1]
["DQUseNpIbtWw",49,0.26837446100000001,"MGD","DQUseNpIbtWw",49,0.26850995799999999,"MGD","DQUseNpIbtWw",49,0.26863525799999999,"MGD","DQUseNpIbtWw",49,0.26850995700000002,"MGD","DQUseNpIbtWw",49,0.26850995700000002,"MGD","DQUseNpIbtWw",49,0.26850995700000002,"MGD",1]
["DQUseNpIbtWw",104,0.26914338100000001,"MGD","DQUseNpIbtWw",104,0.26991184600000001,"MGD","DQUseNpIbtWw",104,0.269872526,"MGD","DQUseNpIbtWw",104,0.26991184499999998,"MGD","DQUseNpIbtWw",104,0.26991184499999998,"MGD","DQUseNpIbtWw",104,0.26991184499999998,"MGD",1]
["DQUseNpIbtWw",137,0.26989034499999998,"MGD","DQUseNpIbtWw",137,0.26981591900000002,"MGD","DQUseNpIbtWw",137,0.26981196699999999,"MGD","DQUseNpIbtWw",137,0.26981591799999999,"MGD","DQUseNpIbtWw",137,0.26981591799999999,"MGD","DQUseNpIbtWw",137,0.26981591799999999,"MGD",1]
["DQUseNpIbtWw",192,0.27997547299999997,"MGD","DQUseNpIbtWw",192,0.28086123400000002,"MGD","DQUseNpIbtWw",192,0.28086086300000002,"MGD","DQUseNpIbtWw",192,0.28086123400000002,"MGD","DQUseNpIbtWw",192,0.28086123400000002,"MGD","DQUseNpIbtWw",192,0.28086123400000002,"MGD",1]
["DQUseNpIbtWw",225,0.27879912000000001,"MGD","DQUseNpIbtWw",225,0.27975998899999999,"MGD","DQUseNpIbtWw",225,0.27979398900000002,"MGD","DQUseNpIbtWw",225,0.27975998899999999,"MGD","DQUseNpIbtWw",225,0.27975998899999999,"MGD","DQUseNpIbtWw",225,0.27975998899999999,"MGD",1]
["DQUseNpIbtWw",258,0.28006356500000001,"MGD","DQUseNpIbtWw",258,0.28002284500000002,"MGD","DQUseNpIbtWw",258,0.27969304499999997,"MGD","DQUseNpIbtWw",258,0.28002284500000002,"MGD","DQUseNpIbtWw",258,0.28002284500000002,"MGD","DQUseNpIbtWw",258,0.28002284500000002,"MGD",1]
["DQUseNpIbtWw",274,0.26922905200000002,"MGD","DQUseNpIbtWw",274,0.27019073599999999,"MGD","DQUseNpIbtWw",274,0.27049625399999999,"MGD","DQUseNpIbtWw",274,0.27019073500000002,"MGD","DQUseNpIbtWw",274,0.27019073500000002,"MGD","DQUseNpIbtWw",274,0.27019073500000002,"MGD",1]
["DQUseNpIbtWw",346,0.26825302899999998,"MGD","DQUseNpIbtWw",346,0.26825287399999997,"MGD","DQUseNpIbtWw",346,0.26869879200000002,"MGD","DQUseNpIbtWw",346,0.268252873,"MGD","DQUseNpIbtWw",346,0.268252873,"MGD","DQUseNpIbtWw",346,0.268252873,"MGD",1]
["DQUsePIbtWw",14,0.31133123299999999,"MGD","DQUsePIbtWw",14,0.31084261299999999,"MGD","DQUsePIbtWw",14,0.31119270199999999,"MGD","DQUsePIbtWw",14,0.31084261299999999,"MGD","DQUsePIbtWw",14,0.31084261299999999,"MGD","DQUsePIbtWw",14,0.31084261299999999,"MGD",1]
["DQUsePIbtWw",30,0.31133423500000001,"MGD","DQUsePIbtWw",30,0.31084261299999999,"MGD","DQUsePIbtWw",30,0.310934455,"MGD","DQUsePIbtWw",30,0.31084261299999999,"MGD","DQUsePIbtWw",30,0.31084261299999999,"MGD","DQUsePIbtWw",30,0.31084261299999999,"MGD",1]
["DQUsePIbtWw",63,0.31181721899999998,"MGD","DQUsePIbtWw",63,0.31200219899999998,"MGD","DQUsePIbtWw",63,0.31226152499999998,"MGD","DQUsePIbtWw",63,0.31200220099999998,"MGD","DQUsePIbtWw",63,0.31200220099999998,"MGD","DQUsePIbtWw",63,0.31200220099999998,"MGD",1]
["DQUsePIbtWw",118,0.31086417,"MGD","DQUsePIbtWw",118,0.31008815499999998,"MGD","DQUsePIbtWw",118,0.31013645299999998,"MGD","DQUsePIbtWw",118,0.310088156,"MGD","DQUsePIbtWw",118,0.310088156,"MGD","DQUsePIbtWw",118,0.310088156,"MGD",1]
["DQUsePIbtWw",151,0.31012627500000001,"MGD","DQUsePIbtWw",151,0.310184083,"MGD","DQUsePIbtWw",151,0.31007234900000002,"MGD","DQUsePIbtWw",151,0.31018408400000003,"MGD","DQUsePIbtWw",151,0.31018408400000003,"MGD","DQUsePIbtWw",151,0.31018408400000003,"MGD",1]
["DQUsePIbtWw",184,0.300008151,"MGD","DQUsePIbtWw",184,0.29913876700000003,"MGD","DQUsePIbtWw",184,0.29924705899999998,"MGD","DQUsePIbtWw",184,0.299138768,"MGD","DQUsePIbtWw",184,0.299138768,"MGD","DQUsePIbtWw",184,0.299138768,"MGD",1]
["DQUsePIbtWw",239,0.30121577300000002,"MGD","DQUsePIbtWw",239,0.300240012,"MGD","DQUsePIbtWw",239,0.30011850000000001,"MGD","DQUsePIbtWw",239,0.30024001299999997,"MGD","DQUsePIbtWw",239,0.30024001299999997,"MGD","DQUsePIbtWw",239,0.300240012,"MGD",{"$f":"IF(ISNUMBER(C3908),IF(AVERAGE(C3908,G3908,K3908,O3908,S3908,W3908)<>MAX(C3908,G3908,K3908,O3908,S3908,W3908),1,0),\"\")","v":1}]
["DQUsePIbtWw",272,0.29988362800000001,"MGD","DQUsePIbtWw",272,0.29997715600000002,"MGD","DQUsePIbtWw",272,0.29956371799999998,"MGD","DQUsePIbtWw",272,0.29997715699999999,"MGD","DQUsePIbtWw",272,0.29997715699999999,"MGD","DQUsePIbtWw",272,0.29997715699999999,"MGD",1]
["DQUsePIbtWw",327,0.31180268999999999,"MGD","DQUsePIbtWw",327,0.31193865700000001,"MGD","DQUsePIbtWw",327,0.31121539500000001,"MGD","DQUsePIbtWw",327,0.31193865799999998,"MGD","DQUsePIbtWw",327,0.31193865799999998,"MGD","DQUsePIbtWw",327,0.31193865799999998,"MGD",1]
["DQUsePIbtWw",360,0.311718045,"MGD","DQUsePIbtWw",360,0.31174712700000001,"MGD","DQUsePIbtWw",360,0.31159974200000001,"MGD","DQUsePIbtWw",360,0.31174712799999998,"MGD","DQUsePIbtWw",360,0.31174712799999998,"MGD","DQUsePIbtWw",360,0.31174712799999998,"MGD",1]
["DQWMake",28,0,"MGD","DQWMake",28,0,"MGD","DQWMake",28,0,"MGD","DQWMake",28,0,"MGD","DQWMake",28,0,"MGD","DQWMake",28,0,"MGD",0]
["DQWMake",83,0,"MGD","DQWMake",83,0,"MGD","DQWMake",83,0,"MGD","DQWMake",83,0,"MGD","DQWMake",83,0,"MGD","DQWMake",83,0,"MGD",0]
["DQWMake",116,0,"MGD","DQWMake",116,0,"MGD","DQWMake",116,0,"MGD","DQWMake",116,0,"MGD","DQWMake",116,0,"MGD","DQWMake",116,0,"MGD",0]
["DQWMake",149,0,"MGD","DQWMake",149,0,"MGD","DQWMake",149,0,"MGD","DQWMake",149,0,"MGD","DQWMake",149,0,"MGD","DQWMake",149,0,"MGD",0]
["DQWMake",204,0,"MGD","DQWMake",204,0,"MGD","DQWMake",204,0,"MGD","DQWMake",204,0,"MGD","DQWMake",204,0,"MGD","DQWMake",204,0,"MGD",0]
["DQWMake",237,0,"MGD","DQWMake",237,0,"MGD","DQWMake",237,0,"MGD","DQWMake",237,0,"MGD","DQWMake",237,0,"MGD","DQWMake",237,0,"MGD",0]
["DQWMake",253,0,"MGD","DQWMake",253,0,"MGD","DQWMake",253,0,"MGD","DQWMake",253,0,"MGD","DQWMake",253,0,"MGD","DQWMake",253,0,"MGD",0]
["DQWMake",286,0,"MGD","DQWMake",286,0,"MGD","DQWMake",286,0,"MGD","DQWMake",286,0,"MGD","DQWMake",286,0,"MGD","DQWMake",286,0,"MGD",0]
["DQWMake",358,0,"MGD","DQWMake",358,0,"MGD","DQWMake",358,0,"MGD","DQWMake",358,0,"MGD","DQWMake",358,0,"MGD","DQWMake",358,0,"MGD",0]
["DQGwMake",9,0,"MGD","DQGwMake",9,0,"MGD","DQGwMake",9,0,"MGD","DQGwMake",9,0,"MGD","DQGwMake",9,0,"MGD","DQGwMake",9,0,"MGD",0]
["DQGwMake",42,0,"MGD","DQGwMake",42,0,"MGD","DQGwMake",42,0,"MGD","DQGwMake",42,0,"MGD","DQGwMake",42,0,"MGD","DQGwMake",42,0,"MGD",0]
["DQGwMake",75,0,"MGD","DQGwMake",75,0,"MGD","DQGwMake",75,0,"MGD","DQGwMake",75,0,"MGD","DQGwMake",75,0,"MGD","DQGwMake",75,0,"MGD",0]
["DQGwMake",130,0,"MGD","DQGwMake",130,0,"MGD","DQGwMake",130,0,"MGD","DQGwMake",130,0,"MGD","DQGwMake",130,0,"MGD","DQGwMake",130,0,"MGD",0]
["DQGwMake",163,0,"MGD","DQGwMake",163,0,"MGD","DQGwMake",163,0,"MGD","DQGwMake",163,0,"MGD","DQGwMake",163,0,"MGD","DQGwMake",163,0,"MGD",0]
["DQGwMake",218,0,"MGD","DQGwMake",218,0,"MGD","DQGwMake",218,0,"MGD","DQGwMake",218,0,"MGD","DQGwMake",218,0,"MGD","DQGwMake",218,0,"MGD",0]
["DQGwMake",251,0,"MGD","DQGwMake",251,0,"MGD","DQGwMake",251,0,"MGD","DQGwMake",251,0,"MGD","DQGwMake",251,0,"MGD","DQGwMake",251,0,"MGD",0]
["DQGwMake",284,0,"MGD","DQGwMake",284,0,"MGD","DQGwMake",284,0,"MGD","DQGwMake",284,0,"MGD","DQGwMake",284,0,"MGD","DQGwMake",284,0,"MGD",0]
["DQGwMake",339,0,"MGD","DQGwMake",339,0,"MGD","DQGwMake",339,0,"MGD","DQGwMake",339,0,"MGD","DQGwMake",339,0,"MGD","DQGwMake",339,0,"MGD",0]
["DQWrfUseNp",7,0,"MGD","DQWrfUseNp",7,0,"MGD","DQWrfUseNp",7,0,"MGD","DQWrfUseNp",7,0,"MGD","DQWrfUseNp",7,0,"MGD","DQWrfUseNp",7,0,"MGD",0]
["DQWrfUseNp",23,0,"MGD","DQWrfUseNp",23,0,"MGD","DQWrfUseNp",23,0,"MGD","DQWrfUseNp",23,0,"MGD","DQWrfUseNp",23,0,"MGD","DQWrfUseNp",23,0,"MGD",0]
["DQWrfUseNp",95,0,"MGD","DQWrfUseNp",95,0,"MGD","DQWrfUseNp",95,0,"MGD","DQWrfUseNp",95,0,"MGD","DQWrfUseNp",95,0,"MGD","DQWrfUseNp",95,0,"MGD",0]
["DQWrfUseNp",128,0,"MGD","DQWrfUseNp",128,0,"MGD","DQWrfUseNp",128,0,"MGD","DQWrfUseNp",128,0,"MGD","DQWrfUseNp",128,0,"MGD","DQWrfUseNp",128,0,"MGD",0]
["DQWrfUseNp",144,0,"MGD","DQWrfUseNp",144,0,"MGD","DQWrfUseNp",144,0,"MGD","DQWrfUseNp",144,0,"MGD","DQWrfUseNp",144,0,"MGD","DQWrfUseNp",144,0,"MGD",0]
["DQWrfUseNp",177,0,"MGD","DQWrfUseNp",177,0,"MGD","DQWrfUseNp",177,0,"MGD","DQWrfUseNp",177,0,"MGD","DQWrfUseNp",177,0,"MGD","DQWrfUseNp",177,0,"MGD",0]
["DQWrfUseNp",249,0,"MGD","DQWrfUseNp",249,0,"MGD","DQWrfUseNp",249,0,"MGD","DQWrfUseNp",249,0,"MGD","DQWrfUseNp",249,0,"MGD","DQWrfUseNp",249,0,"MGD",0]
["DQWrfUseNp",265,0,"MGD","DQWrfUseNp",265,0,"MGD","DQWrfUseNp",265,0,"MGD","DQWrfUseNp",265,0,"MGD","DQWrfUseNp",265,0,"MGD","DQWrfUseNp",265,0,"MGD",0]
["DQWrfUseNp",298,0,"MGD","DQWrfUseNp",298,0,"MGD","DQWrfUseNp",298,0,"MGD","DQWrfUseNp",298,0,"MGD","DQWrfUseNp",298,0,"MGD","DQWrfUseNp",298,0,"MGD",0]
["DQWrfUseNp",359,0,"MGD","DQWrfUseNp",359,0,"MGD","DQWrfUseNp",359,0,"MGD","DQWrfUseNp",359,0,"MGD","DQWrfUseNp",359,0,"MGD","DQWrfUseNp",359,0,"MGD",0]
["DQWtpUseNp",22,0.63822540800000005,"MGD","DQWtpUseNp",22,0.629740513,"MGD","DQWtpUseNp",22,0.62238273,"MGD","DQWtpUseNp",22,0.62425723,"MGD","DQWtpUseNp",22,0.62422501100000005,"MGD","DQWtpUseNp",22,0.62425824399999996,"MGD",1]
["DQWtpUseNp",55,0.63783071099999999,"MGD","DQWtpUseNp",55,0.63185825100000004,"MGD","DQWtpUseNp",55,0.62544586499999999,"MGD","DQWtpUseNp",55,0.62614829800000005,"MGD","DQWtpUseNp",55,0.62611162799999998,"MGD","DQWtpUseNp",55,0.62614804999999996,"MGD",1]
["DQWtpUseNp",110,0.63313320299999998,"MGD","DQWtpUseNp",110,0.61962086999999999,"MGD","DQWtpUseNp",110,0.61249824600000002,"MGD","DQWtpUseNp",110,0.61530869300000002,"MGD","DQWtpUseNp",110,0.61528524100000004,"MGD","DQWtpUseNp",110,0.61531001399999996,"MGD",1]
["DQWtpUseNp",143,0.63772138700000003,"MGD","DQWtpUseNp",143,0.61131975500000002,"MGD","DQWtpUseNp",143,0.60760190700000005,"MGD","DQWtpUseNp",143,0.60820177399999997,"MGD","DQWtpUseNp",143,0.60817222800000004,"MGD","DQWtpUseNp",143,0.60818885,"MGD",1]
["DQWtpUseNp",198,0.74101603800000004,"MGD","DQWtpUseNp",198,0.74158849800000004,"MGD","DQWtpUseNp",198,0.74069043499999998,"MGD","DQWtpUseNp",198,0.74098298399999996,"MGD","DQWtpUseNp",198,0.74096338900000003,"MGD","DQWtpUseNp",198,0.74095741000000004,"MGD",1]
["DQWtpUseNp",231,0.58705325100000005,"MGD","DQWtpUseNp",231,0.57886289700000004,"MGD","DQWtpUseNp",231,0.579770601,"MGD","DQWtpUseNp",231,0.58042679500000005,"MGD","DQWtpUseNp",231,0.58041136900000001,"MGD","DQWtpUseNp",231,0.58038894900000004,"MGD",1]
["DQWtpUseNp",264,1.615499953,"MGD","DQWtpUseNp",264,0.61488257400000002,"MGD","DQWtpUseNp",264,0.60975125500000005,"MGD","DQWtpUseNp",264,0.61168480599999997,"MGD","DQWtpUseNp",264,0.61165068899999997,"MGD","DQWtpUseNp",264,0.61167890999999996,"MGD",1]
["DQWtpUseNp",319,1.3544999790000001,"MGD","DQWtpUseNp",319,0.63459318300000001,"MGD","DQWtpUseNp",319,0.62712705700000004,"MGD","DQWtpUseNp",319,0.62859903399999995,"MGD","DQWtpUseNp",319,0.62858029299999996,"MGD","DQWtpUseNp",319,0.62861980699999997,"MGD",1]
["DQWtpUseNp",352,0.63663319799999996,"MGD","DQWtpUseNp",352,0.63121979399999995,"MGD","DQWtpUseNp",352,0.62317571400000005,"MGD","DQWtpUseNp",352,0.62526697499999995,"MGD","DQWtpUseNp",352,0.62522892799999996,"MGD","DQWtpUseNp",352,0.62529116200000001,"MGD",1]
["DQWrfAsr",20,0,"MGD","DQWrfAsr",20,0,"MGD","DQWrfAsr",20,0,"MGD","DQWrfAsr",20,0,"MGD","DQWrfAsr",20,0,"MGD","DQWrfAsr",20,0,"MGD",0]
["DQWrfAsr",36,0,"MGD","DQWrfAsr",36,0,"MGD","DQWrfAsr",36,0,"MGD","DQWrfAsr",36,0,"MGD","DQWrfAsr",36,0,"MGD","DQWrfAsr",36,0,"MGD",0]
["DQWrfAsr",108,0,"MGD","DQWrfAsr",108,0,"MGD","DQWrfAsr",108,0,"MGD","DQWrfAsr",108,0,"MGD","DQWrfAsr",108,0,"MGD","DQWrfAsr",108,0,"MGD",0]
["DQWrfAsr",124,0,"MGD","DQWrfAsr",124,0,"MGD","DQWrfAsr",124,0,"MGD","DQWrfAsr",124,0,"MGD","DQWrfAsr",124,0,"MGD","DQWrfAsr",124,0,"MGD",0]
["DQWrfAsr",157,0,"MGD","DQWrfAsr",157,0,"MGD","DQWrfAsr",157,0,"MGD","DQWrfAsr",157,0,"MGD","DQWrfAsr",157,0,"MGD","DQWrfAsr",157,0,"MGD",0]
["DQWrfAsr",190,0,"MGD","DQWrfAsr",190,0,"MGD","DQWrfAsr",190,0,"MGD","DQWrfAsr",190,0,"MGD","DQWrfAsr",190,0,"MGD","DQWrfAsr",190,0,"MGD",0]
["DQWrfAsr",245,0,"MGD","DQWrfAsr",245,0,"MGD","DQWrfAsr",245,0,"MGD","DQWrfAsr",245,0,"MGD","DQWrfAsr",245,0,"MGD","DQWrfAsr",245,0,"MGD",0]
["DQWrfAsr",278,0,"MGD","DQWrfAsr",278,0,"MGD","DQWrfAsr",278,0,"MGD","DQWrfAsr",278,0,"MGD","DQWrfAsr",278,0,"MGD","DQWrfAsr",278,0,"MGD",0]
["DQWrfAsr",311,0,"MGD","DQWrfAsr",311,0,"MGD","DQWrfAsr",311,0,"MGD","DQWrfAsr",311,0,"MGD","DQWrfAsr",311,0,"MGD","DQWrfAsr",311,0,"MGD",0]
["DQWwtpWrf",1,0,"MGD","DQWwtpWrf",1,0,"MGD","DQWwtpWrf",1,0,"MGD","DQWwtpWrf",1,0,"MGD","DQWwtpWrf",1,0,"MGD","DQWwtpWrf",1,0,"MGD",0]
["DQWwtpWrf",34,0,"MGD","DQWwtpWrf",34,0,"MGD","DQWwtpWrf",34,0,"MGD","DQWwtpWrf",34,0,"MGD","DQWwtpWrf",34,0,"MGD","DQWwtpWrf",34,0,"MGD",0]
["DQWwtpWrf",89,0,"MGD","DQWwtpWrf",89,0,"MGD","DQWwtpWrf",89,0,"MGD","DQWwtpWrf",89,0,"MGD","DQWwtpWrf",89,0,"MGD","DQWwtpWrf",89,0,"MGD",0]
["DQWwtpWrf",122,0,"MGD","DQWwtpWrf",122,0,"MGD","DQWwtpWrf",122,0,"MGD","DQWwtpWrf",122,0,"MGD","DQWwtpWrf",122,0,"MGD","DQWwtpWrf",122,0,"MGD",0]
["DQWwtpWrf",155,0,"MGD","DQWwtpWrf",155,0,"MGD","DQWwtpWrf",155,0,"MGD","DQWwtpWrf",155,0,"MGD","DQWwtpWrf",155,0,"MGD","DQWwtpWrf",155,0,"MGD",0]
["DQWwtpWrf",210,0,"MGD","DQWwtpWrf",210,0,"MGD","DQWwtpWrf",210,0,"MGD","DQWwtpWrf",210,0,"MGD","DQWwtpWrf",210,0,"MGD","DQWwtpWrf",210,0,"MGD",0]
["DQWwtpWrf",243,0,"MGD","DQWwtpWrf",243,0,"MGD","DQWwtpWrf",243,0,"MGD","DQWwtpWrf",243,0,"MGD","DQWwtpWrf",243,0,"MGD","DQWwtpWrf",243,0,"MGD",0]
["DQWwtpWrf",259,0,"MGD","DQWwtpWrf",259,0,"MGD","DQWwtpWrf",259,0,"MGD","DQWwtpWrf",259,0,"MGD","DQWwtpWrf",259,0,"MGD","DQWwtpWrf",259,0,"MGD",0]
["DQWwtpWrf",292,0,"MGD","DQWwtpWrf",292,0,"MGD","DQWwtpWrf",292,0,"MGD","DQWwtpWrf",292,0,"MGD","DQWwtpWrf",292,0,"MGD","DQWwtpWrf",292,0,"MGD",0]
["DQWwtpWrf",364,0,"MGD","DQWwtpWrf",364,0,"MGD","DQWwtpWrf",364,0,"MGD","DQWwtpWrf",364,0,"MGD","DQWwtpWrf",364,0,"MGD","DQWwtpWrf",364,0,"MGD",0]
["QRu",15,26.87830022,"MGD","QRu",15,32.148013470000002,"MGD","QRu",15,26.222467259999998,"MGD","QRu",15,29.548470309999999,"MGD","QRu",15,26.345097590000002,"MGD","QRu",15,32.083437959999998,"MGD",1]
["QRu",48,9.1683688090000004,"MGD","QRu",48,11.0417065,"MGD","QRu",48,8.9322331429999995,"MGD","QRu",48,10.07278178,"MGD","QRu",48,8.9445386340000006,"MGD","QRu",48,10.99818509,"MGD",1]
["QRu",120,5.4308730409999999,"MGD","QRu",120,6.509256851,"MGD","QRu",120,5.1637920519999998,"MGD","QRu",120,5.8993114819999999,"MGD","QRu",120,5.1614783439999998,"MGD","QRu",120,6.4664115789999999,"MGD",1]
["QRu",136,0,"MGD","QRu",136,0,"MGD","QRu",136,0,"MGD","QRu",136,0,"MGD","QRu",136,0,"MGD","QRu",136,0,"MGD",0]
["QRu",169,0,"MGD","QRu",169,0,"MGD","QRu",169,0,"MGD","QRu",169,0,"MGD","QRu",169,0,"MGD","QRu",169,0,"MGD",0]
["QRu",224,0,"MGD","QRu",224,0,"MGD","QRu",224,0,"MGD","QRu",224,0,"MGD","QRu",224,0,"MGD","QRu",224,0,"MGD",0]
["QRu",257,0,"MGD","QRu",257,0,"MGD","QRu",257,0,"MGD","QRu",257,0,"MGD","QRu",257,0,"MGD","QRu",257,0,"MGD",0]
["QRu",290,0,"MGD","QRu",290,0,"MGD","QRu",290,0,"MGD","QRu",290,0,"MGD","QRu",290,0,"MGD","QRu",290,0,"MGD",0]
["QRu",345,4.3353726909999999,"MGD","QRu",345,5.166319122,"MGD","QRu",345,4.2269883730000002,"MGD","QRu",345,4.7689099600000002,"MGD","QRu",345,4.2631164789999998,"MGD","QRu",345,5.166319122,"MGD",1]
["QRe",13,701.68613140000002,"MGD","QRe",13,927.72705610000003,"MGD","QRe",13,673.98922230000005,"MGD","QRe",13,817.57936119999999,"MGD","QRe",13,679.06285519999994,"MGD","QRe",13,925.21331850000001,"MGD",1]
["QRe",68,3.2006465089999998,"MGD","QRe",68,1.379119558,"MGD","QRe",68,1.2631886720000001,"MGD","QRe",68,1.076388286,"MGD","QRe",68,0.92493610299999995,"MGD","QRe",68,0.70978964,"MGD",1]
["QRe",101,0,"MGD","QRe",101,0,"MGD","QRe",101,0,"MGD","QRe",101,0,"MGD","QRe",101,0,"MGD","QRe",101,0,"MGD",0]
["QRe",134,1632.1454060000001,"MGD","QRe",134,1794.800168,"MGD","QRe",134,1588.8166220000001,"MGD","QRe",134,1711.2406000000001,"MGD","QRe",134,1590.042481,"MGD","QRe",134,1788.130077,"MGD",1]
["QRe",150,0,"MGD","QRe",150,0,"MGD","QRe",150,0,"MGD","QRe",150,0,"MGD","QRe",150,0,"MGD","QRe",150,0,"MGD",0]
["QRe",222,0,"MGD","QRe",222,0,"MGD","QRe",222,0,"MGD","QRe",222,0,"MGD","QRe",222,0,"MGD","QRe",222,0,"MGD",0]
["QRe",255,0,"MGD","QRe",255,0,"MGD","QRe",255,0,"MGD","QRe",255,0,"MGD","QRe",255,0,"MGD","QRe",255,0,"MGD",0]
["QRe",271,180.7116718,"MGD","QRe",271,193.18210859999999,"MGD","QRe",271,170.3790521,"MGD","QRe",271,182.2382508,"MGD","QRe",271,168.14718439999999,"MGD","QRe",271,186.98421590000001,"MGD",1]
["QRe",304,13.90768171,"MGD","QRe",304,9.0929101530000001,"MGD","QRe",304,8.5772171539999995,"MGD","QRe",304,7.8203832149999997,"MGD","QRe",304,7.1343788579999998,"MGD","QRe",304,5.8452157820000004,"MGD",1]
["QRe",359,280.69081390000002,"MGD","QRe",359,414.65002479999998,"MGD","QRe",359,264.93335159999998,"MGD","QRe",359,345.49166559999998,"MGD","QRe",359,267.29137530000003,"MGD","QRe",359,412.1114809,"MGD",1]
["QSepGw",27,1.8927359859999999,"MGD","QSepGw",27,1.8927359859999999,"MGD","QSepGw",27,1.8927359859999999,"MGD","QSepGw",27,1.8927359859999999,"MGD","QSepGw",27,1.8927359859999999,"MGD","QSepGw",27,1.8927359859999999,"MGD",0]
["QSepGw",60,1.7855999870000001,"MGD","QSepGw",60,1.7855999870000001,"MGD","QSepGw",60,1.7855999870000001,"MGD","QSepGw",60,1.7855999870000001,"MGD","QSepGw",60,1.7855999870000001,"MGD","QSepGw",60,1.7855999870000001,"MGD",0]
["QSepGw",115,1.9465519849999999,"MGD","QSepGw",115,1.9465519849999999,"MGD","QSepGw",115,1.9465519849999999,"MGD","QSepGw",115,1.9465519849999999,"MGD","QSepGw",115,1.9465519849999999,"MGD","QSepGw",115,1.9465519849999999,"MGD",0]
["QSepGw",148,1.795519987,"MGD","QSepGw",148,1.795519987,"MGD","QSepGw",148,1.795519987,"MGD","QSepGw",148,1.795519987,"MGD","QSepGw",148,1.795519987,"MGD","QSepGw",148,1.795519987,"MGD",0]
["QSepGw",202,2.1657839839999999,"MGD","QSepGw",202,2.1657839839999999,"MGD","QSepGw",202,2.1657839839999999,"MGD","QSepGw",202,2.1657839839999999,"MGD","QSepGw",202,2.1657839839999999,"MGD","QSepGw",202,2.1657839839999999,"MGD",0]
["QSepGw",237,2.1203999840000001,"MGD","QSepGw",237,2.1203999840000001,"MGD","QSepGw",237,2.1203999840000001,"MGD","QSepGw",237,2.1203999840000001,"MGD","QSepGw",237,2.1203999840000001,"MGD","QSepGw",237,2.1203999840000001,"MGD",0]
["QSepGw",270,1.780639986,"MGD","QSepGw",270,1.780639986,"MGD","QSepGw",270,1.780639986,"MGD","QSepGw",270,1.780639986,"MGD","QSepGw",270,1.780639986,"MGD","QSepGw",270,1.780639986,"MGD",0]
["QSepGw",325,1.7915519870000001,"MGD","QSepGw",325,1.7915519870000001,"MGD","QSepGw",325,1.7915519870000001,"MGD","QSepGw",325,1.7915519870000001,"MGD","QSepGw",325,1.7915519870000001,"MGD","QSepGw",325,1.7915519870000001,"MGD",0]
["QSepGw",358,1.8094079860000001,"MGD","QSepGw",358,1.8094079860000001,"MGD","QSepGw",358,1.8094079860000001,"MGD","QSepGw",358,1.8094079860000001,"MGD","QSepGw",358,1.8094079860000001,"MGD","QSepGw",358,1.8094079860000001,"MGD",0]
["QWtpUseP",26,0.731844045,"MGD","QWtpUseP",26,0.74028824299999996,"MGD","QWtpUseP",26,0.746438614,"MGD","QWtpUseP",26,0.74574599200000002,"MGD","QWtpUseP",26,0.74577576099999998,"MGD","QWtpUseP",26,0.74574134199999997,"MGD",1]
["QWtpUseP",42,0.74214647300000003,"MGD","QWtpUseP",42,0.74810628099999998,"MGD","QWtpUseP",42,0.75414860699999997,"MGD","QWtpUseP",42,0.75386222400000003,"MGD","QWtpUseP",42,0.75388936900000003,"MGD","QWtpUseP",42,0.75385291600000004,"MGD",1]
["QWtpUseP",114,0.70737220499999998,"MGD","QWtpUseP",114,0.72046651699999997,"MGD","QWtpUseP",114,0.72676813900000004,"MGD","QWtpUseP",114,0.72469383200000004,"MGD","QWtpUseP",114,0.72471576900000001,"MGD","QWtpUseP",114,0.72469236400000003,"MGD",1]
["QWtpUseP",130,0.67373406000000002,"MGD","QWtpUseP",130,0.69870313699999997,"MGD","QWtpUseP",130,0.70214485299999996,"MGD","QWtpUseP",130,0.70180889599999996,"MGD","QWtpUseP",130,0.70182894100000004,"MGD","QWtpUseP",130,0.70181454399999998,"MGD",1]
["QWtpUseP",163,0.63575360000000003,"MGD","QWtpUseP",163,0.66938206,"MGD","QWtpUseP",163,0.67391705999999996,"MGD","QWtpUseP",163,0.67350284000000005,"MGD","QWtpUseP",163,0.67352498900000002,"MGD","QWtpUseP",163,0.67351755000000002,"MGD",1]
["QWtpUseP",235,2.507991283,"MGD","QWtpUseP",235,0.64113899900000004,"MGD","QWtpUseP",235,0.64027164000000003,"MGD","QWtpUseP",235,0.63958108999999996,"MGD","QWtpUseP",235,0.63958913100000003,"MGD","QWtpUseP",235,0.63958453999999998,"MGD",1]
["QWtpUseP",251,1.974499958,"MGD","QWtpUseP",251,0.708023285,"MGD","QWtpUseP",251,0.708107288,"MGD","QWtpUseP",251,0.70831844300000002,"MGD","QWtpUseP",251,0.70835172599999996,"MGD","QWtpUseP",251,0.70832147400000001,"MGD",1]
["QWtpUseP",284,1.836999968,"MGD","QWtpUseP",284,0.72627577899999995,"MGD","QWtpUseP",284,0.73484525999999994,"MGD","QWtpUseP",284,0.73065074299999999,"MGD","QWtpUseP",284,0.73067443899999995,"MGD","QWtpUseP",284,0.73064307699999997,"MGD",1]
["QWtpUseP",317,1.655499973,"MGD","QWtpUseP",317,0.75540200099999999,"MGD","QWtpUseP",317,0.76521504200000001,"MGD","QWtpUseP",317,0.76139319999999999,"MGD","QWtpUseP",317,0.76142070699999997,"MGD","QWtpUseP",317,0.76140247800000005,"MGD",1]
["QWwtpSw",7,0.72564320299999996,"MGD","QWwtpSw",7,0.72564317700000003,"MGD","QWwtpSw",7,0.72564317700000003,"MGD","QWwtpSw",7,0.72564317700000003,"MGD","QWwtpSw",7,0.72564317700000003,"MGD","QWwtpSw",7,0.72564317700000003,"MGD",1]
["QWwtpSw",40,0.68458524200000004,"MGD","QWwtpSw",40,0.68458521500000002,"MGD","QWwtpSw",40,0.68458521500000002,"MGD","QWwtpSw",40,0.68458521500000002,"MGD","QWwtpSw",40,0.68458521500000002,"MGD","QWwtpSw",40,0.68458521500000002,"MGD",1]
["QWwtpSw",95,0.76276644299999996,"MGD","QWwtpSw",95,0.76276641700000003,"MGD","QWwtpSw",95,0.76276641700000003,"MGD","QWwtpSw",95,0.76276641700000003,"MGD","QWwtpSw",95,0.76276641700000003,"MGD","QWwtpSw",95,0.76276641700000003,"MGD",1]
["QWwtpSw",128,0.65858186600000002,"MGD","QWwtpSw",128,0.65858183999999997,"MGD","QWwtpSw",128,0.65858183999999997,"MGD","QWwtpSw",128,0.65858183999999997,"MGD","QWwtpSw",128,0.65858183999999997,"MGD","QWwtpSw",128,0.65858183999999997,"MGD",{"$f":"IF(ISNUMBER(C7812),IF(AVERAGE(C7812,G7812,K7812,O7812,S7812,W7812)<>MAX(C7812,G7812,K7812,O7812,S7812,W7812),1,0),\"\")","v":1}]
["QWwtpSw",161,0.682788956,"MGD","QWwtpSw",161,0.68278892999999996,"MGD","QWwtpSw",161,0.68278892999999996,"MGD","QWwtpSw",161,0.68278892999999996,"MGD","QWwtpSw",161,0.68278892999999996,"MGD","QWwtpSw",161,0.68278892999999996,"MGD",1]
["QWwtpSw",216,0.88268990599999997,"MGD","QWwtpSw",216,0.88268988000000004,"MGD","QWwtpSw",216,0.88268988000000004,"MGD","QWwtpSw",216,0.88268988000000004,"MGD","QWwtpSw",216,0.88268988000000004,"MGD","QWwtpSw",216,0.88268988000000004,"MGD",1]
["QWwtpSw",249,0.64831737599999995,"MGD","QWwtpSw",249,0.64831734900000004,"MGD","QWwtpSw",249,0.64831734900000004,"MGD","QWwtpSw",249,0.64831734900000004,"MGD","QWwtpSw",249,0.64831734900000004,"MGD","QWwtpSw",249,0.64831734900000004,"MGD",1]
["QWwtpSw",282,0.79133594200000001,"MGD","QWwtpSw",282,0.79133591599999997,"MGD","QWwtpSw",282,0.79133591599999997,"MGD","QWwtpSw",282,0.79133591599999997,"MGD","QWwtpSw",282,0.79133591599999997,"MGD","QWwtpSw",282,0.79133591599999997,"MGD",1]
["QWwtpSw",337,0.66816205699999998,"MGD","QWwtpSw",337,0.66816203100000005,"MGD","QWwtpSw",337,0.66816203100000005,"MGD","QWwtpSw",337,0.66816203100000005,"MGD","QWwtpSw",337,0.66816203100000005,"MGD","QWwtpSw",337,0.66816203100000005,"MGD",1]
["QWrfSw",5,0,"MGD","QWrfSw",5,0,"MGD","QWrfSw",5,0,"MGD","QWrfSw",5,0,"MGD","QWrfSw",5,0,"MGD","QWrfSw",5,0,"MGD",0]
["QWrfSw",21,0,"MGD","QWrfSw",21,0,"MGD","QWrfSw",21,0,"MGD","QWrfSw",21,0,"MGD","QWrfSw",21,0,"MGD","QWrfSw",21,0,"MGD",0]
["QWrfSw",54,0,"MGD","QWrfSw",54,0,"MGD","QWrfSw",54,0,"MGD","QWrfSw",54,0,"MGD","QWrfSw",54,0,"MGD","QWrfSw",54,0,"MGD",0]
["QWrfSw",126,0,"MGD","QWrfSw",126,0,"MGD","QWrfSw",126,0,"MGD","QWrfSw",126,0,"MGD","QWrfSw",126,0,"MGD","QWrfSw",126,0,"MGD",0]
["QWrfSw",142,0,"MGD","QWrfSw",142,0,"MGD","QWrfSw",142,0,"MGD","QWrfSw",142,0,"MGD","QWrfSw",142,0,"MGD","QWrfSw",142,0,"MGD",0]
["QWrfSw",175,0,"MGD","QWrfSw",175,0,"MGD","QWrfSw",175,0,"MGD","QWrfSw",175,0,"MGD","QWrfSw",175,0,"MGD","QWrfSw",175,0,"MGD",0]
["QWrfSw",230,0,"MGD","QWrfSw",230,0,"MGD","QWrfSw",230,0,"MGD","QWrfSw",230,0,"MGD","QWrfSw",230,0,"MGD","QWrfSw",230,0,"MGD",0]
["QWrfSw",263,0,"MGD","QWrfSw",263,0,"MGD","QWrfSw",263,0,"MGD","QWrfSw",263,0,"MGD","QWrfSw",263,0,"MGD","QWrfSw",263,0,"MGD",0]
["QWrfSw",296,0,"MGD","QWrfSw",296,0,"MGD","QWrfSw",296,0,"MGD","QWrfSw",296,0,"MGD","QWrfSw",296,0,"MGD","QWrfSw",296,0,"MGD",0]
["QWrfSw",351,0,"MGD","QWrfSw",351,0,"MGD","QWrfSw",351,0,"MGD","QWrfSw",351,0,"MGD","QWrfSw",351,0,"MGD","QWrfSw",351,0,"MGD",0]
["QAsrGw",19,0,"MGD","QAsrGw",19,0,"MGD","QAsrGw",19,0,"MGD","QAsrGw",19,0,"MGD","QAsrGw",19,0,"MGD","QAsrGw",19,0,"MGD",0]
["QAsrGw",52,0,"MGD","QAsrGw",52,0,"MGD","QAsrGw",52,0,"MGD","QAsrGw",52,0,"MGD","QAsrGw",52,0,"MGD","QAsrGw",52,0,"MGD",0]
["QAsrGw",107,0,"MGD","QAsrGw",107,0,"MGD","QAsrGw",107,0,"MGD","QAsrGw",107,0,"MGD","QAsrGw",107,0,"MGD","QAsrGw",107,0,"MGD",0]
["QAsrGw",140,0,"MGD","QAsrGw",140,0,"MGD","QAsrGw",140,0,"MGD","QAsrGw",140,0,"MGD","QAsrGw",140,0,"MGD","QAsrGw",140,0,"MGD",0]
["QAsrGw",156,0,"MGD","QAsrGw",156,0,"MGD","QAsrGw",156,0,"MGD","QAsrGw",156,0,"MGD","QAsrGw",156,0,"MGD","QAsrGw",156,0,"MGD",0]
["QAsrGw",228,0,"MGD","QAsrGw",228,0,"MGD","QAsrGw",228,0,"MGD","QAsrGw",228,0,"MGD","QAsrGw",228,0,"MGD","QAsrGw",228,0,"MGD",0]
["QAsrGw",261,0,"MGD","QAsrGw",261,0,"MGD","QAsrGw",261,0,"MGD","QAsrGw",261,0,"MGD","QAsrGw",261,0,"MGD","QAsrGw",261,0,"MGD",0]
["QAsrGw",277,0,"MGD","QAsrGw",277,0,"MGD","QAsrGw",277,0,"MGD","QAsrGw",277,0,"MGD","QAsrGw",277,0,"MGD","QAsrGw",277,0,"MGD",0]
["QAsrGw",349,0,"MGD","QAsrGw",349,0,"MGD","QAsrGw",349,0,"MGD","QAsrGw",349,0,"MGD","QAsrGw",349,0,"MGD","QAsrGw",349,0,"MGD",0]
["QAsrGw",365,0,"MGD","QAsrGw",365,0,"MGD","QAsrGw",365,0,"MGD","QAsrGw",365,0,"MGD","QAsrGw",365,0,"MGD","QAsrGw",365,0,"MGD",0]
["VGw",33,1020.081157,"MG","VGw",33,1198.4697060000001,"MG","VGw",33,973.1886945,"MG","VGw",33,1093.6443360000001,"MG","VGw",33,969.70606940000005,"MG","VGw",33,1178.1690140000001,"MG",1]
["VGw",66,1773.9138989999999,"MG","VGw",66,2079.5872899999999,"MG","VGw",66,1673.8161480000001,"MG","VGw",66,1894.480466,"MG","VGw",66,1662.9331050000001,"MG","VGw",66,2033.0747590000001,"MG",1]
["VGw",121,973.57263760000001,"MG","VGw",121,1320.2755979999999,"MG","VGw",121,845.42045440000004,"MG","VGw",121,1102.074216,"MG","VGw",121,826.98824139999999,"MG","VGw",121,1262.9192760000001,"MG",{"$f":"IF(ISNUMBER(C8900),IF(AVERAGE(C8900,G8900,K8900,O8900,S8900,W8900)<>MAX(C8900,G8900,K8900,O8900,S8900,W8900),1,0),\"\")","v":1}]
["VGw",154,751.24633640000002,"MG","VGw",154,910.95988569999997,"MG","VGw",154,689.60276550000003,"MG","VGw",154,811.6557785,"MG","VGw",154,684.3935798,"MG","VGw",154,889.46016580000003,"MG",1]
["VGw",187,162.63802820000001,"MG","VGw",187,207.21157969999999,"MG","VGw",187,147.71372260000001,"MG","VGw",187,177.80606040000001,"MG","VGw",187,146.00991519999999,"MG","VGw",187,200.20552240000001,"MG",1]
["VGw",242,11.58852205,"MG","VGw",242,31.904241970000001,"MG","VGw",242,31.57175384,"MG","VGw",242,31.739916279999999,"MG","VGw",242,31.56223366,"MG","VGw",242,31.865090299999999,"MG",1]
["VGw",275,878.06813839999995,"MG","VGw",275,1301.71417,"MG","VGw",275,743.04788450000001,"MG","VGw",275,1052.578847,"MG","VGw",275,730.95617470000002,"MG","VGw",275,1228.809759,"MG",1]
["VGw",330,2858.5479650000002,"MG","VGw",330,3410.7943260000002,"MG","VGw",330,2773.4244610000001,"MG","VGw",330,3126.2293559999998,"MG","VGw",330,2774.7129199999999,"MG","VGw",330,3377.4597020000001,"MG",1]
["VGw",363,2618.7799230000001,"MG","VGw",363,3073.1804830000001,"MG","VGw",363,2541.9874460000001,"MG","VGw",363,2839.9686630000001,"MG","VGw",363,2545.450722,"MG","VGw",363,3050.339579,"MG",1]
["QSwRes",31,107.58683600000001,"MGD","QSwRes",31,123.8726563,"MGD","QSwRes",31,103.3696983,"MGD","QSwRes",31,114.4693085,"MGD","QSwRes",31,103.0770579,"MGD","QSwRes",31,122.12313109999999,"MGD",1]
["QSwRes",61,73.394595899999999,"MGD","QSwRes",61,86.766998049999998,"MGD","QSwRes",61,66.650077629999998,"MGD","QSwRes",61,76.820440840000003,"MGD","QSwRes",61,65.425062240000003,"MGD","QSwRes",61,82.925857769999993,"MGD",1]
["QSwRes",120,89.414374390000006,"MGD","QSwRes",120,127.0178863,"MGD","QSwRes",120,77.498513380000006,"MGD","QSwRes",120,104.57308639999999,"MGD","QSwRes",120,75.999845919999999,"MGD","QSwRes",120,122.16457490000001,"MGD",1]
["QSwRes",153,81.105675230000003,"MGD","QSwRes",153,98.099682830000006,"MGD","QSwRes",153,74.036124810000004,"MGD","QSwRes",153,87.309233739999996,"MGD","QSwRes",153,73.479208130000004,"MGD","QSwRes",153,95.764905209999995,"MGD",1]
["QSwRes",169,73.771015559999995,"MGD","QSwRes",169,97.840807190000007,"MGD","QSwRes",169,65.701612339999997,"MGD","QSwRes",169,81.961925550000004,"MGD","QSwRes",169,64.791587179999993,"MGD","QSwRes",169,94.058500719999998,"MGD",1]
["QSwRes",241,62.332484219999998,"MGD","QSwRes",241,75.058995839999994,"MGD","QSwRes",241,61.270921309999999,"MGD","QSwRes",241,68.952909160000004,"MGD","QSwRes",241,61.44989399,"MGD","QSwRes",241,74.808100049999993,"MGD",1]
["QSwRes",257,1.179584003,"MGD","QSwRes",257,3.1883990780000002,"MGD","QSwRes",257,3.0899975120000001,"MGD","QSwRes",257,3.1668272009999998,"MGD","QSwRes",257,3.1869866240000002,"MGD","QSwRes",257,3.178784721,"MGD",1]
["QSwRes",290,118.4601385,"MGD","QSwRes",290,169.77709039999999,"MGD","QSwRes",290,102.5554204,"MGD","QSwRes",290,137.68306569999999,"MGD","QSwRes",290,100.5707697,"MGD","QSwRes",290,160.25525239999999,"MGD",1]
["QSwRes",362,269.74451479999999,"MGD","QSwRes",362,319.380742,"MGD","QSwRes",362,261.89265160000002,"MGD","QSwRes",362,294.23544399999997,"MGD","QSwRes",362,262.44785480000002,"MGD","QSwRes",362,317.28280089999998,"MGD",1]
["VRes",13,98.691825320000007,"MG","VRes",13,98.608281439999999,"MG","VRes",13,91.265818969999998,"MG","VRes",13,98.833686900000004,"MG","VRes",13,98.733204920000006,"MG","VRes",13,97.133706239999995,"MG",1]
["VRes",46,93.569372749999999,"MG","VRes",46,93.490464220000007,"MG","VRes",46,82.016242180000006,"MG","VRes",46,93.730032469999998,"MG","VRes",46,93.593611409999994,"MG","VRes",46,91.742452929999999,"MG",1]
["VRes",101,94.286814719999995,"MG","VRes",101,94.433586939999998,"MG","VRes",101,67.246095999999994,"MG","VRes",101,94.516521990000001,"MG","VRes",101,94.276490659999993,"MG","VRes",101,91.526525460000002,"MG",1]
["VRes",134,97.622392300000001,"MG","VRes",134,97.312428850000003,"MG","VRes",134,88.844489420000002,"MG","VRes",134,99.409848179999997,"MG","VRes",134,97.735317030000004,"MG","VRes",134,97.017580249999995,"MG",1]
["VRes",167,97.555569289999994,"MG","VRes",167,97.182992920000004,"MG","VRes",167,81.934020950000004,"MG","VRes",167,97.335719949999998,"MG","VRes",167,97.953095840000003,"MG","VRes",167,91.757458720000002,"MG",1]
["VRes",222,86.897606030000006,"MG","VRes",222,85.588789590000005,"MG","VRes",222,38.857761740000001,"MG","VRes",222,85.562491660000006,"MG","VRes",222,86.280565899999999,"MG","VRes",222,79.203278220000001,"MG",1]
["VRes",255,63.674360569999997,"MG","VRes",255,64.637003519999993,"MG","VRes",255,37.288456240000002,"MG","VRes",255,63.039341950000001,"MG","VRes",255,66.591185060000001,"MG","VRes",255,56.188987099999999,"MG",1]
["VRes",288,76.586920989999996,"MG","VRes",288,79.273041520000007,"MG","VRes",288,47.956874079999999,"MG","VRes",288,78.473092859999994,"MG","VRes",288,76.477336510000001,"MG","VRes",288,74.544387630000003,"MG",1]
["VRes",343,91.597871639999994,"MG","VRes",343,91.906089100000003,"MG","VRes",343,87.282360780000005,"MG","VRes",343,92.078632569999996,"MG","VRes",343,91.588330119999995,"MG","VRes",343,91.059553359999995,"MG",1]
["QGwSw",11,92.81248137,"MGD","QGwSw",11,101.41036649999999,"MGD","QGwSw",11,90.2422337,"MGD","QGwSw",11,96.157515169999996,"MGD","QGwSw",11,89.948397290000003,"MGD","QGwSw",11,100.19087589999999,"MGD",1]
["QGwSw",27,123.63436040000001,"MGD","QGwSw",27,142.7868172,"MGD","QGwSw",27,119.3324863,"MGD","QGwSw",27,132.20621639999999,"MGD","QGwSw",27,119.2061697,"MGD","QGwSw",27,141.1861528,"MGD",1]
["QGwSw",99,152.45996969999999,"MGD","QGwSw",99,179.6450428,"MGD","QGwSw",99,143.1272353,"MGD","QGwSw",99,162.50807879999999,"MGD","QGwSw",99,142.05893080000001,"MGD","QGwSw",99,175.26743139999999,"MGD",1]
["QGwSw",132,52.689983120000001,"MGD","QGwSw",132,68.963288000000006,"MGD","QGwSw",132,46.23704987,"MGD","QGwSw",132,58.32954865,"MGD","QGwSw",132,45.263077449999997,"MGD","QGwSw",132,65.892725889999994,"MGD",1]
["QGwSw",148,127.9828746,"MGD","QGwSw",148,155.79886479999999,"MGD","QGwSw",148,117.24692279999999,"MGD","QGwSw",148,138.50388839999999,"MGD","QGwSw",148,116.339682,"MGD","QGwSw",148,152.0544361,"MGD",1]
["QGwSw",181,25.8794583,"MGD","QGwSw",181,33.642465739999999,"MGD","QGwSw",181,23.280215080000001,"MGD","QGwSw",181,28.52114924,"MGD","QGwSw",181,22.983477149999999,"MGD","QGwSw",181,32.422278579999997,"MGD",1]
["QGwSw",253,0.90618762100000005,"MGD","QGwSw",253,3.0454361840000002,"MGD","QGwSw",253,3.0337833299999999,"MGD","QGwSw",253,3.039676987,"MGD","QGwSw",253,3.0334496729999998,"MGD","QGwSw",253,3.0440640189999999,"MGD",1]
["QGwSw",269,58.336607119999996,"MGD","QGwSw",269,107.8640656,"MGD","QGwSw",269,39.75136208,"MGD","QGwSw",269,78.284718690000005,"MGD","QGwSw",269,38.386393290000001,"MGD","QGwSw",269,98.521009030000002,"MGD",1]
["QGwSw",302,156.6618081,"MGD","QGwSw",302,197.51901889999999,"MGD","QGwSw",302,144.28218609999999,"MGD","QGwSw",302,172.1233775,"MGD","QGwSw",302,142.4274704,"MGD","QGwSw",302,190.04623280000001,"MGD",1]
["QGwSw",357,307.87209610000002,"MGD","QGwSw",357,365.13139319999999,"MGD","QGwSw",357,299.32373799999999,"MGD","QGwSw",357,336.39801139999997,"MGD","QGwSw",357,300.01460409999999,"MGD","QGwSw",357,362.9312046,"MGD",1]
["QStSSw",25,0,"MGD","QStSSw",25,0,"MGD","QStSSw",25,0,"MGD","QStSSw",25,0,"MGD","QStSSw",25,0,"MGD","QStSSw",25,0,"MGD",0]
["QStSSw",58,45.666418219999997,"MGD","QStSSw",58,54.64729389,"MGD","QStSSw",58,44.54887952,"MGD","QStSSw",58,50.221336739999998,"MGD","QStSSw",58,44.762082579999998,"MGD","QStSSw",58,54.536692260000002,"MGD",1]
["QStSSw",113,0,"MGD","QStSSw",113,0,"MGD","QStSSw",113,0,"MGD","QStSSw",113,0,"MGD","QStSSw",113,0,"MGD","QStSSw",113,0,"MGD",0]
["QStSSw",146,0,"MGD","QStSSw",146,0,"MGD","QStSSw",146,0,"MGD","QStSSw",146,0,"MGD","QStSSw",146,0,"MGD","QStSSw",146,0,"MGD",0]
["QStSSw",201,4.994507026,"MGD","QStSSw",201,6.4040363969999996,"MGD","QStSSw",201,4.6899907760000001,"MGD","QStSSw",201,5.6321756829999998,"MGD","QStSSw",201,4.6799363930000002,"MGD","QStSSw",201,6.3067472049999997,"MGD",1]
["QStSSw",234,0,"MGD","QStSSw",234,0,"MGD","QStSSw",234,0,"MGD","QStSSw",234,0,"MGD","QStSSw",234,0,"MGD","QStSSw",234,0,"MGD",0]
["QStSSw",267,0,"MGD","QStSSw",267,0,"MGD","QStSSw",267,0,"MGD","QStSSw",267,0,"MGD","QStSSw",267,0,"MGD","QStSSw",267,0,"MGD",0]
["QStSSw",283,0,"MGD","QStSSw",283,0,"MGD","QStSSw",283,0,"MGD","QStSSw",283,0,"MGD","QStSSw",283,0,"MGD","QStSSw",283,0,"MGD",0]
["QStSSw",355,0.19122281499999999,"MGD","QStSSw",355,0.20464305099999999,"MGD","QStSSw",355,0.18786676999999999,"MGD","QStSSw",355,0.19793345300000001,"MGD","QStSSw",355,0.18786676999999999,"MGD","QStSSw",355,0.20464305099999999,"MGD",1]
["DQUsePSanS",23,0.31039246199999998,"MGD","DQUsePSanS",23,0.31087916700000001,"MGD","DQUsePSanS",23,0.31062371300000002,"MGD","DQUsePSanS",23,0.31087916599999998,"MGD","DQUsePSanS",23,0.31087916599999998,"MGD","DQUsePSanS",23,0.31087916599999998,"MGD",1]
["DQUsePSanS",39,0.29055005,"MGD","DQUsePSanS",39,0.290680736,"MGD","DQUsePSanS",39,0.29082795700000003,"MGD","DQUsePSanS",39,0.290680736,"MGD","DQUsePSanS",39,0.290680736,"MGD","DQUsePSanS",39,0.290680736,"MGD",1]
["DQUsePSanS",111,0.32818192899999998,"MGD","DQUsePSanS",111,0.32895402299999998,"MGD","DQUsePSanS",111,0.32890291500000002,"MGD","DQUsePSanS",111,0.32895402200000001,"MGD","DQUsePSanS",111,0.32895402200000001,"MGD","DQUsePSanS",111,0.32895402200000001,"MGD",1]
["DQUsePSanS",127,0.27658674,"MGD","DQUsePSanS",127,0.27650929699999999,"MGD","DQUsePSanS",127,0.27696120200000002,"MGD","DQUsePSanS",127,0.27650929699999999,"MGD","DQUsePSanS",127,0.27650929699999999,"MGD","DQUsePSanS",127,0.27650929699999999,"MGD",1]
["DQUsePSanS",160,0.28114145400000001,"MGD","DQUsePSanS",160,0.28124358799999999,"MGD","DQUsePSanS",160,0.28192151100000001,"MGD","DQUsePSanS",160,0.28124358799999999,"MGD","DQUsePSanS",160,0.28124358799999999,"MGD","DQUsePSanS",160,0.28124358799999999,"MGD",1]
["DQUsePSanS",193,0.38798570599999999,"MGD","DQUsePSanS",193,0.38887400900000002,"MGD","DQUsePSanS",193,0.388838723,"MGD","DQUsePSanS",193,0.38887400900000002,"MGD","DQUsePSanS",193,0.38887400900000002,"MGD","DQUsePSanS",193,0.38887400900000002,"MGD",1]
["DQUsePSanS",248,0.26350913599999998,"MGD","DQUsePSanS",248,0.26343742399999998,"MGD","DQUsePSanS",248,0.263308863,"MGD","DQUsePSanS",248,0.26343742399999998,"MGD","DQUsePSanS",248,0.26343742399999998,"MGD","DQUsePSanS",248,0.26343742399999998,"MGD",1]
["DQUsePSanS",281,0.342229693,"MGD","DQUsePSanS",281,0.34319411300000002,"MGD","DQUsePSanS",281,0.343570971,"MGD","DQUsePSanS",281,0.343194112,"MGD","DQUsePSanS",281,0.343194112,"MGD","DQUsePSanS",281,0.343194112,"MGD",1]
["DQUsePSanS",336,0.28256738199999998,"MGD","DQUsePSanS",336,0.282603253,"MGD","DQUsePSanS",336,0.28306341699999998,"MGD","DQUsePSanS",336,0.28260325200000003,"MGD","DQUsePSanS",336,0.28260325200000003,"MGD","DQUsePSanS",336,0.28260325200000003,"MGD",1]
["DQUseNpSanS",4,0.26967032899999999,"MGD","DQUseNpSanS",4,0.26918479299999998,"MGD","DQUseNpSanS",4,0.26927868399999999,"MGD","DQUseNpSanS",4,0.26918479400000001,"MGD","DQUseNpSanS",4,0.26918479400000001,"MGD","DQUseNpSanS",4,0.26918479400000001,"MGD",1]
["DQUseNpSanS",37,0.253032535,"MGD","DQUseNpSanS",37,0.25290322399999998,"MGD","DQUseNpSanS",37,0.25295452499999999,"MGD","DQUseNpSanS",37,0.25290322500000001,"MGD","DQUseNpSanS",37,0.25290322500000001,"MGD","DQUseNpSanS",37,0.25290322500000001,"MGD",1]
["DQUseNpSanS",92,0.28486146299999998,"MGD","DQUseNpSanS",92,0.28409393500000002,"MGD","DQUseNpSanS",92,0.28396506500000002,"MGD","DQUseNpSanS",92,0.28409393599999999,"MGD","DQUseNpSanS",92,0.28409393599999999,"MGD","DQUseNpSanS",92,0.28409393599999999,"MGD",1]
["DQUseNpSanS",125,0.24389349299999999,"MGD","DQUseNpSanS",125,0.243970664,"MGD","DQUseNpSanS",125,0.24461955199999999,"MGD","DQUseNpSanS",125,0.243970665,"MGD","DQUseNpSanS",125,0.243970665,"MGD","DQUseNpSanS",125,0.243970665,"MGD",1]
["DQUseNpSanS",158,0.260856333,"MGD","DQUseNpSanS",158,0.260744372,"MGD","DQUseNpSanS",158,0.260744105,"MGD","DQUseNpSanS",158,0.26074437299999997,"MGD","DQUseNpSanS",158,0.26074437299999997,"MGD","DQUseNpSanS",158,0.26074437299999997,"MGD",1]
["DQUseNpSanS",213,0.34497986400000002,"MGD","DQUseNpSanS",213,0.34404799000000003,"MGD","DQUseNpSanS",213,0.34399179699999999,"MGD","DQUseNpSanS",213,0.34404799000000003,"MGD","DQUseNpSanS",213,0.34404799000000003,"MGD","DQUseNpSanS",213,0.34404799000000003,"MGD",1]
["DQUseNpSanS",246,0.247889571,"MGD","DQUseNpSanS",246,0.247922537,"MGD","DQUseNpSanS",246,0.24804394199999999,"MGD","DQUseNpSanS",246,0.247922538,"MGD","DQUseNpSanS",246,0.247922538,"MGD","DQUseNpSanS",246,0.247922538,"MGD",1]
["DQUseNpSanS",262,0.24782316900000001,"MGD","DQUseNpSanS",262,0.247922537,"MGD","DQUseNpSanS",262,0.24832164500000001,"MGD","DQUseNpSanS",262,0.247922538,"MGD","DQUseNpSanS",262,0.247922538,"MGD","DQUseNpSanS",262,0.247922538,"MGD",1]
["DQUseNpSanS",309,0.241361244,"MGD","DQUseNpSanS",309,0.24150153899999999,"MGD","DQUseNpSanS",309,0.241438866,"MGD","DQUseNpSanS",309,0.24150153999999999,"MGD","DQUseNpSanS",309,0.24150153999999999,"MGD","DQUseNpSanS",309,0.24150153999999999,"MGD",1]
["QUseNpSewer",3,0,"MGD","QUseNpSewer",3,0,"MGD","QUseNpSewer",3,0,"MGD","QUseNpSewer",3,0,"MGD","QUseNpSewer",3,0,"MGD","QUseNpSewer",3,0,"MGD",0]
["QUseNpSewer",19,0,"MGD","QUseNpSewer",19,0,"MGD","QUseNpSewer",19,0,"MGD","QUseNpSewer",19,0,"MGD","QUseNpSewer",19,0,"MGD","QUseNpSewer",19,0,"MGD",0]
["QUseNpSewer",52,0,"MGD","QUseNpSewer",52,0,"MGD","QUseNpSewer",52,0,"MGD","QUseNpSewer",52,0,"MGD","QUseNpSewer",52,0,"MGD","QUseNpSewer",52,0,"MGD",0]
["QUseNpSewer",85,0,"MGD","QUseNpSewer",85,0,"MGD","QUseNpSewer",85,0,"MGD","QUseNpSewer",85,0,"MGD","QUseNpSewer",85,0,"MGD","QUseNpSewer",85,0,"MGD",0]
["QUseNpSewer",140,0,"MGD","QUseNpSewer",140,0,"MGD","QUseNpSewer",140,0,"MGD","QUseNpSewer",140,0,"MGD","QUseNpSewer",140,0,"MGD","QUseNpSewer",140,0,"MGD",0]
["QUseNpSewer",173,0,"MGD","QUseNpSewer",173,0,"MGD","QUseNpSewer",173,0,"MGD","QUseNpSewer",173,0,"MGD","QUseNpSewer",173,0,"MGD","QUseNpSewer",173,0,"MGD",0]
["QUseNpSewer",228,0,"MGD","QUseNpSewer",228,0,"MGD","QUseNpSewer",228,0,"MGD","QUseNpSewer",228,0,"MGD","QUseNpSewer",228,0,"MGD","QUseNpSewer",228,0,"MGD",0]
["QUseNpSewer",261,0,"MGD","QUseNpSewer",261,0,"MGD","QUseNpSewer",261,0,"MGD","QUseNpSewer",261,0,"MGD","QUseNpSewer",261,0,"MGD","QUseNpSewer",261,0,"MGD",0]
["QUseNpSewer",294,0,"MGD","QUseNpSewer",294,0,"MGD","QUseNpSewer",294,0,"MGD","QUseNpSewer",294,0,"MGD","QUseNpSewer",294,0,"MGD","QUseNpSewer",294,0,"MGD",0]
["QUseNpSewer",349,0,"MGD","QUseNpSewer",349,0,"MGD","QUseNpSewer",349,0,"MGD","QUseNpSewer",349,0,"MGD","QUseNpSewer",349,0,"MGD","QUseNpSewer",349,0,"MGD",0]
["LRu1",17,30.34748669,"lbs/day","LRu1",17,35.647115630000002,"lbs/day","LRu1",17,29.24707647,"lbs/day","LRu1",17,32.95943201,"lbs/day","LRu1",17,29.334942789999999,"lbs/day","LRu1",17,35.544961739999998,"lbs/day",{"$f":"IF(ISNUMBER(C11716),IF(AVERAGE(C11716,G11716,K11716,O11716,S11716,W11716)<>MAX(C11716,G11716,K11716,O11716,S11716,W11716),1,0),\"\")","v":1}]
["LRu1",33,0,"lbs/day","LRu1",33,0,"lbs/day","LRu1",33,0,"lbs/day","LRu1",33,0,"lbs/day","LRu1",33,0,"lbs/day","LRu1",33,0,"lbs/day",0]
["LRu1",105,129.17897840000001,"lbs/day","LRu1",105,154.1924679,"lbs/day","LRu1",105,124.1313746,"lbs/day","LRu1",105,141.4697343,"lbs/day","LRu1",105,124.3107085,"lbs/day","LRu1",105,152.95973760000001,"lbs/day",1]
["LRu1",138,972.02496719999999,"lbs/day","LRu1",138,1082.5218239999999,"lbs/day","LRu1",138,962.83194470000001,"lbs/day","LRu1",138,1024.407946,"lbs/day","LRu1",138,964.77339529999995,"lbs/day","LRu1",138,1082.4855640000001,"lbs/day",1]
["LRu1",154,0,"lbs/day","LRu1",154,0,"lbs/day","LRu1",154,0,"lbs/day","LRu1",154,0,"lbs/day","LRu1",154,0,"lbs/day","LRu1",154,0,"lbs/day",0]
["LRu1",226,0,"lbs/day","LRu1",226,0,"lbs/day","LRu1",226,0,"lbs/day","LRu1",226,0,"lbs/day","LRu1",226,0,"lbs/day","LRu1",226,0,"lbs/day",0]
["LRu1",259,947.10055990000001,"lbs/day","LRu1",259,1126.550655,"lbs/day","LRu1",259,937.2456545,"lbs/day","LRu1",259,1021.210979,"lbs/day","LRu1",259,939.23601240000005,"lbs/day","LRu1",259,1125.209983,"lbs/day",1]
["LRu1",275,0,"lbs/day","LRu1",275,0,"lbs/day","LRu1",275,0,"lbs/day","LRu1",275,0,"lbs/day","LRu1",275,0,"lbs/day","LRu1",275,0,"lbs/day",0]
["LRu1",308,0,"lbs/day","LRu1",308,0,"lbs/day","LRu1",308,0,"lbs/day","LRu1",308,0,"lbs/day","LRu1",308,0,"lbs/day","LRu1",308,0,"lbs/day",0]
["LRu1",363,0,"lbs/day","LRu1",363,0,"lbs/day","LRu1",363,0,"lbs/day","LRu1",363,0,"lbs/day","LRu1",363,0,"lbs/day","LRu1",363,0,"lbs/day",0]
["LRuAdjUp1",31,-67.177995280000005,"lbs/day","LRuAdjUp1",31,-76.329489769999995,"lbs/day","LRuAdjUp1",31,-65.899003440000001,"lbs/day","LRuAdjUp1",31,-71.919744949999995,"lbs/day","LRuAdjUp1",31,-66.038107729999993,"lbs/day","LRuAdjUp1",31,-76.125066779999997,"lbs/day",1]
["LRuAdjUp1",64,0,"lbs/day","LRuAdjUp1",64,0,"lbs/day","LRuAdjUp1",64,0,"lbs/day","LRuAdjUp1",64,0,"lbs/day","LRuAdjUp1",64,0,"lbs/day","LRuAdjUp1",64,0,"lbs/day",0]
["LRuAdjUp1",119,-24.59377512,"lbs/day","LRuAdjUp1",119,-24.80827442,"lbs/day","LRuAdjUp1",119,-24.390015250000001,"lbs/day","LRuAdjUp1",119,-24.57284241,"lbs/day","LRuAdjUp1",119,-24.312621320000002,"lbs/day","LRuAdjUp1",119,-24.74548858,"lbs/day",1]
["LRuAdjUp1",152,-38.191405709999998,"lbs/day","LRuAdjUp1",152,-39.989930319999999,"lbs/day","LRuAdjUp1",152,-37.828521309999999,"lbs/day","LRuAdjUp1",152,-39.222955890000001,"lbs/day","LRuAdjUp1",152,-37.854037470000002,"lbs/day","LRuAdjUp1",152,-39.943703050000003,"lbs/day",1]
["LRuAdjUp1",207,0,"lbs/day","LRuAdjUp1",207,0,"lbs/day","LRuAdjUp1",207,0,"lbs/day","LRuAdjUp1",207,0,"lbs/day","LRuAdjUp1",207,0,"lbs/day","LRuAdjUp1",207,0,"lbs/day",0]
["LRuAdjUp1",240,0,"lbs/day","LRuAdjUp1",240,0,"lbs/day","LRuAdjUp1",240,0,"lbs/day","LRuAdjUp1",240,0,"lbs/day","LRuAdjUp1",240,0,"lbs/day","LRuAdjUp1",240,0,"lbs/day",0]
["LRuAdjUp1",273,0,"lbs/day","LRuAdjUp1",273,0,"lbs/day","LRuAdjUp1",273,0,"lbs/day","LRuAdjUp1",273,0,"lbs/day","LRuAdjUp1",273,0,"lbs/day","LRuAdjUp1",273,0,"lbs/day",0]
["LRuAdjUp1",328,0,"lbs/day","LRuAdjUp1",328,0,"lbs/day","LRuAdjUp1",328,0,"lbs/day","LRuAdjUp1",328,0,"lbs/day","LRuAdjUp1",328,0,"lbs/day","LRuAdjUp1",328,0,"lbs/day",0]
["LRuAdjUp1",361,0,"lbs/day","LRuAdjUp1",361,0,"lbs/day","LRuAdjUp1",361,0,"lbs/day","LRuAdjUp1",361,0,"lbs/day","LRuAdjUp1",361,0,"lbs/day","LRuAdjUp1",361,0,"lbs/day",0]
["LRuAdd1",29,0,"lbs/day","LRuAdd1",29,0,"lbs/day","LRuAdd1",29,0,"lbs/day","LRuAdd1",29,0,"lbs/day","LRuAdd1",29,0,"lbs/day","LRuAdd1",29,0,"lbs/day",0]
["LRuAdd1",45,0,"lbs/day","LRuAdd1",45,0,"lbs/day","LRuAdd1",45,0,"lbs/day","LRuAdd1",45,0,"lbs/day","LRuAdd1",45,0,"lbs/day","LRuAdd1",45,0,"lbs/day",0]
["LRuAdd1",117,0,"lbs/day","LRuAdd1",117,0,"lbs/day","LRuAdd1",117,0,"lbs/day","LRuAdd1",117,0,"lbs/day","LRuAdd1",117,0,"lbs/day","LRuAdd1",117,0,"lbs/day",0]
["LRuAdd1",133,-18.467783749999999,"lbs/day","LRuAdd1",133,-18.154934789999999,"lbs/day","LRuAdd1",133,-18.600299459999999,"lbs/day","LRuAdd1",133,-18.372358330000001,"lbs/day","LRuAdd1",133,-18.615329089999999,"lbs/day","LRuAdd1",133,-18.21643808,"lbs/day",1]
["LRuAdd1",166,-7.7025730299999999,"lbs/day","LRuAdd1",166,-8.419866077,"lbs/day","LRuAdd1",166,-7.5564234109999999,"lbs/day","LRuAdd1",166,-8.0818262300000008,"lbs/day","LRuAdd1",166,-7.5654595909999998,"lbs/day","LRuAdd1",166,-8.4062371490000007,"lbs/day",1]
["LRuAdd1",199,0,"lbs/day","LRuAdd1",199,0,"lbs/day","LRuAdd1",199,0,"lbs/day","LRuAdd1",199,0,"lbs/day","LRuAdd1",199,0,"lbs/day","LRuAdd1",199,0,"lbs/day",0]
["LRuAdd1",254,0,"lbs/day","LRuAdd1",254,0,"lbs/day","LRuAdd1",254,0,"lbs/day","LRuAdd1",254,0,"lbs/day","LRuAdd1",254,0,"lbs/day","LRuAdd1",254,0,"lbs/day",0]
["LRuAdd1",287,-1.534212519,"lbs/day","LRuAdd1",287,-1.5482891990000001,"lbs/day","LRuAdd1",287,-1.5305952460000001,"lbs/day","LRuAdd1",287,-1.5442254689999999,"lbs/day","LRuAdd1",287,-1.528881385,"lbs/day","LRuAdd1",287,-1.5469083320000001,"lbs/day",1]
["LRuAdd1",320,-4.8939993260000003,"lbs/day","LRuAdd1",320,-5.6142771680000001,"lbs/day","LRuAdd1",320,-4.807295731,"lbs/day","LRuAdd1",320,-5.280503822,"lbs/day","LRuAdd1",320,-4.8280764940000003,"lbs/day","LRuAdd1",320,-5.6117774239999996,"lbs/day",1]
["LRe1",10,0,"lbs/day","LRe1",10,0,"lbs/day","LRe1",10,0,"lbs/day","LRe1",10,0,"lbs/day","LRe1",10,0,"lbs/day","LRe1",10,0,"lbs/day",{"$f":"IF(ISNUMBER(C12804),IF(AVERAGE(C12804,G12804,K12804,O12804,S12804,W12804)<>MAX(C12804,G12804,K12804,O12804,S12804,W12804),1,0),\"\")","v":0}]
["LRe1",43,0,"lbs/day","LRe1",43,0,"lbs/day","LRe1",43,0,"lbs/day","LRe1",43,0,"lbs/day","LRe1",43,0,"lbs/day","LRe1",43,0,"lbs/day",0]
["LRe1",98,0,"lbs/day","LRe1",98,0,"lbs/day","LRe1",98,0,"lbs/day","LRe1",98,0,"lbs/day","LRe1",98,0,"lbs/day","LRe1",98,0,"lbs/day",0]
["LRe1",131,0,"lbs/day","LRe1",131,0,"lbs/day","LRe1",131,0,"lbs/day","LRe1",131,0,"lbs/day","LRe1",131,0,"lbs/day","LRe1",131,0,"lbs/day",0]
["LRe1",164,0,"lbs/day","LRe1",164,0,"lbs/day","LRe1",164,0,"lbs/day","LRe1",164,0,"lbs/day","LRe1",164,0,"lbs/day","LRe1",164,0,"lbs/day",0]
["LRe1",219,0,"lbs/day","LRe1",219,0,"lbs/day","LRe1",219,0,"lbs/day","LRe1",219,0,"lbs/day","LRe1",219,0,"lbs/day","LRe1",219,0,"lbs/day",0]
["LRe1",252,0,"lbs/day","LRe1",252,0,"lbs/day","LRe1",252,0,"lbs/day","LRe1",252,0,"lbs/day","LRe1",252,0,"lbs/day","LRe1",252,0,"lbs/day",0]
["LRe1",268,0,"lbs/day","LRe1",268,0,"lbs/day","LRe1",268,0,"lbs/day","LRe1",268,0,"lbs/day","LRe1",268,0,"lbs/day","LRe1",268,0,"lbs/day",0]
["LRe1",340,0,"lbs/day","LRe1",340,0,"lbs/day","LRe1",340,0,"lbs/day","LRe1",340,0,"lbs/day","LRe1",340,0,"lbs/day","LRe1",340,0,"lbs/day",0]
["LGw1",8,3651.389271,"lbs/day","LGw1",8,3675.5751719999998,"lbs/day","LGw1",8,3644.9479759999999,"lbs/day","LGw1",8,3661.4036740000001,"lbs/day","LGw1",8,3644.3446349999999,"lbs/day","LGw1",8,3672.9810699999998,"lbs/day",1]
["LGw1",24,3848.2966019999999,"lbs/day","LGw1",24,3865.8776769999999,"lbs/day","LGw1",24,3843.7027619999999,"lbs/day","LGw1",24,3856.5919960000001,"lbs/day","LGw1",24,3843.582132,"lbs/day","LGw1",24,3864.4975690000001,"lbs/day",1]
["LGw1",57,3721.649406,"lbs/day","LGw1",57,3736.9702339999999,"lbs/day","LGw1",57,3703.302666,"lbs/day","LGw1",57,3720.5878590000002,"lbs/day","LGw1",57,3698.8138330000002,"lbs/day","LGw1",57,3727.7624540000002,"lbs/day",1]
["LGw1",129,3676.2198819999999,"lbs/day","LGw1",129,3723.1985549999999,"lbs/day","LGw1",129,3651.661165,"lbs/day","LGw1",129,3691.4235650000001,"lbs/day","LGw1",129,3646.803981,"lbs/day","LGw1",129,3711.4229759999998,"lbs/day",1]
["LGw1",168,3613.9188749999998,"lbs/day","LGw1",168,3705.674798,"lbs/day","LGw1",168,3595.8572570000001,"lbs/day","LGw1",168,3643.802283,"lbs/day","LGw1",168,3593.6621740000001,"lbs/day","LGw1",168,3694.8914829999999,"lbs/day",1]
["LGw1",179,3413.6689329999999,"lbs/day","LGw1",179,3487.097413,"lbs/day","LGw1",179,3387.1972230000001,"lbs/day","LGw1",179,3440.6899410000001,"lbs/day","LGw1",179,3383.843206,"lbs/day","LGw1",179,3478.0721480000002,"lbs/day",1]
["LGw1",234,1648.522596,"lbs/day","LGw1",234,1719.903775,"lbs/day","LGw1",234,1684.548368,"lbs/day","LGw1",234,1702.5466039999999,"lbs/day","LGw1",234,1683.522324,"lbs/day","LGw1",234,1715.789503,"lbs/day",1]
["LGw1",267,2302.6146669999998,"lbs/day","LGw1",267,3389.5727069999998,"lbs/day","LGw1",267,2920.8919329999999,"lbs/day","LGw1",267,3331.8930220000002,"lbs/day","LGw1",267,2911.2326990000001,"lbs/day","LGw1",267,3384.5476600000002,"lbs/day",1]
["LGw1",300,3815.6022240000002,"lbs/day","LGw1",300,4020.4090030000002,"lbs/day","LGw1",300,3918.5081799999998,"lbs/day","LGw1",300,3971.3562419999998,"lbs/day","LGw1",300,3912.4866040000002,"lbs/day","LGw1",300,4007.8089479999999,"lbs/day",1]
["LGw1",355,3992.2582040000002,"lbs/day","LGw1",355,4154.7785949999998,"lbs/day","LGw1",355,4009.9697379999998,"lbs/day","LGw1",355,4100.0029020000002,"lbs/day","LGw1",355,4010.6216589999999,"lbs/day","LGw1",355,4154.7031420000003,"lbs/day",1]
["XGwF1",23,0.28267259099999997,"mg/L","XGwF1",23,0.24306064499999999,"mg/L","XGwF1",23,0.291944388,"mg/L","XGwF1",23,0.26278014999999999,"mg/L","XGwF1",23,0.29184502000000001,"mg/L","XGwF1",23,0.245228431,"mg/L",1]
["XGwF1",56,0.56087746000000005,"mg/L","XGwF1",56,0.48405556199999999,"mg/L","XGwF1",56,0.60992280899999995,"mg/L","XGwF1",56,0.53863670900000005,"mg/L","XGwF1",56,0.61953761699999998,"mg/L","XGwF1",56,0.50363525499999995,"mg/L",1]
["XGwF1",111,0.81544366999999995,"mg/L","XGwF1",111,0.70122860499999995,"mg/L","XGwF1",111,0.86368936900000004,"mg/L","XGwF1",111,0.76907677100000005,"mg/L","XGwF1",111,0.86951995000000004,"mg/L","XGwF1",111,0.71732859900000001,"mg/L",1]
["XGwF1",144,0.24695500400000001,"mg/L","XGwF1",144,0.221533798,"mg/L","XGwF1",144,0.26691126700000001,"mg/L","XGwF1",144,0.231062407,"mg/L","XGwF1",144,0.26880226600000001,"mg/L","XGwF1",144,0.22650488499999999,"mg/L",1]
["XGwF1",160,0.26167170499999998,"mg/L","XGwF1",160,0.20493362300000001,"mg/L","XGwF1",160,0.29267374800000001,"mg/L","XGwF1",160,0.238257884,"mg/L","XGwF1",160,0.29671092900000001,"mg/L","XGwF1",160,0.21226837200000001,"mg/L",1]
["XGwF1",232,6.2099080190000002,"mg/L","XGwF1",232,6.202637942,"mg/L","XGwF1",232,6.2117819279999997,"mg/L","XGwF1",232,6.2077144759999996,"mg/L","XGwF1",232,6.2119775989999999,"mg/L","XGwF1",232,6.2039464410000003,"mg/L",1]
["XGwF1",265,0.93121712099999998,"mg/L","XGwF1",265,0.53907360800000004,"mg/L","XGwF1",265,1.9961820610000001,"mg/L","XGwF1",265,0.84945731999999996,"mg/L","XGwF1",265,2.0926056549999998,"mg/L","XGwF1",265,0.58744760600000001,"mg/L",1]
["XGwF1",281,0.74648877300000005,"mg/L","XGwF1",281,0.56039297099999996,"mg/L","XGwF1",281,0.92245035099999995,"mg/L","XGwF1",281,0.68435472399999997,"mg/L","XGwF1",281,0.93592322699999997,"mg/L","XGwF1",281,0.59220619100000005,"mg/L",1]
["XGwF1",314,0.46011393699999997,"mg/L","XGwF1",314,0.38565017200000001,"mg/L","XGwF1",314,0.51175974800000001,"mg/L","XGwF1",314,0.439000063,"mg/L","XGwF1",314,0.521842413,"mg/L","XGwF1",314,0.40487089300000001,"mg/L",1]
["XUseP1",4,39.66202054,"mg/L","XUseP1",4,39.657404579999998,"mg/L","XUseP1",4,39.653427030000003,"mg/L","XUseP1",4,39.654463999999997,"mg/L","XUseP1",4,39.654447169999997,"mg/L","XUseP1",4,39.654465420000001,"mg/L",1]
["XUseP1",37,40.911461979999999,"mg/L","XUseP1",37,40.908096569999998,"mg/L","XUseP1",37,40.905181859999999,"mg/L","XUseP1",37,40.904893399999999,"mg/L","XUseP1",37,40.904861439999998,"mg/L","XUseP1",37,40.9048807,"mg/L",1]
["XUseP1",70,41.974135019999999,"mg/L","XUseP1",70,41.971364219999998,"mg/L","XUseP1",70,41.968148079999999,"mg/L","XUseP1",70,41.96795161,"mg/L","XUseP1",70,41.967939899999998,"mg/L","XUseP1",70,41.967960990000002,"mg/L",1]
["XUseP1",125,34.875143440000002,"mg/L","XUseP1",125,34.864866329999998,"mg/L","XUseP1",125,34.863076190000001,"mg/L","XUseP1",125,34.863631759999997,"mg/L","XUseP1",125,34.863619710000002,"mg/L","XUseP1",125,34.863626170000003,"mg/L",1]
["XUseP1",158,31.673373519999998,"mg/L","XUseP1",158,31.66137556,"mg/L","XUseP1",158,31.659743550000002,"mg/L","XUseP1",158,31.66000081,"mg/L","XUseP1",158,31.659993889999999,"mg/L","XUseP1",158,31.660004579999999,"mg/L",1]
["XUseP1",191,25.751446059999999,"mg/L","XUseP1",191,25.75126801,"mg/L","XUseP1",191,25.750618249999999,"mg/L","XUseP1",191,25.750663209999999,"mg/L","XUseP1",191,25.750651049999998,"mg/L","XUseP1",191,25.750653230000001,"mg/L",1]
["XUseP1",246,34.636979699999998,"mg/L","XUseP1",246,35.128039940000001,"mg/L","XUseP1",246,35.128021259999997,"mg/L","XUseP1",246,35.128143559999998,"mg/L","XUseP1",246,35.128130679999998,"mg/L","XUseP1",246,35.128149350000001,"mg/L",1]
["XUseP1",279,37.235984979999998,"mg/L","XUseP1",279,37.812955639999998,"mg/L","XUseP1",279,37.809226080000002,"mg/L","XUseP1",279,37.810637479999997,"mg/L","XUseP1",279,37.810626159999998,"mg/L","XUseP1",279,37.810642319999999,"mg/L",1]
["XUseP1",334,41.313207579999997,"mg/L","XUseP1",334,41.831983520000001,"mg/L","XUseP1",334,41.826593780000003,"mg/L","XUseP1",334,41.828534689999998,"mg/L","XUseP1",334,41.828518930000001,"mg/L","XUseP1",334,41.828529449999998,"mg/L",1]
["XUseNp1",2,22.09218353,"mg/L","XUseNp1",2,22.098168959999999,"mg/L","XUseNp1",2,22.10298766,"mg/L","XUseNp1",2,22.101990910000001,"mg/L","XUseNp1",2,22.102011439999998,"mg/L","XUseNp1",2,22.101987860000001,"mg/L",1]
["XUseNp1",35,22.775282579999999,"mg/L","XUseNp1",35,22.779639230000001,"mg/L","XUseNp1",35,22.78443665,"mg/L","XUseNp1",35,22.783808579999999,"mg/L","XUseNp1",35,22.783841689999999,"mg/L","XUseNp1",35,22.783819189999999,"mg/L",1]
["XUseNp1",90,23.35646929,"mg/L","XUseNp1",90,23.360053959999998,"mg/L","XUseNp1",90,23.365509830000001,"mg/L","XUseNp1",90,23.364460999999999,"mg/L","XUseNp1",90,23.364490020000002,"mg/L","XUseNp1",90,23.364465939999999,"mg/L",1]
["XUseNp1",123,19.428776859999999,"mg/L","XUseNp1",123,19.442381879999999,"mg/L","XUseNp1",123,19.444437489999999,"mg/L","XUseNp1",123,19.444004700000001,"mg/L","XUseNp1",123,19.444013869999999,"mg/L","XUseNp1",123,19.444005409999999,"mg/L",1]
["XUseNp1",139,19.42838106,"mg/L","XUseNp1",139,19.44237742,"mg/L","XUseNp1",139,19.444444440000002,"mg/L","XUseNp1",139,19.44400461,"mg/L","XUseNp1",139,19.444013859999998,"mg/L","XUseNp1",139,19.44400761,"mg/L",1]
["XUseNp1",172,17.68706487,"mg/L","XUseNp1",172,17.697863810000001,"mg/L","XUseNp1",172,17.70005519,"mg/L","XUseNp1",172,17.699550779999999,"mg/L","XUseNp1",172,17.699559050000001,"mg/L","XUseNp1",172,17.69954409,"mg/L",1]
["XUseNp1",244,19.072688840000001,"mg/L","XUseNp1",244,19.61793711,"mg/L","XUseNp1",244,19.61770074,"mg/L","XUseNp1",244,19.617759299999999,"mg/L","XUseNp1",244,19.617769559999999,"mg/L","XUseNp1",244,19.61775342,"mg/L",1]
["XUseNp1",260,19.07268886,"mg/L","XUseNp1",260,19.61600469,"mg/L","XUseNp1",260,19.618296050000001,"mg/L","XUseNp1",260,19.617741649999999,"mg/L","XUseNp1",260,19.617768869999999,"mg/L","XUseNp1",260,19.61775343,"mg/L",1]
["XUseNp1",293,20.50356674,"mg/L","XUseNp1",293,21.0942021,"mg/L","XUseNp1",293,21.098841589999999,"mg/L","XUseNp1",293,21.097252470000001,"mg/L","XUseNp1",293,21.09726826,"mg/L","XUseNp1",293,21.097250079999998,"mg/L",1]
["XUseNp1",326,22.74603917,"mg/L","XUseNp1",326,23.282717720000001,"mg/L","XUseNp1",326,23.286656950000001,"mg/L","XUseNp1",326,23.287202659999998,"mg/L","XUseNp1",326,23.287223149999999,"mg/L","XUseNp1",326,23.287192919999999,"mg/L",1]
["LStSSw1",16,0,"lbs/day","LStSSw1",16,0,"lbs/day","LStSSw1",16,0,"lbs/day","LStSSw1",16,0,"lbs/day","LStSSw1",16,0,"lbs/day","LStSSw1",16,0,"lbs/day",0]
["LStSSw1",49,113.4063033,"lbs/day","LStSSw1",49,126.8391829,"lbs/day","LStSSw1",49,110.5422813,"lbs/day","LStSSw1",49,119.9220534,"lbs/day","LStSSw1",49,110.62121569999999,"lbs/day","LStSSw1",49,126.172523,"lbs/day",1]
["LStSSw1",104,0,"lbs/day","LStSSw1",104,5.1072096340000002,"lbs/day","LStSSw1",104,0,"lbs/day","LStSSw1",104,0,"lbs/day","LStSSw1",104,0,"lbs/day","LStSSw1",104,4.0349643320000004,"lbs/day",1]
["LStSSw1",137,0,"lbs/day","LStSSw1",137,0,"lbs/day","LStSSw1",137,0,"lbs/day","LStSSw1",137,0,"lbs/day","LStSSw1",137,0,"lbs/day","LStSSw1",137,0,"lbs/day",0]
["LStSSw1",170,23.822689889999999,"lbs/day","LStSSw1",170,32.891391599999999,"lbs/day","LStSSw1",170,21.722221820000001,"lbs/day","LStSSw1",170,27.943465379999999,"lbs/day","LStSSw1",170,21.643620160000001,"lbs/day","LStSSw1",170,32.141458249999999,"lbs/day",1]
["LStSSw1",225,0,"lbs/day","LStSSw1",225,0,"lbs/day","LStSSw1",225,0,"lbs/day","LStSSw1",225,0,"lbs/day","LStSSw1",225,0,"lbs/day","LStSSw1",225,0,"lbs/day",0]
["LStSSw1",258,660.11999539999999,"lbs/day","LStSSw1",258,740.34940610000001,"lbs/day","LStSSw1",258,651.52310439999997,"lbs/day","LStSSw1",258,700.44177100000002,"lbs/day","LStSSw1",258,653.46539270000005,"lbs/day","LStSSw1",258,739.87023060000001,"lbs/day",1]
["LStSSw1",291,0,"lbs/day","LStSSw1",291,0,"lbs/day","LStSSw1",291,0,"lbs/day","LStSSw1",291,0,"lbs/day","LStSSw1",291,0,"lbs/day","LStSSw1",291,0,"lbs/day",0]
["LStSSw1",346,943.34445200000005,"lbs/day","LStSSw1",346,988.89842069999997,"lbs/day","LStSSw1",346,940.30124620000004,"lbs/day","LStSSw1",346,969.38934089999998,"lbs/day","LStSSw1",346,942.66351150000003,"lbs/day","LStSSw1",346,990.96125189999998,"lbs/day",1]
["XSwF1",14,0.263229879,"mg/L","XSwF1",14,0.22522447600000001,"mg/L","XSwF1",14,0.27123703399999999,"mg/L","XSwF1",14,0.243517229,"mg/L","XSwF1",14,0.27090756599999999,"mg/L","XSwF1",14,0.22680382199999999,"mg/L",1]
["XSwF1",30,0.56526914900000003,"mg/L","XSwF1",30,0.52081418300000004,"mg/L","XSwF1",30,0.58390361599999996,"mg/L","XSwF1",30,0.54820323900000001,"mg/L","XSwF1",30,0.58634553300000003,"mg/L","XSwF1",30,0.52805366200000003,"mg/L",1]
["XSwF1",63,0.22730895600000001,"mg/L","XSwF1",63,0.19955383900000001,"mg/L","XSwF1",63,0.23928401599999999,"mg/L","XSwF1",63,0.217356725,"mg/L","XSwF1",63,0.24002336699999999,"mg/L","XSwF1",63,0.202914648,"mg/L",1]
["XSwF1",135,0.207563152,"mg/L","XSwF1",135,0.193146439,"mg/L","XSwF1",135,0.22428018199999999,"mg/L","XSwF1",135,0.194630105,"mg/L","XSwF1",135,0.22511664100000001,"mg/L","XSwF1",135,0.19707606999999999,"mg/L",1]
["XSwF1",151,0.70025973600000002,"mg/L","XSwF1",151,0.60831664900000004,"mg/L","XSwF1",151,0.74360710799999996,"mg/L","XSwF1",151,0.65628835500000005,"mg/L","XSwF1",151,0.74683355900000004,"mg/L","XSwF1",151,0.61806728200000005,"mg/L",1]
["XSwF1",184,1.904176461,"mg/L","XSwF1",184,1.535987051,"mg/L","XSwF1",184,2.0722946549999999,"mg/L","XSwF1",184,1.760196592,"mg/L","XSwF1",184,2.0933662119999998,"mg/L","XSwF1",184,1.5843268079999999,"mg/L",1]
["XSwF1",239,4.1527127699999999,"mg/L","XSwF1",239,4.6907200390000003,"mg/L","XSwF1",239,4.6764318009999997,"mg/L","XSwF1",239,4.6838056549999996,"mg/L","XSwF1",239,4.6760053749999999,"mg/L","XSwF1",239,4.6890991690000003,"mg/L",1]
["XSwF1",272,0.30363390899999998,"mg/L","XSwF1",272,0.25549860499999999,"mg/L","XSwF1",272,0.41481870100000001,"mg/L","XSwF1",272,0.31369266000000001,"mg/L","XSwF1",272,0.42087318499999998,"mg/L","XSwF1",272,0.27060756899999999,"mg/L",1]
["XSwF1",305,0.35396675,"mg/L","XSwF1",305,0.29782994099999999,"mg/L","XSwF1",305,0.39345209799999997,"mg/L","XSwF1",305,0.33730680600000001,"mg/L","XSwF1",305,0.39939239599999998,"mg/L","XSwF1",305,0.31041011699999999,"mg/L",1]
["XSwF1",360,0.15621689999999999,"mg/L","XSwF1",360,0.13471060500000001,"mg/L","XSwF1",360,0.161273745,"mg/L","XSwF1",360,0.14534146100000001,"mg/L","XSwF1",360,0.16089495000000001,"mg/L","XSwF1",360,0.135519842,"mg/L",1]
["LRes1",11,1066.571142,"lbs/day","LRes1",11,1010.016131,"lbs/day","LRes1",11,983.33998310000004,"lbs/day","LRes1",11,1046.8121349999999,"lbs/day","LRes1",11,1087.7681239999999,"lbs/day","LRes1",11,1002.514684,"lbs/day",1]
["LRes1",62,1148.9529620000001,"lbs/day","LRes1",62,964.29679759999999,"lbs/day","LRes1",62,966.38544360000003,"lbs/day","LRes1",62,1078.3037810000001,"lbs/day","LRes1",62,1235.795711,"lbs/day","LRes1",62,965.53918590000001,"lbs/day",1]
["LRes1",117,1815.5418810000001,"lbs/day","LRes1",117,1535.6471899999999,"lbs/day","LRes1",117,1609.417263,"lbs/day","LRes1",117,1716.123975,"lbs/day","LRes1",117,1886.29754,"lbs/day","LRes1",117,1538.906774,"lbs/day",1]
["LRes1",150,663.76055369999995,"lbs/day","LRes1",150,593.97442490000003,"lbs/day","LRes1",150,437.77921140000001,"lbs/day","LRes1",150,627.14511249999998,"lbs/day","LRes1",150,715.46612760000005,"lbs/day","LRes1",150,590.19121429999996,"lbs/day",1]
["LRes1",205,4630.940364,"lbs/day","LRes1",205,4402.5023510000001,"lbs/day","LRes1",205,2957.9155689999998,"lbs/day","LRes1",205,4465.0621179999998,"lbs/day","LRes1",205,4709.4982099999997,"lbs/day","LRes1",205,4225.7705910000004,"lbs/day",1]
["LRes1",238,4659.0353439999999,"lbs/day","LRes1",238,4298.166502,"lbs/day","LRes1",238,2401.0440490000001,"lbs/day","LRes1",238,4314.0818550000004,"lbs/day","LRes1",238,4676.8752990000003,"lbs/day","LRes1",238,3804.2073700000001,"lbs/day",1]
["LRes1",271,997.41877020000004,"lbs/day","LRes1",271,695.60353529999998,"lbs/day","LRes1",271,870.11655010000004,"lbs/day","LRes1",271,915.54532389999997,"lbs/day","LRes1",271,1515.845174,"lbs/day","LRes1",271,724.98854429999994,"lbs/day",{"$f":"IF(ISNUMBER(C15620),IF(AVERAGE(C15620,G15620,K15620,O15620,S15620,W15620)<>MAX(C15620,G15620,K15620,O15620,S15620,W15620),1,0),\"\")","v":1}]
["LRes1",287,1808.9128539999999,"lbs/day","LRes1",287,1531.293234,"lbs/day","LRes1",287,1677.7066380000001,"lbs/day","LRes1",287,1729.9398940000001,"lbs/day","LRes1",287,2067.7881320000001,"lbs/day","LRes1",287,1538.3376519999999,"lbs/day",1]
["LRes1",359,521.59371869999995,"lbs/day","LRes1",359,475.5541465,"lbs/day","LRes1",359,518.28204040000003,"lbs/day","LRes1",359,499.3647416,"lbs/day","LRes1",359,531.87654320000001,"lbs/day","LRes1",359,475.120813,"lbs/day",1]
["XResF1",10,0.49607087799999999,"mg/L","XResF1",10,0.46600908400000002,"mg/L","XResF1",10,0.49505618899999998,"mg/L","XResF1",10,0.48442856899999998,"mg/L","XResF1",10,0.50708891300000003,"mg/L","XResF1",10,0.47027554300000002,"mg/L",1]
["XResF1",43,0.62840289299999996,"mg/L","XResF1",43,0.55006780200000005,"mg/L","XResF1",43,0.68858075100000005,"mg/L","XResF1",43,0.59713453900000002,"mg/L","XResF1",43,0.66318291299999999,"mg/L","XResF1",43,0.56238984000000003,"mg/L",1]
["XResF1",76,0.411673334,"mg/L","XResF1",76,0.36709304599999998,"mg/L","XResF1",76,0.43442089,"mg/L","XResF1",76,0.39939777599999998,"mg/L","XResF1",76,0.44418632600000002,"mg/L","XResF1",76,0.37898972600000003,"mg/L",1]
["XResF1",131,0.67658191899999998,"mg/L","XResF1",131,0.54162689799999997,"mg/L","XResF1",131,0.76355820399999996,"mg/L","XResF1",131,0.62129225499999996,"mg/L","XResF1",131,0.76974385300000003,"mg/L","XResF1",131,0.564252325,"mg/L",1]
["XResF1",164,0.39388261499999999,"mg/L","XResF1",164,0.31726797200000001,"mg/L","XResF1",164,0.44777001,"mg/L","XResF1",164,0.36324501799999998,"mg/L","XResF1",164,0.439207601,"mg/L","XResF1",164,0.32900279700000001,"mg/L",1]
["XResF1",197,2.0782990670000001,"mg/L","XResF1",197,1.903421297,"mg/L","XResF1",197,2.7580112219999999,"mg/L","XResF1",197,2.0302880989999998,"mg/L","XResF1",197,2.1681877549999999,"mg/L","XResF1",197,1.97120008,"mg/L",1]
["XResF1",252,1.9216144989999999,"mg/L","XResF1",252,2.0382195319999998,"mg/L","XResF1",252,2.1379052710000002,"mg/L","XResF1",252,2.1099029210000002,"mg/L","XResF1",252,2.3002002930000001,"mg/L","XResF1",252,1.986757197,"mg/L",1]
["XResF1",285,0.881645067,"mg/L","XResF1",285,0.75538947300000003,"mg/L","XResF1",285,1.0005395399999999,"mg/L","XResF1",285,0.84689413899999999,"mg/L","XResF1",285,1.014542184,"mg/L","XResF1",285,0.78402134599999995,"mg/L",1]
["XResF1",340,0.30329624100000002,"mg/L","XResF1",340,0.267567942,"mg/L","XResF1",340,0.31587016299999998,"mg/L","XResF1",340,0.28598993099999998,"mg/L","XResF1",340,0.31406368400000001,"mg/L","XResF1",340,0.27128218199999998,"mg/L",1]
["DQIbtWwAddl","None",0,"MGD","DQIbtWwAddl","None",0,"MGD","DQIbtWwAddl","None",0,"MGD","DQIbtWwAddl","None",0,"MGD","DQIbtWwAddl","None",0,"MGD","DQIbtWwAddl","None",0,"MGD",0]
["DRipSet1921","None",1,"binary","DRipSet1921","None",1,"binary","DRipSet1921","None",1,"binary","DRipSet1921","None",1,"binary","DRipSet1921","None",1,"binary","DRipSet1921","None",1,"binary",0]
["COmGwPump",49,6.6400000000000002E-7,"$/yr","COmGwPump",49,6.6400000000000002E-7,"$/yr","COmGwPump",49,6.0399999999999996E-7,"$/yr","COmGwPump",49,6.6400000000000002E-7,"$/yr","COmGwPump",49,6.6400000000000002E-7,"$/yr","COmGwPump",49,6.6400000000000002E-7,"$/yr",1]
["COmGwPump",82,6.6400000000000002E-7,"$/yr","COmGwPump",82,6.6400000000000002E-7,"$/yr","COmGwPump",82,6.1099999999999995E-7,"$/yr","COmGwPump",82,6.6400000000000002E-7,"$/yr","COmGwPump",82,6.6499999999999999E-7,"$/yr","COmGwPump",82,6.6400000000000002E-7,"$/yr",1]
["COmGwPump",115,6.6400000000000002E-7,"$/yr","COmGwPump",115,6.6400000000000002E-7,"$/yr","COmGwPump",115,5.8299999999999997E-7,"$/yr","COmGwPump",115,6.6400000000000002E-7,"$/yr","COmGwPump",115,6.6300000000000005E-7,"$/yr","COmGwPump",115,6.6400000000000002E-7,"$/yr",1]
["COmGwPump",131,6.6400000000000002E-7,"$/yr","COmGwPump",131,6.6400000000000002E-7,"$/yr","COmGwPump",131,5.9599999999999999E-7,"$/yr","COmGwPump",131,6.6400000000000002E-7,"$/yr","COmGwPump",131,6.6199999999999997E-7,"$/yr","COmGwPump",131,6.6400000000000002E-7,"$/yr",1]
["COmGwPump",203,0.28140868899999999,"$/yr","COmGwPump",203,0.28140867000000003,"$/yr","COmGwPump",203,0.28140853599999999,"$/yr","COmGwPump",203,0.28140867000000003,"$/yr","COmGwPump",203,0.28140866399999998,"$/yr","COmGwPump",203,0.28140867000000003,"$/yr",1]
["COmGwPump",219,1.3400779999999999E-2,"$/yr","COmGwPump",219,1.3400672000000001E-2,"$/yr","COmGwPump",219,1.3400564E-2,"$/yr","COmGwPump",219,1.3400672000000001E-2,"$/yr","COmGwPump",219,1.3400514000000001E-2,"$/yr","COmGwPump",219,1.3400672000000001E-2,"$/yr",1]
["COmGwPump",252,1.5209453589999999,"$/yr","COmGwPump",252,6.6400000000000002E-7,"$/yr","COmGwPump",252,6.5700000000000002E-7,"$/yr","COmGwPump",252,6.6400000000000002E-7,"$/yr","COmGwPump",252,6.6300000000000005E-7,"$/yr","COmGwPump",252,6.6400000000000002E-7,"$/yr",1]
["COmGwPump",324,1.0854323749999999,"$/yr","COmGwPump",324,6.6400000000000002E-7,"$/yr","COmGwPump",324,6.1500000000000004E-7,"$/yr","COmGwPump",324,6.6400000000000002E-7,"$/yr","COmGwPump",324,6.6499999999999999E-7,"$/yr","COmGwPump",324,6.6400000000000002E-7,"$/yr",1]
["COmGwPump",340,1.1122331750000001,"$/yr","COmGwPump",340,6.6400000000000002E-7,"$/yr","COmGwPump",340,6.1600000000000001E-7,"$/yr","COmGwPump",340,6.6400000000000002E-7,"$/yr","COmGwPump",340,6.6499999999999999E-7,"$/yr","COmGwPump",340,6.6400000000000002E-7,"$/yr",1]
["COmSwPump",6,0.31996350299999998,"$/yr","COmSwPump",6,0.31996350299999998,"$/yr","COmSwPump",6,0.31996350299999998,"$/yr","COmSwPump",6,0.31996350299999998,"$/yr","COmSwPump",6,0.31996350299999998,"$/yr","COmSwPump",6,0.31996350299999998,"$/yr",0]
["COmSwPump",61,0.31996350299999998,"$/yr","COmSwPump",61,0.31996350299999998,"$/yr","COmSwPump",61,0.31996350299999998,"$/yr","COmSwPump",61,0.31996350299999998,"$/yr","COmSwPump",61,0.31996350299999998,"$/yr","COmSwPump",61,0.31996350299999998,"$/yr",0]
["COmSwPump",94,0.31996350299999998,"$/yr","COmSwPump",94,0.31996350299999998,"$/yr","COmSwPump",94,0.31996350299999998,"$/yr","COmSwPump",94,0.31996350299999998,"$/yr","COmSwPump",94,0.31996350299999998,"$/yr","COmSwPump",94,0.31996350299999998,"$/yr",0]
["COmSwPump",127,0.31996350299999998,"$/yr","COmSwPump",127,0.31996350299999998,"$/yr","COmSwPump",127,0.31996350299999998,"$/yr","COmSwPump",127,0.31996350299999998,"$/yr","COmSwPump",127,0.31996350299999998,"$/yr","COmSwPump",127,0.31996350299999998,"$/yr",0]
["COmSwPump",182,0.31996350299999998,"$/yr","COmSwPump",182,0.31996350299999998,"$/yr","COmSwPump",182,0.31996350299999998,"$/yr","COmSwPump",182,0.31996350299999998,"$/yr","COmSwPump",182,0.31996350299999998,"$/yr","COmSwPump",182,0.31996350299999998,"$/yr",0]
["COmSwPump",215,0.31996350299999998,"$/yr","COmSwPump",215,0.31996350299999998,"$/yr","COmSwPump",215,0.31996350299999998,"$/yr","COmSwPump",215,0.31996350299999998,"$/yr","COmSwPump",215,0.31996350299999998,"$/yr","COmSwPump",215,0.31996350299999998,"$/yr",{"$f":"IF(ISNUMBER(C16708),IF(AVERAGE(C16708,G16708,K16708,O16708,S16708,W16708)<>MAX(C16708,G16708,K16708,O16708,S16708,W16708),1,0),\"\")","v":0}]
["COmSwPump",248,0.31996350299999998,"$/yr","COmSwPump",248,0.31996350299999998,"$/yr","COmSwPump",248,0.31996350299999998,"$/yr","COmSwPump",248,0.31996350299999998,"$/yr","COmSwPump",248,0.31996350299999998,"$/yr","COmSwPump",248,0.31996350299999998,"$/yr",0]
["COmSwPump",303,0.31996350299999998,"$/yr","COmSwPump",303,0.31996350299999998,"$/yr","COmSwPump",303,0.31996350299999998,"$/yr","COmSwPump",303,0.31996350299999998,"$/yr","COmSwPump",303,0.31996350299999998,"$/yr","COmSwPump",303,0.31996350299999998,"$/yr",0]
["COmSwPump",336,0.31996350299999998,"$/yr","COmSwPump",336,0.31996350299999998,"$/yr","COmSwPump",336,0.31996350299999998,"$/yr","COmSwPump",336,0.31996350299999998,"$/yr","COmSwPump",336,0.31996350299999998,"$/yr","COmSwPump",336,0.31996350299999998,"$/yr",0]
["COmSwPump",352,0.31996350299999998,"$/yr","COmSwPump",352,0.31996350299999998,"$/yr","COmSwPump",352,0.31996350299999998,"$/yr","COmSwPump",352,0.31996350299999998,"$/yr","COmSwPump",352,0.31996350299999998,"$/yr","COmSwPump",352,0.31996350299999998,"$/yr",0]
["COmWtp",57,0,"$/yr","COmWtp",57,0,"$/yr","COmWtp",57,0,"$/yr","COmWtp",57,0,"$/yr","COmWtp",57,0,"$/yr","COmWtp",57,0,"$/yr",0]
["COmWtp",90,0,"$/yr","COmWtp",90,0,"$/yr","COmWtp",90,0,"$/yr","COmWtp",90,0,"$/yr","COmWtp",90,0,"$/yr","COmWtp",90,0,"$/yr",0]
["COmWtp",106,0,"$/yr","COmWtp",106,0,"$/yr","COmWtp",106,0,"$/yr","COmWtp",106,0,"$/yr","COmWtp",106,0,"$/yr","COmWtp",106,0,"$/yr",0]
["COmWtp",139,0,"$/yr","COmWtp",139,0,"$/yr","COmWtp",139,0,"$/yr","COmWtp",139,0,"$/yr","COmWtp",139,0,"$/yr","COmWtp",139,0,"$/yr",0]
["COmWtp",211,0,"$/yr","COmWtp",211,0,"$/yr","COmWtp",211,0,"$/yr","COmWtp",211,0,"$/yr","COmWtp",211,0,"$/yr","COmWtp",211,0,"$/yr",0]
["COmWtp",227,0,"$/yr","COmWtp",227,0,"$/yr","COmWtp",227,0,"$/yr","COmWtp",227,0,"$/yr","COmWtp",227,0,"$/yr","COmWtp",227,0,"$/yr",0]
["COmWtp",260,0,"$/yr","COmWtp",260,0,"$/yr","COmWtp",260,0,"$/yr","COmWtp",260,0,"$/yr","COmWtp",260,0,"$/yr","COmWtp",260,0,"$/yr",0]
["COmWtp",315,0,"$/yr","COmWtp",315,0,"$/yr","COmWtp",315,0,"$/yr","COmWtp",315,0,"$/yr","COmWtp",315,0,"$/yr","COmWtp",315,0,"$/yr",0]
["COmWtp",348,0,"$/yr","COmWtp",348,0,"$/yr","COmWtp",348,0,"$/yr","COmWtp",348,0,"$/yr","COmWtp",348,0,"$/yr","COmWtp",348,0,"$/yr",0]
["COmWwtp",13,0.68673647000000004,"$/yr","COmWwtp",13,6.8673644559999998,"$/yr","COmWwtp",13,6.8673644559999998,"$/yr","COmWwtp",13,6.8673644559999998,"$/yr","COmWwtp",13,6.8673644559999998,"$/yr","COmWwtp",13,6.8673644559999998,"$/yr",1]
["COmWwtp",68,0.61679466000000005,"$/yr","COmWwtp",68,6.1679463520000004,"$/yr","COmWwtp",68,6.1679463520000004,"$/yr","COmWwtp",68,6.1679463520000004,"$/yr","COmWwtp",68,6.1679463520000004,"$/yr","COmWwtp",68,6.1679463520000004,"$/yr",1]
["COmWwtp",101,0.721869278,"$/yr","COmWwtp",101,7.2186925310000003,"$/yr","COmWwtp",101,7.2186925310000003,"$/yr","COmWwtp",101,7.2186925310000003,"$/yr","COmWwtp",101,7.2186925310000003,"$/yr","COmWwtp",101,7.2186925310000003,"$/yr",1]
["COmWwtp",156,0.64617993399999996,"$/yr","COmWwtp",156,6.4617990970000001,"$/yr","COmWwtp",156,6.4617990970000001,"$/yr","COmWwtp",156,6.4617990970000001,"$/yr","COmWwtp",156,6.4617990970000001,"$/yr","COmWwtp",156,6.4617990970000001,"$/yr",1]
["COmWwtp",189,0.86499094499999996,"$/yr","COmWwtp",189,8.6499092060000002,"$/yr","COmWwtp",189,8.6499092060000002,"$/yr","COmWwtp",189,8.6499092060000002,"$/yr","COmWwtp",189,8.6499092060000002,"$/yr","COmWwtp",189,8.6499092060000002,"$/yr",1]
["COmWwtp",205,0.86499094499999996,"$/yr","COmWwtp",205,8.6499092060000002,"$/yr","COmWwtp",205,8.6499092060000002,"$/yr","COmWwtp",205,8.6499092060000002,"$/yr","COmWwtp",205,8.6499092060000002,"$/yr","COmWwtp",205,8.6499092060000002,"$/yr",1]
["COmWwtp",239,0.83536281700000004,"$/yr","COmWwtp",239,8.3536279259999997,"$/yr","COmWwtp",239,8.3536279259999997,"$/yr","COmWwtp",239,8.3536279259999997,"$/yr","COmWwtp",239,8.3536279259999997,"$/yr","COmWwtp",239,8.3536279259999997,"$/yr",1]
["COmWwtp",311,0.62068031599999995,"$/yr","COmWwtp",311,6.2068029129999998,"$/yr","COmWwtp",311,6.2068029129999998,"$/yr","COmWwtp",311,6.2068029129999998,"$/yr","COmWwtp",311,6.2068029129999998,"$/yr","COmWwtp",311,6.2068029129999998,"$/yr",1]
["COmWwtp",344,0.632337284,"$/yr","COmWwtp",344,6.3233725969999997,"$/yr","COmWwtp",344,6.3233725969999997,"$/yr","COmWwtp",344,6.3233725969999997,"$/yr","COmWwtp",344,6.3233725969999997,"$/yr","COmWwtp",344,6.3233725969999997,"$/yr",1]
["COmWwtp",360,0.632337284,"$/yr","COmWwtp",360,6.3233725969999997,"$/yr","COmWwtp",360,6.3233725969999997,"$/yr","COmWwtp",360,6.3233725969999997,"$/yr","COmWwtp",360,6.3233725969999997,"$/yr","COmWwtp",360,6.3233725969999997,"$/yr",1]
["COmWrf",62,0,"$/yr","COmWrf",62,0,"$/yr","COmWrf",62,0,"$/yr","COmWrf",62,0,"$/yr","COmWrf",62,0,"$/yr","COmWrf",62,0,"$/yr",0]
["COmWrf",78,0,"$/yr","COmWrf",78,0,"$/yr","COmWrf",78,0,"$/yr","COmWrf",78,0,"$/yr","COmWrf",78,0,"$/yr","COmWrf",78,0,"$/yr",0]
["COmWrf",111,0,"$/yr","COmWrf",111,0,"$/yr","COmWrf",111,0,"$/yr","COmWrf",111,0,"$/yr","COmWrf",111,0,"$/yr","COmWrf",111,0,"$/yr",0]
["COmWrf",144,0,"$/yr","COmWrf",144,0,"$/yr","COmWrf",144,0,"$/yr","COmWrf",144,0,"$/yr","COmWrf",144,0,"$/yr","COmWrf",144,0,"$/yr",0]
["COmWrf",199,0,"$/yr","COmWrf",199,0,"$/yr","COmWrf",199,0,"$/yr","COmWrf",199,0,"$/yr","COmWrf",199,0,"$/yr","COmWrf",199,0,"$/yr",0]
["COmWrf",232,0,"$/yr","COmWrf",232,0,"$/yr","COmWrf",232,0,"$/yr","COmWrf",232,0,"$/yr","COmWrf",232,0,"$/yr","COmWrf",232,0,"$/yr",0]
["COmWrf",287,0,"$/yr","COmWrf",287,0,"$/yr","COmWrf",287,0,"$/yr","COmWrf",287,0,"$/yr","COmWrf",287,0,"$/yr","COmWrf",287,0,"$/yr",0]
["COmWrf",320,0,"$/yr","COmWrf",320,0,"$/yr","COmWrf",320,0,"$/yr","COmWrf",320,0,"$/yr","COmWrf",320,0,"$/yr","COmWrf",320,0,"$/yr",0]
["COmWrf",353,0,"$/yr","COmWrf",353,0,"$/yr","COmWrf",353,0,"$/yr","COmWrf",353,0,"$/yr","COmWrf",353,0,"$/yr","COmWrf",353,0,"$/yr",0]
["COmNpdist",41,0,"$/yr","COmNpdist",41,0,"$/yr","COmNpdist",41,0,"$/yr","COmNpdist",41,0,"$/yr","COmNpdist",41,0,"$/yr","COmNpdist",41,0,"$/yr",0]
["COmNpdist",74,0,"$/yr","COmNpdist",74,0,"$/yr","COmNpdist",74,0,"$/yr","COmNpdist",74,0,"$/yr","COmNpdist",74,0,"$/yr","COmNpdist",74,0,"$/yr",0]
["COmNpdist",107,0,"$/yr","COmNpdist",107,0,"$/yr","COmNpdist",107,0,"$/yr","COmNpdist",107,0,"$/yr","COmNpdist",107,0,"$/yr","COmNpdist",107,0,"$/yr",0]
["COmNpdist",162,0,"$/yr","COmNpdist",162,0,"$/yr","COmNpdist",162,0,"$/yr","COmNpdist",162,0,"$/yr","COmNpdist",162,0,"$/yr","COmNpdist",162,0,"$/yr",0]
["COmNpdist",195,0,"$/yr","COmNpdist",195,0,"$/yr","COmNpdist",195,0,"$/yr","COmNpdist",195,0,"$/yr","COmNpdist",195,0,"$/yr","COmNpdist",195,0,"$/yr",0]
["COmNpdist",211,0,"$/yr","COmNpdist",211,0,"$/yr","COmNpdist",211,0,"$/yr","COmNpdist",211,0,"$/yr","COmNpdist",211,0,"$/yr","COmNpdist",211,0,"$/yr",0]
["COmNpdist",244,0,"$/yr","COmNpdist",244,0,"$/yr","COmNpdist",244,0,"$/yr","COmNpdist",244,0,"$/yr","COmNpdist",244,0,"$/yr","COmNpdist",244,0,"$/yr",0]
["COmNpdist",316,0,"$/yr","COmNpdist",316,0,"$/yr","COmNpdist",316,0,"$/yr","COmNpdist",316,0,"$/yr","COmNpdist",316,0,"$/yr","COmNpdist",316,0,"$/yr",0]
["COmNpdist",332,0,"$/yr","COmNpdist",332,0,"$/yr","COmNpdist",332,0,"$/yr","COmNpdist",332,0,"$/yr","COmNpdist",332,0,"$/yr","COmNpdist",332,0,"$/yr",0]
["COmNpdist",365,0,"$/yr","COmNpdist",365,0,"$/yr","COmNpdist",365,0,"$/yr","COmNpdist",365,0,"$/yr","COmNpdist",365,0,"$/yr","COmNpdist",365,0,"$/yr",0]
["COmAsr",70,0,"$/yr","COmAsr",70,0,"$/yr","COmAsr",70,0,"$/yr","COmAsr",70,0,"$/yr","COmAsr",70,0,"$/yr","COmAsr",70,0,"$/yr",0]
["COmAsr",86,0,"$/yr","COmAsr",86,0,"$/yr","COmAsr",86,0,"$/yr","COmAsr",86,0,"$/yr","COmAsr",86,0,"$/yr","COmAsr",86,0,"$/yr",0]
["COmAsr",119,0,"$/yr","COmAsr",119,0,"$/yr","COmAsr",119,0,"$/yr","COmAsr",119,0,"$/yr","COmAsr",119,0,"$/yr","COmAsr",119,0,"$/yr",0]
["COmAsr",174,0,"$/yr","COmAsr",174,0,"$/yr","COmAsr",174,0,"$/yr","COmAsr",174,0,"$/yr","COmAsr",174,0,"$/yr","COmAsr",174,0,"$/yr",0]
["COmAsr",207,0,"$/yr","COmAsr",207,0,"$/yr","COmAsr",207,0,"$/yr","COmAsr",207,0,"$/yr","COmAsr",207,0,"$/yr","COmAsr",207,0,"$/yr",0]
["COmAsr",240,0,"$/yr","COmAsr",240,0,"$/yr","COmAsr",240,0,"$/yr","COmAsr",240,0,"$/yr","COmAsr",240,0,"$/yr","COmAsr",240,0,"$/yr",0]
["COmAsr",295,0,"$/yr","COmAsr",295,0,"$/yr","COmAsr",295,0,"$/yr","COmAsr",295,0,"$/yr","COmAsr",295,0,"$/yr","COmAsr",295,0,"$/yr",0]
["COmAsr",328,0,"$/yr","COmAsr",328,0,"$/yr","COmAsr",328,0,"$/yr","COmAsr",328,0,"$/yr","COmAsr",328,0,"$/yr","COmAsr",328,0,"$/yr",0]
["COmAsr",344,0,"$/yr","COmAsr",344,0,"$/yr","COmAsr",344,0,"$/yr","COmAsr",344,0,"$/yr","COmAsr",344,0,"$/yr","COmAsr",344,0,"$/yr",0]
["COmRes",49,0,"$/yr","COmRes",49,0,"$/yr","COmRes",49,0,"$/yr","COmRes",49,0,"$/yr","COmRes",49,0,"$/yr","COmRes",49,0,"$/yr",0]
["COmRes",82,0,"$/yr","COmRes",82,0,"$/yr","COmRes",82,0,"$/yr","COmRes",82,0,"$/yr","COmRes",82,0,"$/yr","COmRes",82,0,"$/yr",0]
["COmRes",98,0,"$/yr","COmRes",98,0,"$/yr","COmRes",98,0,"$/yr","COmRes",98,0,"$/yr","COmRes",98,0,"$/yr","COmRes",98,0,"$/yr",0]
["COmRes",170,0,"$/yr","COmRes",170,0,"$/yr","COmRes",170,0,"$/yr","COmRes",170,0,"$/yr","COmRes",170,0,"$/yr","COmRes",170,0,"$/yr",0]
["COmRes",203,0,"$/yr","COmRes",203,0,"$/yr","COmRes",203,0,"$/yr","COmRes",203,0,"$/yr","COmRes",203,0,"$/yr","COmRes",203,0,"$/yr",0]
["COmRes",219,0,"$/yr","COmRes",219,0,"$/yr","COmRes",219,0,"$/yr","COmRes",219,0,"$/yr","COmRes",219,0,"$/yr","COmRes",219,0,"$/yr",0]
["COmRes",252,0,"$/yr","COmRes",252,0,"$/yr","COmRes",252,0,"$/yr","COmRes",252,0,"$/yr","COmRes",252,0,"$/yr","COmRes",252,0,"$/yr",0]
["COmRes",307,0,"$/yr","COmRes",307,0,"$/yr","COmRes",307,0,"$/yr","COmRes",307,0,"$/yr","COmRes",307,0,"$/yr","COmRes",307,0,"$/yr",0]
["COmRes",340,0,"$/yr","COmRes",340,0,"$/yr","COmRes",340,0,"$/yr","COmRes",340,0,"$/yr","COmRes",340,0,"$/yr","COmRes",340,0,"$/yr",0]
["COmIbtW",6,1.212699306,"$/yr","COmIbtW",6,1.212699306,"$/yr","COmIbtW",6,1.2126993479999999,"$/yr","COmIbtW",6,1.212699306,"$/yr","COmIbtW",6,1.212699306,"$/yr","COmIbtW",6,1.212699306,"$/yr",1]
["COmIbtW",61,1.0853993070000001,"$/yr","COmIbtW",61,1.0853993070000001,"$/yr","COmIbtW",61,1.0853993669999999,"$/yr","COmIbtW",61,1.0853993070000001,"$/yr","COmIbtW",61,1.0853993070000001,"$/yr","COmIbtW",61,1.0853993070000001,"$/yr",1]
["COmIbtW",94,1.3399993050000001,"$/yr","COmIbtW",94,1.3399993050000001,"$/yr","COmIbtW",94,1.3399993569999999,"$/yr","COmIbtW",94,1.3399993050000001,"$/yr","COmIbtW",94,1.3399993059999999,"$/yr","COmIbtW",94,1.3399993050000001,"$/yr",1]
["COmIbtW",127,1.547699304,"$/yr","COmIbtW",127,1.547699304,"$/yr","COmIbtW",127,1.5476993670000001,"$/yr","COmIbtW",127,1.547699304,"$/yr","COmIbtW",127,1.5476993059999999,"$/yr","COmIbtW",127,1.547699304,"$/yr",1]
["COmIbtW",182,2.237799688,"$/yr","COmIbtW",182,2.2377996900000001,"$/yr","COmIbtW",182,2.2377997770000002,"$/yr","COmIbtW",182,2.2377996900000001,"$/yr","COmIbtW",182,2.2377996969999998,"$/yr","COmIbtW",182,2.2377996900000001,"$/yr",1]
["COmIbtW",215,2.2377996229999999,"$/yr","COmIbtW",215,2.2377996900000001,"$/yr","COmIbtW",215,2.2377998039999998,"$/yr","COmIbtW",215,2.2377996900000001,"$/yr","COmIbtW",215,2.237799849,"$/yr","COmIbtW",215,2.2377996900000001,"$/yr",1]
["COmIbtW",270,3.3400000000000001E-8,"$/yr","COmIbtW",270,1.5208993040000001,"$/yr","COmIbtW",270,1.520899378,"$/yr","COmIbtW",270,1.5208993040000001,"$/yr","COmIbtW",270,1.520899306,"$/yr","COmIbtW",270,1.5208993040000001,"$/yr",1]
["COmIbtW",303,0,"$/yr","COmIbtW",303,1.3332993049999999,"$/yr","COmIbtW",303,1.33329936,"$/yr","COmIbtW",303,1.3332993049999999,"$/yr","COmIbtW",303,1.333299306,"$/yr","COmIbtW",303,1.3332993049999999,"$/yr",1]
["COmIbtW",336,0,"$/yr","COmIbtW",336,1.112199307,"$/yr","COmIbtW",336,1.112199355,"$/yr","COmIbtW",336,1.112199307,"$/yr","COmIbtW",336,1.112199307,"$/yr","COmIbtW",336,1.112199307,"$/yr",1]
["COmIbtW",352,1.112199307,"$/yr","COmIbtW",352,1.112199307,"$/yr","COmIbtW",352,1.1121993459999999,"$/yr","COmIbtW",352,1.112199307,"$/yr","COmIbtW",352,1.112199307,"$/yr","COmIbtW",352,1.112199307,"$/yr",1]
["COmIbtWw",49,0.54867998200000001,"$/yr","COmIbtWw",49,0.548680006,"$/yr","COmIbtWw",49,0.548680006,"$/yr","COmIbtWw",49,0.548680006,"$/yr","COmIbtWw",49,0.548680006,"$/yr","COmIbtWw",49,0.548680006,"$/yr",1]
["COmIbtWw",74,0.54867998200000001,"$/yr","COmIbtWw",74,0.548680006,"$/yr","COmIbtWw",74,0.548680006,"$/yr","COmIbtWw",74,0.548680006,"$/yr","COmIbtWw",74,0.548680006,"$/yr","COmIbtWw",74,0.548680006,"$/yr",1]
["COmIbtWw",107,0.54867998200000001,"$/yr","COmIbtWw",107,0.548680006,"$/yr","COmIbtWw",107,0.548680006,"$/yr","COmIbtWw",107,0.548680006,"$/yr","COmIbtWw",107,0.548680006,"$/yr","COmIbtWw",107,0.548680006,"$/yr",1]
["COmIbtWw",179,0.54867998200000001,"$/yr","COmIbtWw",179,0.548680006,"$/yr","COmIbtWw",179,0.548680006,"$/yr","COmIbtWw",179,0.548680006,"$/yr","COmIbtWw",179,0.548680006,"$/yr","COmIbtWw",179,0.548680006,"$/yr",1]
["COmIbtWw",195,0.54867998200000001,"$/yr","COmIbtWw",195,0.548680006,"$/yr","COmIbtWw",195,0.548680006,"$/yr","COmIbtWw",195,0.548680006,"$/yr","COmIbtWw",195,0.548680006,"$/yr","COmIbtWw",195,0.548680006,"$/yr",1]
["COmIbtWw",228,0.54867998200000001,"$/yr","COmIbtWw",228,0.548680006,"$/yr","COmIbtWw",228,0.548680006,"$/yr","COmIbtWw",228,0.548680006,"$/yr","COmIbtWw",228,0.548680006,"$/yr","COmIbtWw",228,0.548680006,"$/yr",1]
["COmIbtWw",261,0.54867998200000001,"$/yr","COmIbtWw",261,0.548680006,"$/yr","COmIbtWw",261,0.548680006,"$/yr","COmIbtWw",261,0.548680006,"$/yr","COmIbtWw",261,0.548680006,"$/yr","COmIbtWw",261,0.548680006,"$/yr",1]
["COmIbtWw",316,0.54867998200000001,"$/yr","COmIbtWw",316,0.548680006,"$/yr","COmIbtWw",316,0.548680006,"$/yr","COmIbtWw",316,0.548680006,"$/yr","COmIbtWw",316,0.548680006,"$/yr","COmIbtWw",316,0.548680006,"$/yr",1]
["COmIbtWw",349,0.54867998200000001,"$/yr","COmIbtWw",349,0.548680006,"$/yr","COmIbtWw",349,0.548680006,"$/yr","COmIbtWw",349,0.548680006,"$/yr","COmIbtWw",349,0.548680006,"$/yr","COmIbtWw",349,0.548680006,"$/yr",1]
["CFlood",36,0,"$/yr","CFlood",36,0,"$/yr","CFlood",36,0,"$/yr","CFlood",36,0,"$/yr","CFlood",36,0,"$/yr","CFlood",36,0,"$/yr",0]
["CFlood",69,0,"$/yr","CFlood",69,0,"$/yr","CFlood",69,0,"$/yr","CFlood",69,0,"$/yr","CFlood",69,0,"$/yr","CFlood",69,0,"$/yr",0]
["CFlood",102,0,"$/yr","CFlood",102,0,"$/yr","CFlood",102,0,"$/yr","CFlood",102,0,"$/yr","CFlood",102,0,"$/yr","CFlood",102,0,"$/yr",0]
["CFlood",157,0,"$/yr","CFlood",157,0,"$/yr","CFlood",157,0,"$/yr","CFlood",157,0,"$/yr","CFlood",157,0,"$/yr","CFlood",157,0,"$/yr",0]
["CFlood",190,0,"$/yr","CFlood",190,0,"$/yr","CFlood",190,0,"$/yr","CFlood",190,0,"$/yr","CFlood",190,0,"$/yr","CFlood",190,0,"$/yr",0]
["CFlood",206,0,"$/yr","CFlood",206,0,"$/yr","CFlood",206,0,"$/yr","CFlood",206,0,"$/yr","CFlood",206,0,"$/yr","CFlood",206,0,"$/yr",0]
["CFlood",278,0,"$/yr","CFlood",278,0,"$/yr","CFlood",278,0,"$/yr","CFlood",278,0,"$/yr","CFlood",278,0,"$/yr","CFlood",278,0,"$/yr",0]
["CFlood",311,0,"$/yr","CFlood",311,0,"$/yr","CFlood",311,0,"$/yr","CFlood",311,0,"$/yr","CFlood",311,0,"$/yr","CFlood",311,0,"$/yr",0]
["CFlood",327,0,"$/yr","CFlood",327,0,"$/yr","CFlood",327,0,"$/yr","CFlood",327,0,"$/yr","CFlood",327,0,"$/yr","CFlood",327,0,"$/yr",0]
["CFlood",360,0,"$/yr","CFlood",360,0,"$/yr","CFlood",360,0,"$/yr","CFlood",360,0,"$/yr","CFlood",360,0,"$/yr","CFlood",360,0,"$/yr",0]
["QWtpGw",39,0.34999999700000001,"MGD","QWtpGw",39,0.34999999700000001,"MGD","QWtpGw",39,0.34999999700000001,"MGD","QWtpGw",39,0.34999999700000001,"MGD","QWtpGw",39,0.34999999700000001,"MGD","QWtpGw",39,0.34999999700000001,"MGD",0]
["QWtpGw",55,0.34999999700000001,"MGD","QWtpGw",55,0.34999999700000001,"MGD","QWtpGw",55,0.34999999700000001,"MGD","QWtpGw",55,0.34999999700000001,"MGD","QWtpGw",55,0.34999999700000001,"MGD","QWtpGw",55,0.34999999700000001,"MGD",0]
["QWtpGw",88,0.34999999700000001,"MGD","QWtpGw",88,0.34999999700000001,"MGD","QWtpGw",88,0.34999999700000001,"MGD","QWtpGw",88,0.34999999700000001,"MGD","QWtpGw",88,0.34999999700000001,"MGD","QWtpGw",88,0.34999999700000001,"MGD",0]
["QWtpGw",143,0.41999999700000001,"MGD","QWtpGw",143,0.41999999700000001,"MGD","QWtpGw",143,0.41999999700000001,"MGD","QWtpGw",143,0.41999999700000001,"MGD","QWtpGw",143,0.41999999700000001,"MGD","QWtpGw",143,0.41999999700000001,"MGD",0]
["QWtpGw",176,0.45999999699999999,"MGD","QWtpGw",176,0.45999999699999999,"MGD","QWtpGw",176,0.45999999699999999,"MGD","QWtpGw",176,0.45999999699999999,"MGD","QWtpGw",176,0.45999999699999999,"MGD","QWtpGw",176,0.45999999699999999,"MGD",0]
["QWtpGw",209,0.56999999599999995,"MGD","QWtpGw",209,0.56999999599999995,"MGD","QWtpGw",209,0.56999999599999995,"MGD","QWtpGw",209,0.56999999599999995,"MGD","QWtpGw",209,0.56999999599999995,"MGD","QWtpGw",209,0.56999999599999995,"MGD",0]
["QWtpGw",264,0.409999997,"MGD","QWtpGw",264,0.409999997,"MGD","QWtpGw",264,0.409999997,"MGD","QWtpGw",264,0.409999997,"MGD","QWtpGw",264,0.409999997,"MGD","QWtpGw",264,0.409999997,"MGD",0]
["QWtpGw",297,0.37999999699999998,"MGD","QWtpGw",297,0.37999999699999998,"MGD","QWtpGw",297,0.37999999699999998,"MGD","QWtpGw",297,0.37999999699999998,"MGD","QWtpGw",297,0.37999999699999998,"MGD","QWtpGw",297,0.37999999699999998,"MGD",0]
["QWtpGw",330,0.339999997,"MGD","QWtpGw",330,0.339999997,"MGD","QWtpGw",330,0.339999997,"MGD","QWtpGw",330,0.339999997,"MGD","QWtpGw",330,0.339999997,"MGD","QWtpGw",330,0.339999997,"MGD",0]
["QUseP2",20,1.35299999,"MGD","QUseP2",20,1.35299999,"MGD","QUseP2",20,1.35299999,"MGD","QUseP2",20,1.35299999,"MGD","QUseP2",20,1.35299999,"MGD","QUseP2",20,1.35299999,"MGD",0]
["QUseP2",53,1.3199999899999999,"MGD","QUseP2",53,1.3199999899999999,"MGD","QUseP2",53,1.3199999899999999,"MGD","QUseP2",53,1.3199999899999999,"MGD","QUseP2",53,1.3199999899999999,"MGD","QUseP2",53,1.3199999899999999,"MGD",{"$f":"IF(ISNUMBER(C20612),IF(AVERAGE(C20612,G20612,K20612,O20612,S20612,W20612)<>MAX(C20612,G20612,K20612,O20612,S20612,W20612),1,0),\"\")","v":0}]
["QUseP2",69,1.28699999,"MGD","QUseP2",69,1.28699999,"MGD","QUseP2",69,1.28699999,"MGD","QUseP2",69,1.28699999,"MGD","QUseP2",69,1.28699999,"MGD","QUseP2",69,1.28699999,"MGD",0]
["QUseP2",141,1.5509999880000001,"MGD","QUseP2",141,1.5509999880000001,"MGD","QUseP2",141,1.5509999880000001,"MGD","QUseP2",141,1.5509999880000001,"MGD","QUseP2",141,1.5509999880000001,"MGD","QUseP2",141,1.5509999880000001,"MGD",0]
["QUseP2",174,1.7104999869999999,"MGD","QUseP2",174,1.7104999869999999,"MGD","QUseP2",174,1.7104999869999999,"MGD","QUseP2",174,1.7104999869999999,"MGD","QUseP2",174,1.7104999869999999,"MGD","QUseP2",174,1.7104999869999999,"MGD",0]
["QUseP2",190,2.106499984,"MGD","QUseP2",190,2.106499984,"MGD","QUseP2",190,2.106499984,"MGD","QUseP2",190,2.106499984,"MGD","QUseP2",190,2.106499984,"MGD","QUseP2",190,2.106499984,"MGD",0]
["QUseP2",262,1.5344999880000001,"MGD","QUseP2",262,1.5344999880000001,"MGD","QUseP2",262,1.5344999880000001,"MGD","QUseP2",262,1.5344999880000001,"MGD","QUseP2",262,1.5344999880000001,"MGD","QUseP2",262,1.5344999880000001,"MGD",0]
["QUseP2",278,1.4299999889999999,"MGD","QUseP2",278,1.4299999889999999,"MGD","QUseP2",278,1.4299999889999999,"MGD","QUseP2",278,1.4299999889999999,"MGD","QUseP2",278,1.4299999889999999,"MGD","QUseP2",278,1.4299999889999999,"MGD",0]
["QUseP2",311,1.28699999,"MGD","QUseP2",311,1.28699999,"MGD","QUseP2",311,1.28699999,"MGD","QUseP2",311,1.28699999,"MGD","QUseP2",311,1.28699999,"MGD","QUseP2",311,1.28699999,"MGD",0]
["QUseP2",344,1.2979999900000001,"MGD","QUseP2",344,1.2979999900000001,"MGD","QUseP2",344,1.2979999900000001,"MGD","QUseP2",344,1.2979999900000001,"MGD","QUseP2",344,1.2979999900000001,"MGD","QUseP2",344,1.2979999900000001,"MGD",0]
["QUseP3",34,1.0999999999999999E-2,"MGD","QUseP3",34,1.0999999999999999E-2,"MGD","QUseP3",34,1.0999999999999999E-2,"MGD","QUseP3",34,1.0999999999999999E-2,"MGD","QUseP3",34,1.0999999999999999E-2,"MGD","QUseP3",34,1.0999999999999999E-2,"MGD",0]
["QUseP3",67,1.0999999999999999E-2,"MGD","QUseP3",67,1.0999999999999999E-2,"MGD","QUseP3",67,1.0999999999999999E-2,"MGD","QUseP3",67,1.0999999999999999E-2,"MGD","QUseP3",67,1.0999999999999999E-2,"MGD","QUseP3",67,1.0999999999999999E-2,"MGD",0]
["QUseP3",100,1.6500000000000001E-2,"MGD","QUseP3",100,1.6500000000000001E-2,"MGD","QUseP3",100,1.6500000000000001E-2,"MGD","QUseP3",100,1.6500000000000001E-2,"MGD","QUseP3",100,1.6500000000000001E-2,"MGD","QUseP3",100,1.6500000000000001E-2,"MGD",0]
["QUseP3",155,1.6500000000000001E-2,"MGD","QUseP3",155,1.6500000000000001E-2,"MGD","QUseP3",155,1.6500000000000001E-2,"MGD","QUseP3",155,1.6500000000000001E-2,"MGD","QUseP3",155,1.6500000000000001E-2,"MGD","QUseP3",155,1.6500000000000001E-2,"MGD",0]
["QUseP3",188,2.1999999999999999E-2,"MGD","QUseP3",188,2.1999999999999999E-2,"MGD","QUseP3",188,2.1999999999999999E-2,"MGD","QUseP3",188,2.1999999999999999E-2,"MGD","QUseP3",188,2.1999999999999999E-2,"MGD","QUseP3",188,2.1999999999999999E-2,"MGD",0]
["QUseP3",243,2.1999999999999999E-2,"MGD","QUseP3",243,2.1999999999999999E-2,"MGD","QUseP3",243,2.1999999999999999E-2,"MGD","QUseP3",243,2.1999999999999999E-2,"MGD","QUseP3",243,2.1999999999999999E-2,"MGD","QUseP3",243,2.1999999999999999E-2,"MGD",0]
["QUseP3",276,1.6500000000000001E-2,"MGD","QUseP3",276,1.6500000000000001E-2,"MGD","QUseP3",276,1.6500000000000001E-2,"MGD","QUseP3",276,1.6500000000000001E-2,"MGD","QUseP3",276,1.6500000000000001E-2,"MGD","QUseP3",276,1.6500000000000001E-2,"MGD",0]
["QUseP3",309,1.0999999999999999E-2,"MGD","QUseP3",309,1.0999999999999999E-2,"MGD","QUseP3",309,1.0999999999999999E-2,"MGD","QUseP3",309,1.0999999999999999E-2,"MGD","QUseP3",309,1.0999999999999999E-2,"MGD","QUseP3",309,1.0999999999999999E-2,"MGD",0]
["QUseP3",364,1.0999999999999999E-2,"MGD","QUseP3",364,1.0999999999999999E-2,"MGD","QUseP3",364,1.0999999999999999E-2,"MGD","QUseP3",364,1.0999999999999999E-2,"MGD","QUseP3",364,1.0999999999999999E-2,"MGD","QUseP3",364,1.0999999999999999E-2,"MGD",0]
["QUseP4",32,0.19799999800000001,"MGD","QUseP4",32,0.19799999800000001,"MGD","QUseP4",32,0.19799999800000001,"MGD","QUseP4",32,0.19799999800000001,"MGD","QUseP4",32,0.19799999800000001,"MGD","QUseP4",32,0.19799999800000001,"MGD",0]
["QUseP4",48,0.19799999800000001,"MGD","QUseP4",48,0.19799999800000001,"MGD","QUseP4",48,0.19799999800000001,"MGD","QUseP4",48,0.19799999800000001,"MGD","QUseP4",48,0.19799999800000001,"MGD","QUseP4",48,0.19799999800000001,"MGD",0]
["QUseP4",81,0.186999999,"MGD","QUseP4",81,0.186999999,"MGD","QUseP4",81,0.186999999,"MGD","QUseP4",81,0.186999999,"MGD","QUseP4",81,0.186999999,"MGD","QUseP4",81,0.186999999,"MGD",0]
["QUseP4",153,0.247499998,"MGD","QUseP4",153,0.247499998,"MGD","QUseP4",153,0.247499998,"MGD","QUseP4",153,0.247499998,"MGD","QUseP4",153,0.247499998,"MGD","QUseP4",153,0.247499998,"MGD",0]
["QUseP4",169,0.247499998,"MGD","QUseP4",169,0.247499998,"MGD","QUseP4",169,0.247499998,"MGD","QUseP4",169,0.247499998,"MGD","QUseP4",169,0.247499998,"MGD","QUseP4",169,0.247499998,"MGD",0]
["QUseP4",202,0.307999998,"MGD","QUseP4",202,0.307999998,"MGD","QUseP4",202,0.307999998,"MGD","QUseP4",202,0.307999998,"MGD","QUseP4",202,0.307999998,"MGD","QUseP4",202,0.307999998,"MGD",0]
["QUseP4",266,0.22549999800000001,"MGD","QUseP4",266,0.22549999800000001,"MGD","QUseP4",266,0.22549999800000001,"MGD","QUseP4",266,0.22549999800000001,"MGD","QUseP4",266,0.22549999800000001,"MGD","QUseP4",266,0.22549999800000001,"MGD",0]
["QUseP4",291,0.20899999799999999,"MGD","QUseP4",291,0.20899999799999999,"MGD","QUseP4",291,0.20899999799999999,"MGD","QUseP4",291,0.20899999799999999,"MGD","QUseP4",291,0.20899999799999999,"MGD","QUseP4",291,0.20899999799999999,"MGD",0]
["QUseP4",324,0.186999999,"MGD","QUseP4",324,0.186999999,"MGD","QUseP4",324,0.186999999,"MGD","QUseP4",324,0.186999999,"MGD","QUseP4",324,0.186999999,"MGD","QUseP4",324,0.186999999,"MGD",0]
["QUseP5",14,0,"MGD","QUseP5",14,0,"MGD","QUseP5",14,0,"MGD","QUseP5",14,0,"MGD","QUseP5",14,0,"MGD","QUseP5",14,0,"MGD",0]
["QUseP5",47,0,"MGD","QUseP5",47,0,"MGD","QUseP5",47,0,"MGD","QUseP5",47,0,"MGD","QUseP5",47,0,"MGD","QUseP5",47,0,"MGD",0]
["QUseP5",80,0,"MGD","QUseP5",80,0,"MGD","QUseP5",80,0,"MGD","QUseP5",80,0,"MGD","QUseP5",80,0,"MGD","QUseP5",80,0,"MGD",0]
["QUseP5",135,5.4999999999999997E-3,"MGD","QUseP5",135,5.4999999999999997E-3,"MGD","QUseP5",135,5.4999999999999997E-3,"MGD","QUseP5",135,5.4999999999999997E-3,"MGD","QUseP5",135,5.4999999999999997E-3,"MGD","QUseP5",135,5.4999999999999997E-3,"MGD",0]
["QUseP5",168,5.4999999999999997E-3,"MGD","QUseP5",168,5.4999999999999997E-3,"MGD","QUseP5",168,5.4999999999999997E-3,"MGD","QUseP5",168,5.4999999999999997E-3,"MGD","QUseP5",168,5.4999999999999997E-3,"MGD","QUseP5",168,5.4999999999999997E-3,"MGD",0]
["QUseP5",201,5.4999999999999997E-3,"MGD","QUseP5",201,5.4999999999999997E-3,"MGD","QUseP5",201,5.4999999999999997E-3,"MGD","QUseP5",201,5.4999999999999997E-3,"MGD","QUseP5",201,5.4999999999999997E-3,"MGD","QUseP5",201,5.4999999999999997E-3,"MGD",0]
["QUseP5",256,5.4999999999999997E-3,"MGD","QUseP5",256,5.4999999999999997E-3,"MGD","QUseP5",256,5.4999999999999997E-3,"MGD","QUseP5",256,5.4999999999999997E-3,"MGD","QUseP5",256,5.4999999999999997E-3,"MGD","QUseP5",256,5.4999999999999997E-3,"MGD",0]
["QUseP5",289,0,"MGD","QUseP5",289,0,"MGD","QUseP5",289,0,"MGD","QUseP5",289,0,"MGD","QUseP5",289,0,"MGD","QUseP5",289,0,"MGD",0]
["QUseP5",305,0,"MGD","QUseP5",305,0,"MGD","QUseP5",305,0,"MGD","QUseP5",305,0,"MGD","QUseP5",305,0,"MGD","QUseP5",305,0,"MGD",0]
["QUseP6",12,9.3499999E-2,"MGD","QUseP6",12,9.3499999E-2,"MGD","QUseP6",12,9.3499999E-2,"MGD","QUseP6",12,9.3499999E-2,"MGD","QUseP6",12,9.3499999E-2,"MGD","QUseP6",12,9.3499999E-2,"MGD",0]
["QUseP6",45,8.7999998999999995E-2,"MGD","QUseP6",45,8.7999998999999995E-2,"MGD","QUseP6",45,8.7999998999999995E-2,"MGD","QUseP6",45,8.7999998999999995E-2,"MGD","QUseP6",45,8.7999998999999995E-2,"MGD","QUseP6",45,8.7999998999999995E-2,"MGD",0]
["QUseP6",61,8.7999998999999995E-2,"MGD","QUseP6",61,8.7999998999999995E-2,"MGD","QUseP6",61,8.7999998999999995E-2,"MGD","QUseP6",61,8.7999998999999995E-2,"MGD","QUseP6",61,8.7999998999999995E-2,"MGD","QUseP6",61,8.7999998999999995E-2,"MGD",0]
["QUseP6",94,9.8999999000000005E-2,"MGD","QUseP6",94,9.8999999000000005E-2,"MGD","QUseP6",94,9.8999999000000005E-2,"MGD","QUseP6",94,9.8999999000000005E-2,"MGD","QUseP6",94,9.8999999000000005E-2,"MGD","QUseP6",94,9.8999999000000005E-2,"MGD",0]
["QUseP6",149,9.8999999000000005E-2,"MGD","QUseP6",149,9.8999999000000005E-2,"MGD","QUseP6",149,9.8999999000000005E-2,"MGD","QUseP6",149,9.8999999000000005E-2,"MGD","QUseP6",149,9.8999999000000005E-2,"MGD","QUseP6",149,9.8999999000000005E-2,"MGD",0]
["QUseP6",182,0.13199999900000001,"MGD","QUseP6",182,0.13199999900000001,"MGD","QUseP6",182,0.13199999900000001,"MGD","QUseP6",182,0.13199999900000001,"MGD","QUseP6",182,0.13199999900000001,"MGD","QUseP6",182,0.13199999900000001,"MGD",0]
["QUseP6",215,0.126499999,"MGD","QUseP6",215,0.126499999,"MGD","QUseP6",215,0.126499999,"MGD","QUseP6",215,0.126499999,"MGD","QUseP6",215,0.126499999,"MGD","QUseP6",215,0.126499999,"MGD",0]
["QUseP6",270,9.8999999000000005E-2,"MGD","QUseP6",270,9.8999999000000005E-2,"MGD","QUseP6",270,9.8999999000000005E-2,"MGD","QUseP6",270,9.8999999000000005E-2,"MGD","QUseP6",270,9.8999999000000005E-2,"MGD","QUseP6",270,9.8999999000000005E-2,"MGD",0]
["QUseP6",303,9.3499999E-2,"MGD","QUseP6",303,9.3499999E-2,"MGD","QUseP6",303,9.3499999E-2,"MGD","QUseP6",303,9.3499999E-2,"MGD","QUseP6",303,9.3499999E-2,"MGD","QUseP6",303,9.3499999E-2,"MGD",0]
["QUseP6",336,8.7999998999999995E-2,"MGD","QUseP6",336,8.7999998999999995E-2,"MGD","QUseP6",336,8.7999998999999995E-2,"MGD","QUseP6",336,8.7999998999999995E-2,"MGD","QUseP6",336,8.7999998999999995E-2,"MGD","QUseP6",336,8.7999998999999995E-2,"MGD",0]
["QUseP7",26,7.6999999E-2,"MGD","QUseP7",26,7.6999999E-2,"MGD","QUseP7",26,7.6999999E-2,"MGD","QUseP7",26,7.6999999E-2,"MGD","QUseP7",26,7.6999999E-2,"MGD","QUseP7",26,7.6999999E-2,"MGD",0]
["QUseP7",59,7.1499998999999995E-2,"MGD","QUseP7",59,7.1499998999999995E-2,"MGD","QUseP7",59,7.1499998999999995E-2,"MGD","QUseP7",59,7.1499998999999995E-2,"MGD","QUseP7",59,7.1499998999999995E-2,"MGD","QUseP7",59,7.1499998999999995E-2,"MGD",0]
["QUseP7",114,7.6999999E-2,"MGD","QUseP7",114,7.6999999E-2,"MGD","QUseP7",114,7.6999999E-2,"MGD","QUseP7",114,7.6999999E-2,"MGD","QUseP7",114,7.6999999E-2,"MGD","QUseP7",114,7.6999999E-2,"MGD",0]
["QUseP7",147,8.2499999000000004E-2,"MGD","QUseP7",147,8.2499999000000004E-2,"MGD","QUseP7",147,8.2499999000000004E-2,"MGD","QUseP7",147,8.2499999000000004E-2,"MGD","QUseP7",147,8.2499999000000004E-2,"MGD","QUseP7",147,8.2499999000000004E-2,"MGD",0]
["QUseP7",180,9.3499999E-2,"MGD","QUseP7",180,9.3499999E-2,"MGD","QUseP7",180,9.3499999E-2,"MGD","QUseP7",180,9.3499999E-2,"MGD","QUseP7",180,9.3499999E-2,"MGD","QUseP7",180,9.3499999E-2,"MGD",0]
["QUseP7",196,0.11549999900000001,"MGD","QUseP7",196,0.11549999900000001,"MGD","QUseP7",196,0.11549999900000001,"MGD","QUseP7",196,0.11549999900000001,"MGD","QUseP7",196,0.11549999900000001,"MGD","QUseP7",196,0.11549999900000001,"MGD",0]
["QUseP7",268,8.2499999000000004E-2,"MGD","QUseP7",268,8.2499999000000004E-2,"MGD","QUseP7",268,8.2499999000000004E-2,"MGD","QUseP7",268,8.2499999000000004E-2,"MGD","QUseP7",268,8.2499999000000004E-2,"MGD","QUseP7",268,8.2499999000000004E-2,"MGD",0]
["QUseP7",301,7.6999999E-2,"MGD","QUseP7",301,7.6999999E-2,"MGD","QUseP7",301,7.6999999E-2,"MGD","QUseP7",301,7.6999999E-2,"MGD","QUseP7",301,7.6999999E-2,"MGD","QUseP7",301,7.6999999E-2,"MGD",0]
["QUseP7",317,7.1499998999999995E-2,"MGD","QUseP7",317,7.1499998999999995E-2,"MGD","QUseP7",317,7.1499998999999995E-2,"MGD","QUseP7",317,7.1499998999999995E-2,"MGD","QUseP7",317,7.1499998999999995E-2,"MGD","QUseP7",317,7.1499998999999995E-2,"MGD",0]
["QUseP7",350,7.1499998999999995E-2,"MGD","QUseP7",350,7.1499998999999995E-2,"MGD","QUseP7",350,7.1499998999999995E-2,"MGD","QUseP7",350,7.1499998999999995E-2,"MGD","QUseP7",350,7.1499998999999995E-2,"MGD","QUseP7",350,7.1499998999999995E-2,"MGD",0]
["QUseP8",40,5.4999999999999997E-3,"MGD","QUseP8",40,5.4999999999999997E-3,"MGD","QUseP8",40,5.4999999999999997E-3,"MGD","QUseP8",40,5.4999999999999997E-3,"MGD","QUseP8",40,5.4999999999999997E-3,"MGD","QUseP8",40,5.4999999999999997E-3,"MGD",0]
["QUseP8",73,5.4999999999999997E-3,"MGD","QUseP8",73,5.4999999999999997E-3,"MGD","QUseP8",73,5.4999999999999997E-3,"MGD","QUseP8",73,5.4999999999999997E-3,"MGD","QUseP8",73,5.4999999999999997E-3,"MGD","QUseP8",73,5.4999999999999997E-3,"MGD",0]
["QUseP8",106,1.0999999999999999E-2,"MGD","QUseP8",106,1.0999999999999999E-2,"MGD","QUseP8",106,1.0999999999999999E-2,"MGD","QUseP8",106,1.0999999999999999E-2,"MGD","QUseP8",106,1.0999999999999999E-2,"MGD","QUseP8",106,1.0999999999999999E-2,"MGD",0]
["QUseP8",161,1.0999999999999999E-2,"MGD","QUseP8",161,1.0999999999999999E-2,"MGD","QUseP8",161,1.0999999999999999E-2,"MGD","QUseP8",161,1.0999999999999999E-2,"MGD","QUseP8",161,1.0999999999999999E-2,"MGD","QUseP8",161,1.0999999999999999E-2,"MGD",0]
["QUseP8",194,1.6500000000000001E-2,"MGD","QUseP8",194,1.6500000000000001E-2,"MGD","QUseP8",194,1.6500000000000001E-2,"MGD","QUseP8",194,1.6500000000000001E-2,"MGD","QUseP8",194,1.6500000000000001E-2,"MGD","QUseP8",194,1.6500000000000001E-2,"MGD",0]
["QUseP8",249,1.0999999999999999E-2,"MGD","QUseP8",249,1.0999999999999999E-2,"MGD","QUseP8",249,1.0999999999999999E-2,"MGD","QUseP8",249,1.0999999999999999E-2,"MGD","QUseP8",249,1.0999999999999999E-2,"MGD","QUseP8",249,1.0999999999999999E-2,"MGD",0]
["QUseP8",282,1.0999999999999999E-2,"MGD","QUseP8",282,1.0999999999999999E-2,"MGD","QUseP8",282,1.0999999999999999E-2,"MGD","QUseP8",282,1.0999999999999999E-2,"MGD","QUseP8",282,1.0999999999999999E-2,"MGD","QUseP8",282,1.0999999999999999E-2,"MGD",0]
["QUseP8",315,1.0999999999999999E-2,"MGD","QUseP8",315,1.0999999999999999E-2,"MGD","QUseP8",315,1.0999999999999999E-2,"MGD","QUseP8",315,1.0999999999999999E-2,"MGD","QUseP8",315,1.0999999999999999E-2,"MGD","QUseP8",315,1.0999999999999999E-2,"MGD",0]
["QUseNp2",5,1.106999992,"MGD","QUseNp2",5,1.106999992,"MGD","QUseNp2",5,1.106999992,"MGD","QUseNp2",5,1.106999992,"MGD","QUseNp2",5,1.106999992,"MGD","QUseNp2",5,1.106999992,"MGD",0]
["QUseNp2",38,1.0799999920000001,"MGD","QUseNp2",38,1.0799999920000001,"MGD","QUseNp2",38,1.0799999920000001,"MGD","QUseNp2",38,1.0799999920000001,"MGD","QUseNp2",38,1.0799999920000001,"MGD","QUseNp2",38,1.0799999920000001,"MGD",0]
["QUseNp2",71,1.0529999919999999,"MGD","QUseNp2",71,1.0529999919999999,"MGD","QUseNp2",71,1.0529999919999999,"MGD","QUseNp2",71,1.0529999919999999,"MGD","QUseNp2",71,1.0529999919999999,"MGD","QUseNp2",71,1.0529999919999999,"MGD",0]
["QUseNp2",126,1.26899999,"MGD","QUseNp2",126,1.26899999,"MGD","QUseNp2",126,1.26899999,"MGD","QUseNp2",126,1.26899999,"MGD","QUseNp2",126,1.26899999,"MGD","QUseNp2",126,1.26899999,"MGD",0]
["QUseNp2",159,1.3994999889999999,"MGD","QUseNp2",159,1.3994999889999999,"MGD","QUseNp2",159,1.3994999889999999,"MGD","QUseNp2",159,1.3994999889999999,"MGD","QUseNp2",159,1.3994999889999999,"MGD","QUseNp2",159,1.3994999889999999,"MGD",0]
["QUseNp2",175,1.3994999889999999,"MGD","QUseNp2",175,1.3994999889999999,"MGD","QUseNp2",175,1.3994999889999999,"MGD","QUseNp2",175,1.3994999889999999,"MGD","QUseNp2",175,1.3994999889999999,"MGD","QUseNp2",175,1.3994999889999999,"MGD",0]
["QUseNp2",208,1.7234999870000001,"MGD","QUseNp2",208,1.7234999870000001,"MGD","QUseNp2",208,1.7234999870000001,"MGD","QUseNp2",208,1.7234999870000001,"MGD","QUseNp2",208,1.7234999870000001,"MGD","QUseNp2",208,1.7234999870000001,"MGD",0]
["QUseNp2",280,1.1699999910000001,"MGD","QUseNp2",280,1.1699999910000001,"MGD","QUseNp2",280,1.1699999910000001,"MGD","QUseNp2",280,1.1699999910000001,"MGD","QUseNp2",280,1.1699999910000001,"MGD","QUseNp2",280,1.1699999910000001,"MGD",0]
["QUseNp2",296,1.1699999910000001,"MGD","QUseNp2",296,1.1699999910000001,"MGD","QUseNp2",296,1.1699999910000001,"MGD","QUseNp2",296,1.1699999910000001,"MGD","QUseNp2",296,1.1699999910000001,"MGD","QUseNp2",296,1.1699999910000001,"MGD",0]
["QUseNp2",329,1.0529999919999999,"MGD","QUseNp2",329,1.0529999919999999,"MGD","QUseNp2",329,1.0529999919999999,"MGD","QUseNp2",329,1.0529999919999999,"MGD","QUseNp2",329,1.0529999919999999,"MGD","QUseNp2",329,1.0529999919999999,"MGD",0]
["QUseNp3",19,1.35E-2,"MGD","QUseNp3",19,1.35E-2,"MGD","QUseNp3",19,1.35E-2,"MGD","QUseNp3",19,1.35E-2,"MGD","QUseNp3",19,1.35E-2,"MGD","QUseNp3",19,1.35E-2,"MGD",0]
["QUseNp3",52,8.9999999999999993E-3,"MGD","QUseNp3",52,8.9999999999999993E-3,"MGD","QUseNp3",52,8.9999999999999993E-3,"MGD","QUseNp3",52,8.9999999999999993E-3,"MGD","QUseNp3",52,8.9999999999999993E-3,"MGD","QUseNp3",52,8.9999999999999993E-3,"MGD",0]
["QUseNp3",85,8.9999999999999993E-3,"MGD","QUseNp3",85,8.9999999999999993E-3,"MGD","QUseNp3",85,8.9999999999999993E-3,"MGD","QUseNp3",85,8.9999999999999993E-3,"MGD","QUseNp3",85,8.9999999999999993E-3,"MGD","QUseNp3",85,8.9999999999999993E-3,"MGD",0]
["QUseNp3",141,1.35E-2,"MGD","QUseNp3",141,1.35E-2,"MGD","QUseNp3",141,1.35E-2,"MGD","QUseNp3",141,1.35E-2,"MGD","QUseNp3",141,1.35E-2,"MGD","QUseNp3",141,1.35E-2,"MGD",{"$f":"IF(ISNUMBER(C23620),IF(AVERAGE(C23620,G23620,K23620,O23620,S23620,W23620)<>MAX(C23620,G23620,K23620,O23620,S23620,W23620),1,0),\"\")","v":0}]
["QUseNp3",174,1.35E-2,"MGD","QUseNp3",174,1.35E-2,"MGD","QUseNp3",174,1.35E-2,"MGD","QUseNp3",174,1.35E-2,"MGD","QUseNp3",174,1.35E-2,"MGD","QUseNp3",174,1.35E-2,"MGD",0]
["QUseNp3",207,1.7999999999999999E-2,"MGD","QUseNp3",207,1.7999999999999999E-2,"MGD","QUseNp3",207,1.7999999999999999E-2,"MGD","QUseNp3",207,1.7999999999999999E-2,"MGD","QUseNp3",207,1.7999999999999999E-2,"MGD","QUseNp3",207,1.7999999999999999E-2,"MGD",0]
["QUseNp3",262,1.35E-2,"MGD","QUseNp3",262,1.35E-2,"MGD","QUseNp3",262,1.35E-2,"MGD","QUseNp3",262,1.35E-2,"MGD","QUseNp3",262,1.35E-2,"MGD","QUseNp3",262,1.35E-2,"MGD",0]
["QUseNp3",295,1.35E-2,"MGD","QUseNp3",295,1.35E-2,"MGD","QUseNp3",295,1.35E-2,"MGD","QUseNp3",295,1.35E-2,"MGD","QUseNp3",295,1.35E-2,"MGD","QUseNp3",295,1.35E-2,"MGD",0]
["QUseNp3",311,8.9999999999999993E-3,"MGD","QUseNp3",311,8.9999999999999993E-3,"MGD","QUseNp3",311,8.9999999999999993E-3,"MGD","QUseNp3",311,8.9999999999999993E-3,"MGD","QUseNp3",311,8.9999999999999993E-3,"MGD","QUseNp3",311,8.9999999999999993E-3,"MGD",0]
["QUseNp4",18,0.16199999900000001,"MGD","QUseNp4",18,0.16199999900000001,"MGD","QUseNp4",18,0.16199999900000001,"MGD","QUseNp4",18,0.16199999900000001,"MGD","QUseNp4",18,0.16199999900000001,"MGD","QUseNp4",18,0.16199999900000001,"MGD",0]
["QUseNp4",51,0.16199999900000001,"MGD","QUseNp4",51,0.16199999900000001,"MGD","QUseNp4",51,0.16199999900000001,"MGD","QUseNp4",51,0.16199999900000001,"MGD","QUseNp4",51,0.16199999900000001,"MGD","QUseNp4",51,0.16199999900000001,"MGD",0]
["QUseNp4",67,0.152999999,"MGD","QUseNp4",67,0.152999999,"MGD","QUseNp4",67,0.152999999,"MGD","QUseNp4",67,0.152999999,"MGD","QUseNp4",67,0.152999999,"MGD","QUseNp4",67,0.152999999,"MGD",0]
["QUseNp4",100,0.17099999900000001,"MGD","QUseNp4",100,0.17099999900000001,"MGD","QUseNp4",100,0.17099999900000001,"MGD","QUseNp4",100,0.17099999900000001,"MGD","QUseNp4",100,0.17099999900000001,"MGD","QUseNp4",100,0.17099999900000001,"MGD",0]
["QUseNp4",172,0.20249999799999999,"MGD","QUseNp4",172,0.20249999799999999,"MGD","QUseNp4",172,0.20249999799999999,"MGD","QUseNp4",172,0.20249999799999999,"MGD","QUseNp4",172,0.20249999799999999,"MGD","QUseNp4",172,0.20249999799999999,"MGD",0]
["QUseNp4",188,0.251999998,"MGD","QUseNp4",188,0.251999998,"MGD","QUseNp4",188,0.251999998,"MGD","QUseNp4",188,0.251999998,"MGD","QUseNp4",188,0.251999998,"MGD","QUseNp4",188,0.251999998,"MGD",0]
["QUseNp4",221,0.23399999799999999,"MGD","QUseNp4",221,0.23399999799999999,"MGD","QUseNp4",221,0.23399999799999999,"MGD","QUseNp4",221,0.23399999799999999,"MGD","QUseNp4",221,0.23399999799999999,"MGD","QUseNp4",221,0.23399999799999999,"MGD",0]
["QUseNp4",276,0.17099999900000001,"MGD","QUseNp4",276,0.17099999900000001,"MGD","QUseNp4",276,0.17099999900000001,"MGD","QUseNp4",276,0.17099999900000001,"MGD","QUseNp4",276,0.17099999900000001,"MGD","QUseNp4",276,0.17099999900000001,"MGD",0]
["QUseNp4",309,0.152999999,"MGD","QUseNp4",309,0.152999999,"MGD","QUseNp4",309,0.152999999,"MGD","QUseNp4",309,0.152999999,"MGD","QUseNp4",309,0.152999999,"MGD","QUseNp4",309,0.152999999,"MGD",0]
["QUseNp4",342,0.157499999,"MGD","QUseNp4",342,0.157499999,"MGD","QUseNp4",342,0.157499999,"MGD","QUseNp4",342,0.157499999,"MGD","QUseNp4",342,0.157499999,"MGD","QUseNp4",342,0.157499999,"MGD",0]
["QUseNp5",32,0,"MGD","QUseNp5",32,0,"MGD","QUseNp5",32,0,"MGD","QUseNp5",32,0,"MGD","QUseNp5",32,0,"MGD","QUseNp5",32,0,"MGD",0]
["QUseNp5",65,0,"MGD","QUseNp5",65,0,"MGD","QUseNp5",65,0,"MGD","QUseNp5",65,0,"MGD","QUseNp5",65,0,"MGD","QUseNp5",65,0,"MGD",0]
["QUseNp5",120,0,"MGD","QUseNp5",120,0,"MGD","QUseNp5",120,0,"MGD","QUseNp5",120,0,"MGD","QUseNp5",120,0,"MGD","QUseNp5",120,0,"MGD",0]
["QUseNp5",153,4.4999999999999997E-3,"MGD","QUseNp5",153,4.4999999999999997E-3,"MGD","QUseNp5",153,4.4999999999999997E-3,"MGD","QUseNp5",153,4.4999999999999997E-3,"MGD","QUseNp5",153,4.4999999999999997E-3,"MGD","QUseNp5",153,4.4999999999999997E-3,"MGD",0]
["QUseNp5",186,4.4999999999999997E-3,"MGD","QUseNp5",186,4.4999999999999997E-3,"MGD","QUseNp5",186,4.4999999999999997E-3,"MGD","QUseNp5",186,4.4999999999999997E-3,"MGD","QUseNp5",186,4.4999999999999997E-3,"MGD","QUseNp5",186,4.4999999999999997E-3,"MGD",0]
["QUseNp5",241,4.4999999999999997E-3,"MGD","QUseNp5",241,4.4999999999999997E-3,"MGD","QUseNp5",241,4.4999999999999997E-3,"MGD","QUseNp5",241,4.4999999999999997E-3,"MGD","QUseNp5",241,4.4999999999999997E-3,"MGD","QUseNp5",241,4.4999999999999997E-3,"MGD",0]
["QUseNp5",274,0,"MGD","QUseNp5",274,0,"MGD","QUseNp5",274,0,"MGD","QUseNp5",274,0,"MGD","QUseNp5",274,0,"MGD","QUseNp5",274,0,"MGD",0]
["QUseNp5",307,0,"MGD","QUseNp5",307,0,"MGD","QUseNp5",307,0,"MGD","QUseNp5",307,0,"MGD","QUseNp5",307,0,"MGD","QUseNp5",307,0,"MGD",{"$f":"IF(ISNUMBER(C24516),IF(AVERAGE(C24516,G24516,K24516,O24516,S24516,W24516)<>MAX(C24516,G24516,K24516,O24516,S24516,W24516),1,0),\"\")","v":0}]
["QUseNp5",323,0,"MGD","QUseNp5",323,0,"MGD","QUseNp5",323,0,"MGD","QUseNp5",323,0,"MGD","QUseNp5",323,0,"MGD","QUseNp5",323,0,"MGD",0]
["QUseNp6",30,7.6499998999999999E-2,"MGD","QUseNp6",30,7.6499998999999999E-2,"MGD","QUseNp6",30,7.6499998999999999E-2,"MGD","QUseNp6",30,7.6499998999999999E-2,"MGD","QUseNp6",30,7.6499998999999999E-2,"MGD","QUseNp6",30,7.6499998999999999E-2,"MGD",0]
["QUseNp6",46,7.1999998999999995E-2,"MGD","QUseNp6",46,7.1999998999999995E-2,"MGD","QUseNp6",46,7.1999998999999995E-2,"MGD","QUseNp6",46,7.1999998999999995E-2,"MGD","QUseNp6",46,7.1999998999999995E-2,"MGD","QUseNp6",46,7.1999998999999995E-2,"MGD",0]
["QUseNp6",79,7.1999998999999995E-2,"MGD","QUseNp6",79,7.1999998999999995E-2,"MGD","QUseNp6",79,7.1999998999999995E-2,"MGD","QUseNp6",79,7.1999998999999995E-2,"MGD","QUseNp6",79,7.1999998999999995E-2,"MGD","QUseNp6",79,7.1999998999999995E-2,"MGD",0]
["QUseNp6",112,8.0999999000000003E-2,"MGD","QUseNp6",112,8.0999999000000003E-2,"MGD","QUseNp6",112,8.0999999000000003E-2,"MGD","QUseNp6",112,8.0999999000000003E-2,"MGD","QUseNp6",112,8.0999999000000003E-2,"MGD","QUseNp6",112,8.0999999000000003E-2,"MGD",0]
["QUseNp6",167,8.9999998999999997E-2,"MGD","QUseNp6",167,8.9999998999999997E-2,"MGD","QUseNp6",167,8.9999998999999997E-2,"MGD","QUseNp6",167,8.9999998999999997E-2,"MGD","QUseNp6",167,8.9999998999999997E-2,"MGD","QUseNp6",167,8.9999998999999997E-2,"MGD",0]
["QUseNp6",200,0.107999999,"MGD","QUseNp6",200,0.107999999,"MGD","QUseNp6",200,0.107999999,"MGD","QUseNp6",200,0.107999999,"MGD","QUseNp6",200,0.107999999,"MGD","QUseNp6",200,0.107999999,"MGD",0]
["QUseNp6",233,0.103499999,"MGD","QUseNp6",233,0.103499999,"MGD","QUseNp6",233,0.103499999,"MGD","QUseNp6",233,0.103499999,"MGD","QUseNp6",233,0.103499999,"MGD","QUseNp6",233,0.103499999,"MGD",0]
["QUseNp6",288,7.6499998999999999E-2,"MGD","QUseNp6",288,7.6499998999999999E-2,"MGD","QUseNp6",288,7.6499998999999999E-2,"MGD","QUseNp6",288,7.6499998999999999E-2,"MGD","QUseNp6",288,7.6499998999999999E-2,"MGD","QUseNp6",288,7.6499998999999999E-2,"MGD",0]
["QUseNp6",321,7.1999998999999995E-2,"MGD","QUseNp6",321,7.1999998999999995E-2,"MGD","QUseNp6",321,7.1999998999999995E-2,"MGD","QUseNp6",321,7.1999998999999995E-2,"MGD","QUseNp6",321,7.1999998999999995E-2,"MGD","QUseNp6",321,7.1999998999999995E-2,"MGD",0]
["QUseNp7",11,6.3E-2,"MGD","QUseNp7",11,6.3E-2,"MGD","QUseNp7",11,6.3E-2,"MGD","QUseNp7",11,6.3E-2,"MGD","QUseNp7",11,6.3E-2,"MGD","QUseNp7",11,6.3E-2,"MGD",0]
["QUseNp7",44,5.8500000000000003E-2,"MGD","QUseNp7",44,5.8500000000000003E-2,"MGD","QUseNp7",44,5.8500000000000003E-2,"MGD","QUseNp7",44,5.8500000000000003E-2,"MGD","QUseNp7",44,5.8500000000000003E-2,"MGD","QUseNp7",44,5.8500000000000003E-2,"MGD",0]
["QUseNp7",77,5.8500000000000003E-2,"MGD","QUseNp7",77,5.8500000000000003E-2,"MGD","QUseNp7",77,5.8500000000000003E-2,"MGD","QUseNp7",77,5.8500000000000003E-2,"MGD","QUseNp7",77,5.8500000000000003E-2,"MGD","QUseNp7",77,5.8500000000000003E-2,"MGD",0]
["QUseNp7",132,6.7499999000000005E-2,"MGD","QUseNp7",132,6.7499999000000005E-2,"MGD","QUseNp7",132,6.7499999000000005E-2,"MGD","QUseNp7",132,6.7499999000000005E-2,"MGD","QUseNp7",132,6.7499999000000005E-2,"MGD","QUseNp7",132,6.7499999000000005E-2,"MGD",0]
["QUseNp7",165,7.6499998999999999E-2,"MGD","QUseNp7",165,7.6499998999999999E-2,"MGD","QUseNp7",165,7.6499998999999999E-2,"MGD","QUseNp7",165,7.6499998999999999E-2,"MGD","QUseNp7",165,7.6499998999999999E-2,"MGD","QUseNp7",165,7.6499998999999999E-2,"MGD",0]
["QUseNp7",181,7.6499998999999999E-2,"MGD","QUseNp7",181,7.6499998999999999E-2,"MGD","QUseNp7",181,7.6499998999999999E-2,"MGD","QUseNp7",181,7.6499998999999999E-2,"MGD","QUseNp7",181,7.6499998999999999E-2,"MGD","QUseNp7",181,7.6499998999999999E-2,"MGD",0]
["QUseNp7",214,8.9999998999999997E-2,"MGD","QUseNp7",214,8.9999998999999997E-2,"MGD","QUseNp7",214,8.9999998999999997E-2,"MGD","QUseNp7",214,8.9999998999999997E-2,"MGD","QUseNp7",214,8.9999998999999997E-2,"MGD","QUseNp7",214,8.9999998999999997E-2,"MGD",0]
["QUseNp7",286,6.3E-2,"MGD","QUseNp7",286,6.3E-2,"MGD","QUseNp7",286,6.3E-2,"MGD","QUseNp7",286,6.3E-2,"MGD","QUseNp7",286,6.3E-2,"MGD","QUseNp7",286,6.3E-2,"MGD",0]
["QUseNp7",302,6.3E-2,"MGD","QUseNp7",302,6.3E-2,"MGD","QUseNp7",302,6.3E-2,"MGD","QUseNp7",302,6.3E-2,"MGD","QUseNp7",302,6.3E-2,"MGD","QUseNp7",302,6.3E-2,"MGD",0]
["QUseNp7",335,5.8500000000000003E-2,"MGD","QUseNp7",335,5.8500000000000003E-2,"MGD","QUseNp7",335,5.8500000000000003E-2,"MGD","QUseNp7",335,5.8500000000000003E-2,"MGD","QUseNp7",335,5.8500000000000003E-2,"MGD","QUseNp7",335,5.8500000000000003E-2,"MGD",0]
["QUseNp8",42,4.4999999999999997E-3,"MGD","QUseNp8",42,4.4999999999999997E-3,"MGD","QUseNp8",42,4.4999999999999997E-3,"MGD","QUseNp8",42,4.4999999999999997E-3,"MGD","QUseNp8",42,4.4999999999999997E-3,"MGD","QUseNp8",42,4.4999999999999997E-3,"MGD",0]
["QUseNp8",58,4.4999999999999997E-3,"MGD","QUseNp8",58,4.4999999999999997E-3,"MGD","QUseNp8",58,4.4999999999999997E-3,"MGD","QUseNp8",58,4.4999999999999997E-3,"MGD","QUseNp8",58,4.4999999999999997E-3,"MGD","QUseNp8",58,4.4999999999999997E-3,"MGD",0]
["QUseNp8",91,8.9999999999999993E-3,"MGD","QUseNp8",91,8.9999999999999993E-3,"MGD","QUseNp8",91,8.9999999999999993E-3,"MGD","QUseNp8",91,8.9999999999999993E-3,"MGD","QUseNp8",91,8.9999999999999993E-3,"MGD","QUseNp8",91,8.9999999999999993E-3,"MGD",0]
["QUseNp8",146,8.9999999999999993E-3,"MGD","QUseNp8",146,8.9999999999999993E-3,"MGD","QUseNp8",146,8.9999999999999993E-3,"MGD","QUseNp8",146,8.9999999999999993E-3,"MGD","QUseNp8",146,8.9999999999999993E-3,"MGD","QUseNp8",146,8.9999999999999993E-3,"MGD",0]
["QUseNp8",179,8.9999999999999993E-3,"MGD","QUseNp8",179,8.9999999999999993E-3,"MGD","QUseNp8",179,8.9999999999999993E-3,"MGD","QUseNp8",179,8.9999999999999993E-3,"MGD","QUseNp8",179,8.9999999999999993E-3,"MGD","QUseNp8",179,8.9999999999999993E-3,"MGD",0]
["QUseNp8",212,1.35E-2,"MGD","QUseNp8",212,1.35E-2,"MGD","QUseNp8",212,1.35E-2,"MGD","QUseNp8",212,1.35E-2,"MGD","QUseNp8",212,1.35E-2,"MGD","QUseNp8",212,1.35E-2,"MGD",0]
["QUseNp8",267,8.9999999999999993E-3,"MGD","QUseNp8",267,8.9999999999999993E-3,"MGD","QUseNp8",267,8.9999999999999993E-3,"MGD","QUseNp8",267,8.9999999999999993E-3,"MGD","QUseNp8",267,8.9999999999999993E-3,"MGD","QUseNp8",267,8.9999999999999993E-3,"MGD",0]
["QUseNp8",300,8.9999999999999993E-3,"MGD","QUseNp8",300,8.9999999999999993E-3,"MGD","QUseNp8",300,8.9999999999999993E-3,"MGD","QUseNp8",300,8.9999999999999993E-3,"MGD","QUseNp8",300,8.9999999999999993E-3,"MGD","QUseNp8",300,8.9999999999999993E-3,"MGD",{"$f":"IF(ISNUMBER(C25604),IF(AVERAGE(C25604,G25604,K25604,O25604,S25604,W25604)<>MAX(C25604,G25604,K25604,O25604,S25604,W25604),1,0),\"\")","v":0}]
["QUseNp8",349,8.9999999999999993E-3,"MGD","QUseNp8",349,8.9999999999999993E-3,"MGD","QUseNp8",349,8.9999999999999993E-3,"MGD","QUseNp8",349,8.9999999999999993E-3,"MGD","QUseNp8",349,8.9999999999999993E-3,"MGD","QUseNp8",349,8.9999999999999993E-3,"MGD",0]
["QGwWwtp",24,0.14557921800000001,"MGD","QGwWwtp",24,0.14557921800000001,"MGD","QGwWwtp",24,0.14557921800000001,"MGD","QGwWwtp",24,0.14557921800000001,"MGD","QGwWwtp",24,0.14557921800000001,"MGD","QGwWwtp",24,0.14557921800000001,"MGD",0]
["QGwWwtp",57,0.14100125499999999,"MGD","QGwWwtp",57,0.14100125499999999,"MGD","QGwWwtp",57,0.14100125499999999,"MGD","QGwWwtp",57,0.14100125499999999,"MGD","QGwWwtp",57,0.14100125499999999,"MGD","QGwWwtp",57,0.14100125499999999,"MGD",0]
["QGwWwtp",73,0.13733888499999999,"MGD","QGwWwtp",73,0.13733888499999999,"MGD","QGwWwtp",73,0.13733888499999999,"MGD","QGwWwtp",73,0.13733888499999999,"MGD","QGwWwtp",73,0.13733888499999999,"MGD","QGwWwtp",73,0.13733888499999999,"MGD",0]
["QGwWwtp",145,0.13810187900000001,"MGD","QGwWwtp",145,0.13810187900000001,"MGD","QGwWwtp",145,0.13810187900000001,"MGD","QGwWwtp",145,0.13810187900000001,"MGD","QGwWwtp",145,0.13810187900000001,"MGD","QGwWwtp",145,0.13810187900000001,"MGD",0]
["QGwWwtp",178,0.140800969,"MGD","QGwWwtp",178,0.140800969,"MGD","QGwWwtp",178,0.140800969,"MGD","QGwWwtp",178,0.140800969,"MGD","QGwWwtp",178,0.140800969,"MGD","QGwWwtp",178,0.140800969,"MGD",0]
["QGwWwtp",194,0.16658062200000001,"MGD","QGwWwtp",194,0.16658062200000001,"MGD","QGwWwtp",194,0.16658062200000001,"MGD","QGwWwtp",194,0.16658062200000001,"MGD","QGwWwtp",194,0.16658062200000001,"MGD","QGwWwtp",194,0.16658062200000001,"MGD",0]
["QGwWwtp",227,0.163089926,"MGD","QGwWwtp",227,0.163089926,"MGD","QGwWwtp",227,0.163089926,"MGD","QGwWwtp",227,0.163089926,"MGD","QGwWwtp",227,0.163089926,"MGD","QGwWwtp",227,0.163089926,"MGD",0]
["QGwWwtp",282,0.15290395800000001,"MGD","QGwWwtp",282,0.15290395800000001,"MGD","QGwWwtp",282,0.15290395800000001,"MGD","QGwWwtp",282,0.15290395800000001,"MGD","QGwWwtp",282,0.15290395800000001,"MGD","QGwWwtp",282,0.15290395800000001,"MGD",0]
["QGwWwtp",315,0.137796681,"MGD","QGwWwtp",315,0.137796681,"MGD","QGwWwtp",315,0.137796681,"MGD","QGwWwtp",315,0.137796681,"MGD","QGwWwtp",315,0.137796681,"MGD","QGwWwtp",315,0.137796681,"MGD",0]
["QGwWwtp",348,0.13917007000000001,"MGD","QGwWwtp",348,0.13917007000000001,"MGD","QGwWwtp",348,0.13917007000000001,"MGD","QGwWwtp",348,0.13917007000000001,"MGD","QGwWwtp",348,0.13917007000000001,"MGD","QGwWwtp",348,0.13917007000000001,"MGD",0]
["QUsePSep",38,0.98248919199999996,"MGD","QUsePSep",38,0.98248919199999996,"MGD","QUsePSep",38,0.98248919199999996,"MGD","QUsePSep",38,0.98248919199999996,"MGD","QUsePSep",38,0.98248919199999996,"MGD","QUsePSep",38,0.98248919199999996,"MGD",0]
["QUsePSep",71,0.95696999299999996,"MGD","QUsePSep",71,0.95696999299999996,"MGD","QUsePSep",71,0.95696999299999996,"MGD","QUsePSep",71,0.95696999299999996,"MGD","QUsePSep",71,0.95696999299999996,"MGD","QUsePSep",71,0.95696999299999996,"MGD",0]
["QUsePSep",104,1.0426477919999999,"MGD","QUsePSep",104,1.0426477919999999,"MGD","QUsePSep",104,1.0426477919999999,"MGD","QUsePSep",104,1.0426477919999999,"MGD","QUsePSep",104,1.0426477919999999,"MGD","QUsePSep",104,1.0426477919999999,"MGD",0]
["QUsePSep",159,0.95117609299999994,"MGD","QUsePSep",159,0.95117609299999994,"MGD","QUsePSep",159,0.95117609299999994,"MGD","QUsePSep",159,0.95117609299999994,"MGD","QUsePSep",159,0.95117609299999994,"MGD","QUsePSep",159,0.95117609299999994,"MGD",0]
["QUsePSep",192,1.1225471920000001,"MGD","QUsePSep",192,1.1225471920000001,"MGD","QUsePSep",192,1.1225471920000001,"MGD","QUsePSep",192,1.1225471920000001,"MGD","QUsePSep",192,1.1225471920000001,"MGD","QUsePSep",192,1.1225471920000001,"MGD",0]
["QUsePSep",247,0.91925539300000003,"MGD","QUsePSep",247,0.91925539300000003,"MGD","QUsePSep",247,0.91925539300000003,"MGD","QUsePSep",247,0.91925539300000003,"MGD","QUsePSep",247,0.91925539300000003,"MGD","QUsePSep",247,0.91925539300000003,"MGD",0]
["QUsePSep",280,1.0654265919999999,"MGD","QUsePSep",280,1.0654265919999999,"MGD","QUsePSep",280,1.0654265919999999,"MGD","QUsePSep",280,1.0654265919999999,"MGD","QUsePSep",280,1.0654265919999999,"MGD","QUsePSep",280,1.0654265919999999,"MGD",0]
["QUsePSep",313,0.96015989300000004,"MGD","QUsePSep",313,0.96015989300000004,"MGD","QUsePSep",313,0.96015989300000004,"MGD","QUsePSep",313,0.96015989300000004,"MGD","QUsePSep",313,0.96015989300000004,"MGD","QUsePSep",313,0.96015989300000004,"MGD",0]
["QUsePSep",329,0.96015989300000004,"MGD","QUsePSep",329,0.96015989300000004,"MGD","QUsePSep",329,0.96015989300000004,"MGD","QUsePSep",329,0.96015989300000004,"MGD","QUsePSep",329,0.96015989300000004,"MGD","QUsePSep",329,0.96015989300000004,"MGD",0]
["QUsePSepExt",36,0,"MGD","QUsePSepExt",36,0,"MGD","QUsePSepExt",36,0,"MGD","QUsePSepExt",36,0,"MGD","QUsePSepExt",36,0,"MGD","QUsePSepExt",36,0,"MGD",0]
["QUsePSepExt",52,0,"MGD","QUsePSepExt",52,0,"MGD","QUsePSepExt",52,0,"MGD","QUsePSepExt",52,0,"MGD","QUsePSepExt",52,0,"MGD","QUsePSepExt",52,0,"MGD",0]
["QUsePSepExt",85,0,"MGD","QUsePSepExt",85,0,"MGD","QUsePSepExt",85,0,"MGD","QUsePSepExt",85,0,"MGD","QUsePSepExt",85,0,"MGD","QUsePSepExt",85,0,"MGD",0]
["QUsePSepExt",157,0,"MGD","QUsePSepExt",157,0,"MGD","QUsePSepExt",157,0,"MGD","QUsePSepExt",157,0,"MGD","QUsePSepExt",157,0,"MGD","QUsePSepExt",157,0,"MGD",0]
["QUsePSepExt",173,0,"MGD","QUsePSepExt",173,0,"MGD","QUsePSepExt",173,0,"MGD","QUsePSepExt",173,0,"MGD","QUsePSepExt",173,0,"MGD","QUsePSepExt",173,0,"MGD",0]
["QUsePSepExt",206,0,"MGD","QUsePSepExt",206,0,"MGD","QUsePSepExt",206,0,"MGD","QUsePSepExt",206,0,"MGD","QUsePSepExt",206,0,"MGD","QUsePSepExt",206,0,"MGD",0]
["QUsePSepExt",239,0,"MGD","QUsePSepExt",239,0,"MGD","QUsePSepExt",239,0,"MGD","QUsePSepExt",239,0,"MGD","QUsePSepExt",239,0,"MGD","QUsePSepExt",239,0,"MGD",0]
["QUsePSepExt",294,0,"MGD","QUsePSepExt",294,0,"MGD","QUsePSepExt",294,0,"MGD","QUsePSepExt",294,0,"MGD","QUsePSepExt",294,0,"MGD","QUsePSepExt",294,0,"MGD",0]
["QUsePSepExt",327,0,"MGD","QUsePSepExt",327,0,"MGD","QUsePSepExt",327,0,"MGD","QUsePSepExt",327,0,"MGD","QUsePSepExt",327,0,"MGD","QUsePSepExt",327,0,"MGD",0]
["QUseNpSep",17,0.87834779299999999,"MGD","QUseNpSep",17,0.87834779299999999,"MGD","QUseNpSep",17,0.87834779299999999,"MGD","QUseNpSep",17,0.87834779299999999,"MGD","QUseNpSep",17,0.87834779299999999,"MGD","QUseNpSep",17,0.87834779299999999,"MGD",0]
["QUseNpSep",50,0.85072679399999995,"MGD","QUseNpSep",50,0.85072679399999995,"MGD","QUseNpSep",50,0.85072679399999995,"MGD","QUseNpSep",50,0.85072679399999995,"MGD","QUseNpSep",50,0.85072679399999995,"MGD","QUseNpSep",50,0.85072679399999995,"MGD",0]
["QUseNpSep",83,0.82862999400000004,"MGD","QUseNpSep",83,0.82862999400000004,"MGD","QUseNpSep",83,0.82862999400000004,"MGD","QUseNpSep",83,0.82862999400000004,"MGD","QUseNpSep",83,0.82862999400000004,"MGD","QUseNpSep",83,0.82862999400000004,"MGD",0]
["QUseNpSep",138,0.83828339399999996,"MGD","QUseNpSep",138,0.83828339399999996,"MGD","QUseNpSep",138,0.83828339399999996,"MGD","QUseNpSep",138,0.83828339399999996,"MGD","QUseNpSep",138,0.83828339399999996,"MGD","QUseNpSep",138,0.83828339399999996,"MGD",0]
["QUseNpSep",171,0.87943589300000002,"MGD","QUseNpSep",171,0.87943589300000002,"MGD","QUseNpSep",171,0.87943589300000002,"MGD","QUseNpSep",171,0.87943589300000002,"MGD","QUseNpSep",171,0.87943589300000002,"MGD","QUseNpSep",171,0.87943589300000002,"MGD",0]
["QUseNpSep",187,1.0432367920000001,"MGD","QUseNpSep",187,1.0432367920000001,"MGD","QUseNpSep",187,1.0432367920000001,"MGD","QUseNpSep",187,1.0432367920000001,"MGD","QUseNpSep",187,1.0432367920000001,"MGD","QUseNpSep",187,1.0432367920000001,"MGD",0]
["QUseNpSep",259,0.861384594,"MGD","QUseNpSep",259,0.861384594,"MGD","QUseNpSep",259,0.861384594,"MGD","QUseNpSep",259,0.861384594,"MGD","QUseNpSep",259,0.861384594,"MGD","QUseNpSep",259,0.861384594,"MGD",0]
["QUseNpSep",292,0.92254139300000004,"MGD","QUseNpSep",292,0.92254139300000004,"MGD","QUseNpSep",292,0.92254139300000004,"MGD","QUseNpSep",292,0.92254139300000004,"MGD","QUseNpSep",292,0.92254139300000004,"MGD","QUseNpSep",292,0.92254139300000004,"MGD",0]
["QUseNpSep",308,0.83139209400000003,"MGD","QUseNpSep",308,0.83139209400000003,"MGD","QUseNpSep",308,0.83139209400000003,"MGD","QUseNpSep",308,0.83139209400000003,"MGD","QUseNpSep",308,0.83139209400000003,"MGD","QUseNpSep",308,0.83139209400000003,"MGD",0]
["QUseNpSep",341,0.83967839399999999,"MGD","QUseNpSep",341,0.83967839399999999,"MGD","QUseNpSep",341,0.83967839399999999,"MGD","QUseNpSep",341,0.83967839399999999,"MGD","QUseNpSep",341,0.83967839399999999,"MGD","QUseNpSep",341,0.83967839399999999,"MGD",0]
["QUseNpSepExt",48,0,"MGD","QUseNpSepExt",48,0,"MGD","QUseNpSepExt",48,0,"MGD","QUseNpSepExt",48,0,"MGD","QUseNpSepExt",48,0,"MGD","QUseNpSepExt",48,0,"MGD",0]
["QUseNpSepExt",64,0,"MGD","QUseNpSepExt",64,0,"MGD","QUseNpSepExt",64,0,"MGD","QUseNpSepExt",64,0,"MGD","QUseNpSepExt",64,0,"MGD","QUseNpSepExt",64,0,"MGD",0]
["QUseNpSepExt",97,0,"MGD","QUseNpSepExt",97,0,"MGD","QUseNpSepExt",97,0,"MGD","QUseNpSepExt",97,0,"MGD","QUseNpSepExt",97,0,"MGD","QUseNpSepExt",97,0,"MGD",0]
["QUseNpSepExt",152,0,"MGD","QUseNpSepExt",152,0,"MGD","QUseNpSepExt",152,0,"MGD","QUseNpSepExt",152,0,"MGD","QUseNpSepExt",152,0,"MGD","QUseNpSepExt",152,0,"MGD",0]
["QUseNpSepExt",185,0,"MGD","QUseNpSepExt",185,0,"MGD","QUseNpSepExt",185,0,"MGD","QUseNpSepExt",185,0,"MGD","QUseNpSepExt",185,0,"MGD","QUseNpSepExt",185,0,"MGD",0]
["QUseNpSepExt",218,0,"MGD","QUseNpSepExt",218,0,"MGD","QUseNpSepExt",218,0,"MGD","QUseNpSepExt",218,0,"MGD","QUseNpSepExt",218,0,"MGD","QUseNpSepExt",218,0,"MGD",0]
["QUseNpSepExt",273,0,"MGD","QUseNpSepExt",273,0,"MGD","QUseNpSepExt",273,0,"MGD","QUseNpSepExt",273,0,"MGD","QUseNpSepExt",273,0,"MGD","QUseNpSepExt",273,0,"MGD",0]
["QUseNpSepExt",306,0,"MGD","QUseNpSepExt",306,0,"MGD","QUseNpSepExt",306,0,"MGD","QUseNpSepExt",306,0,"MGD","QUseNpSepExt",306,0,"MGD","QUseNpSepExt",306,0,"MGD",0]
["QUseNpSepExt",339,0,"MGD","QUseNpSepExt",339,0,"MGD","QUseNpSepExt",339,0,"MGD","QUseNpSepExt",339,0,"MGD","QUseNpSepExt",339,0,"MGD","QUseNpSepExt",339,0,"MGD",0]
["LWtpUseP1",29,0.30541158299999999,"lbs/day","LWtpUseP1",29,0.30891577599999998,"lbs/day","LWtpUseP1",29,0.31071521200000002,"lbs/day","LWtpUseP1",29,0.31117630699999999,"lbs/day","LWtpUseP1",29,0.31118982299999998,"lbs/day","LWtpUseP1",29,0.31117587699999999,"lbs/day",1]
["LWtpUseP1",62,0.31082969799999999,"lbs/day","LWtpUseP1",62,0.31282700200000002,"lbs/day","LWtpUseP1",62,0.31648086800000003,"lbs/day","LWtpUseP1",62,0.31530330400000001,"lbs/day","LWtpUseP1",62,0.31531594499999999,"lbs/day","LWtpUseP1",62,0.31530047300000003,"lbs/day",1]
["LWtpUseP1",78,0.31086834800000002,"lbs/day","LWtpUseP1",78,0.312866219,"lbs/day","LWtpUseP1",78,0.31525576599999999,"lbs/day","LWtpUseP1",78,0.31530443800000002,"lbs/day","LWtpUseP1",78,0.31531560400000003,"lbs/day","LWtpUseP1",78,0.31530229999999998,"lbs/day",1]
["LWtpUseP1",150,0.281090126,"lbs/day","LWtpUseP1",150,0.29154093199999997,"lbs/day","LWtpUseP1",150,0.29283471900000002,"lbs/day","LWtpUseP1",150,0.29284368300000002,"lbs/day","LWtpUseP1",150,0.292851904,"lbs/day","LWtpUseP1",150,0.29284596499999999,"lbs/day",1]
["LWtpUseP1",183,0.34511165399999999,"lbs/day","LWtpUseP1",183,0.34761299499999998,"lbs/day","LWtpUseP1",183,0.35028262799999998,"lbs/day","LWtpUseP1",183,0.35008869799999998,"lbs/day","LWtpUseP1",183,0.35010489900000002,"lbs/day","LWtpUseP1",183,0.35008442099999998,"lbs/day",1]
["LWtpUseP1",232,0.25631112,"lbs/day","LWtpUseP1",232,0.26753258299999999,"lbs/day","LWtpUseP1",232,0.26724878200000002,"lbs/day","LWtpUseP1",232,0.26688015700000001,"lbs/day","LWtpUseP1",232,0.266880917,"lbs/day","LWtpUseP1",232,0.26688199600000001,"lbs/day",1]
["LWtpUseP1",272,0.82389906000000002,"lbs/day","LWtpUseP1",272,0.29421056000000001,"lbs/day","LWtpUseP1",272,0.29638310299999998,"lbs/day","LWtpUseP1",272,0.29555754200000001,"lbs/day","LWtpUseP1",272,0.29557320100000001,"lbs/day","LWtpUseP1",272,0.29556076599999997,"lbs/day",1]
["LWtpUseP1",288,0.76652448100000004,"lbs/day","LWtpUseP1",288,0.30309070100000002,"lbs/day","LWtpUseP1",288,0.305183117,"lbs/day","LWtpUseP1",288,0.30487868699999998,"lbs/day","LWtpUseP1",288,0.30488833599999998,"lbs/day","LWtpUseP1",288,0.304874651,"lbs/day",1]
["LWtpUseP1",321,0.69079002700000003,"lbs/day","LWtpUseP1",321,0.31519539800000002,"lbs/day","LWtpUseP1",321,0.31783966800000002,"lbs/day","LWtpUseP1",321,0.31770632999999998,"lbs/day","LWtpUseP1",321,0.31771772300000001,"lbs/day","LWtpUseP1",321,0.31771020799999999,"lbs/day",1]
["LWtpUseP1",354,0.310185241,"lbs/day","LWtpUseP1",354,0.31244168999999999,"lbs/day","LWtpUseP1",354,0.315763077,"lbs/day","LWtpUseP1",354,0.31493160999999997,"lbs/day","LWtpUseP1",354,0.31494361900000001,"lbs/day","LWtpUseP1",354,0.31491756900000001,"lbs/day",1]
["LWtpUseNp1",44,0.266168921,"lbs/day","LWtpUseNp1",44,0.26367313100000001,"lbs/day","LWtpUseNp1",44,0.26139416399999998,"lbs/day","LWtpUseNp1",44,0.26128110999999998,"lbs/day","LWtpUseNp1",44,0.26125743299999998,"lbs/day","LWtpUseNp1",44,0.26127205599999997,"lbs/day",1]
["LWtpUseNp1",77,0.26495794700000003,"lbs/day","LWtpUseNp1",77,0.26296076800000001,"lbs/day","LWtpUseNp1",77,0.26047723,"lbs/day","LWtpUseNp1",77,0.26052818300000002,"lbs/day","LWtpUseNp1",77,0.26051703700000001,"lbs/day","LWtpUseNp1",77,0.26053174800000001,"lbs/day",1]
["LWtpUseNp1",110,0.26418732099999997,"lbs/day","LWtpUseNp1",110,0.25854903299999998,"lbs/day","LWtpUseNp1",110,0.25557697800000001,"lbs/day","LWtpUseNp1",110,0.25674969199999997,"lbs/day","LWtpUseNp1",110,0.25673990600000002,"lbs/day","LWtpUseNp1",110,0.25675024400000002,"lbs/day",1]
["LWtpUseNp1",165,0.26391621900000001,"lbs/day","LWtpUseNp1",165,0.25059552600000001,"lbs/day","LWtpUseNp1",165,0.24842080799999999,"lbs/day","LWtpUseNp1",165,0.248900327,"lbs/day","LWtpUseNp1",165,0.24889159299999999,"lbs/day","LWtpUseNp1",165,0.24889837000000001,"lbs/day",1]
["LWtpUseNp1",198,0.30920356199999999,"lbs/day","LWtpUseNp1",198,0.30944243300000002,"lbs/day","LWtpUseNp1",198,0.309067698,"lbs/day","LWtpUseNp1",198,0.30918976999999997,"lbs/day","LWtpUseNp1",198,0.30918159299999998,"lbs/day","LWtpUseNp1",198,0.30917909799999999,"lbs/day",1]
["LWtpUseNp1",253,0.67409923500000002,"lbs/day","LWtpUseNp1",253,0.25550570299999997,"lbs/day","LWtpUseNp1",253,0.25500322399999997,"lbs/day","LWtpUseNp1",253,0.25523474899999998,"lbs/day","LWtpUseNp1",253,0.255223011,"lbs/day","LWtpUseNp1",253,0.25523505600000002,"lbs/day",1]
["LWtpUseNp1",286,0.62715639400000001,"lbs/day","LWtpUseNp1",286,0.26023980699999999,"lbs/day","LWtpUseNp1",286,0.25767231400000001,"lbs/day","LWtpUseNp1",286,0.25844114600000001,"lbs/day","LWtpUseNp1",286,0.25842614699999999,"lbs/day","LWtpUseNp1",286,0.25844475,"lbs/day",1]
["LWtpUseNp1",319,0.56519184,"lbs/day","LWtpUseNp1",319,0.26479652599999998,"lbs/day","LWtpUseNp1",319,0.26168113799999998,"lbs/day","LWtpUseNp1",319,0.26229534900000001,"lbs/day","LWtpUseNp1",319,0.26228752900000002,"lbs/day","LWtpUseNp1",319,0.262304017,"lbs/day",1]
["LWtpGw1",9,0.15021710199999999,"lbs/day","LWtpGw1",9,0.15021710199999999,"lbs/day","LWtpGw1",9,0.15021710199999999,"lbs/day","LWtpGw1",9,0.15021710199999999,"lbs/day","LWtpGw1",9,0.15021710199999999,"lbs/day","LWtpGw1",9,0.15021710199999999,"lbs/day",0]
["LWtpGw1",42,0.14604440399999999,"lbs/day","LWtpGw1",42,0.14604440399999999,"lbs/day","LWtpGw1",42,0.14604440399999999,"lbs/day","LWtpGw1",42,0.14604440399999999,"lbs/day","LWtpGw1",42,0.14604440399999999,"lbs/day","LWtpGw1",42,0.14604440399999999,"lbs/day",0]
["LWtpGw1",75,0.14604440399999999,"lbs/day","LWtpGw1",75,0.14604440399999999,"lbs/day","LWtpGw1",75,0.14604440399999999,"lbs/day","LWtpGw1",75,0.14604440399999999,"lbs/day","LWtpGw1",75,0.14604440399999999,"lbs/day","LWtpGw1",75,0.14604440399999999,"lbs/day",0]
["LWtpGw1",91,0.162735194,"lbs/day","LWtpGw1",91,0.162735194,"lbs/day","LWtpGw1",91,0.162735194,"lbs/day","LWtpGw1",91,0.162735194,"lbs/day","LWtpGw1",91,0.162735194,"lbs/day","LWtpGw1",91,0.162735194,"lbs/day",0]
["LWtpGw1",163,0.19194407399999999,"lbs/day","LWtpGw1",163,0.19194407399999999,"lbs/day","LWtpGw1",163,0.19194407399999999,"lbs/day","LWtpGw1",163,0.19194407399999999,"lbs/day","LWtpGw1",163,0.19194407399999999,"lbs/day","LWtpGw1",163,0.19194407399999999,"lbs/day",0]
["LWtpGw1",179,0.19194407399999999,"lbs/day","LWtpGw1",179,0.19194407399999999,"lbs/day","LWtpGw1",179,0.19194407399999999,"lbs/day","LWtpGw1",179,0.19194407399999999,"lbs/day","LWtpGw1",179,0.19194407399999999,"lbs/day","LWtpGw1",179,0.19194407399999999,"lbs/day",0]
["LWtpGw1",212,0.237843744,"lbs/day","LWtpGw1",212,0.237843744,"lbs/day","LWtpGw1",212,0.237843744,"lbs/day","LWtpGw1",212,0.237843744,"lbs/day","LWtpGw1",212,0.237843744,"lbs/day","LWtpGw1",212,0.237843744,"lbs/day",0]
["LWtpGw1",284,0.158562496,"lbs/day","LWtpGw1",284,0.158562496,"lbs/day","LWtpGw1",284,0.158562496,"lbs/day","LWtpGw1",284,0.158562496,"lbs/day","LWtpGw1",284,0.158562496,"lbs/day","LWtpGw1",284,0.158562496,"lbs/day",0]
["LWtpGw1",300,0.158562496,"lbs/day","LWtpGw1",300,0.158562496,"lbs/day","LWtpGw1",300,0.158562496,"lbs/day","LWtpGw1",300,0.158562496,"lbs/day","LWtpGw1",300,0.158562496,"lbs/day","LWtpGw1",300,0.158562496,"lbs/day",0]
["LWtpGw1",333,0.14187170700000001,"lbs/day","LWtpGw1",333,0.14187170700000001,"lbs/day","LWtpGw1",333,0.14187170700000001,"lbs/day","LWtpGw1",333,0.14187170700000001,"lbs/day","LWtpGw1",333,0.14187170700000001,"lbs/day","LWtpGw1",333,0.14187170700000001,"lbs/day",0]
["LWwtpSw1",23,12.11155774,"lbs/day","LWwtpSw1",23,12.11155731,"lbs/day","LWwtpSw1",23,12.11155731,"lbs/day","LWwtpSw1",23,12.11155731,"lbs/day","LWwtpSw1",23,12.11155731,"lbs/day","LWwtpSw1",23,12.11155731,"lbs/day",{"$f":"IF(ISNUMBER(C28612),IF(AVERAGE(C28612,G28612,K28612,O28612,S28612,W28612)<>MAX(C28612,G28612,K28612,O28612,S28612,W28612),1,0),\"\")","v":1}]
["LWwtpSw1",56,11.426267960000001,"lbs/day","LWwtpSw1",56,11.42626752,"lbs/day","LWwtpSw1",56,11.42626752,"lbs/day","LWwtpSw1",56,11.42626752,"lbs/day","LWwtpSw1",56,11.42626752,"lbs/day","LWwtpSw1",56,11.42626752,"lbs/day",1]
["LWwtpSw1",89,10.87803613,"lbs/day","LWwtpSw1",89,10.8780357,"lbs/day","LWwtpSw1",89,10.8780357,"lbs/day","LWwtpSw1",89,10.8780357,"lbs/day","LWwtpSw1",89,10.8780357,"lbs/day","LWwtpSw1",89,10.8780357,"lbs/day",1]
["LWwtpSw1",144,10.992251100000001,"lbs/day","LWwtpSw1",144,10.99225066,"lbs/day","LWwtpSw1",144,10.99225066,"lbs/day","LWwtpSw1",144,10.99225066,"lbs/day","LWwtpSw1",144,10.99225066,"lbs/day","LWwtpSw1",144,10.99225066,"lbs/day",1]
["LWwtpSw1",177,11.396286529999999,"lbs/day","LWwtpSw1",177,11.396286099999999,"lbs/day","LWwtpSw1",177,11.396286099999999,"lbs/day","LWwtpSw1",177,11.396286099999999,"lbs/day","LWwtpSw1",177,11.396286099999999,"lbs/day","LWwtpSw1",177,11.396286099999999,"lbs/day",1]
["LWwtpSw1",210,15.25532462,"lbs/day","LWwtpSw1",210,15.255324180000001,"lbs/day","LWwtpSw1",210,15.255324180000001,"lbs/day","LWwtpSw1",210,15.255324180000001,"lbs/day","LWwtpSw1",210,15.255324180000001,"lbs/day","LWwtpSw1",210,15.255324180000001,"lbs/day",1]
["LWwtpSw1",265,10.820928650000001,"lbs/day","LWwtpSw1",265,10.820928220000001,"lbs/day","LWwtpSw1",265,10.820928220000001,"lbs/day","LWwtpSw1",265,10.820928220000001,"lbs/day","LWwtpSw1",265,10.820928220000001,"lbs/day","LWwtpSw1",265,10.820928220000001,"lbs/day",1]
["LWwtpSw1",298,13.208021390000001,"lbs/day","LWwtpSw1",298,13.208020960000001,"lbs/day","LWwtpSw1",298,13.208020960000001,"lbs/day","LWwtpSw1",298,13.208020960000001,"lbs/day","LWwtpSw1",298,13.208020960000001,"lbs/day","LWwtpSw1",298,13.208020960000001,"lbs/day",1]
["LWwtpSw1",314,10.94656511,"lbs/day","LWwtpSw1",314,10.94656468,"lbs/day","LWwtpSw1",314,10.94656468,"lbs/day","LWwtpSw1",314,10.94656468,"lbs/day","LWwtpSw1",314,10.94656468,"lbs/day","LWwtpSw1",314,10.94656468,"lbs/day",1]
["LWwtpWrf1",21,0,"lbs/day","LWwtpWrf1",21,0,"lbs/day","LWwtpWrf1",21,0,"lbs/day","LWwtpWrf1",21,0,"lbs/day","LWwtpWrf1",21,0,"lbs/day","LWwtpWrf1",21,0,"lbs/day",0]
["LWwtpWrf1",54,0,"lbs/day","LWwtpWrf1",54,0,"lbs/day","LWwtpWrf1",54,0,"lbs/day","LWwtpWrf1",54,0,"lbs/day","LWwtpWrf1",54,0,"lbs/day","LWwtpWrf1",54,0,"lbs/day",0]
["LWwtpWrf1",70,0,"lbs/day","LWwtpWrf1",70,0,"lbs/day","LWwtpWrf1",70,0,"lbs/day","LWwtpWrf1",70,0,"lbs/day","LWwtpWrf1",70,0,"lbs/day","LWwtpWrf1",70,0,"lbs/day",0]
["LWwtpWrf1",103,0,"lbs/day","LWwtpWrf1",103,0,"lbs/day","LWwtpWrf1",103,0,"lbs/day","LWwtpWrf1",103,0,"lbs/day","LWwtpWrf1",103,0,"lbs/day","LWwtpWrf1",103,0,"lbs/day",0]
["LWwtpWrf1",158,0,"lbs/day","LWwtpWrf1",158,0,"lbs/day","LWwtpWrf1",158,0,"lbs/day","LWwtpWrf1",158,0,"lbs/day","LWwtpWrf1",158,0,"lbs/day","LWwtpWrf1",158,0,"lbs/day",0]
["LWwtpWrf1",191,0,"lbs/day","LWwtpWrf1",191,0,"lbs/day","LWwtpWrf1",191,0,"lbs/day","LWwtpWrf1",191,0,"lbs/day","LWwtpWrf1",191,0,"lbs/day","LWwtpWrf1",191,0,"lbs/day",0]
["LWwtpWrf1",224,0,"lbs/day","LWwtpWrf1",224,0,"lbs/day","LWwtpWrf1",224,0,"lbs/day","LWwtpWrf1",224,0,"lbs/day","LWwtpWrf1",224,0,"lbs/day","LWwtpWrf1",224,0,"lbs/day",0]
["LWwtpWrf1",279,0,"lbs/day","LWwtpWrf1",279,0,"lbs/day","LWwtpWrf1",279,0,"lbs/day","LWwtpWrf1",279,0,"lbs/day","LWwtpWrf1",279,0,"lbs/day","LWwtpWrf1",279,0,"lbs/day",0]
["LWwtpWrf1",312,0,"lbs/day","LWwtpWrf1",312,0,"lbs/day","LWwtpWrf1",312,0,"lbs/day","LWwtpWrf1",312,0,"lbs/day","LWwtpWrf1",312,0,"lbs/day","LWwtpWrf1",312,0,"lbs/day",0]
["LWwtpWrf1",345,0,"lbs/day","LWwtpWrf1",345,0,"lbs/day","LWwtpWrf1",345,0,"lbs/day","LWwtpWrf1",345,0,"lbs/day","LWwtpWrf1",345,0,"lbs/day","LWwtpWrf1",345,0,"lbs/day",0]
["LWrfUseNp1",35,0,"lbs/day","LWrfUseNp1",35,0,"lbs/day","LWrfUseNp1",35,0,"lbs/day","LWrfUseNp1",35,0,"lbs/day","LWrfUseNp1",35,0,"lbs/day","LWrfUseNp1",35,0,"lbs/day",0]
["LWrfUseNp1",68,0,"lbs/day","LWrfUseNp1",68,0,"lbs/day","LWrfUseNp1",68,0,"lbs/day","LWrfUseNp1",68,0,"lbs/day","LWrfUseNp1",68,0,"lbs/day","LWrfUseNp1",68,0,"lbs/day",0]
["LWrfUseNp1",123,0,"lbs/day","LWrfUseNp1",123,0,"lbs/day","LWrfUseNp1",123,0,"lbs/day","LWrfUseNp1",123,0,"lbs/day","LWrfUseNp1",123,0,"lbs/day","LWrfUseNp1",123,0,"lbs/day",0]
["LWrfUseNp1",156,0,"lbs/day","LWrfUseNp1",156,0,"lbs/day","LWrfUseNp1",156,0,"lbs/day","LWrfUseNp1",156,0,"lbs/day","LWrfUseNp1",156,0,"lbs/day","LWrfUseNp1",156,0,"lbs/day",0]
["LWrfUseNp1",189,0,"lbs/day","LWrfUseNp1",189,0,"lbs/day","LWrfUseNp1",189,0,"lbs/day","LWrfUseNp1",189,0,"lbs/day","LWrfUseNp1",189,0,"lbs/day","LWrfUseNp1",189,0,"lbs/day",{"$f":"IF(ISNUMBER(C29508),IF(AVERAGE(C29508,G29508,K29508,O29508,S29508,W29508)<>MAX(C29508,G29508,K29508,O29508,S29508,W29508),1,0),\"\")","v":0}]
["LWrfUseNp1",205,0,"lbs/day","LWrfUseNp1",205,0,"lbs/day","LWrfUseNp1",205,0,"lbs/day","LWrfUseNp1",205,0,"lbs/day","LWrfUseNp1",205,0,"lbs/day","LWrfUseNp1",205,0,"lbs/day",0]
["LWrfUseNp1",277,0,"lbs/day","LWrfUseNp1",277,0,"lbs/day","LWrfUseNp1",277,0,"lbs/day","LWrfUseNp1",277,0,"lbs/day","LWrfUseNp1",277,0,"lbs/day","LWrfUseNp1",277,0,"lbs/day",0]
["LWrfUseNp1",310,0,"lbs/day","LWrfUseNp1",310,0,"lbs/day","LWrfUseNp1",310,0,"lbs/day","LWrfUseNp1",310,0,"lbs/day","LWrfUseNp1",310,0,"lbs/day","LWrfUseNp1",310,0,"lbs/day",0]
["LWrfUseNp1",326,0,"lbs/day","LWrfUseNp1",326,0,"lbs/day","LWrfUseNp1",326,0,"lbs/day","LWrfUseNp1",326,0,"lbs/day","LWrfUseNp1",326,0,"lbs/day","LWrfUseNp1",326,0,"lbs/day",0]
["LWrfAsr1",33,0,"lbs/day","LWrfAsr1",33,0,"lbs/day","LWrfAsr1",33,0,"lbs/day","LWrfAsr1",33,0,"lbs/day","LWrfAsr1",33,0,"lbs/day","LWrfAsr1",33,0,"lbs/day",0]
["LWrfAsr1",51,0,"lbs/day","LWrfAsr1",51,0,"lbs/day","LWrfAsr1",51,0,"lbs/day","LWrfAsr1",51,0,"lbs/day","LWrfAsr1",51,0,"lbs/day","LWrfAsr1",51,0,"lbs/day",0]
["LWrfAsr1",83,0,"lbs/day","LWrfAsr1",83,0,"lbs/day","LWrfAsr1",83,0,"lbs/day","LWrfAsr1",83,0,"lbs/day","LWrfAsr1",83,0,"lbs/day","LWrfAsr1",83,0,"lbs/day",0]
["LWrfAsr1",116,0,"lbs/day","LWrfAsr1",116,0,"lbs/day","LWrfAsr1",116,0,"lbs/day","LWrfAsr1",116,0,"lbs/day","LWrfAsr1",116,0,"lbs/day","LWrfAsr1",116,0,"lbs/day",0]
["LWrfAsr1",171,0,"lbs/day","LWrfAsr1",171,0,"lbs/day","LWrfAsr1",171,0,"lbs/day","LWrfAsr1",171,0,"lbs/day","LWrfAsr1",171,0,"lbs/day","LWrfAsr1",171,0,"lbs/day",0]
["LWrfAsr1",204,0,"lbs/day","LWrfAsr1",204,0,"lbs/day","LWrfAsr1",204,0,"lbs/day","LWrfAsr1",204,0,"lbs/day","LWrfAsr1",204,0,"lbs/day","LWrfAsr1",204,0,"lbs/day",0]
["LWrfAsr1",259,0,"lbs/day","LWrfAsr1",259,0,"lbs/day","LWrfAsr1",259,0,"lbs/day","LWrfAsr1",259,0,"lbs/day","LWrfAsr1",259,0,"lbs/day","LWrfAsr1",259,0,"lbs/day",0]
["LWrfAsr1",292,0,"lbs/day","LWrfAsr1",292,0,"lbs/day","LWrfAsr1",292,0,"lbs/day","LWrfAsr1",292,0,"lbs/day","LWrfAsr1",292,0,"lbs/day","LWrfAsr1",292,0,"lbs/day",0]
["LWrfAsr1",325,0,"lbs/day","LWrfAsr1",325,0,"lbs/day","LWrfAsr1",325,0,"lbs/day","LWrfAsr1",325,0,"lbs/day","LWrfAsr1",325,0,"lbs/day","LWrfAsr1",325,0,"lbs/day",0]
["LWrfSw1",15,0,"lbs/day","LWrfSw1",15,0,"lbs/day","LWrfSw1",15,0,"lbs/day","LWrfSw1",15,0,"lbs/day","LWrfSw1",15,0,"lbs/day","LWrfSw1",15,0,"lbs/day",0]
["LWrfSw1",48,0,"lbs/day","LWrfSw1",48,0,"lbs/day","LWrfSw1",48,0,"lbs/day","LWrfSw1",48,0,"lbs/day","LWrfSw1",48,0,"lbs/day","LWrfSw1",48,0,"lbs/day",0]
["LWrfSw1",81,0,"lbs/day","LWrfSw1",81,0,"lbs/day","LWrfSw1",81,0,"lbs/day","LWrfSw1",81,0,"lbs/day","LWrfSw1",81,0,"lbs/day","LWrfSw1",81,0,"lbs/day",0]
["LWrfSw1",136,0,"lbs/day","LWrfSw1",136,0,"lbs/day","LWrfSw1",136,0,"lbs/day","LWrfSw1",136,0,"lbs/day","LWrfSw1",136,0,"lbs/day","LWrfSw1",136,0,"lbs/day",0]
["LWrfSw1",169,0,"lbs/day","LWrfSw1",169,0,"lbs/day","LWrfSw1",169,0,"lbs/day","LWrfSw1",169,0,"lbs/day","LWrfSw1",169,0,"lbs/day","LWrfSw1",169,0,"lbs/day",0]
["LWrfSw1",185,0,"lbs/day","LWrfSw1",185,0,"lbs/day","LWrfSw1",185,0,"lbs/day","LWrfSw1",185,0,"lbs/day","LWrfSw1",185,0,"lbs/day","LWrfSw1",185,0,"lbs/day",0]
["LWrfSw1",218,0,"lbs/day","LWrfSw1",218,0,"lbs/day","LWrfSw1",218,0,"lbs/day","LWrfSw1",218,0,"lbs/day","LWrfSw1",218,0,"lbs/day","LWrfSw1",218,0,"lbs/day",0]
["LWrfSw1",290,0,"lbs/day","LWrfSw1",290,0,"lbs/day","LWrfSw1",290,0,"lbs/day","LWrfSw1",290,0,"lbs/day","LWrfSw1",290,0,"lbs/day","LWrfSw1",290,0,"lbs/day",0]
["LWrfSw1",306,0,"lbs/day","LWrfSw1",306,0,"lbs/day","LWrfSw1",306,0,"lbs/day","LWrfSw1",306,0,"lbs/day","LWrfSw1",306,0,"lbs/day","LWrfSw1",306,0,"lbs/day",0]
["LWrfSw1",339,0,"lbs/day","LWrfSw1",339,0,"lbs/day","LWrfSw1",339,0,"lbs/day","LWrfSw1",339,0,"lbs/day","LWrfSw1",339,0,"lbs/day","LWrfSw1",339,0,"lbs/day",0]
["LAsrGw1",29,0,"lbs/day","LAsrGw1",29,0,"lbs/day","LAsrGw1",29,0,"lbs/day","LAsrGw1",29,0,"lbs/day","LAsrGw1",29,0,"lbs/day","LAsrGw1",29,0,"lbs/day",0]
["LAsrGw1",62,0,"lbs/day","LAsrGw1",62,0,"lbs/day","LAsrGw1",62,0,"lbs/day","LAsrGw1",62,0,"lbs/day","LAsrGw1",62,0,"lbs/day","LAsrGw1",62,0,"lbs/day",0]
["LAsrGw1",95,0,"lbs/day","LAsrGw1",95,0,"lbs/day","LAsrGw1",95,0,"lbs/day","LAsrGw1",95,0,"lbs/day","LAsrGw1",95,0,"lbs/day","LAsrGw1",95,0,"lbs/day",0]
["LAsrGw1",150,0,"lbs/day","LAsrGw1",150,0,"lbs/day","LAsrGw1",150,0,"lbs/day","LAsrGw1",150,0,"lbs/day","LAsrGw1",150,0,"lbs/day","LAsrGw1",150,0,"lbs/day",0]
["LAsrGw1",183,0,"lbs/day","LAsrGw1",183,0,"lbs/day","LAsrGw1",183,0,"lbs/day","LAsrGw1",183,0,"lbs/day","LAsrGw1",183,0,"lbs/day","LAsrGw1",183,0,"lbs/day",0]
["LAsrGw1",216,0,"lbs/day","LAsrGw1",216,0,"lbs/day","LAsrGw1",216,0,"lbs/day","LAsrGw1",216,0,"lbs/day","LAsrGw1",216,0,"lbs/day","LAsrGw1",216,0,"lbs/day",0]
["LAsrGw1",271,0,"lbs/day","LAsrGw1",271,0,"lbs/day","LAsrGw1",271,0,"lbs/day","LAsrGw1",271,0,"lbs/day","LAsrGw1",271,0,"lbs/day","LAsrGw1",271,0,"lbs/day",0]
["LAsrGw1",304,0,"lbs/day","LAsrGw1",304,0,"lbs/day","LAsrGw1",304,0,"lbs/day","LAsrGw1",304,0,"lbs/day","LAsrGw1",304,0,"lbs/day","LAsrGw1",304,0,"lbs/day",0]
["LAsrGw1",320,0,"lbs/day","LAsrGw1",320,0,"lbs/day","LAsrGw1",320,0,"lbs/day","LAsrGw1",320,0,"lbs/day","LAsrGw1",320,0,"lbs/day","LAsrGw1",320,0,"lbs/day",0]
["LSepGw1",27,110.5694007,"lbs/day","LSepGw1",27,110.5694007,"lbs/day","LSepGw1",27,110.5694007,"lbs/day","LSepGw1",27,110.5694007,"lbs/day","LSepGw1",27,110.5694007,"lbs/day","LSepGw1",27,110.5694007,"lbs/day",0]
["LSepGw1",60,104.31075540000001,"lbs/day","LSepGw1",60,104.31075540000001,"lbs/day","LSepGw1",60,104.31075540000001,"lbs/day","LSepGw1",60,104.31075540000001,"lbs/day","LSepGw1",60,104.31075540000001,"lbs/day","LSepGw1",60,104.31075540000001,"lbs/day",0]
["LSepGw1",76,104.31075540000001,"lbs/day","LSepGw1",76,104.31075540000001,"lbs/day","LSepGw1",76,104.31075540000001,"lbs/day","LSepGw1",76,104.31075540000001,"lbs/day","LSepGw1",76,104.31075540000001,"lbs/day","LSepGw1",76,104.31075540000001,"lbs/day",0]
["LSepGw1",148,104.89025959999999,"lbs/day","LSepGw1",148,104.89025959999999,"lbs/day","LSepGw1",148,104.89025959999999,"lbs/day","LSepGw1",148,104.89025959999999,"lbs/day","LSepGw1",148,104.89025959999999,"lbs/day","LSepGw1",148,104.89025959999999,"lbs/day",0]
["LSepGw1",181,106.94025569999999,"lbs/day","LSepGw1",181,106.94025569999999,"lbs/day","LSepGw1",181,106.94025569999999,"lbs/day","LSepGw1",181,106.94025569999999,"lbs/day","LSepGw1",181,106.94025569999999,"lbs/day","LSepGw1",181,106.94025569999999,"lbs/day",0]
["LSepGw1",197,126.5202537,"lbs/day","LSepGw1",197,126.5202537,"lbs/day","LSepGw1",197,126.5202537,"lbs/day","LSepGw1",197,126.5202537,"lbs/day","LSepGw1",197,126.5202537,"lbs/day","LSepGw1",197,126.5202537,"lbs/day",0]
["LSepGw1",230,123.869022,"lbs/day","LSepGw1",230,123.869022,"lbs/day","LSepGw1",230,123.869022,"lbs/day","LSepGw1",230,123.869022,"lbs/day","LSepGw1",230,123.869022,"lbs/day","LSepGw1",230,123.869022,"lbs/day",0]
["LSepGw1",285,116.13264100000001,"lbs/day","LSepGw1",285,116.13264100000001,"lbs/day","LSepGw1",285,116.13264100000001,"lbs/day","LSepGw1",285,116.13264100000001,"lbs/day","LSepGw1",285,116.13264100000001,"lbs/day","LSepGw1",285,116.13264100000001,"lbs/day",0]
["LSepGw1",318,104.6584579,"lbs/day","LSepGw1",318,104.6584579,"lbs/day","LSepGw1",318,104.6584579,"lbs/day","LSepGw1",318,104.6584579,"lbs/day","LSepGw1",318,104.6584579,"lbs/day","LSepGw1",318,104.6584579,"lbs/day",0]
["LSepGw1",351,105.7015655,"lbs/day","LSepGw1",351,105.7015655,"lbs/day","LSepGw1",351,105.7015655,"lbs/day","LSepGw1",351,105.7015655,"lbs/day","LSepGw1",351,105.7015655,"lbs/day","LSepGw1",351,105.7015655,"lbs/day",0]
["LGwSw1",41,347.58776080000001,"lbs/day","LGwSw1",41,349.86447720000001,"lbs/day","LGwSw1",41,346.43948360000002,"lbs/day","LGwSw1",41,348.47759259999998,"lbs/day","LGwSw1",41,346.48737940000001,"lbs/day","LGwSw1",41,349.5013687,"lbs/day",1]
["LGwSw1",74,356.52235639999998,"lbs/day","LGwSw1",74,365.40153950000001,"lbs/day","LGwSw1",74,355.69762480000003,"lbs/day","LGwSw1",74,362.67756960000003,"lbs/day","LGwSw1",74,355.63137749999999,"lbs/day","LGwSw1",74,365.05995630000001,"lbs/day",1]
["LGwSw1",129,358.3364019,"lbs/day","LGwSw1",129,363.3077902,"lbs/day","LGwSw1",129,355.71417439999999,"lbs/day","LGwSw1",129,359.97791719999998,"lbs/day","LGwSw1",129,355.20088529999998,"lbs/day","LGwSw1",129,362.099873,"lbs/day",1]
["LGwSw1",162,364.55255110000002,"lbs/day","LGwSw1",162,378.31055850000001,"lbs/day","LGwSw1",162,362.48487419999998,"lbs/day","LGwSw1",162,368.86952450000001,"lbs/day","LGwSw1",162,362.24201720000002,"lbs/day","LGwSw1",162,376.71273109999998,"lbs/day",1]
["LGwSw1",195,275.57400039999999,"lbs/day","LGwSw1",195,291.53927570000002,"lbs/day","LGwSw1",195,268.78094379999999,"lbs/day","LGwSw1",195,281.65852649999999,"lbs/day","LGwSw1",195,267.94190639999999,"lbs/day","LGwSw1",195,289.4030631,"lbs/day",1]
["LGwSw1",250,47.469661940000002,"lbs/day","LGwSw1",250,156.97779589999999,"lbs/day","LGwSw1",250,156.17489850000001,"lbs/day","LGwSw1",250,156.5814987,"lbs/day","LGwSw1",250,156.1518489,"lbs/day","LGwSw1",250,156.88347110000001,"lbs/day",1]
["LGwSw1",283,312.62158790000001,"lbs/day","LGwSw1",283,346.93345890000001,"lbs/day","LGwSw1",283,331.04197499999998,"lbs/day","LGwSw1",283,343.80784260000001,"lbs/day","LGwSw1",283,330.58116139999998,"lbs/day","LGwSw1",283,346.35741569999999,"lbs/day",1]
["LGwSw1",316,305.09812790000001,"lbs/day","LGwSw1",316,306.36908690000001,"lbs/day","LGwSw1",316,308.95135040000002,"lbs/day","LGwSw1",316,306.9988803,"lbs/day","LGwSw1",316,307.63118320000001,"lbs/day","LGwSw1",316,304.0303121,"lbs/day",1]
["LGwSw1",332,353.6416863,"lbs/day","LGwSw1",332,362.37519170000002,"lbs/day","LGwSw1",332,357.22426480000001,"lbs/day","LGwSw1",332,358.3398186,"lbs/day","LGwSw1",332,357.36046160000001,"lbs/day","LGwSw1",332,362.58352559999997,"lbs/day",1]
["LGwWtp1",39,4.69E-6,"lbs/day","LGwWtp1",39,4.1300000000000003E-6,"lbs/day","LGwWtp1",39,4.5299999999999998E-6,"lbs/day","LGwWtp1",39,4.4900000000000002E-6,"lbs/day","LGwWtp1",39,5.0200000000000002E-6,"lbs/day","LGwWtp1",39,4.2400000000000001E-6,"lbs/day",1]
["LGwWtp1",55,4.4000000000000002E-6,"lbs/day","LGwWtp1",55,3.7699999999999999E-6,"lbs/day","LGwWtp1",55,4.34E-6,"lbs/day","LGwWtp1",55,4.1999999999999996E-6,"lbs/day","LGwWtp1",55,4.8400000000000002E-6,"lbs/day","LGwWtp1",55,3.9099999999999998E-6,"lbs/day",1]
["LGwWtp1",88,1.84E-6,"lbs/day","LGwWtp1",88,1.5600000000000001E-6,"lbs/day","LGwWtp1",88,1.7999999999999999E-6,"lbs/day","LGwWtp1",88,1.72E-6,"lbs/day","LGwWtp1",88,1.9700000000000002E-6,"lbs/day","LGwWtp1",88,1.5999999999999999E-6,"lbs/day",1]
["LGwWtp1",121,3.8399999999999997E-6,"lbs/day","LGwWtp1",121,2.88E-6,"lbs/day","LGwWtp1",121,3.9700000000000001E-6,"lbs/day","LGwWtp1",121,3.41E-6,"lbs/day","LGwWtp1",121,4.4499999999999997E-6,"lbs/day","LGwWtp1",121,3.0000000000000001E-6,"lbs/day",1]
["LGwWtp1",176,8.4700000000000002E-6,"lbs/day","LGwWtp1",176,6.5599999999999999E-6,"lbs/day","LGwWtp1",176,7.61E-6,"lbs/day","LGwWtp1",176,7.6799999999999993E-6,"lbs/day","LGwWtp1",176,9.3999999999999998E-6,"lbs/day","LGwWtp1",176,6.8000000000000001E-6,"lbs/day",1]
["LGwWtp1",209,19.840895769999999,"lbs/day","LGwWtp1",209,18.879759679999999,"lbs/day","LGwWtp1",209,20.155343210000002,"lbs/day","LGwWtp1",209,19.51571208,"lbs/day","LGwWtp1",209,20.190685670000001,"lbs/day","LGwWtp1",209,19.031467920000001,"lbs/day",1]
["LGwWtp1",242,174.80309130000001,"lbs/day","LGwWtp1",242,1.0375993320000001,"lbs/day","LGwWtp1",242,1.037760027,"lbs/day","LGwWtp1",242,1.0376952159999999,"lbs/day","LGwWtp1",242,1.0377541809999999,"lbs/day","LGwWtp1",242,1.0376248560000001,"lbs/day",1]
["LGwWtp1",299,4.5256964430000002,"lbs/day","LGwWtp1",299,1.7999999999999999E-6,"lbs/day","LGwWtp1",299,2.34E-6,"lbs/day","LGwWtp1",299,2.08E-6,"lbs/day","LGwWtp1",299,2.5799999999999999E-6,"lbs/day","LGwWtp1",299,1.86E-6,"lbs/day",1]
["LGwWtp1",331,2.2475395530000002,"lbs/day","LGwWtp1",331,1.1799999999999999E-6,"lbs/day","LGwWtp1",331,1.33E-6,"lbs/day","LGwWtp1",331,1.2699999999999999E-6,"lbs/day","LGwWtp1",331,1.4300000000000001E-6,"lbs/day","LGwWtp1",331,1.19E-6,"lbs/day",1]
["LGwWwtp1",21,0.34433281399999999,"lbs/day","LGwWwtp1",21,0.295574157,"lbs/day","LGwWwtp1",21,0.355325577,"lbs/day","LGwWwtp1",21,0.31984022899999998,"lbs/day","LGwWwtp1",21,0.35515411499999999,"lbs/day","LGwWwtp1",21,0.29809614200000001,"lbs/day",1]
["LGwWwtp1",54,0.60244761400000002,"lbs/day","LGwWwtp1",54,0.51234280300000001,"lbs/day","LGwWwtp1",54,0.65064302399999996,"lbs/day","LGwWwtp1",54,0.57098270399999995,"lbs/day","LGwWwtp1",54,0.65881930399999999,"lbs/day","LGwWwtp1",54,0.53013615599999997,"lbs/day",1]
["LGwWwtp1",87,0.24149025099999999,"lbs/day","LGwWwtp1",87,0.203125361,"lbs/day","LGwWwtp1",87,0.25566916699999997,"lbs/day","LGwWwtp1",87,0.22431674400000001,"lbs/day","LGwWwtp1",87,0.25697036499999998,"lbs/day","LGwWwtp1",87,0.20735568800000001,"lbs/day",1]
["LGwWwtp1",142,0.24145455599999999,"lbs/day","LGwWwtp1",142,0.21973943800000001,"lbs/day","LGwWwtp1",142,0.26061909700000002,"lbs/day","LGwWwtp1",142,0.22633714199999999,"lbs/day","LGwWwtp1",142,0.26244312600000003,"lbs/day","LGwWwtp1",142,0.22461577899999999,"lbs/day",1]
["LGwWwtp1",175,1.103670881,"lbs/day","LGwWwtp1",175,0.85772558499999996,"lbs/day","LGwWwtp1",175,1.2253821499999999,"lbs/day","LGwWwtp1",175,1.0045936630000001,"lbs/day","LGwWwtp1",175,1.2410266599999999,"lbs/day","LGwWwtp1",175,0.88896570200000002,"lbs/day",1]
["LGwWwtp1",191,4.213797778,"lbs/day","LGwWwtp1",191,3.5037577240000002,"lbs/day","LGwWwtp1",191,4.5202624499999997,"lbs/day","LGwWwtp1",191,3.942294145,"lbs/day","LGwWwtp1",191,4.5579724549999998,"lbs/day","LGwWwtp1",191,3.5996288540000001,"lbs/day",1]
["LGwWwtp1",263,0.76821859299999995,"lbs/day","LGwWwtp1",263,0.50626686799999998,"lbs/day","LGwWwtp1",263,1.8934044480000001,"lbs/day","LGwWwtp1",263,0.80118207799999996,"lbs/day","LGwWwtp1",263,1.9910800769999999,"lbs/day","LGwWwtp1",263,0.552400589,"lbs/day",1]
["LGwWwtp1",296,0.55937041600000004,"lbs/day","LGwWwtp1",296,0.459260744,"lbs/day","LGwWwtp1",296,0.65043976699999995,"lbs/day","LGwWwtp1",296,0.535893811,"lbs/day","LGwWwtp1",296,0.664747855,"lbs/day","LGwWwtp1",296,0.48662305,"lbs/day",1]
["LGwWwtp1",312,0.47479367,"lbs/day","LGwWwtp1",312,0.39530270499999998,"lbs/day","LGwWwtp1",312,0.52790716599999998,"lbs/day","LGwWwtp1",312,0.45081580100000002,"lbs/day","LGwWwtp1",312,0.53748953499999996,"lbs/day","LGwWwtp1",312,0.41408390499999997,"lbs/day",1]
["LGwWwtp1",345,0.42927955899999998,"lbs/day","LGwWwtp1",345,0.37187849000000001,"lbs/day","LGwWwtp1",345,0.44796476200000002,"lbs/day","LGwWwtp1",345,0.40312491299999997,"lbs/day","LGwWwtp1",345,0.45016426799999998,"lbs/day","LGwWwtp1",345,0.37895958800000001,"lbs/day",1]
["LGwExt1",52,0,"lbs/day","LGwExt1",52,0,"lbs/day","LGwExt1",52,0,"lbs/day","LGwExt1",52,0,"lbs/day","LGwExt1",52,0,"lbs/day","LGwExt1",52,0,"lbs/day",0]
["LGwExt1",68,0,"lbs/day","LGwExt1",68,0,"lbs/day","LGwExt1",68,0,"lbs/day","LGwExt1",68,0,"lbs/day","LGwExt1",68,0,"lbs/day","LGwExt1",68,0,"lbs/day",0]
["LGwExt1",101,0,"lbs/day","LGwExt1",101,0,"lbs/day","LGwExt1",101,0,"lbs/day","LGwExt1",101,0,"lbs/day","LGwExt1",101,0,"lbs/day","LGwExt1",101,0,"lbs/day",0]
["LGwExt1",156,0,"lbs/day","LGwExt1",156,0,"lbs/day","LGwExt1",156,0,"lbs/day","LGwExt1",156,0,"lbs/day","LGwExt1",156,0,"lbs/day","LGwExt1",156,0,"lbs/day",0]
["LGwExt1",189,0,"lbs/day","LGwExt1",189,0,"lbs/day","LGwExt1",189,0,"lbs/day","LGwExt1",189,0,"lbs/day","LGwExt1",189,0,"lbs/day","LGwExt1",189,0,"lbs/day",0]
["LGwExt1",222,0,"lbs/day","LGwExt1",222,0,"lbs/day","LGwExt1",222,0,"lbs/day","LGwExt1",222,0,"lbs/day","LGwExt1",222,0,"lbs/day","LGwExt1",222,0,"lbs/day",0]
["LGwExt1",277,0,"lbs/day","LGwExt1",277,0,"lbs/day","LGwExt1",277,0,"lbs/day","LGwExt1",277,0,"lbs/day","LGwExt1",277,0,"lbs/day","LGwExt1",277,0,"lbs/day",{"$f":"IF(ISNUMBER(C32516),IF(AVERAGE(C32516,G32516,K32516,O32516,S32516,W32516)<>MAX(C32516,G32516,K32516,O32516,S32516,W32516),1,0),\"\")","v":0}]
["LGwExt1",310,0,"lbs/day","LGwExt1",310,0,"lbs/day","LGwExt1",310,0,"lbs/day","LGwExt1",310,0,"lbs/day","LGwExt1",310,0,"lbs/day","LGwExt1",310,0,"lbs/day",0]
["LGwExt1",365,0,"lbs/day","LGwExt1",365,0,"lbs/day","LGwExt1",365,0,"lbs/day","LGwExt1",365,0,"lbs/day","LGwExt1",365,0,"lbs/day","LGwExt1",365,0,"lbs/day",0]
["LGwPt1",33,10.96611152,"lbs/day","LGwPt1",33,9.3847177930000001,"lbs/day","LGwPt1",33,11.4702503,"lbs/day","LGwPt1",33,10.25011606,"lbs/day","LGwPt1",33,11.50842441,"lbs/day","LGwPt1",33,9.5385529760000001,"lbs/day",1]
["LGwPt1",66,7.0419446719999996,"lbs/day","LGwPt1",66,6.2505936340000003,"lbs/day","LGwPt1",66,7.441134709,"lbs/day","LGwPt1",66,6.7902568069999996,"lbs/day","LGwPt1",66,7.484160095,"lbs/day","LGwPt1",66,6.3827085190000004,"lbs/day",1]
["LGwPt1",82,7.9776610809999999,"lbs/day","LGwPt1",82,6.8148434130000002,"lbs/day","LGwPt1",82,8.5194554910000004,"lbs/day","LGwPt1",82,7.5327762140000001,"lbs/day","LGwPt1",82,8.594459552,"lbs/day","LGwPt1",82,7.0011852320000001,"lbs/day",1]
["LGwPt1",154,17.463092410000002,"lbs/day","LGwPt1",154,15.007607200000001,"lbs/day","LGwPt1",154,18.908227220000001,"lbs/day","LGwPt1",154,16.274685529999999,"lbs/day","LGwPt1",154,19.043013370000001,"lbs/day","LGwPt1",154,15.34902587,"lbs/day",1]
["LGwPt1",187,78.977075450000001,"lbs/day","LGwPt1",187,64.048100770000005,"lbs/day","LGwPt1",187,85.715722909999997,"lbs/day","LGwPt1",187,73.163876149999993,"lbs/day","LGwPt1",187,86.557588870000004,"lbs/day","LGwPt1",187,66.016676070000003,"lbs/day",1]
["LGwPt1",203,168.84998820000001,"lbs/day","LGwPt1",203,154.20141709999999,"lbs/day","LGwPt1",203,174.13705669999999,"lbs/day","LGwPt1",203,163.66560140000001,"lbs/day","LGwPt1",203,174.74995039999999,"lbs/day","LGwPt1",203,156.38807370000001,"lbs/day",1]
["LGwPt1",236,214.0403417,"lbs/day","LGwPt1",236,213.57237090000001,"lbs/day","LGwPt1",236,213.70861120000001,"lbs/day","LGwPt1",236,213.64909470000001,"lbs/day","LGwPt1",236,213.71140679999999,"lbs/day","LGwPt1",236,213.59233939999999,"lbs/day",1]
["LGwPt1",291,7.6877817009999996,"lbs/day","LGwPt1",291,6.3553875870000001,"lbs/day","LGwPt1",291,8.985803056,"lbs/day","LGwPt1",291,7.3724229909999996,"lbs/day","LGwPt1",291,9.1209869359999995,"lbs/day","LGwPt1",291,6.6625348459999998,"lbs/day",1]
["LGwPt1",324,3.3756608269999999,"lbs/day","LGwPt1",324,2.9131895069999998,"lbs/day","LGwPt1",324,3.529631153,"lbs/day","LGwPt1",324,3.1218341280000002,"lbs/day","LGwPt1",324,3.5261043939999999,"lbs/day","LGwPt1",324,2.940460812,"lbs/day",1]
["LGwPt1",357,3.503100002,"lbs/day","LGwPt1",357,3.0665478230000001,"lbs/day","LGwPt1",357,3.616019514,"lbs/day","LGwPt1",357,3.2864516180000001,"lbs/day","LGwPt1",357,3.6087517020000002,"lbs/day","LGwPt1",357,3.0855784690000001,"lbs/day",1]
["LUseP1",47,578.36941479999996,"lbs/day","LUseP1",47,578.32183540000005,"lbs/day","LUseP1",47,578.27087930000005,"lbs/day","LUseP1",47,578.27649540000004,"lbs/day","LUseP1",47,578.27604169999995,"lbs/day","LUseP1",47,578.27632229999995,"lbs/day",1]
["LUseP1",80,577.97972330000005,"lbs/day","LUseP1",80,577.94161069999996,"lbs/day","LUseP1",80,577.88745649999998,"lbs/day","LUseP1",80,577.89452229999995,"lbs/day","LUseP1",80,577.89437299999997,"lbs/day","LUseP1",80,577.89462939999999,"lbs/day",1]
["LUseP1",113,579.63425649999999,"lbs/day","LUseP1",113,579.53147049999995,"lbs/day","LUseP1",113,579.49282040000003,"lbs/day","LUseP1",113,579.49834650000003,"lbs/day","LUseP1",113,579.49816350000003,"lbs/day","LUseP1",113,579.49835880000001,"lbs/day",1]
["LUseP1",168,580.01518039999996,"lbs/day","LUseP1",168,579.84375490000002,"lbs/day","LUseP1",168,579.81995710000001,"lbs/day","LUseP1",168,579.82026819999999,"lbs/day","LUseP1",168,579.82012090000001,"lbs/day","LUseP1",168,579.82030550000002,"lbs/day",1]
["LUseP1",201,581.51455659999999,"lbs/day","LUseP1",201,581.51840809999999,"lbs/day","LUseP1",201,581.51414450000004,"lbs/day","LUseP1",201,581.51768319999996,"lbs/day","LUseP1",201,581.51761399999998,"lbs/day","LUseP1",201,581.51748980000002,"lbs/day",1]
["LUseP1",256,570.74750559999995,"lbs/day","LUseP1",256,578.84927930000003,"lbs/day","LUseP1",256,578.82712300000003,"lbs/day","LUseP1",256,578.84088229999998,"lbs/day","LUseP1",256,578.84068920000004,"lbs/day","LUseP1",256,578.84096250000005,"lbs/day",1]
["LUseP1",289,570.84588099999996,"lbs/day","LUseP1",289,579.691868,"lbs/day","LUseP1",289,579.65523410000003,"lbs/day","LUseP1",289,579.6556918,"lbs/day","LUseP1",289,579.65541180000002,"lbs/day","LUseP1",289,579.65576320000002,"lbs/day",1]
["LUseP1",322,570.77503490000004,"lbs/day","LUseP1",322,577.94263569999998,"lbs/day","LUseP1",322,577.86782119999998,"lbs/day","LUseP1",322,577.89478129999998,"lbs/day","LUseP1",322,577.89447380000001,"lbs/day","LUseP1",322,577.89476939999997,"lbs/day",1]
["LUsePSanS1",12,102.73738640000001,"lbs/day","LUsePSanS1",12,102.88758559999999,"lbs/day","LUsePSanS1",12,102.90882689999999,"lbs/day","LUsePSanS1",12,102.8799106,"lbs/day","LUsePSanS1",12,102.87986720000001,"lbs/day","LUsePSanS1",12,102.8799142,"lbs/day",1]
["LUsePSanS1",45,99.200253630000006,"lbs/day","LUsePSanS1",45,99.236772830000007,"lbs/day","LUsePSanS1",45,99.373727590000001,"lbs/day","LUsePSanS1",45,99.228922400000002,"lbs/day","LUsePSanS1",45,99.228871690000005,"lbs/day","LUsePSanS1",45,99.228921470000003,"lbs/day",1]
["LUsePSanS1",61,96.22797344,"lbs/day","LUsePSanS1",61,96.158009469999996,"lbs/day","LUsePSanS1",61,96.171071380000001,"lbs/day","LUsePSanS1",61,96.150390209999998,"lbs/day","LUsePSanS1",61,96.150340540000002,"lbs/day","LUsePSanS1",61,96.150366890000001,"lbs/day",1]
["LUsePSanS1",94,103.5561845,"lbs/day","LUsePSanS1",94,103.77778379999999,"lbs/day","LUsePSanS1",94,103.7581263,"lbs/day","LUsePSanS1",94,103.7715362,"lbs/day","LUsePSanS1",94,103.77150519999999,"lbs/day","LUsePSanS1",94,103.77153819999999,"lbs/day",1]
["LUsePSanS1",166,74.30658253,"lbs/day","LUsePSanS1",166,74.311902500000002,"lbs/day","LUsePSanS1",166,74.320024119999999,"lbs/day","LUsePSanS1",166,74.308822070000005,"lbs/day","LUsePSanS1",166,74.30881402,"lbs/day","LUsePSanS1",166,74.308827100000002,"lbs/day",1]
["LUsePSanS1",182,83.393670369999995,"lbs/day","LUsePSanS1",182,83.574103679999993,"lbs/day","LUsePSanS1",182,83.516078410000006,"lbs/day","LUsePSanS1",182,83.568824489999997,"lbs/day","LUsePSanS1",182,83.568770479999998,"lbs/day","LUsePSanS1",182,83.568775090000003,"lbs/day",1]
["LUsePSanS1",215,86.951707089999999,"lbs/day","LUsePSanS1",215,87.170428240000007,"lbs/day","LUsePSanS1",215,87.170489880000005,"lbs/day","LUsePSanS1",215,87.171884140000003,"lbs/day","LUsePSanS1",215,87.171876119999993,"lbs/day","LUsePSanS1",215,87.171853409999997,"lbs/day",1]
["LUsePSanS1",248,76.169756649999997,"lbs/day","LUsePSanS1",248,77.228753560000001,"lbs/day","LUsePSanS1",248,77.188982969999998,"lbs/day","LUsePSanS1",248,77.228851840000004,"lbs/day","LUsePSanS1",248,77.22881769,"lbs/day","LUsePSanS1",248,77.228828230000005,"lbs/day",1]
["LUsePSanS1",303,106.34867610000001,"lbs/day","LUsePSanS1",303,108.2998571,"lbs/day","LUsePSanS1",303,108.2429999,"lbs/day","LUsePSanS1",303,108.29309960000001,"lbs/day","LUsePSanS1",303,108.29304620000001,"lbs/day","LUsePSanS1",303,108.2930935,"lbs/day",1]
["LUsePSanS1",336,96.461860209999998,"lbs/day","LUsePSanS1",336,97.716604619999998,"lbs/day","LUsePSanS1",336,97.864946250000003,"lbs/day","LUsePSanS1",336,97.708647240000005,"lbs/day","LUsePSanS1",336,97.708596360000001,"lbs/day","LUsePSanS1",336,97.708653240000004,"lbs/day",1]
["LUsePSep1",26,335.75786579999999,"lbs/day","LUsePSep1",26,335.7188678,"lbs/day","LUsePSep1",26,335.69046329999998,"lbs/day","LUsePSep1",26,335.69366220000001,"lbs/day","LUsePSep1",26,335.69352459999999,"lbs/day","LUsePSep1",26,335.69368350000002,"lbs/day",1]
["LUsePSep1",59,335.4437087,"lbs/day","LUsePSep1",59,335.41612830000003,"lbs/day","LUsePSep1",59,335.38303560000003,"lbs/day","LUsePSep1",59,335.3897657,"lbs/day","LUsePSep1",59,335.38959440000002,"lbs/day","LUsePSep1",59,335.38975620000002,"lbs/day",1]
["LUsePSep1",92,328.99742900000001,"lbs/day","LUsePSep1",92,328.93256489999999,"lbs/day","LUsePSep1",92,328.90717840000002,"lbs/day","LUsePSep1",92,328.91272079999999,"lbs/day","LUsePSep1",92,328.91262469999998,"lbs/day","LUsePSep1",92,328.91273940000002,"lbs/day",1]
["LUsePSep1",147,278.60015809999999,"lbs/day","LUsePSep1",147,278.51859889999997,"lbs/day","LUsePSep1",147,278.50789300000002,"lbs/day","LUsePSep1",147,278.50864589999998,"lbs/day","LUsePSep1",147,278.5086225,"lbs/day","LUsePSep1",147,278.50865470000002,"lbs/day",1]
["LUsePSep1",182,241.26661290000001,"lbs/day","LUsePSep1",182,241.25005289999999,"lbs/day","LUsePSep1",182,241.23286809999999,"lbs/day","LUsePSep1",182,241.23481390000001,"lbs/day","LUsePSep1",182,241.234658,"lbs/day","LUsePSep1",182,241.2346713,"lbs/day",1]
["LUsePSep1",214,255.92731470000001,"lbs/day","LUsePSep1",214,255.92949999999999,"lbs/day","LUsePSep1",214,255.93294950000001,"lbs/day","LUsePSep1",214,255.93374170000001,"lbs/day","LUsePSep1",214,255.93370880000001,"lbs/day","LUsePSep1",214,255.9336601,"lbs/day",1]
["LUsePSep1",269,265.71928680000002,"lbs/day","LUsePSep1",269,269.49685140000003,"lbs/day","LUsePSep1",269,269.48449690000001,"lbs/day","LUsePSep1",269,269.4872838,"lbs/day","LUsePSep1",269,269.48717820000002,"lbs/day","LUsePSep1",269,269.48725949999999,"lbs/day",1]
["LUsePSep1",302,331.08023530000003,"lbs/day","LUsePSep1",302,336.21077250000002,"lbs/day","LUsePSep1",302,336.17899139999997,"lbs/day","LUsePSep1",302,336.18971110000001,"lbs/day","LUsePSep1",302,336.18959999999998,"lbs/day","LUsePSep1",302,336.18980679999999,"lbs/day",1]
["LUsePSep1",318,331.03914580000003,"lbs/day","LUsePSep1",318,335.19609109999999,"lbs/day","LUsePSep1",318,335.16889179999998,"lbs/day","LUsePSep1",318,335.16837240000001,"lbs/day","LUsePSep1",318,335.16829089999999,"lbs/day","LUsePSep1",318,335.1684798,"lbs/day",1]
["LUsePSep1",351,335.33159940000002,"lbs/day","LUsePSep1",351,335.30662039999999,"lbs/day","LUsePSep1",351,335.2754175,"lbs/day","LUsePSep1",351,335.27910980000001,"lbs/day","LUsePSep1",351,335.27893410000001,"lbs/day","LUsePSep1",351,335.27922160000003,"lbs/day",1]
["LUsePSepExt1",58,0,"lbs/day","LUsePSepExt1",58,0,"lbs/day","LUsePSepExt1",58,0,"lbs/day","LUsePSepExt1",58,0,"lbs/day","LUsePSepExt1",58,0,"lbs/day","LUsePSepExt1",58,0,"lbs/day",0]
["LUsePSepExt1",74,0,"lbs/day","LUsePSepExt1",74,0,"lbs/day","LUsePSepExt1",74,0,"lbs/day","LUsePSepExt1",74,0,"lbs/day","LUsePSepExt1",74,0,"lbs/day","LUsePSepExt1",74,0,"lbs/day",0]
["LUsePSepExt1",107,0,"lbs/day","LUsePSepExt1",107,0,"lbs/day","LUsePSepExt1",107,0,"lbs/day","LUsePSepExt1",107,0,"lbs/day","LUsePSepExt1",107,0,"lbs/day","LUsePSepExt1",107,0,"lbs/day",0]
["LUsePSepExt1",162,0,"lbs/day","LUsePSepExt1",162,0,"lbs/day","LUsePSepExt1",162,0,"lbs/day","LUsePSepExt1",162,0,"lbs/day","LUsePSepExt1",162,0,"lbs/day","LUsePSepExt1",162,0,"lbs/day",0]
["LUsePSepExt1",195,0,"lbs/day","LUsePSepExt1",195,0,"lbs/day","LUsePSepExt1",195,0,"lbs/day","LUsePSepExt1",195,0,"lbs/day","LUsePSepExt1",195,0,"lbs/day","LUsePSepExt1",195,0,"lbs/day",0]
["LUsePSepExt1",228,0,"lbs/day","LUsePSepExt1",228,0,"lbs/day","LUsePSepExt1",228,0,"lbs/day","LUsePSepExt1",228,0,"lbs/day","LUsePSepExt1",228,0,"lbs/day","LUsePSepExt1",228,0,"lbs/day",0]
["LUsePSepExt1",283,0,"lbs/day","LUsePSepExt1",283,0,"lbs/day","LUsePSepExt1",283,0,"lbs/day","LUsePSepExt1",283,0,"lbs/day","LUsePSepExt1",283,0,"lbs/day","LUsePSepExt1",283,0,"lbs/day",0]
["LUsePSepExt1",316,0,"lbs/day","LUsePSepExt1",316,0,"lbs/day","LUsePSepExt1",316,0,"lbs/day","LUsePSepExt1",316,0,"lbs/day","LUsePSepExt1",316,0,"lbs/day","LUsePSepExt1",316,0,"lbs/day",0]
["LUsePSepExt1",349,0,"lbs/day","LUsePSepExt1",349,0,"lbs/day","LUsePSepExt1",349,0,"lbs/day","LUsePSepExt1",349,0,"lbs/day","LUsePSepExt1",349,0,"lbs/day","LUsePSepExt1",349,0,"lbs/day",0]
["LUsePIbtWw1",39,106.3942076,"lbs/day","LUsePIbtWw1",39,106.340845,"lbs/day","LUsePIbtWw1",39,106.28169130000001,"lbs/day","LUsePIbtWw1",39,106.33257020000001,"lbs/day","LUsePIbtWw1",39,106.3324872,"lbs/day","LUsePIbtWw1",39,106.3325344,"lbs/day",1]
["LUsePIbtWw1",72,109.2262235,"lbs/day","LUsePIbtWw1",72,109.28424,"lbs/day","LUsePIbtWw1",72,109.1361474,"lbs/day","LUsePIbtWw1",72,109.2753853,"lbs/day","LUsePIbtWw1",72,109.275345,"lbs/day","LUsePIbtWw1",72,109.2753934,"lbs/day",1]
["LUsePIbtWw1",127,90.255196319999996,"lbs/day","LUsePIbtWw1",127,90.251488519999995,"lbs/day","LUsePIbtWw1",127,90.11379565,"lbs/day","LUsePIbtWw1",127,90.24828574,"lbs/day","LUsePIbtWw1",127,90.248265149999995,"lbs/day","LUsePIbtWw1",127,90.248296120000006,"lbs/day",1]
["LUsePIbtWw1",160,79.782770510000006,"lbs/day","LUsePIbtWw1",160,79.726482880000006,"lbs/day","LUsePIbtWw1",160,79.543167190000005,"lbs/day","LUsePIbtWw1",160,79.723050290000003,"lbs/day","LUsePIbtWw1",160,79.723033200000003,"lbs/day","LUsePIbtWw1",160,79.723039709999995,"lbs/day",1]
["LUsePIbtWw1",193,64.476833830000004,"lbs/day","LUsePIbtWw1",193,64.285863629999994,"lbs/day","LUsePIbtWw1",193,64.291835989999996,"lbs/day","LUsePIbtWw1",193,64.284742980000004,"lbs/day","LUsePIbtWw1",193,64.284724749999995,"lbs/day","LUsePIbtWw1",193,64.284746810000001,"lbs/day",1]
["LUsePIbtWw1",209,64.483212199999997,"lbs/day","LUsePIbtWw1",209,64.284416669999999,"lbs/day","LUsePIbtWw1",209,64.261588450000005,"lbs/day","LUsePIbtWw1",209,64.284755259999997,"lbs/day","LUsePIbtWw1",209,64.284724990000001,"lbs/day","LUsePIbtWw1",209,64.284717540000003,"lbs/day",1]
["LUsePIbtWw1",281,96.572608059999993,"lbs/day","LUsePIbtWw1",281,97.764620890000003,"lbs/day","LUsePIbtWw1",281,97.636406500000007,"lbs/day","LUsePIbtWw1",281,97.758681820000007,"lbs/day","LUsePIbtWw1",281,97.758638939999997,"lbs/day","LUsePIbtWw1",281,97.758699329999999,"lbs/day",1]
["LUsePIbtWw1",297,96.571821209999996,"lbs/day","LUsePIbtWw1",297,97.76471789,"lbs/day","LUsePIbtWw1",297,97.482381709999999,"lbs/day","LUsePIbtWw1",297,97.758668589999999,"lbs/day","LUsePIbtWw1",297,97.75863923,"lbs/day","LUsePIbtWw1",297,97.758675580000002,"lbs/day",1]
["LUsePIbtWw1",330,107.50471140000001,"lbs/day","LUsePIbtWw1",330,108.8991884,"lbs/day","LUsePIbtWw1",330,108.96261370000001,"lbs/day","LUsePIbtWw1",330,108.8901853,"lbs/day","LUsePIbtWw1",330,108.8901434,"lbs/day","LUsePIbtWw1",330,108.8901692,"lbs/day",1]
["LUsePIbtWw1",363,107.7918981,"lbs/day","LUsePIbtWw1",363,107.79385809999999,"lbs/day","LUsePIbtWw1",363,107.36497369999999,"lbs/day","LUsePIbtWw1",363,107.7849939,"lbs/day","LUsePIbtWw1",363,107.78493880000001,"lbs/day","LUsePIbtWw1",363,107.7850004,"lbs/day",1]
["LUseNp1",53,263.43535850000001,"lbs/day","LUseNp1",53,263.48566240000002,"lbs/day","LUseNp1",53,263.53181499999999,"lbs/day","LUseNp1",53,263.5339184,"lbs/day","LUseNp1",53,263.53424230000002,"lbs/day","LUseNp1",53,263.53398570000002,"lbs/day",1]
["LUseNp1",86,263.1403512,"lbs/day","LUseNp1",86,263.1807101,"lbs/day","LUseNp1",86,263.25913500000001,"lbs/day","LUseNp1",86,263.23071950000002,"lbs/day","LUseNp1",86,263.23094700000001,"lbs/day","LUseNp1",86,263.23073929999998,"lbs/day",1]
["LUseNp1",119,264.34281600000003,"lbs/day","LUseNp1",119,264.45938219999999,"lbs/day","LUseNp1",119,264.5065606,"lbs/day","LUseNp1",119,264.49584069999997,"lbs/day","LUseNp1",119,264.49611759999999,"lbs/day","LUseNp1",119,264.49592469999999,"lbs/day",1]
["LUseNp1",174,265.04480489999997,"lbs/day","LUseNp1",174,265.18839359999998,"lbs/day","LUseNp1",174,265.21504040000002,"lbs/day","LUseNp1",174,265.21274779999999,"lbs/day","LUseNp1",174,265.21294870000003,"lbs/day","LUseNp1",174,265.21283510000001,"lbs/day",1]
["LUseNp1",207,266.79597849999999,"lbs/day","LUseNp1",207,266.79233779999998,"lbs/day","LUseNp1",207,266.79204499999997,"lbs/day","LUseNp1",207,266.78937960000002,"lbs/day","LUseNp1",207,266.78968579999997,"lbs/day","LUseNp1",207,266.78954909999999,"lbs/day",1]
["LUseNp1",262,257.13770010000002,"lbs/day","LUseNp1",262,264.46266600000001,"lbs/day","LUseNp1",262,264.49388670000002,"lbs/day","LUseNp1",262,264.48619960000002,"lbs/day","LUseNp1",262,264.48646070000001,"lbs/day","LUseNp1",262,264.48625650000002,"lbs/day",1]
["LUseNp1",295,257.17885919999998,"lbs/day","LUseNp1",295,264.58740599999999,"lbs/day","LUseNp1",295,264.6367798,"lbs/day","LUseNp1",295,264.62553489999999,"lbs/day","LUseNp1",295,264.62573159999999,"lbs/day","LUseNp1",295,264.62547960000001,"lbs/day",1]
["LUseNp1",328,257.11751429999998,"lbs/day","LUseNp1",328,263.18409000000003,"lbs/day","LUseNp1",328,263.26416380000001,"lbs/day","LUseNp1",328,263.2346455,"lbs/day","LUseNp1",328,263.23496979999999,"lbs/day","LUseNp1",328,263.23481629999998,"lbs/day",1]
["LUseNpSanS1",18,49.718790130000002,"lbs/day","LUseNpSanS1",18,49.642384149999998,"lbs/day","LUseNpSanS1",18,49.63889168,"lbs/day","LUseNpSanS1",18,49.651094780000001,"lbs/day","LUseNpSanS1",18,49.65113676,"lbs/day","LUseNpSanS1",18,49.651084089999998,"lbs/day",1]
["LUseNpSanS1",51,48.09440678,"lbs/day","LUseNpSanS1",51,48.07829976,"lbs/day","LUseNpSanS1",51,47.941741739999998,"lbs/day","LUseNpSanS1",51,48.087000740000001,"lbs/day","LUseNpSanS1",51,48.087056949999997,"lbs/day","LUseNpSanS1",51,48.08700949,"lbs/day",1]
["LUseNpSanS1",84,46.7193264,"lbs/day","LUseNpSanS1",84,46.762867319999998,"lbs/day","LUseNpSanS1",84,46.828031230000001,"lbs/day","LUseNpSanS1",84,46.771650549999997,"lbs/day","LUseNpSanS1",84,46.771690909999997,"lbs/day","LUseNpSanS1",84,46.771633700000002,"lbs/day",1]
["LUseNpSanS1",100,50.100862929999998,"lbs/day","LUseNpSanS1",100,49.987549979999997,"lbs/day","LUseNpSanS1",100,50.026475699999999,"lbs/day","LUseNpSanS1",100,49.994472989999998,"lbs/day","LUseNpSanS1",100,49.994507890000001,"lbs/day","LUseNpSanS1",100,49.994468339999997,"lbs/day",1]
["LUseNpSanS1",172,38.502944110000001,"lbs/day","LUseNpSanS1",172,38.510811410000002,"lbs/day","LUseNpSanS1",172,38.498084460000001,"lbs/day","LUseNpSanS1",172,38.514482360000002,"lbs/day","LUseNpSanS1",172,38.51450037,"lbs/day","LUseNpSanS1",172,38.514467809999999,"lbs/day",1]
["LUseNpSanS1",188,43.304394010000003,"lbs/day","LUseNpSanS1",188,43.200975569999997,"lbs/day","LUseNpSanS1",188,43.210360350000002,"lbs/day","LUseNpSanS1",188,43.20473544,"lbs/day","LUseNpSanS1",188,43.20473939,"lbs/day","LUseNpSanS1",188,43.204716300000001,"lbs/day",1]
["LUseNpSanS1",221,44.937091600000002,"lbs/day","LUseNpSanS1",221,44.812626539999997,"lbs/day","LUseNpSanS1",221,44.794140779999999,"lbs/day","LUseNpSanS1",221,44.810745660000002,"lbs/day","LUseNpSanS1",221,44.810784689999998,"lbs/day","LUseNpSanS1",221,44.810770929999997,"lbs/day",1]
["LUseNpSanS1",293,50.682626800000001,"lbs/day","LUseNpSanS1",293,51.973504920000003,"lbs/day","LUseNpSanS1",293,51.930832340000002,"lbs/day","LUseNpSanS1",293,51.981020819999998,"lbs/day","LUseNpSanS1",293,51.981059729999998,"lbs/day","LUseNpSanS1",293,51.981014940000001,"lbs/day",1]
["LUseNpSanS1",309,45.816319030000002,"lbs/day","LUseNpSanS1",309,46.924829590000002,"lbs/day","LUseNpSanS1",309,46.924338560000002,"lbs/day","LUseNpSanS1",309,46.933623359999999,"lbs/day","LUseNpSanS1",309,46.933666770000002,"lbs/day","LUseNpSanS1",309,46.933636059999998,"lbs/day",1]
["LUseNpSanS1",342,46.334330680000001,"lbs/day","LUseNpSanS1",342,47.428506319999997,"lbs/day","LUseNpSanS1",342,47.361013989999996,"lbs/day","LUseNpSanS1",342,47.437449049999998,"lbs/day","LUseNpSanS1",342,47.437492079999998,"lbs/day","LUseNpSanS1",342,47.437398190000003,"lbs/day",1]
["LUseNpSep1",32,161.69654449999999,"lbs/day","LUseNpSep1",32,161.72749479999999,"lbs/day","LUseNpSep1",32,161.7577613,"lbs/day","LUseNpSep1",32,161.75702630000001,"lbs/day","LUseNpSep1",32,161.75732070000001,"lbs/day","LUseNpSep1",32,161.75715690000001,"lbs/day",1]
["LUseNpSep1",65,161.51558470000001,"lbs/day","LUseNpSep1",65,161.5404145,"lbs/day","LUseNpSep1",65,161.56725209999999,"lbs/day","LUseNpSep1",65,161.57100370000001,"lbs/day","LUseNpSep1",65,161.57115909999999,"lbs/day","LUseNpSep1",65,161.5709684,"lbs/day",1]
["LUseNpSep1",98,158.97410579999999,"lbs/day","LUseNpSep1",98,159.04573790000001,"lbs/day","LUseNpSep1",98,159.06706370000001,"lbs/day","LUseNpSep1",98,159.06781050000001,"lbs/day","LUseNpSep1",98,159.06796460000001,"lbs/day","LUseNpSep1",98,159.06785070000001,"lbs/day",1]
["LUseNpSep1",153,129.7699145,"lbs/day","LUseNpSep1",153,129.8873964,"lbs/day","LUseNpSep1",153,129.90484380000001,"lbs/day","LUseNpSep1",153,129.90123180000001,"lbs/day","LUseNpSep1",153,129.90130289999999,"lbs/day","LUseNpSep1",153,129.9011941,"lbs/day",1]
["LUseNpSep1",186,125.6872406,"lbs/day","LUseNpSep1",186,125.6976627,"lbs/day","LUseNpSep1",186,125.71221869999999,"lbs/day","LUseNpSep1",186,125.71117219999999,"lbs/day","LUseNpSep1",186,125.71129879999999,"lbs/day","LUseNpSep1",186,125.71129430000001,"lbs/day",1]
["LUseNpSep1",219,132.56903510000001,"lbs/day","LUseNpSep1",219,132.56853480000001,"lbs/day","LUseNpSep1",219,132.565325,"lbs/day","LUseNpSep1",219,132.56314269999999,"lbs/day","LUseNpSep1",219,132.563073,"lbs/day","LUseNpSep1",219,132.56310189999999,"lbs/day",1]
["LUseNpSep1",274,157.85638549999999,"lbs/day","LUseNpSep1",274,162.4037945,"lbs/day","LUseNpSep1",274,162.44657190000001,"lbs/day","LUseNpSep1",274,162.4271631,"lbs/day","LUseNpSep1",274,162.427279,"lbs/day","LUseNpSep1",274,162.42703800000001,"lbs/day",1]
["LUseNpSep1",307,157.81873189999999,"lbs/day","LUseNpSep1",307,161.5430355,"lbs/day","LUseNpSep1",307,161.57813350000001,"lbs/day","LUseNpSep1",307,161.57347659999999,"lbs/day","LUseNpSep1",307,161.57362509999999,"lbs/day","LUseNpSep1",307,161.5734162,"lbs/day",1]
["LUseNpSep1",323,157.81873189999999,"lbs/day","LUseNpSep1",323,161.54235489999999,"lbs/day","LUseNpSep1",323,161.5685211,"lbs/day","LUseNpSep1",323,161.5735292,"lbs/day","LUseNpSep1",323,161.57362499999999,"lbs/day","LUseNpSep1",323,161.57344430000001,"lbs/day",1]
["LUseNpSepExt1",1,0,"lbs/day","LUseNpSepExt1",1,0,"lbs/day","LUseNpSepExt1",1,0,"lbs/day","LUseNpSepExt1",1,0,"lbs/day","LUseNpSepExt1",1,0,"lbs/day","LUseNpSepExt1",1,0,"lbs/day",0]
["LUseNpSepExt1",64,0,"lbs/day","LUseNpSepExt1",64,0,"lbs/day","LUseNpSepExt1",64,0,"lbs/day","LUseNpSepExt1",64,0,"lbs/day","LUseNpSepExt1",64,0,"lbs/day","LUseNpSepExt1",64,0,"lbs/day",0]
["LUseNpSepExt1",80,0,"lbs/day","LUseNpSepExt1",80,0,"lbs/day","LUseNpSepExt1",80,0,"lbs/day","LUseNpSepExt1",80,0,"lbs/day","LUseNpSepExt1",80,0,"lbs/day","LUseNpSepExt1",80,0,"lbs/day",0]
["LUseNpSepExt1",113,0,"lbs/day","LUseNpSepExt1",113,0,"lbs/day","LUseNpSepExt1",113,0,"lbs/day","LUseNpSepExt1",113,0,"lbs/day","LUseNpSepExt1",113,0,"lbs/day","LUseNpSepExt1",113,0,"lbs/day",0]
["LUseNpSepExt1",168,0,"lbs/day","LUseNpSepExt1",168,0,"lbs/day","LUseNpSepExt1",168,0,"lbs/day","LUseNpSepExt1",168,0,"lbs/day","LUseNpSepExt1",168,0,"lbs/day","LUseNpSepExt1",168,0,"lbs/day",0]
["LUseNpSepExt1",201,0,"lbs/day","LUseNpSepExt1",201,0,"lbs/day","LUseNpSepExt1",201,0,"lbs/day","LUseNpSepExt1",201,0,"lbs/day","LUseNpSepExt1",201,0,"lbs/day","LUseNpSepExt1",201,0,"lbs/day",0]
["LUseNpSepExt1",234,0,"lbs/day","LUseNpSepExt1",234,0,"lbs/day","LUseNpSepExt1",234,0,"lbs/day","LUseNpSepExt1",234,0,"lbs/day","LUseNpSepExt1",234,0,"lbs/day","LUseNpSepExt1",234,0,"lbs/day",0]
["LUseNpSepExt1",289,0,"lbs/day","LUseNpSepExt1",289,0,"lbs/day","LUseNpSepExt1",289,0,"lbs/day","LUseNpSepExt1",289,0,"lbs/day","LUseNpSepExt1",289,0,"lbs/day","LUseNpSepExt1",289,0,"lbs/day",0]
["LUseNpSepExt1",322,0,"lbs/day","LUseNpSepExt1",322,0,"lbs/day","LUseNpSepExt1",322,0,"lbs/day","LUseNpSepExt1",322,0,"lbs/day","LUseNpSepExt1",322,0,"lbs/day","LUseNpSepExt1",322,0,"lbs/day",0]
["LUseNpSepExt1",355,0,"lbs/day","LUseNpSepExt1",355,0,"lbs/day","LUseNpSepExt1",355,0,"lbs/day","LUseNpSepExt1",355,0,"lbs/day","LUseNpSepExt1",355,0,"lbs/day","LUseNpSepExt1",355,0,"lbs/day",0]
["LUseNpIbtWw1",45,51.010436910000003,"lbs/day","LUseNpIbtWw1",45,51.045083419999997,"lbs/day","LUseNpIbtWw1",45,51.138419470000002,"lbs/day","LUseNpIbtWw1",45,51.054462819999998,"lbs/day","LUseNpIbtWw1",45,51.054523420000002,"lbs/day","LUseNpIbtWw1",45,51.054463920000003,"lbs/day",1]
["LUseNpIbtWw1",78,52.274157019999997,"lbs/day","LUseNpIbtWw1",78,52.245969430000002,"lbs/day","LUseNpIbtWw1",78,52.279917339999997,"lbs/day","LUseNpIbtWw1",78,52.25574469,"lbs/day","LUseNpIbtWw1",78,52.255789450000002,"lbs/day","LUseNpIbtWw1",78,52.255736120000002,"lbs/day",1]
["LUseNpIbtWw1",133,43.755531089999998,"lbs/day","LUseNpIbtWw1",133,43.778802640000002,"lbs/day","LUseNpIbtWw1",133,43.784412430000003,"lbs/day","LUseNpIbtWw1",133,43.782471370000003,"lbs/day","LUseNpIbtWw1",133,43.782480829999997,"lbs/day","LUseNpIbtWw1",133,43.782450009999998,"lbs/day",1]
["LUseNpIbtWw1",166,41.049836460000002,"lbs/day","LUseNpIbtWw1",166,41.09820569,"lbs/day","LUseNpIbtWw1",166,41.110366259999999,"lbs/day","LUseNpIbtWw1",166,41.102414920000001,"lbs/day","LUseNpIbtWw1",166,41.102425949999997,"lbs/day","LUseNpIbtWw1",166,41.102408050000001,"lbs/day",{"$f":"IF(ISNUMBER(C36420),IF(AVERAGE(C36420,G36420,K36420,O36420,S36420,W36420)<>MAX(C36420,G36420,K36420,O36420,S36420,W36420),1,0),\"\")","v":1}]
["LUseNpIbtWw1",199,33.735432439999997,"lbs/day","LUseNpIbtWw1",199,33.843747890000003,"lbs/day","LUseNpIbtWw1",199,33.865925390000001,"lbs/day","LUseNpIbtWw1",199,33.844093860000001,"lbs/day","LUseNpIbtWw1",199,33.844119720000002,"lbs/day","LUseNpIbtWw1",199,33.844118860000002,"lbs/day",1]
["LUseNpIbtWw1",215,36.317319470000001,"lbs/day","LUseNpIbtWw1",215,36.439033190000004,"lbs/day","LUseNpIbtWw1",215,36.438501010000003,"lbs/day","LUseNpIbtWw1",215,36.437537509999999,"lbs/day","LUseNpIbtWw1",215,36.437545950000001,"lbs/day","LUseNpIbtWw1",215,36.437568990000003,"lbs/day",1]
["LUseNpIbtWw1",287,46.066687649999999,"lbs/day","LUseNpIbtWw1",287,47.564589349999999,"lbs/day","LUseNpIbtWw1",287,47.601834359999998,"lbs/day","LUseNpIbtWw1",287,47.571105660000001,"lbs/day","LUseNpIbtWw1",287,47.571139649999999,"lbs/day","LUseNpIbtWw1",287,47.571068949999997,"lbs/day",1]
["LUseNpIbtWw1",320,50.908913339999998,"lbs/day","LUseNpIbtWw1",320,52.085312420000001,"lbs/day","LUseNpIbtWw1",320,52.133293459999997,"lbs/day","LUseNpIbtWw1",320,52.095281710000002,"lbs/day","LUseNpIbtWw1",320,52.095327300000001,"lbs/day","LUseNpIbtWw1",320,52.095296900000001,"lbs/day",1]
["LUseNpIbtWw1",336,50.412850630000001,"lbs/day","LUseNpIbtWw1",336,51.637191530000003,"lbs/day","LUseNpIbtWw1",336,51.73899634,"lbs/day","LUseNpIbtWw1",336,51.64696112,"lbs/day","LUseNpIbtWw1",336,51.647023599999997,"lbs/day","LUseNpIbtWw1",336,51.646953760000002,"lbs/day",1]
["LUseNpSewer1",43,0,"lbs/day","LUseNpSewer1",43,0,"lbs/day","LUseNpSewer1",43,0,"lbs/day","LUseNpSewer1",43,0,"lbs/day","LUseNpSewer1",43,0,"lbs/day","LUseNpSewer1",43,0,"lbs/day",0]
["LUseNpSewer1",59,0,"lbs/day","LUseNpSewer1",59,0,"lbs/day","LUseNpSewer1",59,0,"lbs/day","LUseNpSewer1",59,0,"lbs/day","LUseNpSewer1",59,0,"lbs/day","LUseNpSewer1",59,0,"lbs/day",0]
["LUseNpSewer1",92,0,"lbs/day","LUseNpSewer1",92,0,"lbs/day","LUseNpSewer1",92,0,"lbs/day","LUseNpSewer1",92,0,"lbs/day","LUseNpSewer1",92,0,"lbs/day","LUseNpSewer1",92,0,"lbs/day",0]
["LUseNpSewer1",125,0,"lbs/day","LUseNpSewer1",125,0,"lbs/day","LUseNpSewer1",125,0,"lbs/day","LUseNpSewer1",125,0,"lbs/day","LUseNpSewer1",125,0,"lbs/day","LUseNpSewer1",125,0,"lbs/day",0]
["LUseNpSewer1",180,0,"lbs/day","LUseNpSewer1",180,0,"lbs/day","LUseNpSewer1",180,0,"lbs/day","LUseNpSewer1",180,0,"lbs/day","LUseNpSewer1",180,0,"lbs/day","LUseNpSewer1",180,0,"lbs/day",0]
["LUseNpSewer1",213,0,"lbs/day","LUseNpSewer1",213,0,"lbs/day","LUseNpSewer1",213,0,"lbs/day","LUseNpSewer1",213,0,"lbs/day","LUseNpSewer1",213,0,"lbs/day","LUseNpSewer1",213,0,"lbs/day",0]
["LUseNpSewer1",268,0,"lbs/day","LUseNpSewer1",268,0,"lbs/day","LUseNpSewer1",268,0,"lbs/day","LUseNpSewer1",268,0,"lbs/day","LUseNpSewer1",268,0,"lbs/day","LUseNpSewer1",268,0,"lbs/day",0]
["LUseNpSewer1",301,0,"lbs/day","LUseNpSewer1",301,0,"lbs/day","LUseNpSewer1",301,0,"lbs/day","LUseNpSewer1",301,0,"lbs/day","LUseNpSewer1",301,0,"lbs/day","LUseNpSewer1",301,0,"lbs/day",0]
["LUseNpSewer1",334,0,"lbs/day","LUseNpSewer1",334,0,"lbs/day","LUseNpSewer1",334,0,"lbs/day","LUseNpSewer1",334,0,"lbs/day","LUseNpSewer1",334,0,"lbs/day","LUseNpSewer1",334,0,"lbs/day",0]
["LSw1",24,420.44042409999997,"lbs/day","LSw1",24,430.7905634,"lbs/day","LSw1",24,419.00057459999999,"lbs/day","LSw1",24,425.94339609999997,"lbs/day","LSw1",24,419.23841540000001,"lbs/day","LSw1",24,430.70731410000002,"lbs/day",1]
["LSw1",57,372.35833009999999,"lbs/day","LSw1",57,375.47980330000001,"lbs/day","LSw1",57,372.15420390000003,"lbs/day","LSw1",57,374.17599300000001,"lbs/day","LSw1",57,372.25856219999997,"lbs/day","LSw1",57,375.60799070000002,"lbs/day",1]
["LSw1",90,426.37008530000003,"lbs/day","LSw1",90,438.3906169,"lbs/day","LSw1",90,424.42843900000003,"lbs/day","LSw1",90,432.53591719999997,"lbs/day","LSw1",90,424.48479020000002,"lbs/day","LSw1",90,437.89937070000002,"lbs/day",1]
["LSw1",145,415.22877490000002,"lbs/day","LSw1",145,458.6733815,"lbs/day","LSw1",145,408.84580260000001,"lbs/day","LSw1",145,424.60365890000003,"lbs/day","LSw1",145,408.43043119999999,"lbs/day","LSw1",145,456.76239989999999,"lbs/day",1]
["LSw1",178,346.68664660000002,"lbs/day","LSw1",178,354.41543300000001,"lbs/day","LSw1",178,343.91851380000003,"lbs/day","LSw1",178,349.52615259999999,"lbs/day","LSw1",178,343.56778700000001,"lbs/day","LSw1",178,353.46647460000003,"lbs/day",1]
["LSw1",194,298.19904059999999,"lbs/day","LSw1",194,313.69638730000003,"lbs/day","LSw1",194,291.56558569999999,"lbs/day","LSw1",194,304.12230199999999,"lbs/day","LSw1",194,290.74379399999998,"lbs/day","LSw1",194,311.63464260000001,"lbs/day",1]
["LSw1",227,174.46481660000001,"lbs/day","LSw1",227,179.20524159999999,"lbs/day","LSw1",227,172.83828130000001,"lbs/day","LSw1",227,176.09778650000001,"lbs/day","LSw1",227,172.65132629999999,"lbs/day","LSw1",227,178.4719307,"lbs/day",1]
["LSw1",299,1052.477275,"lbs/day","LSw1",299,1100.1620869999999,"lbs/day","LSw1",299,1046.3710619999999,"lbs/day","LSw1",299,1074.9689989999999,"lbs/day","LSw1",299,1044.8514500000001,"lbs/day","LSw1",299,1094.253109,"lbs/day",1]
["LSw1",315,479.27179059999997,"lbs/day","LSw1",315,497.19511879999999,"lbs/day","LSw1",315,480.48171070000001,"lbs/day","LSw1",315,490.30668489999999,"lbs/day","LSw1",315,479.59003610000002,"lbs/day","LSw1",315,495.03065750000002,"lbs/day",1]
["LSw1",348,781.35218810000003,"lbs/day","LSw1",348,800.15372500000001,"lbs/day","LSw1",348,781.78475900000001,"lbs/day","LSw1",348,788.46352060000004,"lbs/day","LSw1",348,781.56129629999998,"lbs/day","LSw1",348,798.96731820000002,"lbs/day",1]
["LSwRes1",55,355.80239119999999,"lbs/day","LSwRes1",55,361.56764529999998,"lbs/day","LSwRes1",55,354.75352340000001,"lbs/day","LSwRes1",55,358.80349360000002,"lbs/day","LSwRes1",55,354.88025879999998,"lbs/day","LSwRes1",55,361.54454049999998,"lbs/day",1]
["LSwRes1",71,363.47831559999997,"lbs/day","LSwRes1",71,376.45287869999999,"lbs/day","LSwRes1",71,362.41398040000001,"lbs/day","LSwRes1",71,372.34995670000001,"lbs/day","LSwRes1",71,362.37866259999998,"lbs/day","LSwRes1",71,376.11481889999999,"lbs/day",1]
["LSwRes1",104,370.5194649,"lbs/day","LSwRes1",104,378.03049720000001,"lbs/day","LSwRes1",104,369.34127649999999,"lbs/day","LSwRes1",104,371.51863659999998,"lbs/day","LSwRes1",104,369.19685340000001,"lbs/day","LSwRes1",104,376.55873020000001,"lbs/day",1]
["LSwRes1",159,363.82524369999999,"lbs/day","LSwRes1",159,387.09725270000001,"lbs/day","LSwRes1",159,361.67914990000003,"lbs/day","LSwRes1",159,373.40369229999999,"lbs/day","LSwRes1",159,361.95310919999997,"lbs/day","LSwRes1",159,385.90787060000002,"lbs/day",{"$f":"IF(ISNUMBER(C37508),IF(AVERAGE(C37508,G37508,K37508,O37508,S37508,W37508)<>MAX(C37508,G37508,K37508,O37508,S37508,W37508),1,0),\"\")","v":1}]
["LSwRes1",192,268.437298,"lbs/day","LSwRes1",192,288.4608819,"lbs/day","LSwRes1",192,256.95957270000002,"lbs/day","LSwRes1",192,275.2700327,"lbs/day","LSwRes1",192,258.96693570000002,"lbs/day","LSwRes1",192,285.42531070000001,"lbs/day",1]
["LSwRes1",225,128.5492035,"lbs/day","LSwRes1",225,133.62459749999999,"lbs/day","LSwRes1",225,113.72566430000001,"lbs/day","LSwRes1",225,126.2786624,"lbs/day","LSwRes1",225,126.1844128,"lbs/day","LSwRes1",225,131.79959020000001,"lbs/day",1]
["LSwRes1",280,319.45346169999999,"lbs/day","LSwRes1",280,359.91869430000003,"lbs/day","LSwRes1",280,340.23159859999998,"lbs/day","LSwRes1",280,356.26827880000002,"lbs/day","LSwRes1",280,339.77098189999998,"lbs/day","LSwRes1",280,359.2878154,"lbs/day",1]
["LSwRes1",313,357.01777060000001,"lbs/day","LSwRes1",313,370.00058949999999,"lbs/day","LSwRes1",313,362.88824069999998,"lbs/day","LSwRes1",313,366.92471610000001,"lbs/day","LSwRes1",313,362.75675799999999,"lbs/day","LSwRes1",313,369.50951329999998,"lbs/day",1]
["LSwRes1",329,382.76585649999998,"lbs/day","LSwRes1",329,394.45388320000001,"lbs/day","LSwRes1",329,386.47623679999998,"lbs/day","LSwRes1",329,388.5870291,"lbs/day","LSwRes1",329,386.59630179999999,"lbs/day","LSwRes1",329,394.58519560000002,"lbs/day",1]
["LSwAsr1",36,0,"lbs/day","LSwAsr1",36,0,"lbs/day","LSwAsr1",36,0,"lbs/day","LSwAsr1",36,0,"lbs/day","LSwAsr1",36,0,"lbs/day","LSwAsr1",36,0,"lbs/day",0]
["LSwAsr1",69,0,"lbs/day","LSwAsr1",69,0,"lbs/day","LSwAsr1",69,0,"lbs/day","LSwAsr1",69,0,"lbs/day","LSwAsr1",69,0,"lbs/day","LSwAsr1",69,0,"lbs/day",0]
["LSwAsr1",85,0,"lbs/day","LSwAsr1",85,0,"lbs/day","LSwAsr1",85,0,"lbs/day","LSwAsr1",85,0,"lbs/day","LSwAsr1",85,0,"lbs/day","LSwAsr1",85,0,"lbs/day",0]
["LSwAsr1",157,0,"lbs/day","LSwAsr1",157,0,"lbs/day","LSwAsr1",157,0,"lbs/day","LSwAsr1",157,0,"lbs/day","LSwAsr1",157,0,"lbs/day","LSwAsr1",157,0,"lbs/day",0]
["LSwAsr1",190,0,"lbs/day","LSwAsr1",190,0,"lbs/day","LSwAsr1",190,0,"lbs/day","LSwAsr1",190,0,"lbs/day","LSwAsr1",190,0,"lbs/day","LSwAsr1",190,0,"lbs/day",0]
["LSwAsr1",206,0,"lbs/day","LSwAsr1",206,0,"lbs/day","LSwAsr1",206,0,"lbs/day","LSwAsr1",206,0,"lbs/day","LSwAsr1",206,0,"lbs/day","LSwAsr1",206,0,"lbs/day",0]
["LSwAsr1",249,0,"lbs/day","LSwAsr1",249,0,"lbs/day","LSwAsr1",249,0,"lbs/day","LSwAsr1",249,0,"lbs/day","LSwAsr1",249,0,"lbs/day","LSwAsr1",249,0,"lbs/day",0]
["LSwAsr1",295,0,"lbs/day","LSwAsr1",295,0,"lbs/day","LSwAsr1",295,0,"lbs/day","LSwAsr1",295,0,"lbs/day","LSwAsr1",295,0,"lbs/day","LSwAsr1",295,0,"lbs/day",0]
["LSwAsr1",328,0,"lbs/day","LSwAsr1",328,0,"lbs/day","LSwAsr1",328,0,"lbs/day","LSwAsr1",328,0,"lbs/day","LSwAsr1",328,0,"lbs/day","LSwAsr1",328,0,"lbs/day",0]
["LSwAsr1",361,0,"lbs/day","LSwAsr1",361,0,"lbs/day","LSwAsr1",361,0,"lbs/day","LSwAsr1",361,0,"lbs/day","LSwAsr1",361,0,"lbs/day","LSwAsr1",361,0,"lbs/day",0]
["LSwWtp1",51,4.4386173419999997,"lbs/day","LSwWtp1",51,3.9151325629999998,"lbs/day","LSwWtp1",51,4.8477258640000001,"lbs/day","LSwWtp1",51,4.3012858500000002,"lbs/day","LSwWtp1",51,4.8713079239999999,"lbs/day","LSwWtp1",51,4.0568225050000004,"lbs/day",1]
["LSwWtp1",84,2.4900551339999999,"lbs/day","LSwWtp1",84,2.1568311250000001,"lbs/day","LSwWtp1",84,2.7051495170000002,"lbs/day","LSwWtp1",84,2.3777433170000002,"lbs/day","LSwWtp1",84,2.7095720750000001,"lbs/day","LSwWtp1",84,2.2212801440000001,"lbs/day",1]
["LSwWtp1",139,1.2400738490000001,"lbs/day","LSwWtp1",139,1.149104932,"lbs/day","LSwWtp1",139,1.3435053130000001,"lbs/day","LSwWtp1",139,1.158860921,"lbs/day","LSwWtp1",139,1.3370113239999999,"lbs/day","LSwWtp1",139,1.1688328349999999,"lbs/day",1]
["LSwWtp1",172,5.3089197779999999,"lbs/day","LSwWtp1",172,4.1510050180000002,"lbs/day","LSwWtp1",172,5.971630212,"lbs/day","LSwWtp1",172,4.8419516250000001,"lbs/day","LSwWtp1",172,5.9613375560000001,"lbs/day","LSwWtp1",172,4.2982623020000004,"lbs/day",1]
["LSwWtp1",205,22.361473310000001,"lbs/day","LSwWtp1",205,20.9239526,"lbs/day","LSwWtp1",205,25.754637729999999,"lbs/day","LSwWtp1",205,22.47743165,"lbs/day","LSwWtp1",205,22.719073040000001,"lbs/day","LSwWtp1",205,21.39895748,"lbs/day",1]
["LSwWtp1",260,2.8205666680000001,"lbs/day","LSwWtp1",260,2.4809354479999999,"lbs/day","LSwWtp1",260,8.7350732949999994,"lbs/day","LSwWtp1",260,3.93513855,"lbs/day","LSwWtp1",260,9.0494505109999999,"lbs/day","LSwWtp1",260,2.7101992099999999,"lbs/day",1]
["LSwWtp1",293,2.5438426399999998,"lbs/day","LSwWtp1",293,2.1030666139999998,"lbs/day","LSwWtp1",293,2.978168798,"lbs/day","LSwWtp1",293,2.433991529,"lbs/day","LSwWtp1",293,3.0008438310000001,"lbs/day","LSwWtp1",293,2.2049738479999998,"lbs/day",1]
["LSwWtp1",326,1.9672894780000001,"lbs/day","LSwWtp1",326,1.733417056,"lbs/day","LSwWtp1",326,2.0455129740000002,"lbs/day","LSwWtp1",326,1.840771731,"lbs/day","LSwWtp1",326,2.0225945219999999,"lbs/day","LSwWtp1",326,1.740148504,"lbs/day",1]
["LSwWtp1",342,2.2817358460000001,"lbs/day","LSwWtp1",342,1.9432641399999999,"lbs/day","LSwWtp1",342,2.368455145,"lbs/day","LSwWtp1",342,2.1014500250000001,"lbs/day","LSwWtp1",342,2.351301023,"lbs/day","LSwWtp1",342,1.969251613,"lbs/day",1]
["LSwPt1",49,4.4967293310000001,"lbs/day","LSwPt1",49,4.0133020290000001,"lbs/day","LSwPt1",49,4.7728115579999999,"lbs/day","LSwPt1",49,4.3478714920000003,"lbs/day","LSwPt1",49,4.8242965780000002,"lbs/day","LSwPt1",49,4.1278946809999999,"lbs/day",1]
["LSwPt1",65,1.6572889180000001,"lbs/day","LSwPt1",65,1.4681187520000001,"lbs/day","LSwPt1",65,1.746736815,"lbs/day","LSwPt1",65,1.594007578,"lbs/day","LSwPt1",65,1.754953564,"lbs/day","LSwPt1",65,1.4964321359999999,"lbs/day",1]
["LSwPt1",98,1.7470218989999999,"lbs/day","LSwPt1",98,1.4899839610000001,"lbs/day","LSwPt1",98,1.8567321080000001,"lbs/day","LSwPt1",98,1.6418457689999999,"lbs/day","LSwPt1",98,1.8697770709999999,"lbs/day","LSwPt1",98,1.525580146,"lbs/day",1]
["LSwPt1",170,3.8427459549999998,"lbs/day","LSwPt1",170,3.057927796,"lbs/day","LSwPt1",170,4.2739977099999997,"lbs/day","LSwPt1",170,3.5415973649999999,"lbs/day","LSwPt1",170,4.3285135109999997,"lbs/day","LSwPt1",170,3.1634676270000002,"lbs/day",1]
["LSwPt1",186,13.569526939999999,"lbs/day","LSwPt1",186,11.07020881,"lbs/day","LSwPt1",186,14.686754150000001,"lbs/day","LSwPt1",186,12.60034523,"lbs/day","LSwPt1",186,14.82578781,"lbs/day","LSwPt1",186,11.40185288,"lbs/day",1]
["LSwPt1",219,20.55133876,"lbs/day","LSwPt1",219,20.57550775,"lbs/day","LSwPt1",219,20.52508928,"lbs/day","LSwPt1",219,20.568295710000001,"lbs/day","LSwPt1",219,20.521451679999998,"lbs/day","LSwPt1",219,20.57672844,"lbs/day",1]
["LSwPt1",252,0,"lbs/day","LSwPt1",252,0,"lbs/day","LSwPt1",252,0,"lbs/day","LSwPt1",252,0,"lbs/day","LSwPt1",252,0,"lbs/day","LSwPt1",252,0,"lbs/day",0]
["LSwPt1",307,0,"lbs/day","LSwPt1",307,0,"lbs/day","LSwPt1",307,0,"lbs/day","LSwPt1",307,0,"lbs/day","LSwPt1",307,0,"lbs/day","LSwPt1",307,0,"lbs/day",0]
["LSwPt1",340,1.399107469,"lbs/day","LSwPt1",340,1.211581821,"lbs/day","LSwPt1",340,1.452066012,"lbs/day","LSwPt1",340,1.30748716,"lbs/day","LSwPt1",340,1.4551780219999999,"lbs/day","LSwPt1",340,1.2284671069999999,"lbs/day",1]
["LResPt1",30,0,"lbs/day","LResPt1",30,0,"lbs/day","LResPt1",30,0,"lbs/day","LResPt1",30,0,"lbs/day","LResPt1",30,0,"lbs/day","LResPt1",30,0,"lbs/day",0]
["LResPt1",63,0,"lbs/day","LResPt1",63,0,"lbs/day","LResPt1",63,0,"lbs/day","LResPt1",63,0,"lbs/day","LResPt1",63,0,"lbs/day","LResPt1",63,0,"lbs/day",0]
["LResPt1",96,0,"lbs/day","LResPt1",96,0,"lbs/day","LResPt1",96,0,"lbs/day","LResPt1",96,0,"lbs/day","LResPt1",96,0,"lbs/day","LResPt1",96,0,"lbs/day",0]
["LResPt1",151,0,"lbs/day","LResPt1",151,0,"lbs/day","LResPt1",151,0,"lbs/day","LResPt1",151,0,"lbs/day","LResPt1",151,0,"lbs/day","LResPt1",151,0,"lbs/day",0]
["LResPt1",184,0,"lbs/day","LResPt1",184,0,"lbs/day","LResPt1",184,0,"lbs/day","LResPt1",184,0,"lbs/day","LResPt1",184,0,"lbs/day","LResPt1",184,0,"lbs/day",0]
["LResPt1",200,0,"lbs/day","LResPt1",200,0,"lbs/day","LResPt1",200,0,"lbs/day","LResPt1",200,0,"lbs/day","LResPt1",200,0,"lbs/day","LResPt1",200,0,"lbs/day",0]
["LResPt1",272,0,"lbs/day","LResPt1",272,0,"lbs/day","LResPt1",272,0,"lbs/day","LResPt1",272,0,"lbs/day","LResPt1",272,0,"lbs/day","LResPt1",272,0,"lbs/day",0]
["LResPt1",305,0,"lbs/day","LResPt1",305,0,"lbs/day","LResPt1",305,0,"lbs/day","LResPt1",305,0,"lbs/day","LResPt1",305,0,"lbs/day","LResPt1",305,0,"lbs/day",0]
["LResPt1",321,0,"lbs/day","LResPt1",321,0,"lbs/day","LResPt1",321,0,"lbs/day","LResPt1",321,0,"lbs/day","LResPt1",321,0,"lbs/day","LResPt1",321,0,"lbs/day",0]
["LResPt1",354,0,"lbs/day","LResPt1",354,0,"lbs/day","LResPt1",354,0,"lbs/day","LResPt1",354,0,"lbs/day","LResPt1",354,0,"lbs/day","LResPt1",354,0,"lbs/day",0]
["LResWtp1",61,4.7542763900000002,"lbs/day","LResWtp1",61,4.0864332609999998,"lbs/day","LResWtp1",61,5.4543699549999998,"lbs/day","LResWtp1",61,4.567085477,"lbs/day","LResWtp1",61,5.2569745350000003,"lbs/day","LResWtp1",61,4.2876057879999996,"lbs/day",1]
["LResWtp1",77,3.6760643970000002,"lbs/day","LResWtp1",77,3.3785341369999999,"lbs/day","LResWtp1",77,3.8422904170000001,"lbs/day","LResWtp1",77,3.6046330819999999,"lbs/day","LResWtp1",77,3.9027844639999998,"lbs/day","LResWtp1",77,3.475221833,"lbs/day",1]
["LResWtp1",110,4.600698489,"lbs/day","LResWtp1",110,4.0623140390000003,"lbs/day","LResWtp1",110,4.8106381239999996,"lbs/day","LResWtp1",110,4.3918739059999998,"lbs/day","LResWtp1",110,4.8542880640000003,"lbs/day","LResWtp1",110,4.178480703,"lbs/day",1]
["LResWtp1",165,2.9883399490000002,"lbs/day","LResWtp1",165,2.4058812879999998,"lbs/day","LResWtp1",165,3.8298679959999999,"lbs/day","LResWtp1",165,2.7592264649999998,"lbs/day","LResWtp1",165,3.334117665,"lbs/day","LResWtp1",165,2.4635814749999998,"lbs/day",1]
["LResWtp1",198,17.500528599999999,"lbs/day","LResWtp1",198,15.843490020000001,"lbs/day","LResWtp1",198,19.542614010000001,"lbs/day","LResWtp1",198,16.262063569999999,"lbs/day","LResWtp1",198,18.388347400000001,"lbs/day","LResWtp1",198,16.095770720000001,"lbs/day",1]
["LResWtp1",231,29.772988399999999,"lbs/day","LResWtp1",231,28.929888399999999,"lbs/day","LResWtp1",231,28.119409640000001,"lbs/day","LResWtp1",231,29.211415200000001,"lbs/day","LResWtp1",231,30.100884350000001,"lbs/day","LResWtp1",231,30.58495885,"lbs/day",1]
["LResWtp1",286,6.8088657179999998,"lbs/day","LResWtp1",286,5.7164161919999996,"lbs/day","LResWtp1",286,7.903618153,"lbs/day","LResWtp1",286,6.4711635559999996,"lbs/day","LResWtp1",286,7.8085224909999997,"lbs/day","LResWtp1",286,5.9632828660000001,"lbs/day",1]
["LResWtp1",319,1.986843089,"lbs/day","LResWtp1",319,1.5672270319999999,"lbs/day","LResWtp1",319,2.0556935279999999,"lbs/day","LResWtp1",319,1.7966027339999999,"lbs/day","LResWtp1",319,2.160044487,"lbs/day","LResWtp1",319,1.6015449770000001,"lbs/day",1]
["LResAsr1",9,0,"lbs/day","LResAsr1",9,0,"lbs/day","LResAsr1",9,0,"lbs/day","LResAsr1",9,0,"lbs/day","LResAsr1",9,0,"lbs/day","LResAsr1",9,0,"lbs/day",0]
["LResAsr1",42,0,"lbs/day","LResAsr1",42,0,"lbs/day","LResAsr1",42,0,"lbs/day","LResAsr1",42,0,"lbs/day","LResAsr1",42,0,"lbs/day","LResAsr1",42,0,"lbs/day",0]
["LResAsr1",75,0,"lbs/day","LResAsr1",75,0,"lbs/day","LResAsr1",75,0,"lbs/day","LResAsr1",75,0,"lbs/day","LResAsr1",75,0,"lbs/day","LResAsr1",75,0,"lbs/day",0]
["LResAsr1",91,0,"lbs/day","LResAsr1",91,0,"lbs/day","LResAsr1",91,0,"lbs/day","LResAsr1",91,0,"lbs/day","LResAsr1",91,0,"lbs/day","LResAsr1",91,0,"lbs/day",0]
["LResAsr1",163,0,"lbs/day","LResAsr1",163,0,"lbs/day","LResAsr1",163,0,"lbs/day","LResAsr1",163,0,"lbs/day","LResAsr1",163,0,"lbs/day","LResAsr1",163,0,"lbs/day",0]
["LResAsr1",196,0,"lbs/day","LResAsr1",196,0,"lbs/day","LResAsr1",196,0,"lbs/day","LResAsr1",196,0,"lbs/day","LResAsr1",196,0,"lbs/day","LResAsr1",196,0,"lbs/day",0]
["LResAsr1",212,0,"lbs/day","LResAsr1",212,0,"lbs/day","LResAsr1",212,0,"lbs/day","LResAsr1",212,0,"lbs/day","LResAsr1",212,0,"lbs/day","LResAsr1",212,0,"lbs/day",0]
["LResAsr1",284,0,"lbs/day","LResAsr1",284,0,"lbs/day","LResAsr1",284,0,"lbs/day","LResAsr1",284,0,"lbs/day","LResAsr1",284,0,"lbs/day","LResAsr1",284,0,"lbs/day",0]
["LResAsr1",300,0,"lbs/day","LResAsr1",300,0,"lbs/day","LResAsr1",300,0,"lbs/day","LResAsr1",300,0,"lbs/day","LResAsr1",300,0,"lbs/day","LResAsr1",300,0,"lbs/day",0]
["LResAsr1",333,0,"lbs/day","LResAsr1",333,0,"lbs/day","LResAsr1",333,0,"lbs/day","LResAsr1",333,0,"lbs/day","LResAsr1",333,0,"lbs/day","LResAsr1",333,0,"lbs/day",0]
["LSwExt1",1,109.5210391,"lbs/day","LSwExt1",1,109.4967506,"lbs/day","LSwExt1",1,105.5849434,"lbs/day","LSwExt1",1,109.9897011,"lbs/day","LSwExt1",1,109.5537594,"lbs/day","LSwExt1",1,108.3949945,"lbs/day",1]
["LSwExt1",56,376.3241251,"lbs/day","LSwExt1",56,379.59407679999998,"lbs/day","LSwExt1",56,371.24205690000002,"lbs/day","LSwExt1",56,377.23823620000002,"lbs/day","LSwExt1",56,372.7072344,"lbs/day","LSwExt1",56,378.65767699999998,"lbs/day",1]
["LSwExt1",108,305.19158420000002,"lbs/day","LSwExt1",108,317.0823388,"lbs/day","LSwExt1",108,342.83254959999999,"lbs/day","LSwExt1",108,310.37725339999997,"lbs/day","LSwExt1",108,300.62146339999998,"lbs/day","LSwExt1",108,318.51501139999999,"lbs/day",1]
["LSwExt1",116,498.45643239999998,"lbs/day","LSwExt1",116,555.95762339999999,"lbs/day","LSwExt1",116,503.7292238,"lbs/day","LSwExt1",116,525.00882369999999,"lbs/day","LSwExt1",116,493.67449570000002,"lbs/day","LSwExt1",116,556.51395000000002,"lbs/day",1]
["LSwExt1",117,375.90596599999998,"lbs/day","LSwExt1",117,391.59022290000001,"lbs/day","LSwExt1",117,382.59786489999999,"lbs/day","LSwExt1",117,374.83515390000002,"lbs/day","LSwExt1",117,374.14531369999997,"lbs/day","LSwExt1",117,395.97682320000001,"lbs/day",1]
["LSwExt1",118,644.51895000000002,"lbs/day","LSwExt1",118,708.58597989999998,"lbs/day","LSwExt1",118,646.59485119999999,"lbs/day","LSwExt1",118,670.99017879999997,"lbs/day","LSwExt1",118,641.09637729999997,"lbs/day","LSwExt1",118,698.83218629999999,"lbs/day",1]
["LSwExt1",119,510.71251860000001,"lbs/day","LSwExt1",119,582.38291979999997,"lbs/day","LSwExt1",119,471.87453390000002,"lbs/day","LSwExt1",119,545.97955530000002,"lbs/day","LSwExt1",119,470.19793470000002,"lbs/day","LSwExt1",119,576.00938759999997,"lbs/day",1]
["LSwExt1",120,532.44711629999995,"lbs/day","LSwExt1",120,564.49412719999998,"lbs/day","LSwExt1",120,461.43111270000003,"lbs/day","LSwExt1",120,553.98712780000005,"lbs/day","LSwExt1",120,500.717626,"lbs/day","LSwExt1",120,554.88460859999998,"lbs/day",1]
["LSwExt1",121,515.5189901,"lbs/day","LSwExt1",121,514.76752380000005,"lbs/day","LSwExt1",121,482.60531379999998,"lbs/day","LSwExt1",121,520.26453649999996,"lbs/day","LSwExt1",121,499.9211138,"lbs/day","LSwExt1",121,510.74339099999997,"lbs/day",1]
["LSwExt1",122,619.05563199999995,"lbs/day","LSwExt1",122,619.09187459999998,"lbs/day","LSwExt1",122,594.18646479999995,"lbs/day","LSwExt1",122,620.69182460000002,"lbs/day","LSwExt1",122,608.18276360000004,"lbs/day","LSwExt1",122,614.77474050000001,"lbs/day",1]
["LSwExt1",123,524.22739479999996,"lbs/day","LSwExt1",123,518.24989000000005,"lbs/day","LSwExt1",123,505.85355399999997,"lbs/day","LSwExt1",123,522.15197320000004,"lbs/day","LSwExt1",123,520.57939480000005,"lbs/day","LSwExt1",123,513.50005639999995,"lbs/day",1]
["LSwExt1",124,465.534131,"lbs/day","LSwExt1",124,457.9182672,"lbs/day","LSwExt1",124,451.23879790000001,"lbs/day","LSwExt1",124,462.03035510000001,"lbs/day","LSwExt1",124,463.06899959999998,"lbs/day","LSwExt1",124,455.44703190000001,"lbs/day",1]
["LSwExt1",125,419.23913279999999,"lbs/day","LSwExt1",125,411.5727473,"lbs/day","LSwExt1",125,395.5850355,"lbs/day","LSwExt1",125,414.47932780000002,"lbs/day","LSwExt1",125,416.19416660000002,"lbs/day","LSwExt1",125,406.22200409999999,"lbs/day",1]
["LSwExt1",126,382.48532,"lbs/day","LSwExt1",126,378.52978109999998,"lbs/day","LSwExt1",126,380.13592349999999,"lbs/day","LSwExt1",126,379.43527760000001,"lbs/day","LSwExt1",126,379.90489960000002,"lbs/day","LSwExt1",126,377.59961019999997,"lbs/day",1]
["LSwExt1",127,356.58350439999998,"lbs/day","LSwExt1",127,356.67580170000002,"lbs/day","LSwExt1",127,350.58805810000001,"lbs/day","LSwExt1",127,355.23029159999999,"lbs/day","LSwExt1",127,353.68141930000002,"lbs/day","LSwExt1",127,355.1086861,"lbs/day",1]
["LSwExt1",128,338.9441784,"lbs/day","LSwExt1",128,342.31046579999997,"lbs/day","LSwExt1",128,336.9472164,"lbs/day","LSwExt1",128,338.62586690000001,"lbs/day","LSwExt1",128,335.63086779999998,"lbs/day","LSwExt1",128,341.457157,"lbs/day",1]
["LSwExt1",129,331.80410000000001,"lbs/day","LSwExt1",129,337.71138969999998,"lbs/day","LSwExt1",129,331.60192030000002,"lbs/day","LSwExt1",129,333.46795520000001,"lbs/day","LSwExt1",129,328.49538080000002,"lbs/day","LSwExt1",129,337.91130349999997,"lbs/day",1]
["LSwExt1",130,357.7158402,"lbs/day","LSwExt1",130,375.25345429999999,"lbs/day","LSwExt1",130,358.71608600000002,"lbs/day","LSwExt1",130,364.37195609999998,"lbs/day","LSwExt1",130,352.7573251,"lbs/day","LSwExt1",130,376.37484920000003,"lbs/day",1]
["LSwExt1",131,358.3456099,"lbs/day","LSwExt1",131,367.25104210000001,"lbs/day","LSwExt1",131,351.81982799999997,"lbs/day","LSwExt1",131,361.3417796,"lbs/day","LSwExt1",131,357.17258850000002,"lbs/day","LSwExt1",131,366.46660530000003,"lbs/day",1]
["LSwExt1",132,548.16675199999997,"lbs/day","LSwExt1",132,591.89344719999997,"lbs/day","LSwExt1",132,555.18856500000004,"lbs/day","LSwExt1",132,566.72666179999999,"lbs/day","LSwExt1",132,541.41610609999998,"lbs/day","LSwExt1",132,593.34316449999994,"lbs/day",1]
["LSwExt1",133,1107.2336150000001,"lbs/day","LSwExt1",133,1180.403456,"lbs/day","LSwExt1",133,1088.5119629999999,"lbs/day","LSwExt1",133,1168.1144979999999,"lbs/day","LSwExt1",133,1137.2727669999999,"lbs/day","LSwExt1",133,1189.402697,"lbs/day",1]
["LSwExt1",134,762.85071349999998,"lbs/day","LSwExt1",134,843.44934290000003,"lbs/day","LSwExt1",134,743.95211270000004,"lbs/day","LSwExt1",134,779.85072749999995,"lbs/day","LSwExt1",134,760.30304009999998,"lbs/day","LSwExt1",134,832.78106590000004,"lbs/day",1]
["LSwExt1",135,607.16512420000004,"lbs/day","LSwExt1",135,613.7355043,"lbs/day","LSwExt1",135,564.94542019999994,"lbs/day","LSwExt1",135,600.76695670000004,"lbs/day","LSwExt1",135,618.00097940000001,"lbs/day","LSwExt1",135,611.67085870000005,"lbs/day",1]
["LSwExt1",136,499.20944200000002,"lbs/day","LSwExt1",136,517.92054350000001,"lbs/day","LSwExt1",136,490.17247459999999,"lbs/day","LSwExt1",136,492.09465460000001,"lbs/day","LSwExt1",136,506.67616429999998,"lbs/day","LSwExt1",136,518.54277530000002,"lbs/day",1]
["LSwExt1",137,444.72628209999999,"lbs/day","LSwExt1",137,473.64964470000001,"lbs/day","LSwExt1",137,476.45308540000002,"lbs/day","LSwExt1",137,442.23577469999998,"lbs/day","LSwExt1",137,448.72464439999999,"lbs/day","LSwExt1",137,477.45780120000001,"lbs/day",1]
["LSwExt1",138,858.66042990000005,"lbs/day","LSwExt1",138,992.63430059999996,"lbs/day","LSwExt1",138,843.04385509999997,"lbs/day","LSwExt1",138,903.56214190000003,"lbs/day","LSwExt1",138,856.6916076,"lbs/day","LSwExt1",138,995.71542390000002,"lbs/day",1]
["LSwExt1",139,543.40223900000001,"lbs/day","LSwExt1",139,595.63327289999995,"lbs/day","LSwExt1",139,548.52484530000004,"lbs/day","LSwExt1",139,552.91126710000003,"lbs/day","LSwExt1",139,540.24290829999995,"lbs/day","LSwExt1",139,593.23583989999997,"lbs/day",1]
["LSwExt1",140,461.74178289999998,"lbs/day","LSwExt1",140,504.1972796,"lbs/day","LSwExt1",140,446.12433529999998,"lbs/day","LSwExt1",140,466.01070390000001,"lbs/day","LSwExt1",140,460.13394269999998,"lbs/day","LSwExt1",140,498.19959440000002,"lbs/day",1]
["LSwExt1",141,414.98592480000002,"lbs/day","LSwExt1",141,456.5687992,"lbs/day","LSwExt1",141,408.21982209999999,"lbs/day","LSwExt1",141,419.1647145,"lbs/day","LSwExt1",141,411.53037799999998,"lbs/day","LSwExt1",141,455.06463239999999,"lbs/day",1]
["LSwExt1",142,389.0062901,"lbs/day","LSwExt1",142,430.33299520000003,"lbs/day","LSwExt1",142,385.81901119999998,"lbs/day","LSwExt1",142,394.04819559999999,"lbs/day","LSwExt1",142,384.06553120000001,"lbs/day","LSwExt1",142,429.77184770000002,"lbs/day",1]
["LSwExt1",143,373.29238199999998,"lbs/day","LSwExt1",143,413.76493970000001,"lbs/day","LSwExt1",143,376.27022040000003,"lbs/day","LSwExt1",143,379.17261780000001,"lbs/day","LSwExt1",143,367.64530930000001,"lbs/day","LSwExt1",143,412.65521660000002,"lbs/day",1]
["LSwExt1",144,364.24822319999998,"lbs/day","LSwExt1",144,403.35313619999999,"lbs/day","LSwExt1",144,380.5051656,"lbs/day","LSwExt1",144,370.62654379999998,"lbs/day","LSwExt1",144,358.19251919999999,"lbs/day","LSwExt1",144,403.23635969999998,"lbs/day",1]
["LSwExt1",145,363.19292669999999,"lbs/day","LSwExt1",145,406.1683238,"lbs/day","LSwExt1",145,340.56301009999999,"lbs/day","LSwExt1",145,372.034896,"lbs/day","LSwExt1",145,355.27134890000002,"lbs/day","LSwExt1",145,403.92631360000001,"lbs/day",1]
["LSwExt1",146,351.38123919999998,"lbs/day","LSwExt1",146,388.86984280000001,"lbs/day","LSwExt1",146,385.40982070000001,"lbs/day","LSwExt1",146,358.8734268,"lbs/day","LSwExt1",146,344.19793620000002,"lbs/day","LSwExt1",146,389.22556989999998,"lbs/day",1]
["LSwExt1",147,342.90561680000002,"lbs/day","LSwExt1",147,377.06871150000001,"lbs/day","LSwExt1",147,312.39069380000001,"lbs/day","LSwExt1",147,349.77723750000001,"lbs/day","LSwExt1",147,336.05921369999999,"lbs/day","LSwExt1",147,371.14478860000003,"lbs/day",1]
["LSwExt1",148,336.09985349999999,"lbs/day","LSwExt1",148,367.77492969999997,"lbs/day","LSwExt1",148,359.12978249999998,"lbs/day","LSwExt1",148,342.72748899999999,"lbs/day","LSwExt1",148,329.45244969999999,"lbs/day","LSwExt1",148,368.03311259999998,"lbs/day",1]
["LSwExt1",149,332.3738869,"lbs/day","LSwExt1",149,361.26754519999997,"lbs/day","LSwExt1",149,328.01142920000001,"lbs/day","LSwExt1",149,338.22392239999999,"lbs/day","LSwExt1",149,325.59975259999999,"lbs/day","LSwExt1",149,363.3581054,"lbs/day",1]
["LSwExt1",150,343.95860329999999,"lbs/day","LSwExt1",150,370.60776700000002,"lbs/day","LSwExt1",150,502.0643925,"lbs/day","LSwExt1",150,348.46488449999998,"lbs/day","LSwExt1",150,338.33820279999998,"lbs/day","LSwExt1",150,376.94585710000001,"lbs/day",1]
["LSwExt1",151,514.97290350000003,"lbs/day","LSwExt1",151,602.88878509999995,"lbs/day","LSwExt1",151,323.56853150000001,"lbs/day","LSwExt1",151,550.85137269999996,"lbs/day","LSwExt1",151,501.20320220000002,"lbs/day","LSwExt1",151,578.75761560000001,"lbs/day",1]
["LSwExt1",152,428.14730709999998,"lbs/day","LSwExt1",152,471.61569909999997,"lbs/day","LSwExt1",152,543.74910690000002,"lbs/day","LSwExt1",152,443.189729,"lbs/day","LSwExt1",152,417.04513689999999,"lbs/day","LSwExt1",152,491.19049209999997,"lbs/day",1]
["LSwExt1",153,366.6069119,"lbs/day","LSwExt1",153,395.12959519999998,"lbs/day","LSwExt1",153,351.65782330000002,"lbs/day","LSwExt1",153,374.18035900000001,"lbs/day","LSwExt1",153,357.02157399999999,"lbs/day","LSwExt1",153,396.08160040000001,"lbs/day",1]
["LSwExt1",154,343.65285119999999,"lbs/day","LSwExt1",154,368.15279129999999,"lbs/day","LSwExt1",154,306.02625039999998,"lbs/day","LSwExt1",154,350.79248109999997,"lbs/day","LSwExt1",154,336.66250289999999,"lbs/day","LSwExt1",154,368.55776800000001,"lbs/day",1]
["LSwExt1",155,344.04450459999998,"lbs/day","LSwExt1",155,364.9702441,"lbs/day","LSwExt1",155,306.8391163,"lbs/day","LSwExt1",155,349.84011520000001,"lbs/day","LSwExt1",155,338.97778849999997,"lbs/day","LSwExt1",155,364.12536010000002,"lbs/day",1]
["LSwExt1",156,430.1495961,"lbs/day","LSwExt1",156,465.7422052,"lbs/day","LSwExt1",156,428.18287909999998,"lbs/day","LSwExt1",156,442.5060014,"lbs/day","LSwExt1",156,422.29858030000003,"lbs/day","LSwExt1",156,470.17540500000001,"lbs/day",1]
["LSwExt1",157,628.14854079999998,"lbs/day","LSwExt1",157,715.68037360000005,"lbs/day","LSwExt1",157,743.03240519999997,"lbs/day","LSwExt1",157,666.81670829999996,"lbs/day","LSwExt1",157,616.32494399999996,"lbs/day","LSwExt1",157,730.37932760000001,"lbs/day",1]
["LSwExt1",158,1085.807961,"lbs/day","LSwExt1",158,1210.5223209999999,"lbs/day","LSwExt1",158,1073.265058,"lbs/day","LSwExt1",158,1153.686639,"lbs/day","LSwExt1",158,1095.9154659999999,"lbs/day","LSwExt1",158,1200.0307069999999,"lbs/day",1]
["LSwExt1",159,588.04535510000005,"lbs/day","LSwExt1",159,611.2405076,"lbs/day","LSwExt1",159,604.75141359999998,"lbs/day","LSwExt1",159,590.81550070000003,"lbs/day","LSwExt1",159,572.62943399999995,"lbs/day","LSwExt1",159,598.90662120000002,"lbs/day",1]
["LSwExt1",160,484.43226170000003,"lbs/day","LSwExt1",160,488.30118190000002,"lbs/day","LSwExt1",160,411.26596319999999,"lbs/day","LSwExt1",160,480.8276017,"lbs/day","LSwExt1",160,477.10366210000001,"lbs/day","LSwExt1",160,479.94886730000002,"lbs/day",1]
["LSwExt1",161,419.11920679999997,"lbs/day","LSwExt1",161,422.66521239999997,"lbs/day","LSwExt1",161,353.26035139999999,"lbs/day","LSwExt1",161,417.2097971,"lbs/day","LSwExt1",161,416.12417850000003,"lbs/day","LSwExt1",161,417.72938260000001,"lbs/day",1]
["LSwExt1",162,390.868132,"lbs/day","LSwExt1",162,396.84125230000001,"lbs/day","LSwExt1",162,541.56561859999999,"lbs/day","LSwExt1",162,390.9947828,"lbs/day","LSwExt1",162,389.50542130000002,"lbs/day","LSwExt1",162,386.70418489999997,"lbs/day",1]
["LSwExt1",163,487.49166179999997,"lbs/day","LSwExt1",163,532.95373159999997,"lbs/day","LSwExt1",163,264.4574278,"lbs/day","LSwExt1",163,505.50551189999999,"lbs/day","LSwExt1",163,478.32497380000001,"lbs/day","LSwExt1",163,540.39736419999997,"lbs/day",1]
["LSwExt1",164,390.90864670000002,"lbs/day","LSwExt1",164,416.94814639999998,"lbs/day","LSwExt1",164,502.46628520000002,"lbs/day","LSwExt1",164,400.51938539999998,"lbs/day","LSwExt1",164,383.6230534,"lbs/day","LSwExt1",164,416.67290600000001,"lbs/day",{"$f":"IF(ISNUMBER(C40068),IF(AVERAGE(C40068,G40068,K40068,O40068,S40068,W40068)<>MAX(C40068,G40068,K40068,O40068,S40068,W40068),1,0),\"\")","v":1}]
["LSwExt1",165,386.85336419999999,"lbs/day","LSwExt1",165,411.86289870000002,"lbs/day","LSwExt1",165,542.58445970000002,"lbs/day","LSwExt1",165,395.82258730000001,"lbs/day","LSwExt1",165,378.95217430000002,"lbs/day","LSwExt1",165,395.7396195,"lbs/day",1]
["LSwExt1",166,478.77043420000001,"lbs/day","LSwExt1",166,526.13396539999997,"lbs/day","LSwExt1",166,388.66256199999998,"lbs/day","LSwExt1",166,498.57992969999998,"lbs/day","LSwExt1",166,465.79983179999999,"lbs/day","LSwExt1",166,550.21762160000003,"lbs/day",1]
["LSwExt1",167,434.058469,"lbs/day","LSwExt1",167,474.63143009999999,"lbs/day","LSwExt1",167,341.14340650000003,"lbs/day","LSwExt1",167,450.94656079999999,"lbs/day","LSwExt1",167,421.41850310000001,"lbs/day","LSwExt1",167,478.05513880000001,"lbs/day",1]
["LSwExt1",168,356.10260599999998,"lbs/day","LSwExt1",168,384.08545850000002,"lbs/day","LSwExt1",168,531.20401489999995,"lbs/day","LSwExt1",168,367.69144319999998,"lbs/day","LSwExt1",168,346.2535287,"lbs/day","LSwExt1",168,385.84265729999998,"lbs/day",1]
["LSwExt1",169,329.7658576,"lbs/day","LSwExt1",169,354.01373469999999,"lbs/day","LSwExt1",169,435.59434700000003,"lbs/day","LSwExt1",169,339.90889120000003,"lbs/day","LSwExt1",169,320.51217709999997,"lbs/day","LSwExt1",169,375.49771980000003,"lbs/day",1]
["LSwExt1",170,320.35916450000002,"lbs/day","LSwExt1",170,344.84059000000002,"lbs/day","LSwExt1",170,68.577050659999998,"lbs/day","LSwExt1",170,330.23830620000001,"lbs/day","LSwExt1",170,310.06733320000001,"lbs/day","LSwExt1",170,290.72701039999998,"lbs/day",1]
["LSwExt1",171,305.43578819999999,"lbs/day","LSwExt1",171,326.41562779999998,"lbs/day","LSwExt1",171,384.7391184,"lbs/day","LSwExt1",171,314.2749925,"lbs/day","LSwExt1",171,296.48396639999999,"lbs/day","LSwExt1",171,359.19532029999999,"lbs/day",1]
["LSwExt1",172,305.52600940000002,"lbs/day","LSwExt1",172,326.9117698,"lbs/day","LSwExt1",172,469.83063750000002,"lbs/day","LSwExt1",172,315.55310530000003,"lbs/day","LSwExt1",172,297.48629,"lbs/day","LSwExt1",172,416.78008620000003,"lbs/day",1]
["LSwExt1",173,354.6044642,"lbs/day","LSwExt1",173,394.50990410000003,"lbs/day","LSwExt1",173,108.07899690000001,"lbs/day","LSwExt1",173,373.89626129999999,"lbs/day","LSwExt1",173,342.3632973,"lbs/day","LSwExt1",173,265.60308350000003,"lbs/day",1]
["LSwExt1",174,297.48039,"lbs/day","LSwExt1",174,325.36665399999998,"lbs/day","LSwExt1",174,528.7236729,"lbs/day","LSwExt1",174,315.09661249999999,"lbs/day","LSwExt1",174,287.78952600000002,"lbs/day","LSwExt1",174,391.6737478,"lbs/day",1]
["LSwExt1",175,277.39421620000002,"lbs/day","LSwExt1",175,303.32887740000001,"lbs/day","LSwExt1",175,123.7678822,"lbs/day","LSwExt1",175,302.2110184,"lbs/day","LSwExt1",175,267.83215360000003,"lbs/day","LSwExt1",175,257.02043279999998,"lbs/day",1]
["LSwExt1",176,267.30629349999998,"lbs/day","LSwExt1",176,292.76836730000002,"lbs/day","LSwExt1",176,439.64399589999999,"lbs/day","LSwExt1",176,243.09978290000001,"lbs/day","LSwExt1",176,257.68537709999998,"lbs/day","LSwExt1",176,353.51935329999998,"lbs/day",1]
["LSwExt1",177,268.42551580000003,"lbs/day","LSwExt1",177,296.95567169999998,"lbs/day","LSwExt1",177,71.722067989999999,"lbs/day","LSwExt1",177,276.46262830000001,"lbs/day","LSwExt1",177,257.99513830000001,"lbs/day","LSwExt1",177,235.1811697,"lbs/day",1]
["LSwExt1",178,259.06377670000001,"lbs/day","LSwExt1",178,286.13977999999997,"lbs/day","LSwExt1",178,575.74149060000002,"lbs/day","LSwExt1",178,284.04144489999999,"lbs/day","LSwExt1",178,248.89154540000001,"lbs/day","LSwExt1",178,371.64782869999999,"lbs/day",1]
["LSwExt1",179,274.67916450000001,"lbs/day","LSwExt1",179,311.42193709999998,"lbs/day","LSwExt1",179,162.55595109999999,"lbs/day","LSwExt1",179,286.09877139999998,"lbs/day","LSwExt1",179,262.39642309999999,"lbs/day","LSwExt1",179,201.6808384,"lbs/day",1]
["LSwExt1",180,242.2921192,"lbs/day","LSwExt1",180,270.01037730000002,"lbs/day","LSwExt1",180,373.19744809999997,"lbs/day","LSwExt1",180,259.66531209999999,"lbs/day","LSwExt1",180,232.1630811,"lbs/day","LSwExt1",180,323.09310979999998,"lbs/day",1]
["LSwExt1",181,225.80310950000001,"lbs/day","LSwExt1",181,251.9068791,"lbs/day","LSwExt1",181,243.89321480000001,"lbs/day","LSwExt1",181,239.4104955,"lbs/day","LSwExt1",181,215.94933520000001,"lbs/day","LSwExt1",181,226.97248579999999,"lbs/day",1]
["LSwExt1",182,213.5326293,"lbs/day","LSwExt1",182,239.14885670000001,"lbs/day","LSwExt1",182,166.7818772,"lbs/day","LSwExt1",182,223.74340470000001,"lbs/day","LSwExt1",182,203.70424879999999,"lbs/day","LSwExt1",182,274.16228960000001,"lbs/day",1]
["LSwExt1",183,203.74210099999999,"lbs/day","LSwExt1",183,229.14169609999999,"lbs/day","LSwExt1",183,337.2261345,"lbs/day","LSwExt1",183,213.8448664,"lbs/day","LSwExt1",183,193.9137518,"lbs/day","LSwExt1",183,182.2767307,"lbs/day",1]
["LSwExt1",184,195.10359940000001,"lbs/day","LSwExt1",184,220.2917951,"lbs/day","LSwExt1",184,122.9262027,"lbs/day","LSwExt1",184,205.43904889999999,"lbs/day","LSwExt1",184,185.33298540000001,"lbs/day","LSwExt1",184,245.35131899999999,"lbs/day",1]
["LSwExt1",185,187.14579739999999,"lbs/day","LSwExt1",185,212.07516079999999,"lbs/day","LSwExt1",185,116.5937895,"lbs/day","LSwExt1",185,196.54894659999999,"lbs/day","LSwExt1",185,177.5008435,"lbs/day","LSwExt1",185,234.73107780000001,"lbs/day",1]
["LSwExt1",186,179.71820740000001,"lbs/day","LSwExt1",186,204.33304720000001,"lbs/day","LSwExt1",186,428.75364990000003,"lbs/day","LSwExt1",186,184.07669770000001,"lbs/day","LSwExt1",186,170.2585885,"lbs/day","LSwExt1",186,171.84991410000001,"lbs/day",1]
["LSwExt1",187,172.80725219999999,"lbs/day","LSwExt1",187,197.06632579999999,"lbs/day","LSwExt1",187,104.857715,"lbs/day","LSwExt1",187,183.58113280000001,"lbs/day","LSwExt1",187,163.5789264,"lbs/day","LSwExt1",187,204.06650310000001,"lbs/day",1]
["LSwExt1",188,166.46289540000001,"lbs/day","LSwExt1",188,190.36408650000001,"lbs/day","LSwExt1",188,105.7996706,"lbs/day","LSwExt1",188,177.2480669,"lbs/day","LSwExt1",188,157.4927826,"lbs/day","LSwExt1",188,198.20439379999999,"lbs/day",1]
["LSwExt1",189,160.76535480000001,"lbs/day","LSwExt1",189,184.38124500000001,"lbs/day","LSwExt1",189,110.4040739,"lbs/day","LSwExt1",189,173.9681837,"lbs/day","LSwExt1",189,152.05637250000001,"lbs/day","LSwExt1",189,196.32032939999999,"lbs/day",1]
["LSwExt1",190,156.77644029999999,"lbs/day","LSwExt1",190,180.96834250000001,"lbs/day","LSwExt1",190,107.17122000000001,"lbs/day","LSwExt1",190,174.02952930000001,"lbs/day","LSwExt1",190,148.16883619999999,"lbs/day","LSwExt1",190,188.6747848,"lbs/day",1]
["LSwExt1",191,151.3509857,"lbs/day","LSwExt1",191,175.0175184,"lbs/day","LSwExt1",191,508.32848489999998,"lbs/day","LSwExt1",191,159.32778260000001,"lbs/day","LSwExt1",191,143.14087900000001,"lbs/day","LSwExt1",191,120.35229030000001,"lbs/day",1]
["LSwExt1",192,144.96499890000001,"lbs/day","LSwExt1",192,166.4444996,"lbs/day","LSwExt1",192,104.55450930000001,"lbs/day","LSwExt1",192,155.08642169999999,"lbs/day","LSwExt1",192,137.50304030000001,"lbs/day","LSwExt1",192,171.84524959999999,"lbs/day",1]
["LSwExt1",193,139.90124990000001,"lbs/day","LSwExt1",193,159.80317070000001,"lbs/day","LSwExt1",193,110.53272459999999,"lbs/day","LSwExt1",193,147.59826630000001,"lbs/day","LSwExt1",193,133.04192620000001,"lbs/day","LSwExt1",193,171.57971029999999,"lbs/day",1]
["LSwExt1",194,135.93976050000001,"lbs/day","LSwExt1",194,154.61247309999999,"lbs/day","LSwExt1",194,119.7225534,"lbs/day","LSwExt1",194,143.07285400000001,"lbs/day","LSwExt1",194,129.58782120000001,"lbs/day","LSwExt1",194,164.20604660000001,"lbs/day",1]
["LSwExt1",195,132.9841303,"lbs/day","LSwExt1",195,150.69173280000001,"lbs/day","LSwExt1",195,130.71210740000001,"lbs/day","LSwExt1",195,140.39899489999999,"lbs/day","LSwExt1",195,127.0625218,"lbs/day","LSwExt1",195,129.97750930000001,"lbs/day",1]
["LSwExt1",196,131.00541810000001,"lbs/day","LSwExt1",196,148.00520890000001,"lbs/day","LSwExt1",196,144.31779069999999,"lbs/day","LSwExt1",196,139.30783690000001,"lbs/day","LSwExt1",196,125.4394901,"lbs/day","LSwExt1",196,157.2281624,"lbs/day",1]
["LSwExt1",197,130.02221159999999,"lbs/day","LSwExt1",197,146.60484410000001,"lbs/day","LSwExt1",197,304.30579060000002,"lbs/day","LSwExt1",197,139.3253192,"lbs/day","LSwExt1",197,124.7313115,"lbs/day","LSwExt1",197,162.3445026,"lbs/day",1]
["LSwExt1",198,130.09699140000001,"lbs/day","LSwExt1",198,146.6169247,"lbs/day","LSwExt1",198,153.19939740000001,"lbs/day","LSwExt1",198,140.7234,"lbs/day","LSwExt1",198,124.98888479999999,"lbs/day","LSwExt1",198,165.19750250000001,"lbs/day",1]
["LSwExt1",199,131.34382389999999,"lbs/day","LSwExt1",199,148.2561619,"lbs/day","LSwExt1",199,169.02965370000001,"lbs/day","LSwExt1",199,143.62555800000001,"lbs/day","LSwExt1",199,126.3099352,"lbs/day","LSwExt1",199,168.59907680000001,"lbs/day",1]
["LSwExt1",200,134.39682049999999,"lbs/day","LSwExt1",200,152.66226789999999,"lbs/day","LSwExt1",200,187.58290880000001,"lbs/day","LSwExt1",200,147.6377943,"lbs/day","LSwExt1",200,129.22181670000001,"lbs/day","LSwExt1",200,169.88789420000001,"lbs/day",1]
["LSwExt1",201,139.23651150000001,"lbs/day","LSwExt1",201,160.06841650000001,"lbs/day","LSwExt1",201,125.5134862,"lbs/day","LSwExt1",201,151.93376219999999,"lbs/day","LSwExt1",201,133.59799150000001,"lbs/day","LSwExt1",201,146.7929111,"lbs/day",1]
["LSwExt1",202,140.36973589999999,"lbs/day","LSwExt1",202,160.64967189999999,"lbs/day","LSwExt1",202,108.6096127,"lbs/day","LSwExt1",202,156.20978489999999,"lbs/day","LSwExt1",202,135.03806209999999,"lbs/day","LSwExt1",202,174.9329209,"lbs/day",1]
["LSwExt1",203,143.94160679999999,"lbs/day","LSwExt1",203,165.20725820000001,"lbs/day","LSwExt1",203,395.67917440000002,"lbs/day","LSwExt1",203,161.1121541,"lbs/day","LSwExt1",203,138.626091,"lbs/day","LSwExt1",203,185.62133929999999,"lbs/day",1]
["LSwExt1",204,159.24096130000001,"lbs/day","LSwExt1",204,190.83802879999999,"lbs/day","LSwExt1",204,142.32391759999999,"lbs/day","LSwExt1",204,177.66537009999999,"lbs/day","LSwExt1",204,151.82325220000001,"lbs/day","LSwExt1",204,156.34095880000001,"lbs/day",1]
["LSwExt1",205,153.2685415,"lbs/day","LSwExt1",205,178.66014440000001,"lbs/day","LSwExt1",205,124.1489921,"lbs/day","LSwExt1",205,162.7698221,"lbs/day","LSwExt1",205,147.23564630000001,"lbs/day","LSwExt1",205,184.45985529999999,"lbs/day",1]
["LSwExt1",206,143.94192330000001,"lbs/day","LSwExt1",206,161.07957469999999,"lbs/day","LSwExt1",206,148.97602359999999,"lbs/day","LSwExt1",206,153.31977889999999,"lbs/day","LSwExt1",206,139.95324880000001,"lbs/day","LSwExt1",206,176.73989230000001,"lbs/day",1]
["LSwExt1",207,139.8061907,"lbs/day","LSwExt1",207,153.11335779999999,"lbs/day","LSwExt1",207,149.54580670000001,"lbs/day","LSwExt1",207,150.47071800000001,"lbs/day","LSwExt1",207,136.96591280000001,"lbs/day","LSwExt1",207,171.8134924,"lbs/day",1]
["LSwExt1",208,139.1033205,"lbs/day","LSwExt1",208,150.45037919999999,"lbs/day","LSwExt1",208,148.17899779999999,"lbs/day","LSwExt1",208,151.00126420000001,"lbs/day","LSwExt1",208,136.98724039999999,"lbs/day","LSwExt1",208,172.38446329999999,"lbs/day",1]
["LSwExt1",209,141.2366907,"lbs/day","LSwExt1",209,151.65299089999999,"lbs/day","LSwExt1",209,141.26702560000001,"lbs/day","LSwExt1",209,154.17827819999999,"lbs/day","LSwExt1",209,139.616792,"lbs/day","LSwExt1",209,177.27176789999999,"lbs/day",1]
["LSwExt1",210,146.52957180000001,"lbs/day","LSwExt1",210,156.8354391,"lbs/day","LSwExt1",210,138.58509789999999,"lbs/day","LSwExt1",210,160.0662743,"lbs/day","LSwExt1",210,145.21735799999999,"lbs/day","LSwExt1",210,187.06015289999999,"lbs/day",1]
["LSwExt1",211,154.19888470000001,"lbs/day","LSwExt1",211,164.6442557,"lbs/day","LSwExt1",211,147.4820339,"lbs/day","LSwExt1",211,168.0659618,"lbs/day","LSwExt1",211,153.17853590000001,"lbs/day","LSwExt1",211,203.757836,"lbs/day",1]
["LSwExt1",212,166.20487600000001,"lbs/day","LSwExt1",212,177.68493789999999,"lbs/day","LSwExt1",212,102.91806080000001,"lbs/day","LSwExt1",212,178.31410120000001,"lbs/day","LSwExt1",212,165.47378019999999,"lbs/day","LSwExt1",212,233.9377609,"lbs/day",1]
["LSwExt1",213,185.1646777,"lbs/day","LSwExt1",213,199.24906519999999,"lbs/day","LSwExt1",213,172.47695640000001,"lbs/day","LSwExt1",213,186.19117879999999,"lbs/day","LSwExt1",213,184.93189630000001,"lbs/day","LSwExt1",213,291.67012519999997,"lbs/day",1]
["LSwExt1",214,596.29014380000001,"lbs/day","LSwExt1",214,983.97272210000006,"lbs/day","LSwExt1",214,1375.953129,"lbs/day","LSwExt1",214,749.17318250000005,"lbs/day","LSwExt1",214,545.70679759999996,"lbs/day","LSwExt1",214,729.11465090000002,"lbs/day",1]
["LSwExt1",215,197.23921250000001,"lbs/day","LSwExt1",215,203.0370547,"lbs/day","LSwExt1",215,35.587492189999999,"lbs/day","LSwExt1",215,177.81606020000001,"lbs/day","LSwExt1",215,195.12691169999999,"lbs/day","LSwExt1",215,200.29918290000001,"lbs/day",1]
["LSwExt1",216,146.9566031,"lbs/day","LSwExt1",216,145.57305239999999,"lbs/day","LSwExt1",216,40.34725272,"lbs/day","LSwExt1",216,138.50459599999999,"lbs/day","LSwExt1",216,147.0477209,"lbs/day","LSwExt1",216,153.59359509999999,"lbs/day",1]
["LSwExt1",217,126.8713066,"lbs/day","LSwExt1",217,124.5599811,"lbs/day","LSwExt1",217,51.413271270000003,"lbs/day","LSwExt1",217,122.6609081,"lbs/day","LSwExt1",217,127.5544829,"lbs/day","LSwExt1",217,135.39080390000001,"lbs/day",1]
["LSwExt1",218,116.3483774,"lbs/day","LSwExt1",218,114.0078884,"lbs/day","LSwExt1",218,159.08423920000001,"lbs/day","LSwExt1",218,114.4693899,"lbs/day","LSwExt1",218,117.3123477,"lbs/day","LSwExt1",218,124.2244973,"lbs/day",1]
["LSwExt1",219,110.30790090000001,"lbs/day","LSwExt1",219,108.16778770000001,"lbs/day","LSwExt1",219,76.464429359999997,"lbs/day","LSwExt1",219,110.0715873,"lbs/day","LSwExt1",219,111.4525088,"lbs/day","LSwExt1",219,117.0049549,"lbs/day",1]
["LSwExt1",220,106.8648317,"lbs/day","LSwExt1",220,105.00768720000001,"lbs/day","LSwExt1",220,102.8449744,"lbs/day","LSwExt1",220,108.0202784,"lbs/day","LSwExt1",220,108.1536172,"lbs/day","LSwExt1",220,112.42502450000001,"lbs/day",1]
["LSwExt1",221,105.1678819,"lbs/day","LSwExt1",221,103.6393932,"lbs/day","LSwExt1",221,78.289404160000004,"lbs/day","LSwExt1",221,107.4583344,"lbs/day","LSwExt1",221,106.5887937,"lbs/day","LSwExt1",221,112.0894167,"lbs/day",1]
["LSwExt1",222,104.7977088,"lbs/day","LSwExt1",222,103.6401738,"lbs/day","LSwExt1",222,104.7378136,"lbs/day","LSwExt1",222,108.3579936,"lbs/day","LSwExt1",222,106.3506727,"lbs/day","LSwExt1",222,113.0686827,"lbs/day",1]
["LSwExt1",223,105.55349080000001,"lbs/day","LSwExt1",223,104.82095219999999,"lbs/day","LSwExt1",223,76.262744389999995,"lbs/day","LSwExt1",223,109.9882073,"lbs/day","LSwExt1",223,107.2465115,"lbs/day","LSwExt1",223,114.30448699999999,"lbs/day",1]
["LSwExt1",224,107.3679453,"lbs/day","LSwExt1",224,107.1379187,"lbs/day","LSwExt1",224,125.159119,"lbs/day","LSwExt1",224,112.7828935,"lbs/day","LSwExt1",224,109.2171012,"lbs/day","LSwExt1",224,117.4145589,"lbs/day",1]
["LSwExt1",225,110.2758326,"lbs/day","LSwExt1",225,110.6640305,"lbs/day","LSwExt1",225,69.486692680000004,"lbs/day","LSwExt1",225,118.0610113,"lbs/day","LSwExt1",225,112.306575,"lbs/day","LSwExt1",225,120.4133185,"lbs/day",1]
["LSwExt1",226,114.41231000000001,"lbs/day","LSwExt1",226,115.5961598,"lbs/day","LSwExt1",226,64.955912949999998,"lbs/day","LSwExt1",226,123.21611040000001,"lbs/day","LSwExt1",226,116.6618849,"lbs/day","LSwExt1",226,126.31363159999999,"lbs/day",1]
["LSwExt1",227,120.03718859999999,"lbs/day","LSwExt1",227,122.2980706,"lbs/day","LSwExt1",227,64.039841420000002,"lbs/day","LSwExt1",227,131.0514914,"lbs/day","LSwExt1",227,122.564488,"lbs/day","LSwExt1",227,134.30790469999999,"lbs/day",1]
["LSwExt1",228,127.59496540000001,"lbs/day","LSwExt1",228,131.40079,"lbs/day","LSwExt1",228,64.178055349999994,"lbs/day","LSwExt1",228,141.2728631,"lbs/day","LSwExt1",228,130.49304380000001,"lbs/day","LSwExt1",228,145.19661060000001,"lbs/day",{"$f":"IF(ISNUMBER(C40132),IF(AVERAGE(C40132,G40132,K40132,O40132,S40132,W40132)<>MAX(C40132,G40132,K40132,O40132,S40132,W40132),1,0),\"\")","v":1}]
["LSwExt1",229,137.8418284,"lbs/day","LSwExt1",229,144.02372750000001,"lbs/day","LSwExt1",229,65.611788259999997,"lbs/day","LSwExt1",229,155.49969849999999,"lbs/day","LSwExt1",229,141.27452009999999,"lbs/day","LSwExt1",229,161.00382289999999,"lbs/day",1]
["LSwExt1",230,152.12277180000001,"lbs/day","LSwExt1",230,162.2998326,"lbs/day","LSwExt1",230,71.160511900000003,"lbs/day","LSwExt1",230,176.91579010000001,"lbs/day","LSwExt1",230,156.41953749999999,"lbs/day","LSwExt1",230,186.44412170000001,"lbs/day",1]
["LSwExt1",231,173.04064529999999,"lbs/day","LSwExt1",231,190.8218713,"lbs/day","LSwExt1",231,98.544793999999996,"lbs/day","LSwExt1",231,213.37479189999999,"lbs/day","LSwExt1",231,179.0393128,"lbs/day","LSwExt1",231,231.15196739999999,"lbs/day",1]
["LSwExt1",232,304.66757159999997,"lbs/day","LSwExt1",232,377.78927479999999,"lbs/day","LSwExt1",232,582.01818549999996,"lbs/day","LSwExt1",232,285.4034944,"lbs/day","LSwExt1",232,282.64813349999997,"lbs/day","LSwExt1",232,222.85326140000001,"lbs/day",1]
["LSwExt1",233,222.36426080000001,"lbs/day","LSwExt1",233,246.44321009999999,"lbs/day","LSwExt1",233,383.23995980000001,"lbs/day","LSwExt1",233,230.35185390000001,"lbs/day","LSwExt1",233,222.46906970000001,"lbs/day","LSwExt1",233,277.97700220000002,"lbs/day",1]
["LSwExt1",234,199.5620744,"lbs/day","LSwExt1",234,219.88987850000001,"lbs/day","LSwExt1",234,353.33347889999999,"lbs/day","LSwExt1",234,221.0732472,"lbs/day","LSwExt1",234,205.5727052,"lbs/day","LSwExt1",234,257.85075069999999,"lbs/day",1]
["LSwExt1",235,204.75328949999999,"lbs/day","LSwExt1",235,227.17088989999999,"lbs/day","LSwExt1",235,118.0771823,"lbs/day","LSwExt1",235,211.47997240000001,"lbs/day","LSwExt1",235,210.8538681,"lbs/day","LSwExt1",235,245.53637699999999,"lbs/day",1]
["LSwExt1",236,188.68383360000001,"lbs/day","LSwExt1",236,209.22076379999999,"lbs/day","LSwExt1",236,230.09479630000001,"lbs/day","LSwExt1",236,202.39376780000001,"lbs/day","LSwExt1",236,199.20247370000001,"lbs/day","LSwExt1",236,228.60147689999999,"lbs/day",1]
["LSwExt1",237,186.5826983,"lbs/day","LSwExt1",237,208.53880369999999,"lbs/day","LSwExt1",237,93.889844490000002,"lbs/day","LSwExt1",237,203.6365978,"lbs/day","LSwExt1",237,199.9864662,"lbs/day","LSwExt1",237,224.367313,"lbs/day",1]
["LSwExt1",238,183.3110977,"lbs/day","LSwExt1",238,207.0926637,"lbs/day","LSwExt1",238,144.49480879999999,"lbs/day","LSwExt1",238,218.3048757,"lbs/day","LSwExt1",238,200.8277046,"lbs/day","LSwExt1",238,227.35158699999999,"lbs/day",1]
["LSwExt1",239,190.0313276,"lbs/day","LSwExt1",239,219.7940457,"lbs/day","LSwExt1",239,112.32981909999999,"lbs/day","LSwExt1",239,233.5425841,"lbs/day","LSwExt1",239,212.2558573,"lbs/day","LSwExt1",239,249.00865150000001,"lbs/day",1]
["LSwExt1",240,207.39418280000001,"lbs/day","LSwExt1",240,249.6414365,"lbs/day","LSwExt1",240,121.51326640000001,"lbs/day","LSwExt1",240,265.51968849999997,"lbs/day","LSwExt1",240,236.8127044,"lbs/day","LSwExt1",240,310.24343279999999,"lbs/day",1]
["LSwExt1",241,390.54301340000001,"lbs/day","LSwExt1",241,522.24057889999995,"lbs/day","LSwExt1",241,597.38594799999998,"lbs/day","LSwExt1",241,447.42828309999999,"lbs/day","LSwExt1",241,419.83051419999998,"lbs/day","LSwExt1",241,365.09504370000002,"lbs/day",1]
["LSwExt1",242,260.97778699999998,"lbs/day","LSwExt1",242,309.45339180000002,"lbs/day","LSwExt1",242,361.34474660000001,"lbs/day","LSwExt1",242,289.02495620000002,"lbs/day","LSwExt1",242,297.72235920000003,"lbs/day","LSwExt1",242,367.89187199999998,"lbs/day",1]
["LSwExt1",243,232.92659939999999,"lbs/day","LSwExt1",243,275.25032909999999,"lbs/day","LSwExt1",243,149.78812869999999,"lbs/day","LSwExt1",243,287.17039990000001,"lbs/day","LSwExt1",243,273.41838339999998,"lbs/day","LSwExt1",243,347.81843520000001,"lbs/day",1]
["LSwExt1",244,238.3396181,"lbs/day","LSwExt1",244,289.56321380000003,"lbs/day","LSwExt1",244,211.3221977,"lbs/day","LSwExt1",244,315.21107810000001,"lbs/day","LSwExt1",244,286.4089788,"lbs/day","LSwExt1",244,432.63690550000001,"lbs/day",1]
["LSwExt1",245,885.72826850000001,"lbs/day","LSwExt1",245,1109.8175470000001,"lbs/day","LSwExt1",245,842.63508569999999,"lbs/day","LSwExt1",245,997.63294110000004,"lbs/day","LSwExt1",245,957.98833239999999,"lbs/day","LSwExt1",245,797.78079849999995,"lbs/day",1]
["LSwExt1",246,313.26799790000001,"lbs/day","LSwExt1",246,381.61708240000002,"lbs/day","LSwExt1",246,747.81526810000003,"lbs/day","LSwExt1",246,355.2111132,"lbs/day","LSwExt1",246,373.46709129999999,"lbs/day","LSwExt1",246,430.18138060000001,"lbs/day",1]
["LSwExt1",247,219.18286850000001,"lbs/day","LSwExt1",247,268.61279830000001,"lbs/day","LSwExt1",247,40.847441580000002,"lbs/day","LSwExt1",247,258.0109721,"lbs/day","LSwExt1",247,267.1485045,"lbs/day","LSwExt1",247,205.77393219999999,"lbs/day",1]
["LSwExt1",248,120.7082128,"lbs/day","LSwExt1",248,150.7623165,"lbs/day","LSwExt1",248,50.604202010000002,"lbs/day","LSwExt1",248,155.80483599999999,"lbs/day","LSwExt1",248,164.775204,"lbs/day","LSwExt1",248,151.60243360000001,"lbs/day",1]
["LSwExt1",249,100.30708490000001,"lbs/day","LSwExt1",249,126.8531876,"lbs/day","LSwExt1",249,74.710509279999997,"lbs/day","LSwExt1",249,134.98479929999999,"lbs/day","LSwExt1",249,140.0655165,"lbs/day","LSwExt1",249,134.46086210000001,"lbs/day",1]
["LSwExt1",250,92.720793459999996,"lbs/day","LSwExt1",250,118.8228196,"lbs/day","LSwExt1",250,94.139838810000001,"lbs/day","LSwExt1",250,126.4022094,"lbs/day","LSwExt1",250,131.00224510000001,"lbs/day","LSwExt1",250,127.099486,"lbs/day",1]
["LSwExt1",251,90.347496989999996,"lbs/day","LSwExt1",251,117.3965369,"lbs/day","LSwExt1",251,99.561161470000002,"lbs/day","LSwExt1",251,124.6592565,"lbs/day","LSwExt1",251,128.70179099999999,"lbs/day","LSwExt1",251,124.9767149,"lbs/day",1]
["LSwExt1",252,91.211760429999998,"lbs/day","LSwExt1",252,120.2544118,"lbs/day","LSwExt1",252,100.3955285,"lbs/day","LSwExt1",252,127.7184367,"lbs/day","LSwExt1",252,130.75200290000001,"lbs/day","LSwExt1",252,126.03756749999999,"lbs/day",1]
["LSwExt1",253,94.8681804,"lbs/day","LSwExt1",253,127.04129519999999,"lbs/day","LSwExt1",253,94.505760210000005,"lbs/day","LSwExt1",253,134.67334550000001,"lbs/day","LSwExt1",253,136.63589830000001,"lbs/day","LSwExt1",253,130.246197,"lbs/day",1]
["LSwExt1",254,101.70736960000001,"lbs/day","LSwExt1",254,138.6096622,"lbs/day","LSwExt1",254,84.544043729999999,"lbs/day","LSwExt1",254,146.10877880000001,"lbs/day","LSwExt1",254,146.9180982,"lbs/day","LSwExt1",254,143.2331835,"lbs/day",1]
["LSwExt1",255,113.1343645,"lbs/day","LSwExt1",255,157.51629030000001,"lbs/day","LSwExt1",255,73.195758530000006,"lbs/day","LSwExt1",255,164.84887459999999,"lbs/day","LSwExt1",255,163.4734115,"lbs/day","LSwExt1",255,155.4353169,"lbs/day",1]
["LSwExt1",256,132.81332750000001,"lbs/day","LSwExt1",256,190.5595491,"lbs/day","LSwExt1",256,69.498884959999998,"lbs/day","LSwExt1",256,191.37458839999999,"lbs/day","LSwExt1",256,190.9566457,"lbs/day","LSwExt1",256,188.0629247,"lbs/day",1]
["LSwExt1",257,172.18033009999999,"lbs/day","LSwExt1",257,261.05520460000002,"lbs/day","LSwExt1",257,84.392838740000002,"lbs/day","LSwExt1",257,311.89123649999999,"lbs/day","LSwExt1",257,242.7106531,"lbs/day","LSwExt1",257,256.83555710000002,"lbs/day",1]
["LSwExt1",258,375.37614250000001,"lbs/day","LSwExt1",258,712.65159259999996,"lbs/day","LSwExt1",258,434.26496029999998,"lbs/day","LSwExt1",258,587.69276249999996,"lbs/day","LSwExt1",258,487.83747119999998,"lbs/day","LSwExt1",258,757.02706709999995,"lbs/day",1]
["LSwExt1",259,1678.4909150000001,"lbs/day","LSwExt1",259,2311.1383820000001,"lbs/day","LSwExt1",259,1751.060716,"lbs/day","LSwExt1",259,2103.7679469999998,"lbs/day","LSwExt1",259,2039.880885,"lbs/day","LSwExt1",259,2052.8290320000001,"lbs/day",1]
["LSwExt1",260,339.20338720000001,"lbs/day","LSwExt1",260,565.23492639999995,"lbs/day","LSwExt1",260,424.28206060000002,"lbs/day","LSwExt1",260,439.03917250000001,"lbs/day","LSwExt1",260,306.20627289999999,"lbs/day","LSwExt1",260,506.1273784,"lbs/day",1]
["LSwExt1",261,268.2338982,"lbs/day","LSwExt1",261,529.45448620000002,"lbs/day","LSwExt1",261,182.8105487,"lbs/day","LSwExt1",261,423.25067680000001,"lbs/day","LSwExt1",261,250.06412649999999,"lbs/day","LSwExt1",261,471.00720369999999,"lbs/day",1]
["LSwExt1",262,239.27621339999999,"lbs/day","LSwExt1",262,450.7239136,"lbs/day","LSwExt1",262,229.57121599999999,"lbs/day","LSwExt1",262,383.11185,"lbs/day","LSwExt1",262,234.01609350000001,"lbs/day","LSwExt1",262,409.93525849999997,"lbs/day",1]
["LSwExt1",263,228.02035979999999,"lbs/day","LSwExt1",263,394.73005660000001,"lbs/day","LSwExt1",263,179.7030321,"lbs/day","LSwExt1",263,353.86857700000002,"lbs/day","LSwExt1",263,237.3700661,"lbs/day","LSwExt1",263,364.19570210000001,"lbs/day",1]
["LSwExt1",264,237.5354801,"lbs/day","LSwExt1",264,370.6946954,"lbs/day","LSwExt1",264,224.5838832,"lbs/day","LSwExt1",264,350.2409687,"lbs/day","LSwExt1",264,261.95250590000001,"lbs/day","LSwExt1",264,352.20128,"lbs/day",1]
["LSwExt1",265,304.659603,"lbs/day","LSwExt1",265,447.42705560000002,"lbs/day","LSwExt1",265,430.6512841,"lbs/day","LSwExt1",265,431.75538619999998,"lbs/day","LSwExt1",265,342.88453850000002,"lbs/day","LSwExt1",265,438.17366980000003,"lbs/day",1]
["LSwExt1",266,681.12954609999997,"lbs/day","LSwExt1",266,839.29789730000005,"lbs/day","LSwExt1",266,535.36968049999996,"lbs/day","LSwExt1",266,860.82892979999997,"lbs/day","LSwExt1",266,826.93089269999996,"lbs/day","LSwExt1",266,820.05886239999995,"lbs/day",1]
["LSwExt1",267,370.52301169999998,"lbs/day","LSwExt1",267,469.59156849999999,"lbs/day","LSwExt1",267,433.40310749999998,"lbs/day","LSwExt1",267,467.16581389999999,"lbs/day","LSwExt1",267,393.09151680000002,"lbs/day","LSwExt1",267,458.67305879999998,"lbs/day",1]
["LSwExt1",268,359.15894359999999,"lbs/day","LSwExt1",268,432.0158581,"lbs/day","LSwExt1",268,350.41712560000002,"lbs/day","LSwExt1",268,442.34061910000003,"lbs/day","LSwExt1",268,390.87157009999999,"lbs/day","LSwExt1",268,425.04951879999999,"lbs/day",1]
["LSwExt1",269,386.49943560000003,"lbs/day","LSwExt1",269,449.48231279999999,"lbs/day","LSwExt1",269,452.15720249999998,"lbs/day","LSwExt1",269,463.72302200000001,"lbs/day","LSwExt1",269,438.94390049999998,"lbs/day","LSwExt1",269,449.71922389999997,"lbs/day",1]
["LSwExt1",270,622.33511399999998,"lbs/day","LSwExt1",270,680.90661950000003,"lbs/day","LSwExt1",270,504.70854910000003,"lbs/day","LSwExt1",270,708.36572049999995,"lbs/day","LSwExt1",270,758.04799400000002,"lbs/day","LSwExt1",270,674.38919490000001,"lbs/day",1]
["LSwExt1",271,462.0487546,"lbs/day","LSwExt1",271,501.53274679999998,"lbs/day","LSwExt1",271,605.11249889999999,"lbs/day","LSwExt1",271,521.8078021,"lbs/day","LSwExt1",271,566.19614909999996,"lbs/day","LSwExt1",271,509.43773349999998,"lbs/day",1]
["LSwExt1",272,410.49685620000002,"lbs/day","LSwExt1",272,437.6243331,"lbs/day","LSwExt1",272,406.88429289999999,"lbs/day","LSwExt1",272,459.20085779999999,"lbs/day","LSwExt1",272,510.39221270000002,"lbs/day","LSwExt1",272,434.18986480000001,"lbs/day",1]
["LSwExt1",273,357.97156899999999,"lbs/day","LSwExt1",273,387.6165274,"lbs/day","LSwExt1",273,415.7608434,"lbs/day","LSwExt1",273,403.0998333,"lbs/day","LSwExt1",273,441.26484479999999,"lbs/day","LSwExt1",273,390.90132410000001,"lbs/day",1]
["LSwExt1",274,321.16191520000001,"lbs/day","LSwExt1",274,357.35965249999998,"lbs/day","LSwExt1",274,276.00343149999998,"lbs/day","LSwExt1",274,364.61292750000001,"lbs/day","LSwExt1",274,389.6066793,"lbs/day","LSwExt1",274,356.62071309999999,"lbs/day",1]
["LSwExt1",275,297.47181230000001,"lbs/day","LSwExt1",275,339.07080530000002,"lbs/day","LSwExt1",275,439.08687559999998,"lbs/day","LSwExt1",275,344.14222849999999,"lbs/day","LSwExt1",275,353.66315209999999,"lbs/day","LSwExt1",275,342.19332730000002,"lbs/day",1]
["LSwExt1",276,282.6303666,"lbs/day","LSwExt1",276,327.72991439999998,"lbs/day","LSwExt1",276,188.13833199999999,"lbs/day","LSwExt1",276,327.63168910000002,"lbs/day","LSwExt1",276,329.11623259999999,"lbs/day","LSwExt1",276,322.26255229999998,"lbs/day",1]
["LSwExt1",277,276.63943,"lbs/day","LSwExt1",277,324.1844653,"lbs/day","LSwExt1",277,503.35591950000003,"lbs/day","LSwExt1",277,320.62145079999999,"lbs/day","LSwExt1",277,315.32732879999998,"lbs/day","LSwExt1",277,336.88775579999998,"lbs/day",1]
["LSwExt1",278,290.94961510000002,"lbs/day","LSwExt1",278,350.5777061,"lbs/day","LSwExt1",278,97.653740450000001,"lbs/day","LSwExt1",278,338.75542849999999,"lbs/day","LSwExt1",278,320.39434189999997,"lbs/day","LSwExt1",278,323.7981327,"lbs/day",1]
["LSwExt1",279,269.8225051,"lbs/day","LSwExt1",279,325.4150037,"lbs/day","LSwExt1",279,354.64682729999998,"lbs/day","LSwExt1",279,314.49096650000001,"lbs/day","LSwExt1",279,295.51980070000002,"lbs/day","LSwExt1",279,335.56114380000002,"lbs/day",1]
["LSwExt1",280,260.4676121,"lbs/day","LSwExt1",280,313.93850859999998,"lbs/day","LSwExt1",280,277.58225329999999,"lbs/day","LSwExt1",280,303.08861719999999,"lbs/day","LSwExt1",280,282.88103899999999,"lbs/day","LSwExt1",280,315.36451499999998,"lbs/day",1]
["LSwExt1",281,255.68238719999999,"lbs/day","LSwExt1",281,306.6511491,"lbs/day","LSwExt1",281,255.5546052,"lbs/day","LSwExt1",281,296.09381409999997,"lbs/day","LSwExt1",281,276.13067860000001,"lbs/day","LSwExt1",281,307.29229800000002,"lbs/day",1]
["LSwExt1",282,257.30504309999998,"lbs/day","LSwExt1",282,304.58263950000003,"lbs/day","LSwExt1",282,263.11025369999999,"lbs/day","LSwExt1",282,295.04171170000001,"lbs/day","LSwExt1",282,277.3191875,"lbs/day","LSwExt1",282,305.85851919999999,"lbs/day",1]
["LSwExt1",283,276.63545790000001,"lbs/day","LSwExt1",283,321.07084279999998,"lbs/day","LSwExt1",283,286.77772290000001,"lbs/day","LSwExt1",283,312.57206589999998,"lbs/day","LSwExt1",283,297.30772789999997,"lbs/day","LSwExt1",283,319.31915020000002,"lbs/day",1]
["LSwExt1",284,367.49838290000002,"lbs/day","LSwExt1",284,439.21308809999999,"lbs/day","LSwExt1",284,433.50052920000002,"lbs/day","LSwExt1",284,418.70130849999998,"lbs/day","LSwExt1",284,386.44042209999998,"lbs/day","LSwExt1",284,441.02320500000002,"lbs/day",1]
["LSwExt1",285,477.87194310000001,"lbs/day","LSwExt1",285,577.94885069999998,"lbs/day","LSwExt1",285,443.29163490000002,"lbs/day","LSwExt1",285,547.51410529999998,"lbs/day","LSwExt1",285,499.41241230000003,"lbs/day","LSwExt1",285,580.26759549999997,"lbs/day",1]
["LSwExt1",286,386.02762230000002,"lbs/day","LSwExt1",286,452.15822500000002,"lbs/day","LSwExt1",286,463.17588660000001,"lbs/day","LSwExt1",286,433.0200696,"lbs/day","LSwExt1",286,403.742617,"lbs/day","LSwExt1",286,455.58645319999999,"lbs/day",1]
["LSwExt1",287,338.8930034,"lbs/day","LSwExt1",287,386.46772440000001,"lbs/day","LSwExt1",287,384.36487119999998,"lbs/day","LSwExt1",287,373.87183570000002,"lbs/day","LSwExt1",287,355.90588819999999,"lbs/day","LSwExt1",287,392.235343,"lbs/day",1]
["LSwExt1",288,347.3971573,"lbs/day","LSwExt1",288,379.8739319,"lbs/day","LSwExt1",288,538.41069979999997,"lbs/day","LSwExt1",288,374.72313380000003,"lbs/day","LSwExt1",288,366.08672319999999,"lbs/day","LSwExt1",288,394.82239220000002,"lbs/day",1]
["LSwExt1",289,1051.5613499999999,"lbs/day","LSwExt1",289,1199.7456540000001,"lbs/day","LSwExt1",289,1063.2597720000001,"lbs/day","LSwExt1",289,1166.1091690000001,"lbs/day","LSwExt1",289,1112.84491,"lbs/day","LSwExt1",289,1195.4334260000001,"lbs/day",1]
["LSwExt1",290,622.05244749999997,"lbs/day","LSwExt1",290,655.34120159999998,"lbs/day","LSwExt1",290,612.66896329999997,"lbs/day","LSwExt1",290,643.33112189999997,"lbs/day","LSwExt1",290,623.56018740000002,"lbs/day","LSwExt1",290,636.77993330000004,"lbs/day",1]
["LSwExt1",291,567.44055149999997,"lbs/day","LSwExt1",291,562.47087420000003,"lbs/day","LSwExt1",291,447.12544750000001,"lbs/day","LSwExt1",291,573.06244360000005,"lbs/day","LSwExt1",291,587.49495649999994,"lbs/day","LSwExt1",291,553.88012309999999,"lbs/day",1]
["LSwExt1",292,483.55495739999998,"lbs/day","LSwExt1",292,474.95283239999998,"lbs/day","LSwExt1",292,418.65217589999997,"lbs/day","LSwExt1",292,486.86583230000002,"lbs/day","LSwExt1",292,507.78792240000001,"lbs/day","LSwExt1",292,470.49817789999997,"lbs/day",{"$f":"IF(ISNUMBER(C40196),IF(AVERAGE(C40196,G40196,K40196,O40196,S40196,W40196)<>MAX(C40196,G40196,K40196,O40196,S40196,W40196),1,0),\"\")","v":1}]
["LSwExt1",293,425.29733199999998,"lbs/day","LSwExt1",293,423.41757180000002,"lbs/day","LSwExt1",293,387.42474950000002,"lbs/day","LSwExt1",293,430.69410900000003,"lbs/day","LSwExt1",293,447.75612749999999,"lbs/day","LSwExt1",293,419.91868950000003,"lbs/day",1]
["LSwExt1",294,385.4609284,"lbs/day","LSwExt1",294,391.36241530000001,"lbs/day","LSwExt1",294,365.33999840000001,"lbs/day","LSwExt1",294,393.9428264,"lbs/day","LSwExt1",294,404.4665445,"lbs/day","LSwExt1",294,389.11253820000002,"lbs/day",1]
["LSwExt1",295,370.08910989999998,"lbs/day","LSwExt1",295,382.13506269999999,"lbs/day","LSwExt1",295,362.42916359999998,"lbs/day","LSwExt1",295,381.41351379999998,"lbs/day","LSwExt1",295,387.10435159999997,"lbs/day","LSwExt1",295,380.83409440000003,"lbs/day",1]
["LSwExt1",296,454.71406300000001,"lbs/day","LSwExt1",296,504.60387919999999,"lbs/day","LSwExt1",296,455.97510149999999,"lbs/day","LSwExt1",296,484.69854429999998,"lbs/day","LSwExt1",296,465.5426516,"lbs/day","LSwExt1",296,502.4140342,"lbs/day",1]
["LSwExt1",297,376.72891609999999,"lbs/day","LSwExt1",297,407.19081549999999,"lbs/day","LSwExt1",297,400.37459940000002,"lbs/day","LSwExt1",297,394.6436167,"lbs/day","LSwExt1",297,383.44124870000002,"lbs/day","LSwExt1",297,407.44250620000003,"lbs/day",1]
["LSwExt1",298,382.83078899999998,"lbs/day","LSwExt1",298,403.9213762,"lbs/day","LSwExt1",298,487.10139090000001,"lbs/day","LSwExt1",298,395.61968560000003,"lbs/day","LSwExt1",298,390.45953830000002,"lbs/day","LSwExt1",298,409.27372589999999,"lbs/day",1]
["LSwExt1",299,861.82712990000005,"lbs/day","LSwExt1",299,939.93027810000001,"lbs/day","LSwExt1",299,857.21512089999999,"lbs/day","LSwExt1",299,913.03185140000005,"lbs/day","LSwExt1",299,882.65313890000004,"lbs/day","LSwExt1",299,933.58835439999996,"lbs/day",1]
["LSwExt1",300,544.68921460000001,"lbs/day","LSwExt1",300,577.05100819999996,"lbs/day","LSwExt1",300,574.88545469999997,"lbs/day","LSwExt1",300,568.51298959999997,"lbs/day","LSwExt1",300,554.90133479999997,"lbs/day","LSwExt1",300,578.80778039999996,"lbs/day",1]
["LSwExt1",301,497.12514090000002,"lbs/day","LSwExt1",301,503.46631980000001,"lbs/day","LSwExt1",301,452.3411529,"lbs/day","LSwExt1",301,508.5538482,"lbs/day","LSwExt1",301,514.86563269999999,"lbs/day","LSwExt1",301,502.024947,"lbs/day",1]
["LSwExt1",302,438.5679131,"lbs/day","LSwExt1",302,440.76426229999998,"lbs/day","LSwExt1",302,412.87502649999999,"lbs/day","LSwExt1",302,446.6420607,"lbs/day","LSwExt1",302,455.65905789999999,"lbs/day","LSwExt1",302,438.9474098,"lbs/day",1]
["LSwExt1",303,398.2073719,"lbs/day","LSwExt1",303,402.9155452,"lbs/day","LSwExt1",303,382.37187039999998,"lbs/day","LSwExt1",303,405.01107769999999,"lbs/day","LSwExt1",303,411.98603930000002,"lbs/day","LSwExt1",303,401.60580140000002,"lbs/day",1]
["LSwExt1",304,373.7483393,"lbs/day","LSwExt1",304,382.06982629999999,"lbs/day","LSwExt1",304,373.90574409999999,"lbs/day","LSwExt1",304,382.11958650000003,"lbs/day","LSwExt1",304,384.78657709999999,"lbs/day","LSwExt1",304,380.97591590000002,"lbs/day",1]
["LSwExt1",305,354.50184039999999,"lbs/day","LSwExt1",305,365.70298070000001,"lbs/day","LSwExt1",305,351.63527049999999,"lbs/day","LSwExt1",305,363.43743310000002,"lbs/day","LSwExt1",305,362.8089339,"lbs/day","LSwExt1",305,364.19575609999998,"lbs/day",1]
["LSwExt1",306,341.119889,"lbs/day","LSwExt1",306,354.37313010000003,"lbs/day","LSwExt1",306,341.8673766,"lbs/day","LSwExt1",306,350.52993679999997,"lbs/day","LSwExt1",306,347.39040720000003,"lbs/day","LSwExt1",306,353.40919860000002,"lbs/day",1]
["LSwExt1",307,332.549958,"lbs/day","LSwExt1",307,346.71807189999998,"lbs/day","LSwExt1",307,336.24732210000002,"lbs/day","LSwExt1",307,341.89336309999999,"lbs/day","LSwExt1",307,337.1423638,"lbs/day","LSwExt1",307,346.11865119999999,"lbs/day",1]
["LSwExt1",308,331.7025683,"lbs/day","LSwExt1",308,345.91130379999998,"lbs/day","LSwExt1",308,335.95086789999999,"lbs/day","LSwExt1",308,340.83024549999999,"lbs/day","LSwExt1",308,335.73156069999999,"lbs/day","LSwExt1",308,344.7538333,"lbs/day",1]
["LSwExt1",309,358.65947490000002,"lbs/day","LSwExt1",309,375.26719680000002,"lbs/day","LSwExt1",309,367.77669429999997,"lbs/day","LSwExt1",309,368.4989483,"lbs/day","LSwExt1",309,362.29523319999998,"lbs/day","LSwExt1",309,376.97665979999999,"lbs/day",1]
["LSwExt1",310,622.40346669999997,"lbs/day","LSwExt1",310,693.7512888,"lbs/day","LSwExt1",310,625.3296004,"lbs/day","LSwExt1",310,661.28626829999996,"lbs/day","LSwExt1",310,619.61888699999997,"lbs/day","LSwExt1",310,690.05278740000006,"lbs/day",1]
["LSwExt1",311,429.26689540000001,"lbs/day","LSwExt1",311,464.47571249999999,"lbs/day","LSwExt1",311,438.7693744,"lbs/day","LSwExt1",311,446.84125280000001,"lbs/day","LSwExt1",311,424.89511279999999,"lbs/day","LSwExt1",311,462.87461889999997,"lbs/day",1]
["LSwExt1",312,413.40815500000002,"lbs/day","LSwExt1",312,438.93452289999999,"lbs/day","LSwExt1",312,418.42366700000002,"lbs/day","LSwExt1",312,428.25469020000003,"lbs/day","LSwExt1",312,412.41825920000002,"lbs/day","LSwExt1",312,438.3985639,"lbs/day",1]
["LSwExt1",313,406.04087870000001,"lbs/day","LSwExt1",313,421.833167,"lbs/day","LSwExt1",313,400.0610696,"lbs/day","LSwExt1",313,417.09162259999999,"lbs/day","LSwExt1",313,409.11702709999997,"lbs/day","LSwExt1",313,420.69197559999998,"lbs/day",1]
["LSwExt1",314,490.60892610000002,"lbs/day","LSwExt1",314,523.94695609999997,"lbs/day","LSwExt1",314,498.32868830000001,"lbs/day","LSwExt1",314,510.67698739999997,"lbs/day","LSwExt1",314,492.24217979999997,"lbs/day","LSwExt1",314,523.40018669999995,"lbs/day",1]
["LSwExt1",315,478.22934700000002,"lbs/day","LSwExt1",315,500.51474719999999,"lbs/day","LSwExt1",315,485.80567400000001,"lbs/day","LSwExt1",315,492.05270489999998,"lbs/day","LSwExt1",315,481.28736309999999,"lbs/day","LSwExt1",315,501.79219419999998,"lbs/day",1]
["LSwExt1",316,649.35507250000001,"lbs/day","LSwExt1",316,683.70209820000002,"lbs/day","LSwExt1",316,656.55953899999997,"lbs/day","LSwExt1",316,673.53927820000001,"lbs/day","LSwExt1",316,657.34165719999999,"lbs/day","LSwExt1",316,684.08865930000002,"lbs/day",1]
["LSwExt1",317,715.98139600000002,"lbs/day","LSwExt1",317,722.12222410000004,"lbs/day","LSwExt1",317,722.98446750000005,"lbs/day","LSwExt1",317,728.54804609999997,"lbs/day","LSwExt1",317,734.93778359999999,"lbs/day","LSwExt1",317,726.95936140000003,"lbs/day",1]
["LSwExt1",318,572.69401789999995,"lbs/day","LSwExt1",318,563.87574910000001,"lbs/day","LSwExt1",318,546.80637339999998,"lbs/day","LSwExt1",318,577.51680429999999,"lbs/day","LSwExt1",318,592.84985280000001,"lbs/day","LSwExt1",318,562.27386009999998,"lbs/day",1]
["LSwExt1",319,495.9053864,"lbs/day","LSwExt1",319,480.64995829999998,"lbs/day","LSwExt1",319,492.84992060000002,"lbs/day","LSwExt1",319,494.62664610000002,"lbs/day","LSwExt1",319,514.05991400000005,"lbs/day","LSwExt1",319,481.62593010000001,"lbs/day",1]
["LSwExt1",320,542.49091020000003,"lbs/day","LSwExt1",320,554.24626279999995,"lbs/day","LSwExt1",320,561.64783160000002,"lbs/day","LSwExt1",320,552.83514000000002,"lbs/day","LSwExt1",320,554.2868181,"lbs/day","LSwExt1",320,553.01388640000005,"lbs/day",1]
["LSwExt1",321,761.03002649999996,"lbs/day","LSwExt1",321,783.26125720000005,"lbs/day","LSwExt1",321,773.42211199999997,"lbs/day","LSwExt1",321,774.29398389999994,"lbs/day","LSwExt1",321,771.97310119999997,"lbs/day","LSwExt1",321,782.63804019999998,"lbs/day",1]
["LSwExt1",322,574.97510709999995,"lbs/day","LSwExt1",322,585.057681,"lbs/day","LSwExt1",322,570.19572140000002,"lbs/day","LSwExt1",322,580.22953629999995,"lbs/day","LSwExt1",322,584.82609179999997,"lbs/day","LSwExt1",322,584.3889011,"lbs/day",1]
["LSwExt1",323,453.95790899999997,"lbs/day","LSwExt1",323,459.33176529999997,"lbs/day","LSwExt1",323,452.89571539999997,"lbs/day","LSwExt1",323,455.38997569999998,"lbs/day","LSwExt1",323,462.43622870000002,"lbs/day","LSwExt1",323,459.41295109999999,"lbs/day",1]
["LSwExt1",324,407.04505289999997,"lbs/day","LSwExt1",324,415.6470989,"lbs/day","LSwExt1",324,410.3263134,"lbs/day","LSwExt1",324,410.20815649999997,"lbs/day","LSwExt1",324,413.76872789999999,"lbs/day","LSwExt1",324,416.55894499999999,"lbs/day",1]
["LSwExt1",325,391.06295490000002,"lbs/day","LSwExt1",325,401.4673995,"lbs/day","LSwExt1",325,398.6987967,"lbs/day","LSwExt1",325,395.11736000000002,"lbs/day","LSwExt1",325,396.47492089999997,"lbs/day","LSwExt1",325,402.65741400000002,"lbs/day",1]
["LSwExt1",326,717.73110150000002,"lbs/day","LSwExt1",326,790.22402869999996,"lbs/day","LSwExt1",326,721.10552299999995,"lbs/day","LSwExt1",326,752.66050610000002,"lbs/day","LSwExt1",326,717.56637999999998,"lbs/day","LSwExt1",326,789.7865276,"lbs/day",1]
["LSwExt1",327,481.66886490000002,"lbs/day","LSwExt1",327,500.67691989999997,"lbs/day","LSwExt1",327,490.1483667,"lbs/day","LSwExt1",327,491.19473599999998,"lbs/day","LSwExt1",327,485.12705410000001,"lbs/day","LSwExt1",327,500.0272817,"lbs/day",1]
["LSwExt1",328,417.64806379999999,"lbs/day","LSwExt1",328,427.35147039999998,"lbs/day","LSwExt1",328,409.7888572,"lbs/day","LSwExt1",328,422.35944919999997,"lbs/day","LSwExt1",328,422.08697760000001,"lbs/day","LSwExt1",328,426.1932243,"lbs/day",1]
["LSwExt1",329,387.2700165,"lbs/day","LSwExt1",329,396.61510170000003,"lbs/day","LSwExt1",329,389.15749440000002,"lbs/day","LSwExt1",329,391.74095119999998,"lbs/day","LSwExt1",329,391.33097789999999,"lbs/day","LSwExt1",329,396.4013056,"lbs/day",1]
["LSwExt1",330,378.97507990000003,"lbs/day","LSwExt1",330,388.52570630000002,"lbs/day","LSwExt1",330,389.86511410000003,"lbs/day","LSwExt1",330,383.53871079999999,"lbs/day","LSwExt1",330,382.78672719999997,"lbs/day","LSwExt1",330,388.70645819999999,"lbs/day",1]
["LSwExt1",331,580.07804380000005,"lbs/day","LSwExt1",331,635.03173289999995,"lbs/day","LSwExt1",331,575.30962599999998,"lbs/day","LSwExt1",331,608.04399950000004,"lbs/day","LSwExt1",331,578.01795809999999,"lbs/day","LSwExt1",331,638.62077690000001,"lbs/day",1]
["LSwExt1",332,436.75312789999998,"lbs/day","LSwExt1",332,456.27189449999997,"lbs/day","LSwExt1",332,451.81271759999998,"lbs/day","LSwExt1",332,446.85358630000002,"lbs/day","LSwExt1",332,438.54453840000002,"lbs/day","LSwExt1",332,454.89634280000001,"lbs/day",1]
["LSwExt1",333,457.89769189999998,"lbs/day","LSwExt1",333,481.78228439999998,"lbs/day","LSwExt1",333,448.24254630000001,"lbs/day","LSwExt1",333,469.25328039999999,"lbs/day","LSwExt1",333,456.61186930000002,"lbs/day","LSwExt1",333,480.90250129999998,"lbs/day",1]
["LSwExt1",334,394.6184768,"lbs/day","LSwExt1",334,406.06900810000002,"lbs/day","LSwExt1",334,395.98050490000003,"lbs/day","LSwExt1",334,400.28809910000001,"lbs/day","LSwExt1",334,395.9319107,"lbs/day","LSwExt1",334,404.1436526,"lbs/day",1]
["LSwExt1",335,371.07482879999998,"lbs/day","LSwExt1",335,380.3113755,"lbs/day","LSwExt1",335,373.21863150000001,"lbs/day","LSwExt1",335,375.86949720000001,"lbs/day","LSwExt1",335,373.05235750000003,"lbs/day","LSwExt1",335,379.89412049999999,"lbs/day",1]
["LSwExt1",336,362.93226279999999,"lbs/day","LSwExt1",336,371.56273099999999,"lbs/day","LSwExt1",336,370.2600918,"lbs/day","LSwExt1",336,367.3727288,"lbs/day","LSwExt1",336,365.09229679999999,"lbs/day","LSwExt1",336,371.8809,"lbs/day",1]
["LSwExt1",337,441.51912720000001,"lbs/day","LSwExt1",337,472.83621110000001,"lbs/day","LSwExt1",337,435.3185618,"lbs/day","LSwExt1",337,457.46283169999998,"lbs/day","LSwExt1",337,440.65629319999999,"lbs/day","LSwExt1",337,470.89122750000001,"lbs/day",1]
["LSwExt1",338,389.9181423,"lbs/day","LSwExt1",338,405.98991180000002,"lbs/day","LSwExt1",338,408.51359170000001,"lbs/day","LSwExt1",338,398.25385829999999,"lbs/day","LSwExt1",338,390.79930000000002,"lbs/day","LSwExt1",338,408.2735571,"lbs/day",1]
["LSwExt1",339,441.10737239999997,"lbs/day","LSwExt1",339,470.21251740000002,"lbs/day","LSwExt1",339,435.18325290000001,"lbs/day","LSwExt1",339,455.8322053,"lbs/day","LSwExt1",339,439.41269110000002,"lbs/day","LSwExt1",339,466.31582309999999,"lbs/day",1]
["LSwExt1",340,393.71511279999999,"lbs/day","LSwExt1",340,411.3707106,"lbs/day","LSwExt1",340,400.43729660000002,"lbs/day","LSwExt1",340,402.93802149999999,"lbs/day","LSwExt1",340,393.76243909999999,"lbs/day","LSwExt1",340,412.09846479999999,"lbs/day",1]
["LSwExt1",341,366.5901786,"lbs/day","LSwExt1",341,378.60717449999999,"lbs/day","LSwExt1",341,366.73675880000002,"lbs/day","LSwExt1",341,373.31341650000002,"lbs/day","LSwExt1",341,367.9131213,"lbs/day","LSwExt1",341,378.15403730000003,"lbs/day",1]
["LSwExt1",342,352.14067979999999,"lbs/day","LSwExt1",342,361.82690159999999,"lbs/day","LSwExt1",342,351.92599150000001,"lbs/day","LSwExt1",342,357.81046579999997,"lbs/day","LSwExt1",342,353.86336349999999,"lbs/day","LSwExt1",342,361.6823751,"lbs/day",1]
["LSwExt1",343,341.99316779999998,"lbs/day","LSwExt1",343,350.67276290000001,"lbs/day","LSwExt1",343,343.50400380000002,"lbs/day","LSwExt1",343,347.13756219999999,"lbs/day","LSwExt1",343,343.76758949999999,"lbs/day","LSwExt1",343,351.2066251,"lbs/day",1]
["LSwExt1",344,339.2063273,"lbs/day","LSwExt1",344,345.95503400000001,"lbs/day","LSwExt1",344,339.1140924,"lbs/day","LSwExt1",344,342.83881289999999,"lbs/day","LSwExt1",344,340.14434169999998,"lbs/day","LSwExt1",344,346.35663369999997,"lbs/day",1]
["LSwExt1",345,367.15182499999997,"lbs/day","LSwExt1",345,368.11096670000001,"lbs/day","LSwExt1",345,365.85399139999998,"lbs/day","LSwExt1",345,366.28037970000003,"lbs/day","LSwExt1",345,366.10775769999998,"lbs/day","LSwExt1",345,370.79739519999998,"lbs/day",1]
["LSwExt1",346,786.20521940000003,"lbs/day","LSwExt1",346,849.40689589999999,"lbs/day","LSwExt1",346,792.10728970000002,"lbs/day","LSwExt1",346,820.09998140000005,"lbs/day","LSwExt1",346,785.2751485,"lbs/day","LSwExt1",346,851.94471220000003,"lbs/day",1]
["LSwExt1",347,548.36504720000005,"lbs/day","LSwExt1",347,572.80752210000003,"lbs/day","LSwExt1",347,535.27563740000005,"lbs/day","LSwExt1",347,563.40974289999997,"lbs/day","LSwExt1",347,549.51128670000003,"lbs/day","LSwExt1",347,567.99121490000005,"lbs/day",1]
["LSwExt1",348,851.70019520000005,"lbs/day","LSwExt1",348,870.78267119999998,"lbs/day","LSwExt1",348,845.09362480000004,"lbs/day","LSwExt1",348,863.72175500000003,"lbs/day","LSwExt1",348,856.60577690000002,"lbs/day","LSwExt1",348,870.55015279999998,"lbs/day",1]
["LSwExt1",349,556.3425628,"lbs/day","LSwExt1",349,552.53244640000003,"lbs/day","LSwExt1",349,552.34441260000006,"lbs/day","LSwExt1",349,555.38578329999996,"lbs/day","LSwExt1",349,562.46608219999996,"lbs/day","LSwExt1",349,550.02151270000002,"lbs/day",1]
["LSwExt1",350,579.67474449999997,"lbs/day","LSwExt1",350,589.55577289999997,"lbs/day","LSwExt1",350,583.92753479999999,"lbs/day","LSwExt1",350,584.55706199999997,"lbs/day","LSwExt1",350,584.35266000000001,"lbs/day","LSwExt1",350,589.93899139999996,"lbs/day",1]
["LSwExt1",351,438.34423390000001,"lbs/day","LSwExt1",351,439.23146630000002,"lbs/day","LSwExt1",351,444.34289380000001,"lbs/day","LSwExt1",351,438.21065069999997,"lbs/day","LSwExt1",351,442.7191464,"lbs/day","LSwExt1",351,440.03457559999998,"lbs/day",1]
["LSwExt1",352,403.256821,"lbs/day","LSwExt1",352,405.08710250000001,"lbs/day","LSwExt1",352,406.0625258,"lbs/day","LSwExt1",352,403.62309219999997,"lbs/day","LSwExt1",352,407.02793530000002,"lbs/day","LSwExt1",352,405.48602319999998,"lbs/day",1]
["LSwExt1",353,391.46803749999998,"lbs/day","LSwExt1",353,393.95268420000002,"lbs/day","LSwExt1",353,405.0077071,"lbs/day","LSwExt1",353,391.93677750000001,"lbs/day","LSwExt1",353,394.70896699999997,"lbs/day","LSwExt1",353,398.4502033,"lbs/day",1]
["LSwExt1",354,859.66223939999998,"lbs/day","LSwExt1",354,951.22295610000003,"lbs/day","LSwExt1",354,842.23603820000005,"lbs/day","LSwExt1",354,905.93798660000004,"lbs/day","LSwExt1",354,855.29274029999999,"lbs/day","LSwExt1",354,946.60053619999996,"lbs/day",1]
["LSwExt1",355,501.28197039999998,"lbs/day","LSwExt1",355,523.01746160000005,"lbs/day","LSwExt1",355,505.71064189999998,"lbs/day","LSwExt1",355,514.14775950000001,"lbs/day","LSwExt1",355,501.82486690000002,"lbs/day","LSwExt1",355,523.27122420000001,"lbs/day",1]
["LSwExt1",356,444.96990799999998,"lbs/day","LSwExt1",356,453.35532480000001,"lbs/day","LSwExt1",356,444.98086039999998,"lbs/day","LSwExt1",356,451.13900910000001,"lbs/day","LSwExt1",356,447.54867869999998,"lbs/day","LSwExt1",356,452.6363996,"lbs/day",{"$f":"IF(ISNUMBER(C40260),IF(AVERAGE(C40260,G40260,K40260,O40260,S40260,W40260)<>MAX(C40260,G40260,K40260,O40260,S40260,W40260),1,0),\"\")","v":1}]
["LSwExt1",357,403.2807914,"lbs/day","LSwExt1",357,412.33903579999998,"lbs/day","LSwExt1",357,405.10936700000002,"lbs/day","LSwExt1",357,409.65460419999999,"lbs/day","LSwExt1",357,405.46159949999998,"lbs/day","LSwExt1",357,412.46353110000001,"lbs/day",1]
["LSwExt1",358,391.3350959,"lbs/day","LSwExt1",358,400.98044149999998,"lbs/day","LSwExt1",358,403.47114670000002,"lbs/day","LSwExt1",358,397.81032670000002,"lbs/day","LSwExt1",358,393.25376890000001,"lbs/day","LSwExt1",358,402.92051839999999,"lbs/day",1]
["LSwExt1",359,740.47624510000003,"lbs/day","LSwExt1",359,818.39395609999997,"lbs/day","LSwExt1",359,734.85189709999997,"lbs/day","LSwExt1",359,779.5692262,"lbs/day","LSwExt1",359,736.33315830000004,"lbs/day","LSwExt1",359,818.47565489999999,"lbs/day",1]
["LSwExt1",360,469.46479049999999,"lbs/day","LSwExt1",360,490.32596799999999,"lbs/day","LSwExt1",360,470.56214999999997,"lbs/day","LSwExt1",360,481.57374119999997,"lbs/day","LSwExt1",360,468.99906429999999,"lbs/day","LSwExt1",360,489.72818969999997,"lbs/day",1]
["LSwExt1",361,427.67770869999998,"lbs/day","LSwExt1",361,437.4881815,"lbs/day","LSwExt1",361,425.30524919999999,"lbs/day","LSwExt1",361,434.64748989999998,"lbs/day","LSwExt1",361,428.80585289999999,"lbs/day","LSwExt1",361,438.45030220000001,"lbs/day",1]
["LSwExt1",362,393.98867460000002,"lbs/day","LSwExt1",362,401.6972687,"lbs/day","LSwExt1",362,393.85240420000002,"lbs/day","LSwExt1",362,399.61876330000001,"lbs/day","LSwExt1",362,395.25958709999998,"lbs/day","LSwExt1",362,402.8064923,"lbs/day",1]
["LSwExt1",363,376.81695689999998,"lbs/day","LSwExt1",363,384.87129110000001,"lbs/day","LSwExt1",363,377.34882720000002,"lbs/day","LSwExt1",363,382.55795979999999,"lbs/day","LSwExt1",363,377.8103739,"lbs/day","LSwExt1",363,385.46972970000002,"lbs/day",1]
["LSwExt1",364,370.59194159999998,"lbs/day","LSwExt1",364,378.81949609999998,"lbs/day","LSwExt1",364,373.3907792,"lbs/day","LSwExt1",364,375.63369039999998,"lbs/day","LSwExt1",364,371.35024709999999,"lbs/day","LSwExt1",364,379.1237802,"lbs/day",1]
["LSwExt1",365,444.33423579999999,"lbs/day","LSwExt1",365,464.06655050000001,"lbs/day","LSwExt1",365,428.47307280000001,"lbs/day","LSwExt1",365,454.54823520000002,"lbs/day","LSwExt1",365,443.8016083,"lbs/day","LSwExt1",365,455.78941090000001,"lbs/day"]

{"sheet":"Model Input Data","index":5,"n_rows":9351,"n_cols":25,"rows_kept":2250,"cut":true,"hidden":false,"merged":[],"bounds":{"rows_first":1000,"rows_last":250,"rows_between":1000,"halvings":1}}
["Wading3mile_TN2002optripn","Wading3mile_TN2002optripn","Wading3mile_TN2002optripn","Wading3mile_TN2002optripn","Wading3_2","Wading3_2","Wading3_2","Wading3_2","Wading3_3","Wading3_3","Wading3_3","Wading3_3","Wading3_4","Wading3_4","Wading3_4","Wading3_4","Wading3_5","Wading3_5","Wading3_5","Wading3_5","Wading3_6","Wading3_6","Wading3_6","Wading3_6","Data Difference"]
["Variable","Identifier","Value","Units","Variable","Identifier","Value","Units","Variable","Identifier","Value","Units","Variable","Identifier","Value","Units","Variable","Identifier","Value","Units","Variable","Identifier","Value","Units"]
["AvgAnnualPrecip","None",42.094999999999999,"total inches per year","AvgAnnualPrecip","None",50.32,"total inches per year","AvgAnnualPrecip","None",41.182000000000002,"total inches per year","AvgAnnualPrecip","None",46.258000000000003,"total inches per year","AvgAnnualPrecip","None",41.347999999999999,"total inches per year","AvgAnnualPrecip","None",50.286999999999999,"total inches per year",{"$f":"IF(ISNUMBER(C3),IF(AVERAGE(C3,G3,K3,O3,S3,W3)<>MAX(C3,G3,K3,O3,S3,W3),1,0),\"\")","v":1}]
["AvgTemp","None",52.697000000000003,"deg F","AvgTemp","None",55.997,"deg F","AvgTemp","None",56.396999999999998,"deg F","AvgTemp","None",57.097000000000001,"deg F","AvgTemp","None",57.697000000000003,"deg F","AvgTemp","None",58.896999999999998,"deg F",{"$f":"IF(ISNUMBER(C4),IF(AVERAGE(C4,G4,K4,O4,S4,W4)<>MAX(C4,G4,K4,O4,S4,W4),1,0),\"\")","v":1}]
["NDateHydro","None",365,"time steps in model","NDateHydro","None",365,"time steps in model","NDateHydro","None",365,"time steps in model","NDateHydro","None",365,"time steps in model","NDateHydro","None",365,"time steps in model","NDateHydro","None",365,"time steps in model",0]
["Dt","None",1,"days in time step","Dt","None",1,"days in time step","Dt","None",1,"days in time step","Dt","None",1,"days in time step","Dt","None",1,"days in time step","Dt","None",1,"days in time step",0]
["NLu","None",16,"# HRUs","NLu","None",16,"# HRUs","NLu","None",16,"# HRUs","NLu","None",16,"# HRUs","NLu","None",16,"# HRUs","NLu","None",16,"# HRUs",0]
["NLuName",1,"forest sand","-","NLuName",1,"forest sand","-","NLuName",1,"forest sand","-","NLuName",1,"forest sand","-","NLuName",1,"forest sand","-","NLuName",1,"forest sand","-",""]
["NLuName",2,"open nonres sand","-","NLuName",2,"open nonres sand","-","NLuName",2,"open nonres sand","-","NLuName",2,"open nonres sand","-","NLuName",2,"open nonres sand","-","NLuName",2,"open nonres sand","-",""]
["NLuName",3,"MLD res sand","-","NLuName",3,"MLD res sand","-","NLuName",3,"MLD res sand","-","NLuName",3,"MLD res sand","-","NLuName",3,"MLD res sand","-","NLuName",3,"MLD res sand","-",""]
["NLuName",4,"MHHD resid sand","-","NLuName",4,"MHHD resid sand","-","NLuName",4,"MHHD resid sand","-","NLuName",4,"MHHD resid sand","-","NLuName",4,"MHHD resid sand","-","NLuName",4,"MHHD resid sand","-",""]
["NLuName",5,"comindtr sand","-","NLuName",5,"comindtr sand","-","NLuName",5,"comindtr sand","-","NLuName",5,"comindtr sand","-","NLuName",5,"comindtr sand","-","NLuName",5,"comindtr sand","-",""]
["NLuName",6,"ag sand","-","NLuName",6,"ag sand","-","NLuName",6,"ag sand","-","NLuName",6,"ag sand","-","NLuName",6,"ag sand","-","NLuName",6,"ag sand","-",""]
["NLuName",7,"forest till","-","NLuName",7,"forest till","-","NLuName",7,"forest till","-","NLuName",7,"forest till","-","NLuName",7,"forest till","-","NLuName",7,"forest till","-",""]
["NLuName",8,"open nonres till","-","NLuName",8,"open nonres till","-","NLuName",8,"open nonres till","-","NLuName",8,"open nonres till","-","NLuName",8,"open nonres till","-","NLuName",8,"open nonres till","-",""]
["NLuName",9,"MLD res till","-","NLuName",9,"MLD res till","-","NLuName",9,"MLD res till","-","NLuName",9,"MLD res till","-","NLuName",9,"MLD res till","-","NLuName",9,"MLD res till","-",""]
["NLuName",10,"MHHD resid till","-","NLuName",10,"MHHD resid till","-","NLuName",10,"MHHD resid till","-","NLuName",10,"MHHD resid till","-","NLuName",10,"MHHD resid till","-","NLuName",10,"MHHD resid till","-",""]
["NLuName",11,"comindtr till","-","NLuName",11,"comindtr till","-","NLuName",11,"comindtr till","-","NLuName",11,"comindtr till","-","NLuName",11,"comindtr till","-","NLuName",11,"comindtr till","-",""]
["NLuName",12,"ag till","-","NLuName",12,"ag till","-","NLuName",12,"ag till","-","NLuName",12,"ag till","-","NLuName",12,"ag till","-","NLuName",12,"ag till","-",""]
["NLuName",13,"cranberry bog","-","NLuName",13,"cranberry bog","-","NLuName",13,"cranberry bog","-","NLuName",13,"cranberry bog","-","NLuName",13,"cranberry bog","-","NLuName",13,"cranberry bog","-",""]
["NLuName",14,"forested wetland","-","NLuName",14,"forested wetland","-","NLuName",14,"forested wetland","-","NLuName",14,"forested wetland","-","NLuName",14,"forested wetland","-","NLuName",14,"forested wetland","-",""]
["NLuName",15,"nonforested wetlnd","-","NLuName",15,"nonforested wetlnd","-","NLuName",15,"nonforested wetlnd","-","NLuName",15,"nonforested wetlnd","-","NLuName",15,"nonforested wetlnd","-","NLuName",15,"nonforested wetlnd","-",""]
["NLuName",16,"water","-","NLuName",16,"water","-","NLuName",16,"water","-","NLuName",16,"water","-","NLuName",16,"water","-","NLuName",16,"water","-",""]
["ALuBase",1,13646.96783,"acre","ALuBase",1,13646.96783,"acre","ALuBase",1,13646.96783,"acre","ALuBase",1,13646.96783,"acre","ALuBase",1,13646.96783,"acre","ALuBase",1,13646.96783,"acre",0]
["ALuBase",2,2296.364779,"acre","ALuBase",2,2296.364779,"acre","ALuBase",2,2296.364779,"acre","ALuBase",2,2296.364779,"acre","ALuBase",2,2296.364779,"acre","ALuBase",2,2296.364779,"acre",0]
["ALuBase",3,5948.6782860000003,"acre","ALuBase",3,5948.6782860000003,"acre","ALuBase",3,5948.6782860000003,"acre","ALuBase",3,5948.6782860000003,"acre","ALuBase",3,5948.6782860000003,"acre","ALuBase",3,5948.6782860000003,"acre",0]
["ALuBase",4,973.22126370000001,"acre","ALuBase",4,973.22126370000001,"acre","ALuBase",4,973.22126370000001,"acre","ALuBase",4,973.22126370000001,"acre","ALuBase",4,973.22126370000001,"acre","ALuBase",4,973.22126370000001,"acre",0]
["ALuBase",5,2536.9363279999998,"acre","ALuBase",5,2536.9363279999998,"acre","ALuBase",5,2536.9363279999998,"acre","ALuBase",5,2536.9363279999998,"acre","ALuBase",5,2536.9363279999998,"acre","ALuBase",5,2536.9363279999998,"acre",0]
["ALuBase",6,634.23408189999998,"acre","ALuBase",6,634.23408189999998,"acre","ALuBase",6,634.23408189999998,"acre","ALuBase",6,634.23408189999998,"acre","ALuBase",6,634.23408189999998,"acre","ALuBase",6,634.23408189999998,"acre",0]
["ALuBase",7,12553.460789999999,"acre","ALuBase",7,12553.460789999999,"acre","ALuBase",7,12553.460789999999,"acre","ALuBase",7,12553.460789999999,"acre","ALuBase",7,12553.460789999999,"acre","ALuBase",7,12553.460789999999,"acre",0]
["ALuBase",8,1082.571968,"acre","ALuBase",8,1082.571968,"acre","ALuBase",8,1082.571968,"acre","ALuBase",8,1082.571968,"acre","ALuBase",8,1082.571968,"acre","ALuBase",8,1082.571968,"acre",0]
["ALuBase",9,2821.248157,"acre","ALuBase",9,2821.248157,"acre","ALuBase",9,2821.248157,"acre","ALuBase",9,2821.248157,"acre","ALuBase",9,2821.248157,"acre","ALuBase",9,2821.248157,"acre",0]
["ALuBase",10,448.33788550000003,"acre","ALuBase",10,448.33788550000003,"acre","ALuBase",10,448.33788550000003,"acre","ALuBase",10,448.33788550000003,"acre","ALuBase",10,448.33788550000003,"acre","ALuBase",10,448.33788550000003,"acre",0]
["ALuBase",11,1104.442108,"acre","ALuBase",11,1104.442108,"acre","ALuBase",11,1104.442108,"acre","ALuBase",11,1104.442108,"acre","ALuBase",11,1104.442108,"acre","ALuBase",11,1104.442108,"acre",0]
["ALuBase",12,240.57154829999999,"acre","ALuBase",12,240.57154829999999,"acre","ALuBase",12,240.57154829999999,"acre","ALuBase",12,240.57154829999999,"acre","ALuBase",12,240.57154829999999,"acre","ALuBase",12,240.57154829999999,"acre",0]
["ALuBase",13,98.415633400000004,"acre","ALuBase",13,98.415633400000004,"acre","ALuBase",13,98.415633400000004,"acre","ALuBase",13,98.415633400000004,"acre","ALuBase",13,98.415633400000004,"acre","ALuBase",13,98.415633400000004,"acre",0]
["ALuBase",14,6473.5616639999998,"acre","ALuBase",14,6473.5616639999998,"acre","ALuBase",14,6473.5616639999998,"acre","ALuBase",14,6473.5616639999998,"acre","ALuBase",14,6473.5616639999998,"acre","ALuBase",14,6473.5616639999998,"acre",0]
["ALuBase",15,2132.3387240000002,"acre","ALuBase",15,2132.3387240000002,"acre","ALuBase",15,2132.3387240000002,"acre","ALuBase",15,2132.3387240000002,"acre","ALuBase",15,2132.3387240000002,"acre","ALuBase",15,2132.3387240000002,"acre",0]
["ALuBase",16,1330.475287,"acre","ALuBase",16,1330.475287,"acre","ALuBase",16,1330.475287,"acre","ALuBase",16,1330.475287,"acre","ALuBase",16,1330.475287,"acre","ALuBase",16,1330.475287,"acre",0]
["EIALu",1,0,"fraction","EIALu",1,0,"fraction","EIALu",1,0,"fraction","EIALu",1,0,"fraction","EIALu",1,0,"fraction","EIALu",1,0,"fraction",0]
["EIALu",2,4.2625000000000003E-2,"fraction","EIALu",2,4.2625000000000003E-2,"fraction","EIALu",2,4.2625000000000003E-2,"fraction","EIALu",2,4.2625000000000003E-2,"fraction","EIALu",2,4.2625000000000003E-2,"fraction","EIALu",2,4.2625000000000003E-2,"fraction",0]
["EIALu",3,4.4001999999999999E-2,"fraction","EIALu",3,4.4001999999999999E-2,"fraction","EIALu",3,4.4001999999999999E-2,"fraction","EIALu",3,4.4001999999999999E-2,"fraction","EIALu",3,4.4001999999999999E-2,"fraction","EIALu",3,4.4001999999999999E-2,"fraction",0]
["EIALu",4,0.153117,"fraction","EIALu",4,0.153117,"fraction","EIALu",4,0.153117,"fraction","EIALu",4,0.153117,"fraction","EIALu",4,0.153117,"fraction","EIALu",4,0.153117,"fraction",0]
["EIALu",5,0.65720199999999995,"fraction","EIALu",5,0.65720199999999995,"fraction","EIALu",5,0.65720199999999995,"fraction","EIALu",5,0.65720199999999995,"fraction","EIALu",5,0.65720199999999995,"fraction","EIALu",5,0.65720199999999995,"fraction",0]
["EIALu",6,0,"fraction","EIALu",6,0,"fraction","EIALu",6,0,"fraction","EIALu",6,0,"fraction","EIALu",6,0,"fraction","EIALu",6,0,"fraction",0]
["EIALu",7,0,"fraction","EIALu",7,0,"fraction","EIALu",7,0,"fraction","EIALu",7,0,"fraction","EIALu",7,0,"fraction","EIALu",7,0,"fraction",0]
["EIALu",8,4.3409999999999997E-2,"fraction","EIALu",8,4.3409999999999997E-2,"fraction","EIALu",8,4.3409999999999997E-2,"fraction","EIALu",8,4.3409999999999997E-2,"fraction","EIALu",8,4.3409999999999997E-2,"fraction","EIALu",8,4.3409999999999997E-2,"fraction",0]
["EIALu",9,4.4025000000000002E-2,"fraction","EIALu",9,4.4025000000000002E-2,"fraction","EIALu",9,4.4025000000000002E-2,"fraction","EIALu",9,4.4025000000000002E-2,"fraction","EIALu",9,4.4025000000000002E-2,"fraction","EIALu",9,4.4025000000000002E-2,"fraction",0]
["EIALu",10,0.14929799999999999,"fraction","EIALu",10,0.14929799999999999,"fraction","EIALu",10,0.14929799999999999,"fraction","EIALu",10,0.14929799999999999,"fraction","EIALu",10,0.14929799999999999,"fraction","EIALu",10,0.14929799999999999,"fraction",0]
["EIALu",11,0.657918,"fraction","EIALu",11,0.657918,"fraction","EIALu",11,0.657918,"fraction","EIALu",11,0.657918,"fraction","EIALu",11,0.657918,"fraction","EIALu",11,0.657918,"fraction",0]
["EIALu",12,0,"fraction","EIALu",12,0,"fraction","EIALu",12,0,"fraction","EIALu",12,0,"fraction","EIALu",12,0,"fraction","EIALu",12,0,"fraction",0]
["EIALu",13,0,"fraction","EIALu",13,0,"fraction","EIALu",13,0,"fraction","EIALu",13,0,"fraction","EIALu",13,0,"fraction","EIALu",13,0,"fraction",0]
["EIALu",14,0,"fraction","EIALu",14,0,"fraction","EIALu",14,0,"fraction","EIALu",14,0,"fraction","EIALu",14,0,"fraction","EIALu",14,0,"fraction",0]
["EIALu",15,0,"fraction","EIALu",15,0,"fraction","EIALu",15,0,"fraction","EIALu",15,0,"fraction","EIALu",15,0,"fraction","EIALu",15,0,"fraction",0]
["EIALu",16,0,"fraction","EIALu",16,0,"fraction","EIALu",16,0,"fraction","EIALu",16,0,"fraction","EIALu",16,0,"fraction","EIALu",16,0,"fraction",0]
["InfiltLu",1,9.5,"in/hr","InfiltLu",1,9.5,"in/hr","InfiltLu",1,9.5,"in/hr","InfiltLu",1,9.5,"in/hr","InfiltLu",1,9.5,"in/hr","InfiltLu",1,9.5,"in/hr",0]
["InfiltLu",2,8.4550000000000001,"in/hr","InfiltLu",2,8.4550000000000001,"in/hr","InfiltLu",2,8.4550000000000001,"in/hr","InfiltLu",2,8.4550000000000001,"in/hr","InfiltLu",2,8.4550000000000001,"in/hr","InfiltLu",2,8.4550000000000001,"in/hr",0]
["InfiltLu",3,8.0749999999999993,"in/hr","InfiltLu",3,8.0749999999999993,"in/hr","InfiltLu",3,8.0749999999999993,"in/hr","InfiltLu",3,8.0749999999999993,"in/hr","InfiltLu",3,8.0749999999999993,"in/hr","InfiltLu",3,8.0749999999999993,"in/hr",0]
["InfiltLu",4,5.95,"in/hr","InfiltLu",4,5.95,"in/hr","InfiltLu",4,5.95,"in/hr","InfiltLu",4,5.95,"in/hr","InfiltLu",4,5.95,"in/hr","InfiltLu",4,5.95,"in/hr",0]
["InfiltLu",5,3.08,"in/hr","InfiltLu",5,3.08,"in/hr","InfiltLu",5,3.08,"in/hr","InfiltLu",5,3.08,"in/hr","InfiltLu",5,3.08,"in/hr","InfiltLu",5,3.08,"in/hr",0]
["InfiltLu",6,8.01,"in/hr","InfiltLu",6,8.01,"in/hr","InfiltLu",6,8.01,"in/hr","InfiltLu",6,8.01,"in/hr","InfiltLu",6,8.01,"in/hr","InfiltLu",6,8.01,"in/hr",0]
["InfiltLu",7,0.93799999999999994,"in/hr","InfiltLu",7,0.93799999999999994,"in/hr","InfiltLu",7,0.93799999999999994,"in/hr","InfiltLu",7,0.93799999999999994,"in/hr","InfiltLu",7,0.93799999999999994,"in/hr","InfiltLu",7,0.93799999999999994,"in/hr",0]
["InfiltLu",8,0.83199999999999996,"in/hr","InfiltLu",8,0.83199999999999996,"in/hr","InfiltLu",8,0.83199999999999996,"in/hr","InfiltLu",8,0.83199999999999996,"in/hr","InfiltLu",8,0.83199999999999996,"in/hr","InfiltLu",8,0.83199999999999996,"in/hr",0]
["InfiltLu",9,0.80600000000000005,"in/hr","InfiltLu",9,0.80600000000000005,"in/hr","InfiltLu",9,0.80600000000000005,"in/hr","InfiltLu",9,0.80600000000000005,"in/hr","InfiltLu",9,0.80600000000000005,"in/hr","InfiltLu",9,0.80600000000000005,"in/hr",0]
["InfiltLu",10,0.60499999999999998,"in/hr","InfiltLu",10,0.60499999999999998,"in/hr","InfiltLu",10,0.60499999999999998,"in/hr","InfiltLu",10,0.60499999999999998,"in/hr","InfiltLu",10,0.60499999999999998,"in/hr","InfiltLu",10,0.60499999999999998,"in/hr",0]
["InfiltLu",11,0.33600000000000002,"in/hr","InfiltLu",11,0.33600000000000002,"in/hr","InfiltLu",11,0.33600000000000002,"in/hr","InfiltLu",11,0.33600000000000002,"in/hr","InfiltLu",11,0.33600000000000002,"in/hr","InfiltLu",11,0.33600000000000002,"in/hr",0]
["InfiltLu",12,0.76800000000000002,"in/hr","InfiltLu",12,0.76800000000000002,"in/hr","InfiltLu",12,0.76800000000000002,"in/hr","InfiltLu",12,0.76800000000000002,"in/hr","InfiltLu",12,0.76800000000000002,"in/hr","InfiltLu",12,0.76800000000000002,"in/hr",0]
["InfiltLu",13,0.2,"in/hr","InfiltLu",13,0.2,"in/hr","InfiltLu",13,0.2,"in/hr","InfiltLu",13,0.2,"in/hr","InfiltLu",13,0.2,"in/hr","InfiltLu",13,0.2,"in/hr",{"$f":"IF(ISNUMBER(C68),IF(AVERAGE(C68,G68,K68,O68,S68,W68)<>MAX(C68,G68,K68,O68,S68,W68),1,0),\"\")","v":0}]
["InfiltLu",14,0.2,"in/hr","InfiltLu",14,0.2,"in/hr","InfiltLu",14,0.2,"in/hr","InfiltLu",14,0.2,"in/hr","InfiltLu",14,0.2,"in/hr","InfiltLu",14,0.2,"in/hr",0]
["InfiltLu",15,0.2,"in/hr","InfiltLu",15,0.2,"in/hr","InfiltLu",15,0.2,"in/hr","InfiltLu",15,0.2,"in/hr","InfiltLu",15,0.2,"in/hr","InfiltLu",15,0.2,"in/hr",0]
["InfiltLu",16,9.5,"in/hr","InfiltLu",16,9.5,"in/hr","InfiltLu",16,9.5,"in/hr","InfiltLu",16,9.5,"in/hr","InfiltLu",16,9.5,"in/hr","InfiltLu",16,9.5,"in/hr",0]
["Database_HRUID",1,1,"-","Database_HRUID",1,1,"-","Database_HRUID",1,1,"-","Database_HRUID",1,1,"-","Database_HRUID",1,1,"-","Database_HRUID",1,1,"-",0]
["Database_HRUID",2,2,"-","Database_HRUID",2,2,"-","Database_HRUID",2,2,"-","Database_HRUID",2,2,"-","Database_HRUID",2,2,"-","Database_HRUID",2,2,"-",0]
["Database_HRUID",3,3,"-","Database_HRUID",3,3,"-","Database_HRUID",3,3,"-","Database_HRUID",3,3,"-","Database_HRUID",3,3,"-","Database_HRUID",3,3,"-",0]
["Database_HRUID",4,6,"-","Database_HRUID",4,6,"-","Database_HRUID",4,6,"-","Database_HRUID",4,6,"-","Database_HRUID",4,6,"-","Database_HRUID",4,6,"-",0]
["Database_HRUID",5,7,"-","Database_HRUID",5,7,"-","Database_HRUID",5,7,"-","Database_HRUID",5,7,"-","Database_HRUID",5,7,"-","Database_HRUID",5,7,"-",0]
["Database_HRUID",6,8,"-","Database_HRUID",6,8,"-","Database_HRUID",6,8,"-","Database_HRUID",6,8,"-","Database_HRUID",6,8,"-","Database_HRUID",6,8,"-",0]
["Database_HRUID",7,9,"-","Database_HRUID",7,9,"-","Database_HRUID",7,9,"-","Database_HRUID",7,9,"-","Database_HRUID",7,9,"-","Database_HRUID",7,9,"-",0]
["Database_HRUID",8,10,"-","Database_HRUID",8,10,"-","Database_HRUID",8,10,"-","Database_HRUID",8,10,"-","Database_HRUID",8,10,"-","Database_HRUID",8,10,"-",0]
["Database_HRUID",9,11,"-","Database_HRUID",9,11,"-","Database_HRUID",9,11,"-","Database_HRUID",9,11,"-","Database_HRUID",9,11,"-","Database_HRUID",9,11,"-",0]
["Database_HRUID",10,14,"-","Database_HRUID",10,14,"-","Database_HRUID",10,14,"-","Database_HRUID",10,14,"-","Database_HRUID",10,14,"-","Database_HRUID",10,14,"-",0]
["Database_HRUID",11,15,"-","Database_HRUID",11,15,"-","Database_HRUID",11,15,"-","Database_HRUID",11,15,"-","Database_HRUID",11,15,"-","Database_HRUID",11,15,"-",0]
["Database_HRUID",12,16,"-","Database_HRUID",12,16,"-","Database_HRUID",12,16,"-","Database_HRUID",12,16,"-","Database_HRUID",12,16,"-","Database_HRUID",12,16,"-",{"$f":"IF(ISNUMBER(C83),IF(AVERAGE(C83,G83,K83,O83,S83,W83)<>MAX(C83,G83,K83,O83,S83,W83),1,0),\"\")","v":0}]
["Database_HRUID",13,17,"-","Database_HRUID",13,17,"-","Database_HRUID",13,17,"-","Database_HRUID",13,17,"-","Database_HRUID",13,17,"-","Database_HRUID",13,17,"-",{"$f":"IF(ISNUMBER(C84),IF(AVERAGE(C84,G84,K84,O84,S84,W84)<>MAX(C84,G84,K84,O84,S84,W84),1,0),\"\")","v":0}]
["Database_HRUID",14,18,"-","Database_HRUID",14,18,"-","Database_HRUID",14,18,"-","Database_HRUID",14,18,"-","Database_HRUID",14,18,"-","Database_HRUID",14,18,"-",0]
["Database_HRUID",15,19,"-","Database_HRUID",15,19,"-","Database_HRUID",15,19,"-","Database_HRUID",15,19,"-","Database_HRUID",15,19,"-","Database_HRUID",15,19,"-",0]
["Database_HRUID",16,100,"-","Database_HRUID",16,100,"-","Database_HRUID",16,100,"-","Database_HRUID",16,100,"-","Database_HRUID",16,100,"-","Database_HRUID",16,100,"-",0]
["BMPName",1,"Infiltration Basin","-","BMPName",1,"Infiltration Basin","-","BMPName",1,"Infiltration Basin","-","BMPName",1,"Infiltration Basin","-","BMPName",1,"Infiltration Basin","-","BMPName",1,"Infiltration Basin","-",""]
["BMPDesignDepth",1,0.6,"in","BMPDesignDepth",1,0.6,"in","BMPDesignDepth",1,0.6,"in","BMPDesignDepth",1,0.6,"in","BMPDesignDepth",1,0.6,"in","BMPDesignDepth",1,0.6,"in",0]
["DecayRate1",1,0.42,"1/hr","DecayRate1",1,0.42,"1/hr","DecayRate1",1,0.42,"1/hr","DecayRate1",1,0.42,"1/hr","DecayRate1",1,0.42,"1/hr","DecayRate1",1,0.42,"1/hr",0]
["BMPManagedA",1,1,"acre","BMPManagedA",1,1,"acre","BMPManagedA",1,1,"acre","BMPManagedA",1,1,"acre","BMPManagedA",1,1,"acre","BMPManagedA",1,1,"acre",0]
["BMPSettlingV",1,null,"1/s","BMPSettlingV",1,null,"1/s","BMPSettlingV",1,null,"1/s","BMPSettlingV",1,null,"1/s","BMPSettlingV",1,null,"1/s","BMPSettlingV",1,null,"1/s",""]
["AgCN",1,null,"unitless","AgCN",1,null,"unitless","AgCN",1,null,"unitless","AgCN",1,null,"unitless","AgCN",1,null,"unitless","AgCN",1,null,"unitless",""]
["AgCN",2,null,"unitless","AgCN",2,null,"unitless","AgCN",2,null,"unitless","AgCN",2,null,"unitless","AgCN",2,null,"unitless","AgCN",2,null,"unitless",""]
["AgCN",3,null,"unitless","AgCN",3,null,"unitless","AgCN",3,null,"unitless","AgCN",3,null,"unitless","AgCN",3,null,"unitless","AgCN",3,null,"unitless",""]
["AgCN",4,null,"unitless","AgCN",4,null,"unitless","AgCN",4,null,"unitless","AgCN",4,null,"unitless","AgCN",4,null,"unitless","AgCN",4,null,"unitless",""]
["AgCN",5,null,"unitless","AgCN",5,null,"unitless","AgCN",5,null,"unitless","AgCN",5,null,"unitless","AgCN",5,null,"unitless","AgCN",5,null,"unitless",""]
["AgCN",6,null,"unitless","AgCN",6,null,"unitless","AgCN",6,null,"unitless","AgCN",6,null,"unitless","AgCN",6,null,"unitless","AgCN",6,null,"unitless",""]
["AgCN",7,null,"unitless","AgCN",7,null,"unitless","AgCN",7,null,"unitless","AgCN",7,null,"unitless","AgCN",7,null,"unitless","AgCN",7,null,"unitless",""]
["AgCN",8,null,"unitless","AgCN",8,null,"unitless","AgCN",8,null,"unitless","AgCN",8,null,"unitless","AgCN",8,null,"unitless","AgCN",8,null,"unitless",""]
["AgCN",9,null,"unitless","AgCN",9,null,"unitless","AgCN",9,null,"unitless","AgCN",9,null,"unitless","AgCN",9,null,"unitless","AgCN",9,null,"unitless",""]
["AgCN",10,null,"unitless","AgCN",10,null,"unitless","AgCN",10,null,"unitless","AgCN",10,null,"unitless","AgCN",10,null,"unitless","AgCN",10,null,"unitless",""]
["AgCN",11,null,"unitless","AgCN",11,null,"unitless","AgCN",11,null,"unitless","AgCN",11,null,"unitless","AgCN",11,null,"unitless","AgCN",11,null,"unitless",""]
["AgCN",12,null,"unitless","AgCN",12,null,"unitless","AgCN",12,null,"unitless","AgCN",12,null,"unitless","AgCN",12,null,"unitless","AgCN",12,null,"unitless",""]
["AgCN",13,null,"unitless","AgCN",13,null,"unitless","AgCN",13,null,"unitless","AgCN",13,null,"unitless","AgCN",13,null,"unitless","AgCN",13,null,"unitless",""]
["AgCN",14,null,"unitless","AgCN",14,null,"unitless","AgCN",14,null,"unitless","AgCN",14,null,"unitless","AgCN",14,null,"unitless","AgCN",14,null,"unitless",""]
["AgCN",15,null,"unitless","AgCN",15,null,"unitless","AgCN",15,null,"unitless","AgCN",15,null,"unitless","AgCN",15,null,"unitless","AgCN",15,null,"unitless",""]
["AgCN",16,null,"unitless","AgCN",16,null,"unitless","AgCN",16,null,"unitless","AgCN",16,null,"unitless","AgCN",16,null,"unitless","AgCN",16,null,"unitless",""]
["AgFLength",1,null,"feet","AgFLength",1,null,"feet","AgFLength",1,null,"feet","AgFLength",1,null,"feet","AgFLength",1,null,"feet","AgFLength",1,null,"feet",""]
["AgFLength",2,null,"feet","AgFLength",2,null,"feet","AgFLength",2,null,"feet","AgFLength",2,null,"feet","AgFLength",2,null,"feet","AgFLength",2,null,"feet",""]
["AgFLength",3,null,"feet","AgFLength",3,null,"feet","AgFLength",3,null,"feet","AgFLength",3,null,"feet","AgFLength",3,null,"feet","AgFLength",3,null,"feet",""]
["AgFLength",4,null,"feet","AgFLength",4,null,"feet","AgFLength",4,null,"feet","AgFLength",4,null,"feet","AgFLength",4,null,"feet","AgFLength",4,null,"feet",""]
["AgFLength",5,null,"feet","AgFLength",5,null,"feet","AgFLength",5,null,"feet","AgFLength",5,null,"feet","AgFLength",5,null,"feet","AgFLength",5,null,"feet",""]
["AgFLength",6,null,"feet","AgFLength",6,null,"feet","AgFLength",6,null,"feet","AgFLength",6,null,"feet","AgFLength",6,null,"feet","AgFLength",6,null,"feet",""]
["AgFLength",7,null,"feet","AgFLength",7,null,"feet","AgFLength",7,null,"feet","AgFLength",7,null,"feet","AgFLength",7,null,"feet","AgFLength",7,null,"feet",""]
["AgFLength",8,null,"feet","AgFLength",8,null,"feet","AgFLength",8,null,"feet","AgFLength",8,null,"feet","AgFLength",8,null,"feet","AgFLength",8,null,"feet",""]
["AgFLength",9,null,"feet","AgFLength",9,null,"feet","AgFLength",9,null,"feet","AgFLength",9,null,"feet","AgFLength",9,null,"feet","AgFLength",9,null,"feet",""]
["AgFLength",10,null,"feet","AgFLength",10,null,"feet","AgFLength",10,null,"feet","AgFLength",10,null,"feet","AgFLength",10,null,"feet","AgFLength",10,null,"feet",""]
["AgFLength",11,null,"feet","AgFLength",11,null,"feet","AgFLength",11,null,"feet","AgFLength",11,null,"feet","AgFLength",11,null,"feet","AgFLength",11,null,"feet",""]
["AgFLength",12,null,"feet","AgFLength",12,null,"feet","AgFLength",12,null,"feet","AgFLength",12,null,"feet","AgFLength",12,null,"feet","AgFLength",12,null,"feet",""]
["AgFLength",13,null,"feet","AgFLength",13,null,"feet","AgFLength",13,null,"feet","AgFLength",13,null,"feet","AgFLength",13,null,"feet","AgFLength",13,null,"feet",""]
["AgFLength",14,null,"feet","AgFLength",14,null,"feet","AgFLength",14,null,"feet","AgFLength",14,null,"feet","AgFLength",14,null,"feet","AgFLength",14,null,"feet",""]
["AgFLength",15,null,"feet","AgFLength",15,null,"feet","AgFLength",15,null,"feet","AgFLength",15,null,"feet","AgFLength",15,null,"feet","AgFLength",15,null,"feet",""]
["AgFLength",16,null,"feet","AgFLength",16,null,"feet","AgFLength",16,null,"feet","AgFLength",16,null,"feet","AgFLength",16,null,"feet","AgFLength",16,null,"feet",""]
["AgSurfStorage",1,null,"in","AgSurfStorage",1,null,"in","AgSurfStorage",1,null,"in","AgSurfStorage",1,null,"in","AgSurfStorage",1,null,"in","AgSurfStorage",1,null,"in",""]
["AgSurfStorage",2,null,"in","AgSurfStorage",2,null,"in","AgSurfStorage",2,null,"in","AgSurfStorage",2,null,"in","AgSurfStorage",2,null,"in","AgSurfStorage",2,null,"in",""]
["AgSurfStorage",3,null,"in","AgSurfStorage",3,null,"in","AgSurfStorage",3,null,"in","AgSurfStorage",3,null,"in","AgSurfStorage",3,null,"in","AgSurfStorage",3,null,"in",""]
["AgSurfStorage",4,null,"in","AgSurfStorage",4,null,"in","AgSurfStorage",4,null,"in","AgSurfStorage",4,null,"in","AgSurfStorage",4,null,"in","AgSurfStorage",4,null,"in",""]
["AgSurfStorage",5,null,"in","AgSurfStorage",5,null,"in","AgSurfStorage",5,null,"in","AgSurfStorage",5,null,"in","AgSurfStorage",5,null,"in","AgSurfStorage",5,null,"in",""]
["AgSurfStorage",6,null,"in","AgSurfStorage",6,null,"in","AgSurfStorage",6,null,"in","AgSurfStorage",6,null,"in","AgSurfStorage",6,null,"in","AgSurfStorage",6,null,"in",""]
["AgSurfStorage",7,null,"in","AgSurfStorage",7,null,"in","AgSurfStorage",7,null,"in","AgSurfStorage",7,null,"in","AgSurfStorage",7,null,"in","AgSurfStorage",7,null,"in",""]
["AgSurfStorage",8,null,"in","AgSurfStorage",8,null,"in","AgSurfStorage",8,null,"in","AgSurfStorage",8,null,"in","AgSurfStorage",8,null,"in","AgSurfStorage",8,null,"in",""]
["AgSurfStorage",9,null,"in","AgSurfStorage",9,null,"in","AgSurfStorage",9,null,"in","AgSurfStorage",9,null,"in","AgSurfStorage",9,null,"in","AgSurfStorage",9,null,"in",""]
["AgSurfStorage",10,null,"in","AgSurfStorage",10,null,"in","AgSurfStorage",10,null,"in","AgSurfStorage",10,null,"in","AgSurfStorage",10,null,"in","AgSurfStorage",10,null,"in",""]
["AgSurfStorage",11,null,"in","AgSurfStorage",11,null,"in","AgSurfStorage",11,null,"in","AgSurfStorage",11,null,"in","AgSurfStorage",11,null,"in","AgSurfStorage",11,null,"in",""]
["AgSurfStorage",12,null,"in","AgSurfStorage",12,null,"in","AgSurfStorage",12,null,"in","AgSurfStorage",12,null,"in","AgSurfStorage",12,null,"in","AgSurfStorage",12,null,"in",""]
["AgSurfStorage",13,null,"in","AgSurfStorage",13,null,"in","AgSurfStorage",13,null,"in","AgSurfStorage",13,null,"in","AgSurfStorage",13,null,"in","AgSurfStorage",13,null,"in",""]
["AgSurfStorage",14,null,"in","AgSurfStorage",14,null,"in","AgSurfStorage",14,null,"in","AgSurfStorage",14,null,"in","AgSurfStorage",14,null,"in","AgSurfStorage",14,null,"in",""]
["AgSurfStorage",15,null,"in","AgSurfStorage",15,null,"in","AgSurfStorage",15,null,"in","AgSurfStorage",15,null,"in","AgSurfStorage",15,null,"in","AgSurfStorage",15,null,"in",""]
["AgSurfStorage",16,null,"in","AgSurfStorage",16,null,"in","AgSurfStorage",16,null,"in","AgSurfStorage",16,null,"in","AgSurfStorage",16,null,"in","AgSurfStorage",16,null,"in",""]
["AgManningsN",1,null,"unitless","AgManningsN",1,null,"unitless","AgManningsN",1,null,"unitless","AgManningsN",1,null,"unitless","AgManningsN",1,null,"unitless","AgManningsN",1,null,"unitless",""]
["AgManningsN",2,null,"unitless","AgManningsN",2,null,"unitless","AgManningsN",2,null,"unitless","AgManningsN",2,null,"unitless","AgManningsN",2,null,"unitless","AgManningsN",2,null,"unitless",""]
["AgManningsN",3,null,"unitless","AgManningsN",3,null,"unitless","AgManningsN",3,null,"unitless","AgManningsN",3,null,"unitless","AgManningsN",3,null,"unitless","AgManningsN",3,null,"unitless",""]
["AgManningsN",4,null,"unitless","AgManningsN",4,null,"unitless","AgManningsN",4,null,"unitless","AgManningsN",4,null,"unitless","AgManningsN",4,null,"unitless","AgManningsN",4,null,"unitless",""]
["AgManningsN",5,null,"unitless","AgManningsN",5,null,"unitless","AgManningsN",5,null,"unitless","AgManningsN",5,null,"unitless","AgManningsN",5,null,"unitless","AgManningsN",5,null,"unitless",""]
["AgManningsN",6,null,"unitless","AgManningsN",6,null,"unitless","AgManningsN",6,null,"unitless","AgManningsN",6,null,"unitless","AgManningsN",6,null,"unitless","AgManningsN",6,null,"unitless",""]
["AgManningsN",7,null,"unitless","AgManningsN",7,null,"unitless","AgManningsN",7,null,"unitless","AgManningsN",7,null,"unitless","AgManningsN",7,null,"unitless","AgManningsN",7,null,"unitless",""]
["AgManningsN",8,null,"unitless","AgManningsN",8,null,"unitless","AgManningsN",8,null,"unitless","AgManningsN",8,null,"unitless","AgManningsN",8,null,"unitless","AgManningsN",8,null,"unitless",{"$f":"IF(ISNUMBER(C148),IF(AVERAGE(C148,G148,K148,O148,S148,W148)<>MAX(C148,G148,K148,O148,S148,W148),1,0),\"\")","v":""}]
["AgManningsN",9,null,"unitless","AgManningsN",9,null,"unitless","AgManningsN",9,null,"unitless","AgManningsN",9,null,"unitless","AgManningsN",9,null,"unitless","AgManningsN",9,null,"unitless",""]
["AgManningsN",10,null,"unitless","AgManningsN",10,null,"unitless","AgManningsN",10,null,"unitless","AgManningsN",10,null,"unitless","AgManningsN",10,null,"unitless","AgManningsN",10,null,"unitless",""]
["AgManningsN",11,null,"unitless","AgManningsN",11,null,"unitless","AgManningsN",11,null,"unitless","AgManningsN",11,null,"unitless","AgManningsN",11,null,"unitless","AgManningsN",11,null,"unitless",""]
["AgManningsN",12,null,"unitless","AgManningsN",12,null,"unitless","AgManningsN",12,null,"unitless","AgManningsN",12,null,"unitless","AgManningsN",12,null,"unitless","AgManningsN",12,null,"unitless",""]
["AgManningsN",13,null,"unitless","AgManningsN",13,null,"unitless","AgManningsN",13,null,"unitless","AgManningsN",13,null,"unitless","AgManningsN",13,null,"unitless","AgManningsN",13,null,"unitless",""]
["AgManningsN",14,null,"unitless","AgManningsN",14,null,"unitless","AgManningsN",14,null,"unitless","AgManningsN",14,null,"unitless","AgManningsN",14,null,"unitless","AgManningsN",14,null,"unitless",""]
["AgManningsN",15,null,"unitless","AgManningsN",15,null,"unitless","AgManningsN",15,null,"unitless","AgManningsN",15,null,"unitless","AgManningsN",15,null,"unitless","AgManningsN",15,null,"unitless",""]
["AgManningsN",16,null,"unitless","AgManningsN",16,null,"unitless","AgManningsN",16,null,"unitless","AgManningsN",16,null,"unitless","AgManningsN",16,null,"unitless","AgManningsN",16,null,"unitless",""]
["AgOverlandSlope",1,null,"ft/ft","AgOverlandSlope",1,null,"ft/ft","AgOverlandSlope",1,null,"ft/ft","AgOverlandSlope",1,null,"ft/ft","AgOverlandSlope",1,null,"ft/ft","AgOverlandSlope",1,null,"ft/ft",""]
["AgOverlandSlope",2,null,"ft/ft","AgOverlandSlope",2,null,"ft/ft","AgOverlandSlope",2,null,"ft/ft","AgOverlandSlope",2,null,"ft/ft","AgOverlandSlope",2,null,"ft/ft","AgOverlandSlope",2,null,"ft/ft",""]
["AgOverlandSlope",3,null,"ft/ft","AgOverlandSlope",3,null,"ft/ft","AgOverlandSlope",3,null,"ft/ft","AgOverlandSlope",3,null,"ft/ft","AgOverlandSlope",3,null,"ft/ft","AgOverlandSlope",3,null,"ft/ft",""]
["AgOverlandSlope",4,null,"ft/ft","AgOverlandSlope",4,null,"ft/ft","AgOverlandSlope",4,null,"ft/ft","AgOverlandSlope",4,null,"ft/ft","AgOverlandSlope",4,null,"ft/ft","AgOverlandSlope",4,null,"ft/ft",""]
["AgOverlandSlope",5,null,"ft/ft","AgOverlandSlope",5,null,"ft/ft","AgOverlandSlope",5,null,"ft/ft","AgOverlandSlope",5,null,"ft/ft","AgOverlandSlope",5,null,"ft/ft","AgOverlandSlope",5,null,"ft/ft",""]
["AgOverlandSlope",6,null,"ft/ft","AgOverlandSlope",6,null,"ft/ft","AgOverlandSlope",6,null,"ft/ft","AgOverlandSlope",6,null,"ft/ft","AgOverlandSlope",6,null,"ft/ft","AgOverlandSlope",6,null,"ft/ft",""]
["AgOverlandSlope",7,null,"ft/ft","AgOverlandSlope",7,null,"ft/ft","AgOverlandSlope",7,null,"ft/ft","AgOverlandSlope",7,null,"ft/ft","AgOverlandSlope",7,null,"ft/ft","AgOverlandSlope",7,null,"ft/ft",""]
["AgOverlandSlope",8,null,"ft/ft","AgOverlandSlope",8,null,"ft/ft","AgOverlandSlope",8,null,"ft/ft","AgOverlandSlope",8,null,"ft/ft","AgOverlandSlope",8,null,"ft/ft","AgOverlandSlope",8,null,"ft/ft",""]
["AgOverlandSlope",9,null,"ft/ft","AgOverlandSlope",9,null,"ft/ft","AgOverlandSlope",9,null,"ft/ft","AgOverlandSlope",9,null,"ft/ft","AgOverlandSlope",9,null,"ft/ft","AgOverlandSlope",9,null,"ft/ft",""]
["AgOverlandSlope",10,null,"ft/ft","AgOverlandSlope",10,null,"ft/ft","AgOverlandSlope",10,null,"ft/ft","AgOverlandSlope",10,null,"ft/ft","AgOverlandSlope",10,null,"ft/ft","AgOverlandSlope",10,null,"ft/ft",""]
["AgOverlandSlope",11,null,"ft/ft","AgOverlandSlope",11,null,"ft/ft","AgOverlandSlope",11,null,"ft/ft","AgOverlandSlope",11,null,"ft/ft","AgOverlandSlope",11,null,"ft/ft","AgOverlandSlope",11,null,"ft/ft",""]
["AgOverlandSlope",12,null,"ft/ft","AgOverlandSlope",12,null,"ft/ft","AgOverlandSlope",12,null,"ft/ft","AgOverlandSlope",12,null,"ft/ft","AgOverlandSlope",12,null,"ft/ft","AgOverlandSlope",12,null,"ft/ft",""]
["AgOverlandSlope",13,null,"ft/ft","AgOverlandSlope",13,null,"ft/ft","AgOverlandSlope",13,null,"ft/ft","AgOverlandSlope",13,null,"ft/ft","AgOverlandSlope",13,null,"ft/ft","AgOverlandSlope",13,null,"ft/ft",""]
["AgOverlandSlope",14,null,"ft/ft","AgOverlandSlope",14,null,"ft/ft","AgOverlandSlope",14,null,"ft/ft","AgOverlandSlope",14,null,"ft/ft","AgOverlandSlope",14,null,"ft/ft","AgOverlandSlope",14,null,"ft/ft",""]
["AgOverlandSlope",15,null,"ft/ft","AgOverlandSlope",15,null,"ft/ft","AgOverlandSlope",15,null,"ft/ft","AgOverlandSlope",15,null,"ft/ft","AgOverlandSlope",15,null,"ft/ft","AgOverlandSlope",15,null,"ft/ft",""]
["AgOverlandSlope",16,null,"ft/ft","AgOverlandSlope",16,null,"ft/ft","AgOverlandSlope",16,null,"ft/ft","AgOverlandSlope",16,null,"ft/ft","AgOverlandSlope",16,null,"ft/ft","AgOverlandSlope",16,null,"ft/ft",""]
["NLuSet","None",1,"# of HRU Sets","NLuSet","None",1,"# of HRU Sets","NLuSet","None",1,"# of HRU Sets","NLuSet","None",1,"# of HRU Sets","NLuSet","None",1,"# of HRU Sets","NLuSet","None",1,"# of HRU Sets",0]
["NLuSetName",1,"Land Area w/ Conservation","-","NLuSetName",1,"Land Area w/ Conservation","-","NLuSetName",1,"Land Area w/ Conservation","-","NLuSetName",1,"Land Area w/ Conservation","-","NLuSetName",1,"Land Area w/ Conservation","-","NLuSetName",1,"Land Area w/ Conservation","-",""]
["ALuMin","1;1",13646.96783,"acre","ALuMin","1;1",13646.96783,"acre","ALuMin","1;1",13646.96783,"acre","ALuMin","1;1",13646.96783,"acre","ALuMin","1;1",13646.96783,"acre","ALuMin","1;1",13646.96783,"acre",0]
["ALuMin","2;1",2296.364779,"acre","ALuMin","2;1",2296.364779,"acre","ALuMin","2;1",2296.364779,"acre","ALuMin","2;1",2296.364779,"acre","ALuMin","2;1",2296.364779,"acre","ALuMin","2;1",2296.364779,"acre",0]
["ALuMin","3;1",5948.6782860000003,"acre","ALuMin","3;1",5948.6782860000003,"acre","ALuMin","3;1",5948.6782860000003,"acre","ALuMin","3;1",5948.6782860000003,"acre","ALuMin","3;1",5948.6782860000003,"acre","ALuMin","3;1",5948.6782860000003,"acre",0]
["ALuMin","4;1",973.22126370000001,"acre","ALuMin","4;1",973.22126370000001,"acre","ALuMin","4;1",973.22126370000001,"acre","ALuMin","4;1",973.22126370000001,"acre","ALuMin","4;1",973.22126370000001,"acre","ALuMin","4;1",973.22126370000001,"acre",0]
["ALuMin","5;1",2536.9363279999998,"acre","ALuMin","5;1",2536.9363279999998,"acre","ALuMin","5;1",2536.9363279999998,"acre","ALuMin","5;1",2536.9363279999998,"acre","ALuMin","5;1",2536.9363279999998,"acre","ALuMin","5;1",2536.9363279999998,"acre",0]
["ALuMin","6;1",634.23408189999998,"acre","ALuMin","6;1",634.23408189999998,"acre","ALuMin","6;1",634.23408189999998,"acre","ALuMin","6;1",634.23408189999998,"acre","ALuMin","6;1",634.23408189999998,"acre","ALuMin","6;1",634.23408189999998,"acre",0]
["ALuMin","7;1",12553.460789999999,"acre","ALuMin","7;1",12553.460789999999,"acre","ALuMin","7;1",12553.460789999999,"acre","ALuMin","7;1",12553.460789999999,"acre","ALuMin","7;1",12553.460789999999,"acre","ALuMin","7;1",12553.460789999999,"acre",0]
["ALuMin","8;1",1082.571968,"acre","ALuMin","8;1",1082.571968,"acre","ALuMin","8;1",1082.571968,"acre","ALuMin","8;1",1082.571968,"acre","ALuMin","8;1",1082.571968,"acre","ALuMin","8;1",1082.571968,"acre",0]
["ALuMin","9;1",2821.248157,"acre","ALuMin","9;1",2821.248157,"acre","ALuMin","9;1",2821.248157,"acre","ALuMin","9;1",2821.248157,"acre","ALuMin","9;1",2821.248157,"acre","ALuMin","9;1",2821.248157,"acre",0]
["ALuMin","10;1",448.33788550000003,"acre","ALuMin","10;1",448.33788550000003,"acre","ALuMin","10;1",448.33788550000003,"acre","ALuMin","10;1",448.33788550000003,"acre","ALuMin","10;1",448.33788550000003,"acre","ALuMin","10;1",448.33788550000003,"acre",0]
["ALuMin","11;1",1104.442108,"acre","ALuMin","11;1",1104.442108,"acre","ALuMin","11;1",1104.442108,"acre","ALuMin","11;1",1104.442108,"acre","ALuMin","11;1",1104.442108,"acre","ALuMin","11;1",1104.442108,"acre",0]
["ALuMin","12;1",240.57154829999999,"acre","ALuMin","12;1",240.57154829999999,"acre","ALuMin","12;1",240.57154829999999,"acre","ALuMin","12;1",240.57154829999999,"acre","ALuMin","12;1",240.57154829999999,"acre","ALuMin","12;1",240.57154829999999,"acre",0]
["ALuMin","13;1",98.415633400000004,"acre","ALuMin","13;1",98.415633400000004,"acre","ALuMin","13;1",98.415633400000004,"acre","ALuMin","13;1",98.415633400000004,"acre","ALuMin","13;1",98.415633400000004,"acre","ALuMin","13;1",98.415633400000004,"acre",0]
["ALuMin","14;1",6473.5616639999998,"acre","ALuMin","14;1",6473.5616639999998,"acre","ALuMin","14;1",6473.5616639999998,"acre","ALuMin","14;1",6473.5616639999998,"acre","ALuMin","14;1",6473.5616639999998,"acre","ALuMin","14;1",6473.5616639999998,"acre",0]
["ALuMin","15;1",2132.3387240000002,"acre","ALuMin","15;1",2132.3387240000002,"acre","ALuMin","15;1",2132.3387240000002,"acre","ALuMin","15;1",2132.3387240000002,"acre","ALuMin","15;1",2132.3387240000002,"acre","ALuMin","15;1",2132.3387240000002,"acre",0]
["ALuMin","16;1",1330.475287,"acre","ALuMin","16;1",1330.475287,"acre","ALuMin","16;1",1330.475287,"acre","ALuMin","16;1",1330.475287,"acre","ALuMin","16;1",1330.475287,"acre","ALuMin","16;1",1330.475287,"acre",0]
["ALuMax","1;1",13646.96783,"acre","ALuMax","1;1",13646.96783,"acre","ALuMax","1;1",13646.96783,"acre","ALuMax","1;1",13646.96783,"acre","ALuMax","1;1",13646.96783,"acre","ALuMax","1;1",13646.96783,"acre",0]
["ALuMax","2;1",2296.364779,"acre","ALuMax","2;1",2296.364779,"acre","ALuMax","2;1",2296.364779,"acre","ALuMax","2;1",2296.364779,"acre","ALuMax","2;1",2296.364779,"acre","ALuMax","2;1",2296.364779,"acre",0]
["ALuMax","3;1",5948.6782860000003,"acre","ALuMax","3;1",5948.6782860000003,"acre","ALuMax","3;1",5948.6782860000003,"acre","ALuMax","3;1",5948.6782860000003,"acre","ALuMax","3;1",5948.6782860000003,"acre","ALuMax","3;1",5948.6782860000003,"acre",0]
["ALuMax","4;1",973.22126370000001,"acre","ALuMax","4;1",973.22126370000001,"acre","ALuMax","4;1",973.22126370000001,"acre","ALuMax","4;1",973.22126370000001,"acre","ALuMax","4;1",973.22126370000001,"acre","ALuMax","4;1",973.22126370000001,"acre",0]
["ALuMax","5;1",2536.9363279999998,"acre","ALuMax","5;1",2536.9363279999998,"acre","ALuMax","5;1",2536.9363279999998,"acre","ALuMax","5;1",2536.9363279999998,"acre","ALuMax","5;1",2536.9363279999998,"acre","ALuMax","5;1",2536.9363279999998,"acre",0]
["ALuMax","6;1",634.23408189999998,"acre","ALuMax","6;1",634.23408189999998,"acre","ALuMax","6;1",634.23408189999998,"acre","ALuMax","6;1",634.23408189999998,"acre","ALuMax","6;1",634.23408189999998,"acre","ALuMax","6;1",634.23408189999998,"acre",0]
["ALuMax","7;1",12553.460789999999,"acre","ALuMax","7;1",12553.460789999999,"acre","ALuMax","7;1",12553.460789999999,"acre","ALuMax","7;1",12553.460789999999,"acre","ALuMax","7;1",12553.460789999999,"acre","ALuMax","7;1",12553.460789999999,"acre",0]
["ALuMax","8;1",1082.571968,"acre","ALuMax","8;1",1082.571968,"acre","ALuMax","8;1",1082.571968,"acre","ALuMax","8;1",1082.571968,"acre","ALuMax","8;1",1082.571968,"acre","ALuMax","8;1",1082.571968,"acre",0]
["ALuMax","9;1",2821.248157,"acre","ALuMax","9;1",2821.248157,"acre","ALuMax","9;1",2821.248157,"acre","ALuMax","9;1",2821.248157,"acre","ALuMax","9;1",2821.248157,"acre","ALuMax","9;1",2821.248157,"acre",0]
["ALuMax","10;1",448.33788550000003,"acre","ALuMax","10;1",448.33788550000003,"acre","ALuMax","10;1",448.33788550000003,"acre","ALuMax","10;1",448.33788550000003,"acre","ALuMax","10;1",448.33788550000003,"acre","ALuMax","10;1",448.33788550000003,"acre",0]
["ALuMax","11;1",1104.442108,"acre","ALuMax","11;1",1104.442108,"acre","ALuMax","11;1",1104.442108,"acre","ALuMax","11;1",1104.442108,"acre","ALuMax","11;1",1104.442108,"acre","ALuMax","11;1",1104.442108,"acre",0]
["ALuMax","12;1",240.57154829999999,"acre","ALuMax","12;1",240.57154829999999,"acre","ALuMax","12;1",240.57154829999999,"acre","ALuMax","12;1",240.57154829999999,"acre","ALuMax","12;1",240.57154829999999,"acre","ALuMax","12;1",240.57154829999999,"acre",0]
["ALuMax","13;1",98.415633400000004,"acre","ALuMax","13;1",98.415633400000004,"acre","ALuMax","13;1",98.415633400000004,"acre","ALuMax","13;1",98.415633400000004,"acre","ALuMax","13;1",98.415633400000004,"acre","ALuMax","13;1",98.415633400000004,"acre",0]
["ALuMax","14;1",6473.5616639999998,"acre","ALuMax","14;1",6473.5616639999998,"acre","ALuMax","14;1",6473.5616639999998,"acre","ALuMax","14;1",6473.5616639999998,"acre","ALuMax","14;1",6473.5616639999998,"acre","ALuMax","14;1",6473.5616639999998,"acre",0]
["ALuMax","15;1",2132.3387240000002,"acre","ALuMax","15;1",2132.3387240000002,"acre","ALuMax","15;1",2132.3387240000002,"acre","ALuMax","15;1",2132.3387240000002,"acre","ALuMax","15;1",2132.3387240000002,"acre","ALuMax","15;1",2132.3387240000002,"acre",0]
["ALuMax","16;1",1330.475287,"acre","ALuMax","16;1",1330.475287,"acre","ALuMax","16;1",1330.475287,"acre","ALuMax","16;1",1330.475287,"acre","ALuMax","16;1",1330.475287,"acre","ALuMax","16;1",1330.475287,"acre",0]
["CCLu","1;1",-9,"$/acre","CCLu","1;1",-9,"$/acre","CCLu","1;1",-9,"$/acre","CCLu","1;1",-9,"$/acre","CCLu","1;1",-9,"$/acre","CCLu","1;1",-9,"$/acre",0]
["CCLu","2;1",-9,"$/acre","CCLu","2;1",-9,"$/acre","CCLu","2;1",-9,"$/acre","CCLu","2;1",-9,"$/acre","CCLu","2;1",-9,"$/acre","CCLu","2;1",-9,"$/acre",0]
["CCLu","3;1",-9,"$/acre","CCLu","3;1",-9,"$/acre","CCLu","3;1",-9,"$/acre","CCLu","3;1",-9,"$/acre","CCLu","3;1",-9,"$/acre","CCLu","3;1",-9,"$/acre",0]
["CCLu","4;1",-9,"$/acre","CCLu","4;1",-9,"$/acre","CCLu","4;1",-9,"$/acre","CCLu","4;1",-9,"$/acre","CCLu","4;1",-9,"$/acre","CCLu","4;1",-9,"$/acre",0]
["CCLu","5;1",-9,"$/acre","CCLu","5;1",-9,"$/acre","CCLu","5;1",-9,"$/acre","CCLu","5;1",-9,"$/acre","CCLu","5;1",-9,"$/acre","CCLu","5;1",-9,"$/acre",0]
["CCLu","6;1",-9,"$/acre","CCLu","6;1",-9,"$/acre","CCLu","6;1",-9,"$/acre","CCLu","6;1",-9,"$/acre","CCLu","6;1",-9,"$/acre","CCLu","6;1",-9,"$/acre",{"$f":"IF(ISNUMBER(C212),IF(AVERAGE(C212,G212,K212,O212,S212,W212)<>MAX(C212,G212,K212,O212,S212,W212),1,0),\"\")","v":0}]
["CCLu","7;1",-9,"$/acre","CCLu","7;1",-9,"$/acre","CCLu","7;1",-9,"$/acre","CCLu","7;1",-9,"$/acre","CCLu","7;1",-9,"$/acre","CCLu","7;1",-9,"$/acre",0]
["CCLu","8;1",-9,"$/acre","CCLu","8;1",-9,"$/acre","CCLu","8;1",-9,"$/acre","CCLu","8;1",-9,"$/acre","CCLu","8;1",-9,"$/acre","CCLu","8;1",-9,"$/acre",0]
["CCLu","9;1",-9,"$/acre","CCLu","9;1",-9,"$/acre","CCLu","9;1",-9,"$/acre","CCLu","9;1",-9,"$/acre","CCLu","9;1",-9,"$/acre","CCLu","9;1",-9,"$/acre",0]
["CCLu","10;1",-9,"$/acre","CCLu","10;1",-9,"$/acre","CCLu","10;1",-9,"$/acre","CCLu","10;1",-9,"$/acre","CCLu","10;1",-9,"$/acre","CCLu","10;1",-9,"$/acre",0]
["CCLu","11;1",-9,"$/acre","CCLu","11;1",-9,"$/acre","CCLu","11;1",-9,"$/acre","CCLu","11;1",-9,"$/acre","CCLu","11;1",-9,"$/acre","CCLu","11;1",-9,"$/acre",0]
["CCLu","12;1",-9,"$/acre","CCLu","12;1",-9,"$/acre","CCLu","12;1",-9,"$/acre","CCLu","12;1",-9,"$/acre","CCLu","12;1",-9,"$/acre","CCLu","12;1",-9,"$/acre",0]
["CCLu","13;1",-9,"$/acre","CCLu","13;1",-9,"$/acre","CCLu","13;1",-9,"$/acre","CCLu","13;1",-9,"$/acre","CCLu","13;1",-9,"$/acre","CCLu","13;1",-9,"$/acre",0]
["CCLu","14;1",-9,"$/acre","CCLu","14;1",-9,"$/acre","CCLu","14;1",-9,"$/acre","CCLu","14;1",-9,"$/acre","CCLu","14;1",-9,"$/acre","CCLu","14;1",-9,"$/acre",0]
["CCLu","15;1",-9,"$/acre","CCLu","15;1",-9,"$/acre","CCLu","15;1",-9,"$/acre","CCLu","15;1",-9,"$/acre","CCLu","15;1",-9,"$/acre","CCLu","15;1",-9,"$/acre",0]
["CCLu","16;1",-9,"$/acre","CCLu","16;1",-9,"$/acre","CCLu","16;1",-9,"$/acre","CCLu","16;1",-9,"$/acre","CCLu","16;1",-9,"$/acre","CCLu","16;1",-9,"$/acre",0]
["COmLu","1;1",-9,"$/acre/yr","COmLu","1;1",-9,"$/acre/yr","COmLu","1;1",-9,"$/acre/yr","COmLu","1;1",-9,"$/acre/yr","COmLu","1;1",-9,"$/acre/yr","COmLu","1;1",-9,"$/acre/yr",0]
["COmLu","2;1",-9,"$/acre/yr","COmLu","2;1",-9,"$/acre/yr","COmLu","2;1",-9,"$/acre/yr","COmLu","2;1",-9,"$/acre/yr","COmLu","2;1",-9,"$/acre/yr","COmLu","2;1",-9,"$/acre/yr",0]
["COmLu","3;1",-9,"$/acre/yr","COmLu","3;1",-9,"$/acre/yr","COmLu","3;1",-9,"$/acre/yr","COmLu","3;1",-9,"$/acre/yr","COmLu","3;1",-9,"$/acre/yr","COmLu","3;1",-9,"$/acre/yr",0]
["COmLu","4;1",-9,"$/acre/yr","COmLu","4;1",-9,"$/acre/yr","COmLu","4;1",-9,"$/acre/yr","COmLu","4;1",-9,"$/acre/yr","COmLu","4;1",-9,"$/acre/yr","COmLu","4;1",-9,"$/acre/yr",0]
["COmLu","5;1",-9,"$/acre/yr","COmLu","5;1",-9,"$/acre/yr","COmLu","5;1",-9,"$/acre/yr","COmLu","5;1",-9,"$/acre/yr","COmLu","5;1",-9,"$/acre/yr","COmLu","5;1",-9,"$/acre/yr",0]
["COmLu","6;1",-9,"$/acre/yr","COmLu","6;1",-9,"$/acre/yr","COmLu","6;1",-9,"$/acre/yr","COmLu","6;1",-9,"$/acre/yr","COmLu","6;1",-9,"$/acre/yr","COmLu","6;1",-9,"$/acre/yr",0]
["COmLu","7;1",-9,"$/acre/yr","COmLu","7;1",-9,"$/acre/yr","COmLu","7;1",-9,"$/acre/yr","COmLu","7;1",-9,"$/acre/yr","COmLu","7;1",-9,"$/acre/yr","COmLu","7;1",-9,"$/acre/yr",0]
["COmLu","8;1",-9,"$/acre/yr","COmLu","8;1",-9,"$/acre/yr","COmLu","8;1",-9,"$/acre/yr","COmLu","8;1",-9,"$/acre/yr","COmLu","8;1",-9,"$/acre/yr","COmLu","8;1",-9,"$/acre/yr",0]
["COmLu","9;1",-9,"$/acre/yr","COmLu","9;1",-9,"$/acre/yr","COmLu","9;1",-9,"$/acre/yr","COmLu","9;1",-9,"$/acre/yr","COmLu","9;1",-9,"$/acre/yr","COmLu","9;1",-9,"$/acre/yr",0]
["COmLu","10;1",-9,"$/acre/yr","COmLu","10;1",-9,"$/acre/yr","COmLu","10;1",-9,"$/acre/yr","COmLu","10;1",-9,"$/acre/yr","COmLu","10;1",-9,"$/acre/yr","COmLu","10;1",-9,"$/acre/yr",0]
["COmLu","11;1",-9,"$/acre/yr","COmLu","11;1",-9,"$/acre/yr","COmLu","11;1",-9,"$/acre/yr","COmLu","11;1",-9,"$/acre/yr","COmLu","11;1",-9,"$/acre/yr","COmLu","11;1",-9,"$/acre/yr",0]
["COmLu","12;1",-9,"$/acre/yr","COmLu","12;1",-9,"$/acre/yr","COmLu","12;1",-9,"$/acre/yr","COmLu","12;1",-9,"$/acre/yr","COmLu","12;1",-9,"$/acre/yr","COmLu","12;1",-9,"$/acre/yr",0]
["COmLu","13;1",-9,"$/acre/yr","COmLu","13;1",-9,"$/acre/yr","COmLu","13;1",-9,"$/acre/yr","COmLu","13;1",-9,"$/acre/yr","COmLu","13;1",-9,"$/acre/yr","COmLu","13;1",-9,"$/acre/yr",0]
["COmLu","14;1",-9,"$/acre/yr","COmLu","14;1",-9,"$/acre/yr","COmLu","14;1",-9,"$/acre/yr","COmLu","14;1",-9,"$/acre/yr","COmLu","14;1",-9,"$/acre/yr","COmLu","14;1",-9,"$/acre/yr",0]
["COmLu","15;1",-9,"$/acre/yr","COmLu","15;1",-9,"$/acre/yr","COmLu","15;1",-9,"$/acre/yr","COmLu","15;1",-9,"$/acre/yr","COmLu","15;1",-9,"$/acre/yr","COmLu","15;1",-9,"$/acre/yr",0]
["COmLu","16;1",-9,"$/acre/yr","COmLu","16;1",-9,"$/acre/yr","COmLu","16;1",-9,"$/acre/yr","COmLu","16;1",-9,"$/acre/yr","COmLu","16;1",-9,"$/acre/yr","COmLu","16;1",-9,"$/acre/yr",0]
["NWUser","None",8,"# of Water Users","NWUser","None",8,"# of Water Users","NWUser","None",8,"# of Water Users","NWUser","None",8,"# of Water Users","NWUser","None",8,"# of Water Users","NWUser","None",8,"# of Water Users",0]
["NamesWUse",1,"Unaccounted","-","NamesWUse",1,"Unaccounted","-","NamesWUse",1,"Unaccounted","-","NamesWUse",1,"Unaccounted","-","NamesWUse",1,"Unaccounted","-","NamesWUse",1,"Unaccounted","-",""]
["NamesWUse",2,"Residential","-","NamesWUse",2,"Residential","-","NamesWUse",2,"Residential","-","NamesWUse",2,"Residential","-","NamesWUse",2,"Residential","-","NamesWUse",2,"Residential","-",""]
["NamesWUse",3,"Residential.Institutions","-","NamesWUse",3,"Residential.Institutions","-","NamesWUse",3,"Residential.Institutions","-","NamesWUse",3,"Residential.Institutions","-","NamesWUse",3,"Residential.Institutions","-","NamesWUse",3,"Residential.Institutions","-",""]
["NamesWUse",4,"Commercial.Business","-","NamesWUse",4,"Commercial.Business","-","NamesWUse",4,"Commercial.Business","-","NamesWUse",4,"Commercial.Business","-","NamesWUse",4,"Commercial.Business","-","NamesWUse",4,"Commercial.Business","-",""]
["NamesWUse",5,"Agricultural","-","NamesWUse",5,"Agricultural","-","NamesWUse",5,"Agricultural","-","NamesWUse",5,"Agricultural","-","NamesWUse",5,"Agricultural","-","NamesWUse",5,"Agricultural","-",""]
["NamesWUse",6,"Industrial","-","NamesWUse",6,"Industrial","-","NamesWUse",6,"Industrial","-","NamesWUse",6,"Industrial","-","NamesWUse",6,"Industrial","-","NamesWUse",6,"Industrial","-",""]
["NamesWUse",7,"Municipal.Institutional.Non.profits","-","NamesWUse",7,"Municipal.Institutional.Non.profits","-","NamesWUse",7,"Municipal.Institutional.Non.profits","-","NamesWUse",7,"Municipal.Institutional.Non.profits","-","NamesWUse",7,"Municipal.Institutional.Non.profits","-","NamesWUse",7,"Municipal.Institutional.Non.profits","-",""]
["NamesWUse",8,"Other","-","NamesWUse",8,"Other","-","NamesWUse",8,"Other","-","NamesWUse",8,"Other","-","NamesWUse",8,"Other","-","NamesWUse",8,"Other","-",""]
["PConsUsePI","1;2",4,"%","PConsUsePI","1;2",4,"%","PConsUsePI","1;2",4,"%","PConsUsePI","1;2",4,"%","PConsUsePI","1;2",4,"%","PConsUsePI","1;2",4,"%",0]
["PConsUsePI","2;2",4,"%","PConsUsePI","2;2",4,"%","PConsUsePI","2;2",4,"%","PConsUsePI","2;2",4,"%","PConsUsePI","2;2",4,"%","PConsUsePI","2;2",4,"%",0]
["PConsUsePI","3;2",4,"%","PConsUsePI","3;2",4,"%","PConsUsePI","3;2",4,"%","PConsUsePI","3;2",4,"%","PConsUsePI","3;2",4,"%","PConsUsePI","3;2",4,"%",0]
["PConsUsePI","4;2",6,"%","PConsUsePI","4;2",6,"%","PConsUsePI","4;2",6,"%","PConsUsePI","4;2",6,"%","PConsUsePI","4;2",6,"%","PConsUsePI","4;2",6,"%",0]
["PConsUsePI","5;2",20,"%","PConsUsePI","5;2",20,"%","PConsUsePI","5;2",20,"%","PConsUsePI","5;2",20,"%","PConsUsePI","5;2",20,"%","PConsUsePI","5;2",20,"%",0]
["PConsUsePI","6;2",26,"%","PConsUsePI","6;2",26,"%","PConsUsePI","6;2",26,"%","PConsUsePI","6;2",26,"%","PConsUsePI","6;2",26,"%","PConsUsePI","6;2",26,"%",0]
["PConsUsePI","7;2",29,"%","PConsUsePI","7;2",29,"%","PConsUsePI","7;2",29,"%","PConsUsePI","7;2",29,"%","PConsUsePI","7;2",29,"%","PConsUsePI","7;2",29,"%",0]
["PConsUsePI","8;2",25,"%","PConsUsePI","8;2",25,"%","PConsUsePI","8;2",25,"%","PConsUsePI","8;2",25,"%","PConsUsePI","8;2",25,"%","PConsUsePI","8;2",25,"%",0]
["PConsUsePI","9;2",20,"%","PConsUsePI","9;2",20,"%","PConsUsePI","9;2",20,"%","PConsUsePI","9;2",20,"%","PConsUsePI","9;2",20,"%","PConsUsePI","9;2",20,"%",0]
["PConsUsePI","10;2",4,"%","PConsUsePI","10;2",4,"%","PConsUsePI","10;2",4,"%","PConsUsePI","10;2",4,"%","PConsUsePI","10;2",4,"%","PConsUsePI","10;2",4,"%",0]
["PConsUsePI","11;2",4,"%","PConsUsePI","11;2",4,"%","PConsUsePI","11;2",4,"%","PConsUsePI","11;2",4,"%","PConsUsePI","11;2",4,"%","PConsUsePI","11;2",4,"%",0]
["PConsUsePI","12;2",4,"%","PConsUsePI","12;2",4,"%","PConsUsePI","12;2",4,"%","PConsUsePI","12;2",4,"%","PConsUsePI","12;2",4,"%","PConsUsePI","12;2",4,"%",0]
["PConsUsePI","1;3",4,"%","PConsUsePI","1;3",4,"%","PConsUsePI","1;3",4,"%","PConsUsePI","1;3",4,"%","PConsUsePI","1;3",4,"%","PConsUsePI","1;3",4,"%",0]
["PConsUsePI","2;3",4,"%","PConsUsePI","2;3",4,"%","PConsUsePI","2;3",4,"%","PConsUsePI","2;3",4,"%","PConsUsePI","2;3",4,"%","PConsUsePI","2;3",4,"%",0]
["PConsUsePI","3;3",4,"%","PConsUsePI","3;3",4,"%","PConsUsePI","3;3",4,"%","PConsUsePI","3;3",4,"%","PConsUsePI","3;3",4,"%","PConsUsePI","3;3",4,"%",0]
["PConsUsePI","4;3",6,"%","PConsUsePI","4;3",6,"%","PConsUsePI","4;3",6,"%","PConsUsePI","4;3",6,"%","PConsUsePI","4;3",6,"%","PConsUsePI","4;3",6,"%",0]
["PConsUsePI","5;3",20,"%","PConsUsePI","5;3",20,"%","PConsUsePI","5;3",20,"%","PConsUsePI","5;3",20,"%","PConsUsePI","5;3",20,"%","PConsUsePI","5;3",20,"%",0]
["PConsUsePI","6;3",26,"%","PConsUsePI","6;3",26,"%","PConsUsePI","6;3",26,"%","PConsUsePI","6;3",26,"%","PConsUsePI","6;3",26,"%","PConsUsePI","6;3",26,"%",0]
["PConsUsePI","7;3",29,"%","PConsUsePI","7;3",29,"%","PConsUsePI","7;3",29,"%","PConsUsePI","7;3",29,"%","PConsUsePI","7;3",29,"%","PConsUsePI","7;3",29,"%",0]
["PConsUsePI","8;3",25,"%","PConsUsePI","8;3",25,"%","PConsUsePI","8;3",25,"%","PConsUsePI","8;3",25,"%","PConsUsePI","8;3",25,"%","PConsUsePI","8;3",25,"%",0]
["PConsUsePI","9;3",20,"%","PConsUsePI","9;3",20,"%","PConsUsePI","9;3",20,"%","PConsUsePI","9;3",20,"%","PConsUsePI","9;3",20,"%","PConsUsePI","9;3",20,"%",0]
["PConsUsePI","10;3",4,"%","PConsUsePI","10;3",4,"%","PConsUsePI","10;3",4,"%","PConsUsePI","10;3",4,"%","PConsUsePI","10;3",4,"%","PConsUsePI","10;3",4,"%",0]
["PConsUsePI","11;3",4,"%","PConsUsePI","11;3",4,"%","PConsUsePI","11;3",4,"%","PConsUsePI","11;3",4,"%","PConsUsePI","11;3",4,"%","PConsUsePI","11;3",4,"%",0]
["PConsUsePI","12;3",4,"%","PConsUsePI","12;3",4,"%","PConsUsePI","12;3",4,"%","PConsUsePI","12;3",4,"%","PConsUsePI","12;3",4,"%","PConsUsePI","12;3",4,"%",0]
["PConsUsePI","1;4",4,"%","PConsUsePI","1;4",4,"%","PConsUsePI","1;4",4,"%","PConsUsePI","1;4",4,"%","PConsUsePI","1;4",4,"%","PConsUsePI","1;4",4,"%",0]
["PConsUsePI","2;4",4,"%","PConsUsePI","2;4",4,"%","PConsUsePI","2;4",4,"%","PConsUsePI","2;4",4,"%","PConsUsePI","2;4",4,"%","PConsUsePI","2;4",4,"%",0]
["PConsUsePI","3;4",4,"%","PConsUsePI","3;4",4,"%","PConsUsePI","3;4",4,"%","PConsUsePI","3;4",4,"%","PConsUsePI","3;4",4,"%","PConsUsePI","3;4",4,"%",0]
["PConsUsePI","4;4",6,"%","PConsUsePI","4;4",6,"%","PConsUsePI","4;4",6,"%","PConsUsePI","4;4",6,"%","PConsUsePI","4;4",6,"%","PConsUsePI","4;4",6,"%",0]
["PConsUsePI","5;4",20,"%","PConsUsePI","5;4",20,"%","PConsUsePI","5;4",20,"%","PConsUsePI","5;4",20,"%","PConsUsePI","5;4",20,"%","PConsUsePI","5;4",20,"%",{"$f":"IF(ISNUMBER(C276),IF(AVERAGE(C276,G276,K276,O276,S276,W276)<>MAX(C276,G276,K276,O276,S276,W276),1,0),\"\")","v":0}]
["PConsUsePI","6;4",26,"%","PConsUsePI","6;4",26,"%","PConsUsePI","6;4",26,"%","PConsUsePI","6;4",26,"%","PConsUsePI","6;4",26,"%","PConsUsePI","6;4",26,"%",0]
["PConsUsePI","7;4",29,"%","PConsUsePI","7;4",29,"%","PConsUsePI","7;4",29,"%","PConsUsePI","7;4",29,"%","PConsUsePI","7;4",29,"%","PConsUsePI","7;4",29,"%",0]
["PConsUsePI","8;4",25,"%","PConsUsePI","8;4",25,"%","PConsUsePI","8;4",25,"%","PConsUsePI","8;4",25,"%","PConsUsePI","8;4",25,"%","PConsUsePI","8;4",25,"%",0]
["PConsUsePI","9;4",20,"%","PConsUsePI","9;4",20,"%","PConsUsePI","9;4",20,"%","PConsUsePI","9;4",20,"%","PConsUsePI","9;4",20,"%","PConsUsePI","9;4",20,"%",0]
["PConsUsePI","10;4",4,"%","PConsUsePI","10;4",4,"%","PConsUsePI","10;4",4,"%","PConsUsePI","10;4",4,"%","PConsUsePI","10;4",4,"%","PConsUsePI","10;4",4,"%",0]
["PConsUsePI","11;4",4,"%","PConsUsePI","11;4",4,"%","PConsUsePI","11;4",4,"%","PConsUsePI","11;4",4,"%","PConsUsePI","11;4",4,"%","PConsUsePI","11;4",4,"%",0]
["PConsUsePI","12;4",4,"%","PConsUsePI","12;4",4,"%","PConsUsePI","12;4",4,"%","PConsUsePI","12;4",4,"%","PConsUsePI","12;4",4,"%","PConsUsePI","12;4",4,"%",0]
["PConsUsePI","1;5",4,"%","PConsUsePI","1;5",4,"%","PConsUsePI","1;5",4,"%","PConsUsePI","1;5",4,"%","PConsUsePI","1;5",4,"%","PConsUsePI","1;5",4,"%",0]
["PConsUsePI","2;5",4,"%","PConsUsePI","2;5",4,"%","PConsUsePI","2;5",4,"%","PConsUsePI","2;5",4,"%","PConsUsePI","2;5",4,"%","PConsUsePI","2;5",4,"%",0]
["PConsUsePI","3;5",4,"%","PConsUsePI","3;5",4,"%","PConsUsePI","3;5",4,"%","PConsUsePI","3;5",4,"%","PConsUsePI","3;5",4,"%","PConsUsePI","3;5",4,"%",0]
["PConsUsePI","4;5",6,"%","PConsUsePI","4;5",6,"%","PConsUsePI","4;5",6,"%","PConsUsePI","4;5",6,"%","PConsUsePI","4;5",6,"%","PConsUsePI","4;5",6,"%",0]
["PConsUsePI","5;5",20,"%","PConsUsePI","5;5",20,"%","PConsUsePI","5;5",20,"%","PConsUsePI","5;5",20,"%","PConsUsePI","5;5",20,"%","PConsUsePI","5;5",20,"%",0]
["PConsUsePI","6;5",26,"%","PConsUsePI","6;5",26,"%","PConsUsePI","6;5",26,"%","PConsUsePI","6;5",26,"%","PConsUsePI","6;5",26,"%","PConsUsePI","6;5",26,"%",0]
["PConsUsePI","7;5",29,"%","PConsUsePI","7;5",29,"%","PConsUsePI","7;5",29,"%","PConsUsePI","7;5",29,"%","PConsUsePI","7;5",29,"%","PConsUsePI","7;5",29,"%",0]
["PConsUsePI","8;5",25,"%","PConsUsePI","8;5",25,"%","PConsUsePI","8;5",25,"%","PConsUsePI","8;5",25,"%","PConsUsePI","8;5",25,"%","PConsUsePI","8;5",25,"%",0]
["PConsUsePI","9;5",20,"%","PConsUsePI","9;5",20,"%","PConsUsePI","9;5",20,"%","PConsUsePI","9;5",20,"%","PConsUsePI","9;5",20,"%","PConsUsePI","9;5",20,"%",0]
["PConsUsePI","10;5",4,"%","PConsUsePI","10;5",4,"%","PConsUsePI","10;5",4,"%","PConsUsePI","10;5",4,"%","PConsUsePI","10;5",4,"%","PConsUsePI","10;5",4,"%",0]
["PConsUsePI","11;5",4,"%","PConsUsePI","11;5",4,"%","PConsUsePI","11;5",4,"%","PConsUsePI","11;5",4,"%","PConsUsePI","11;5",4,"%","PConsUsePI","11;5",4,"%",0]
["PConsUsePI","12;5",4,"%","PConsUsePI","12;5",4,"%","PConsUsePI","12;5",4,"%","PConsUsePI","12;5",4,"%","PConsUsePI","12;5",4,"%","PConsUsePI","12;5",4,"%",0]
["PConsUsePI","1;6",4,"%","PConsUsePI","1;6",4,"%","PConsUsePI","1;6",4,"%","PConsUsePI","1;6",4,"%","PConsUsePI","1;6",4,"%","PConsUsePI","1;6",4,"%",0]
["PConsUsePI","2;6",4,"%","PConsUsePI","2;6",4,"%","PConsUsePI","2;6",4,"%","PConsUsePI","2;6",4,"%","PConsUsePI","2;6",4,"%","PConsUsePI","2;6",4,"%",0]
["PConsUsePI","3;6",4,"%","PConsUsePI","3;6",4,"%","PConsUsePI","3;6",4,"%","PConsUsePI","3;6",4,"%","PConsUsePI","3;6",4,"%","PConsUsePI","3;6",4,"%",0]
["PConsUsePI","4;6",6,"%","PConsUsePI","4;6",6,"%","PConsUsePI","4;6",6,"%","PConsUsePI","4;6",6,"%","PConsUsePI","4;6",6,"%","PConsUsePI","4;6",6,"%",0]
["PConsUsePI","5;6",20,"%","PConsUsePI","5;6",20,"%","PConsUsePI","5;6",20,"%","PConsUsePI","5;6",20,"%","PConsUsePI","5;6",20,"%","PConsUsePI","5;6",20,"%",0]
["PConsUsePI","6;6",26,"%","PConsUsePI","6;6",26,"%","PConsUsePI","6;6",26,"%","PConsUsePI","6;6",26,"%","PConsUsePI","6;6",26,"%","PConsUsePI","6;6",26,"%",0]
["PConsUsePI","7;6",29,"%","PConsUsePI","7;6",29,"%","PConsUsePI","7;6",29,"%","PConsUsePI","7;6",29,"%","PConsUsePI","7;6",29,"%","PConsUsePI","7;6",29,"%",0]
["PConsUsePI","8;6",25,"%","PConsUsePI","8;6",25,"%","PConsUsePI","8;6",25,"%","PConsUsePI","8;6",25,"%","PConsUsePI","8;6",25,"%","PConsUsePI","8;6",25,"%",0]
["PConsUsePI","9;6",20,"%","PConsUsePI","9;6",20,"%","PConsUsePI","9;6",20,"%","PConsUsePI","9;6",20,"%","PConsUsePI","9;6",20,"%","PConsUsePI","9;6",20,"%",0]
["PConsUsePI","10;6",4,"%","PConsUsePI","10;6",4,"%","PConsUsePI","10;6",4,"%","PConsUsePI","10;6",4,"%","PConsUsePI","10;6",4,"%","PConsUsePI","10;6",4,"%",0]
["PConsUsePI","11;6",4,"%","PConsUsePI","11;6",4,"%","PConsUsePI","11;6",4,"%","PConsUsePI","11;6",4,"%","PConsUsePI","11;6",4,"%","PConsUsePI","11;6",4,"%",0]
["PConsUsePI","12;6",4,"%","PConsUsePI","12;6",4,"%","PConsUsePI","12;6",4,"%","PConsUsePI","12;6",4,"%","PConsUsePI","12;6",4,"%","PConsUsePI","12;6",4,"%",0]
["PConsUsePI","1;7",4,"%","PConsUsePI","1;7",4,"%","PConsUsePI","1;7",4,"%","PConsUsePI","1;7",4,"%","PConsUsePI","1;7",4,"%","PConsUsePI","1;7",4,"%",0]
["PConsUsePI","2;7",4,"%","PConsUsePI","2;7",4,"%","PConsUsePI","2;7",4,"%","PConsUsePI","2;7",4,"%","PConsUsePI","2;7",4,"%","PConsUsePI","2;7",4,"%",0]
["PConsUsePI","3;7",4,"%","PConsUsePI","3;7",4,"%","PConsUsePI","3;7",4,"%","PConsUsePI","3;7",4,"%","PConsUsePI","3;7",4,"%","PConsUsePI","3;7",4,"%",0]
["PConsUsePI","4;7",6,"%","PConsUsePI","4;7",6,"%","PConsUsePI","4;7",6,"%","PConsUsePI","4;7",6,"%","PConsUsePI","4;7",6,"%","PConsUsePI","4;7",6,"%",0]
["PConsUsePI","5;7",20,"%","PConsUsePI","5;7",20,"%","PConsUsePI","5;7",20,"%","PConsUsePI","5;7",20,"%","PConsUsePI","5;7",20,"%","PConsUsePI","5;7",20,"%",0]
["PConsUsePI","6;7",26,"%","PConsUsePI","6;7",26,"%","PConsUsePI","6;7",26,"%","PConsUsePI","6;7",26,"%","PConsUsePI","6;7",26,"%","PConsUsePI","6;7",26,"%",0]
["PConsUsePI","7;7",29,"%","PConsUsePI","7;7",29,"%","PConsUsePI","7;7",29,"%","PConsUsePI","7;7",29,"%","PConsUsePI","7;7",29,"%","PConsUsePI","7;7",29,"%",0]
["PConsUsePI","8;7",25,"%","PConsUsePI","8;7",25,"%","PConsUsePI","8;7",25,"%","PConsUsePI","8;7",25,"%","PConsUsePI","8;7",25,"%","PConsUsePI","8;7",25,"%",0]
["PConsUsePI","9;7",20,"%","PConsUsePI","9;7",20,"%","PConsUsePI","9;7",20,"%","PConsUsePI","9;7",20,"%","PConsUsePI","9;7",20,"%","PConsUsePI","9;7",20,"%",0]
["PConsUsePI","10;7",4,"%","PConsUsePI","10;7",4,"%","PConsUsePI","10;7",4,"%","PConsUsePI","10;7",4,"%","PConsUsePI","10;7",4,"%","PConsUsePI","10;7",4,"%",0]
["PConsUsePI","11;7",4,"%","PConsUsePI","11;7",4,"%","PConsUsePI","11;7",4,"%","PConsUsePI","11;7",4,"%","PConsUsePI","11;7",4,"%","PConsUsePI","11;7",4,"%",0]
["PConsUsePI","12;7",4,"%","PConsUsePI","12;7",4,"%","PConsUsePI","12;7",4,"%","PConsUsePI","12;7",4,"%","PConsUsePI","12;7",4,"%","PConsUsePI","12;7",4,"%",0]
["PConsUsePI","1;8",4,"%","PConsUsePI","1;8",4,"%","PConsUsePI","1;8",4,"%","PConsUsePI","1;8",4,"%","PConsUsePI","1;8",4,"%","PConsUsePI","1;8",4,"%",0]
["PConsUsePI","2;8",4,"%","PConsUsePI","2;8",4,"%","PConsUsePI","2;8",4,"%","PConsUsePI","2;8",4,"%","PConsUsePI","2;8",4,"%","PConsUsePI","2;8",4,"%",0]
["PConsUsePI","3;8",4,"%","PConsUsePI","3;8",4,"%","PConsUsePI","3;8",4,"%","PConsUsePI","3;8",4,"%","PConsUsePI","3;8",4,"%","PConsUsePI","3;8",4,"%",0]
["PConsUsePI","4;8",6,"%","PConsUsePI","4;8",6,"%","PConsUsePI","4;8",6,"%","PConsUsePI","4;8",6,"%","PConsUsePI","4;8",6,"%","PConsUsePI","4;8",6,"%",0]
["PConsUsePI","5;8",20,"%","PConsUsePI","5;8",20,"%","PConsUsePI","5;8",20,"%","PConsUsePI","5;8",20,"%","PConsUsePI","5;8",20,"%","PConsUsePI","5;8",20,"%",0]
["PConsUsePI","6;8",26,"%","PConsUsePI","6;8",26,"%","PConsUsePI","6;8",26,"%","PConsUsePI","6;8",26,"%","PConsUsePI","6;8",26,"%","PConsUsePI","6;8",26,"%",0]
["PConsUsePI","7;8",29,"%","PConsUsePI","7;8",29,"%","PConsUsePI","7;8",29,"%","PConsUsePI","7;8",29,"%","PConsUsePI","7;8",29,"%","PConsUsePI","7;8",29,"%",0]
["PConsUsePI","8;8",25,"%","PConsUsePI","8;8",25,"%","PConsUsePI","8;8",25,"%","PConsUsePI","8;8",25,"%","PConsUsePI","8;8",25,"%","PConsUsePI","8;8",25,"%",0]
["PConsUsePI","9;8",20,"%","PConsUsePI","9;8",20,"%","PConsUsePI","9;8",20,"%","PConsUsePI","9;8",20,"%","PConsUsePI","9;8",20,"%","PConsUsePI","9;8",20,"%",0]
["PConsUsePI","10;8",4,"%","PConsUsePI","10;8",4,"%","PConsUsePI","10;8",4,"%","PConsUsePI","10;8",4,"%","PConsUsePI","10;8",4,"%","PConsUsePI","10;8",4,"%",0]
["PConsUsePI","11;8",4,"%","PConsUsePI","11;8",4,"%","PConsUsePI","11;8",4,"%","PConsUsePI","11;8",4,"%","PConsUsePI","11;8",4,"%","PConsUsePI","11;8",4,"%",0]
["PConsUsePI","12;8",4,"%","PConsUsePI","12;8",4,"%","PConsUsePI","12;8",4,"%","PConsUsePI","12;8",4,"%","PConsUsePI","12;8",4,"%","PConsUsePI","12;8",4,"%",0]
["QUsePI","1;1",0.36,"MG/time step","QUsePI","1;1",0.36,"MG/time step","QUsePI","1;1",0.36,"MG/time step","QUsePI","1;1",0.36,"MG/time step","QUsePI","1;1",0.36,"MG/time step","QUsePI","1;1",0.36,"MG/time step",0]
["QUsePI","2;1",0.36,"MG/time step","QUsePI","2;1",0.36,"MG/time step","QUsePI","2;1",0.36,"MG/time step","QUsePI","2;1",0.36,"MG/time step","QUsePI","2;1",0.36,"MG/time step","QUsePI","2;1",0.36,"MG/time step",0]
["QUsePI","3;1",0.36,"MG/time step","QUsePI","3;1",0.36,"MG/time step","QUsePI","3;1",0.36,"MG/time step","QUsePI","3;1",0.36,"MG/time step","QUsePI","3;1",0.36,"MG/time step","QUsePI","3;1",0.36,"MG/time step",0]
["QUsePI","4;1",0.36,"MG/time step","QUsePI","4;1",0.36,"MG/time step","QUsePI","4;1",0.36,"MG/time step","QUsePI","4;1",0.36,"MG/time step","QUsePI","4;1",0.36,"MG/time step","QUsePI","4;1",0.36,"MG/time step",0]
["QUsePI","5;1",0.36,"MG/time step","QUsePI","5;1",0.36,"MG/time step","QUsePI","5;1",0.36,"MG/time step","QUsePI","5;1",0.36,"MG/time step","QUsePI","5;1",0.36,"MG/time step","QUsePI","5;1",0.36,"MG/time step",0]
["QUsePI","6;1",0.36,"MG/time step","QUsePI","6;1",0.36,"MG/time step","QUsePI","6;1",0.36,"MG/time step","QUsePI","6;1",0.36,"MG/time step","QUsePI","6;1",0.36,"MG/time step","QUsePI","6;1",0.36,"MG/time step",0]
["QUsePI","7;1",0.36,"MG/time step","QUsePI","7;1",0.36,"MG/time step","QUsePI","7;1",0.36,"MG/time step","QUsePI","7;1",0.36,"MG/time step","QUsePI","7;1",0.36,"MG/time step","QUsePI","7;1",0.36,"MG/time step",0]
["QUsePI","8;1",0.36,"MG/time step","QUsePI","8;1",0.36,"MG/time step","QUsePI","8;1",0.36,"MG/time step","QUsePI","8;1",0.36,"MG/time step","QUsePI","8;1",0.36,"MG/time step","QUsePI","8;1",0.36,"MG/time step",0]
["QUsePI","9;1",0.36,"MG/time step","QUsePI","9;1",0.36,"MG/time step","QUsePI","9;1",0.36,"MG/time step","QUsePI","9;1",0.36,"MG/time step","QUsePI","9;1",0.36,"MG/time step","QUsePI","9;1",0.36,"MG/time step",{"$f":"IF(ISNUMBER(C340),IF(AVERAGE(C340,G340,K340,O340,S340,W340)<>MAX(C340,G340,K340,O340,S340,W340),1,0),\"\")","v":0}]
["QUsePI","10;1",0.36,"MG/time step","QUsePI","10;1",0.36,"MG/time step","QUsePI","10;1",0.36,"MG/time step","QUsePI","10;1",0.36,"MG/time step","QUsePI","10;1",0.36,"MG/time step","QUsePI","10;1",0.36,"MG/time step",0]
["QUsePI","11;1",0.36,"MG/time step","QUsePI","11;1",0.36,"MG/time step","QUsePI","11;1",0.36,"MG/time step","QUsePI","11;1",0.36,"MG/time step","QUsePI","11;1",0.36,"MG/time step","QUsePI","11;1",0.36,"MG/time step",0]
["QUsePI","12;1",0.36,"MG/time step","QUsePI","12;1",0.36,"MG/time step","QUsePI","12;1",0.36,"MG/time step","QUsePI","12;1",0.36,"MG/time step","QUsePI","12;1",0.36,"MG/time step","QUsePI","12;1",0.36,"MG/time step",0]
["QUsePI","13;1",0.36,"MG/time step","QUsePI","13;1",0.36,"MG/time step","QUsePI","13;1",0.36,"MG/time step","QUsePI","13;1",0.36,"MG/time step","QUsePI","13;1",0.36,"MG/time step","QUsePI","13;1",0.36,"MG/time step",0]
["QUsePI","14;1",0.36,"MG/time step","QUsePI","14;1",0.36,"MG/time step","QUsePI","14;1",0.36,"MG/time step","QUsePI","14;1",0.36,"MG/time step","QUsePI","14;1",0.36,"MG/time step","QUsePI","14;1",0.36,"MG/time step",0]
["QUsePI","15;1",0.36,"MG/time step","QUsePI","15;1",0.36,"MG/time step","QUsePI","15;1",0.36,"MG/time step","QUsePI","15;1",0.36,"MG/time step","QUsePI","15;1",0.36,"MG/time step","QUsePI","15;1",0.36,"MG/time step",0]
["QUsePI","16;1",0.36,"MG/time step","QUsePI","16;1",0.36,"MG/time step","QUsePI","16;1",0.36,"MG/time step","QUsePI","16;1",0.36,"MG/time step","QUsePI","16;1",0.36,"MG/time step","QUsePI","16;1",0.36,"MG/time step",0]
["QUsePI","17;1",0.36,"MG/time step","QUsePI","17;1",0.36,"MG/time step","QUsePI","17;1",0.36,"MG/time step","QUsePI","17;1",0.36,"MG/time step","QUsePI","17;1",0.36,"MG/time step","QUsePI","17;1",0.36,"MG/time step",0]
["QUsePI","18;1",0.36,"MG/time step","QUsePI","18;1",0.36,"MG/time step","QUsePI","18;1",0.36,"MG/time step","QUsePI","18;1",0.36,"MG/time step","QUsePI","18;1",0.36,"MG/time step","QUsePI","18;1",0.36,"MG/time step",0]
["QUsePI","19;1",0.36,"MG/time step","QUsePI","19;1",0.36,"MG/time step","QUsePI","19;1",0.36,"MG/time step","QUsePI","19;1",0.36,"MG/time step","QUsePI","19;1",0.36,"MG/time step","QUsePI","19;1",0.36,"MG/time step",0]
["QUsePI","20;1",0.36,"MG/time step","QUsePI","20;1",0.36,"MG/time step","QUsePI","20;1",0.36,"MG/time step","QUsePI","20;1",0.36,"MG/time step","QUsePI","20;1",0.36,"MG/time step","QUsePI","20;1",0.36,"MG/time step",0]
["QUsePI","21;1",0.36,"MG/time step","QUsePI","21;1",0.36,"MG/time step","QUsePI","21;1",0.36,"MG/time step","QUsePI","21;1",0.36,"MG/time step","QUsePI","21;1",0.36,"MG/time step","QUsePI","21;1",0.36,"MG/time step",0]
["QUsePI","22;1",0.36,"MG/time step","QUsePI","22;1",0.36,"MG/time step","QUsePI","22;1",0.36,"MG/time step","QUsePI","22;1",0.36,"MG/time step","QUsePI","22;1",0.36,"MG/time step","QUsePI","22;1",0.36,"MG/time step",0]
["QUsePI","23;1",0.36,"MG/time step","QUsePI","23;1",0.36,"MG/time step","QUsePI","23;1",0.36,"MG/time step","QUsePI","23;1",0.36,"MG/time step","QUsePI","23;1",0.36,"MG/time step","QUsePI","23;1",0.36,"MG/time step",0]
["QUsePI","24;1",0.36,"MG/time step","QUsePI","24;1",0.36,"MG/time step","QUsePI","24;1",0.36,"MG/time step","QUsePI","24;1",0.36,"MG/time step","QUsePI","24;1",0.36,"MG/time step","QUsePI","24;1",0.36,"MG/time step",0]
["QUsePI","25;1",0.36,"MG/time step","QUsePI","25;1",0.36,"MG/time step","QUsePI","25;1",0.36,"MG/time step","QUsePI","25;1",0.36,"MG/time step","QUsePI","25;1",0.36,"MG/time step","QUsePI","25;1",0.36,"MG/time step",0]
["QUsePI","26;1",0.36,"MG/time step","QUsePI","26;1",0.36,"MG/time step","QUsePI","26;1",0.36,"MG/time step","QUsePI","26;1",0.36,"MG/time step","QUsePI","26;1",0.36,"MG/time step","QUsePI","26;1",0.36,"MG/time step",0]
["QUsePI","27;1",0.36,"MG/time step","QUsePI","27;1",0.36,"MG/time step","QUsePI","27;1",0.36,"MG/time step","QUsePI","27;1",0.36,"MG/time step","QUsePI","27;1",0.36,"MG/time step","QUsePI","27;1",0.36,"MG/time step",0]
["QUsePI","28;1",0.36,"MG/time step","QUsePI","28;1",0.36,"MG/time step","QUsePI","28;1",0.36,"MG/time step","QUsePI","28;1",0.36,"MG/time step","QUsePI","28;1",0.36,"MG/time step","QUsePI","28;1",0.36,"MG/time step",0]
["QUsePI","29;1",0.36,"MG/time step","QUsePI","29;1",0.36,"MG/time step","QUsePI","29;1",0.36,"MG/time step","QUsePI","29;1",0.36,"MG/time step","QUsePI","29;1",0.36,"MG/time step","QUsePI","29;1",0.36,"MG/time step",0]
["QUsePI","30;1",0.36,"MG/time step","QUsePI","30;1",0.36,"MG/time step","QUsePI","30;1",0.36,"MG/time step","QUsePI","30;1",0.36,"MG/time step","QUsePI","30;1",0.36,"MG/time step","QUsePI","30;1",0.36,"MG/time step",0]
["QUsePI","31;1",0.36,"MG/time step","QUsePI","31;1",0.36,"MG/time step","QUsePI","31;1",0.36,"MG/time step","QUsePI","31;1",0.36,"MG/time step","QUsePI","31;1",0.36,"MG/time step","QUsePI","31;1",0.36,"MG/time step",0]
["QUsePI","32;1",0.35,"MG/time step","QUsePI","32;1",0.35,"MG/time step","QUsePI","32;1",0.35,"MG/time step","QUsePI","32;1",0.35,"MG/time step","QUsePI","32;1",0.35,"MG/time step","QUsePI","32;1",0.35,"MG/time step",0]
["QUsePI","33;1",0.35,"MG/time step","QUsePI","33;1",0.35,"MG/time step","QUsePI","33;1",0.35,"MG/time step","QUsePI","33;1",0.35,"MG/time step","QUsePI","33;1",0.35,"MG/time step","QUsePI","33;1",0.35,"MG/time step",0]
["QUsePI","34;1",0.35,"MG/time step","QUsePI","34;1",0.35,"MG/time step","QUsePI","34;1",0.35,"MG/time step","QUsePI","34;1",0.35,"MG/time step","QUsePI","34;1",0.35,"MG/time step","QUsePI","34;1",0.35,"MG/time step",0]
["QUsePI","35;1",0.35,"MG/time step","QUsePI","35;1",0.35,"MG/time step","QUsePI","35;1",0.35,"MG/time step","QUsePI","35;1",0.35,"MG/time step","QUsePI","35;1",0.35,"MG/time step","QUsePI","35;1",0.35,"MG/time step",0]
["QUsePI","36;1",0.35,"MG/time step","QUsePI","36;1",0.35,"MG/time step","QUsePI","36;1",0.35,"MG/time step","QUsePI","36;1",0.35,"MG/time step","QUsePI","36;1",0.35,"MG/time step","QUsePI","36;1",0.35,"MG/time step",0]
["QUsePI","37;1",0.35,"MG/time step","QUsePI","37;1",0.35,"MG/time step","QUsePI","37;1",0.35,"MG/time step","QUsePI","37;1",0.35,"MG/time step","QUsePI","37;1",0.35,"MG/time step","QUsePI","37;1",0.35,"MG/time step",0]
["QUsePI","38;1",0.35,"MG/time step","QUsePI","38;1",0.35,"MG/time step","QUsePI","38;1",0.35,"MG/time step","QUsePI","38;1",0.35,"MG/time step","QUsePI","38;1",0.35,"MG/time step","QUsePI","38;1",0.35,"MG/time step",0]
["QUsePI","39;1",0.35,"MG/time step","QUsePI","39;1",0.35,"MG/time step","QUsePI","39;1",0.35,"MG/time step","QUsePI","39;1",0.35,"MG/time step","QUsePI","39;1",0.35,"MG/time step","QUsePI","39;1",0.35,"MG/time step",0]
["QUsePI","40;1",0.35,"MG/time step","QUsePI","40;1",0.35,"MG/time step","QUsePI","40;1",0.35,"MG/time step","QUsePI","40;1",0.35,"MG/time step","QUsePI","40;1",0.35,"MG/time step","QUsePI","40;1",0.35,"MG/time step",0]
["QUsePI","41;1",0.35,"MG/time step","QUsePI","41;1",0.35,"MG/time step","QUsePI","41;1",0.35,"MG/time step","QUsePI","41;1",0.35,"MG/time step","QUsePI","41;1",0.35,"MG/time step","QUsePI","41;1",0.35,"MG/time step",0]
["QUsePI","42;1",0.35,"MG/time step","QUsePI","42;1",0.35,"MG/time step","QUsePI","42;1",0.35,"MG/time step","QUsePI","42;1",0.35,"MG/time step","QUsePI","42;1",0.35,"MG/time step","QUsePI","42;1",0.35,"MG/time step",0]
["QUsePI","43;1",0.35,"MG/time step","QUsePI","43;1",0.35,"MG/time step","QUsePI","43;1",0.35,"MG/time step","QUsePI","43;1",0.35,"MG/time step","QUsePI","43;1",0.35,"MG/time step","QUsePI","43;1",0.35,"MG/time step",0]
["QUsePI","44;1",0.35,"MG/time step","QUsePI","44;1",0.35,"MG/time step","QUsePI","44;1",0.35,"MG/time step","QUsePI","44;1",0.35,"MG/time step","QUsePI","44;1",0.35,"MG/time step","QUsePI","44;1",0.35,"MG/time step",0]
["QUsePI","45;1",0.35,"MG/time step","QUsePI","45;1",0.35,"MG/time step","QUsePI","45;1",0.35,"MG/time step","QUsePI","45;1",0.35,"MG/time step","QUsePI","45;1",0.35,"MG/time step","QUsePI","45;1",0.35,"MG/time step",0]
["QUsePI","46;1",0.35,"MG/time step","QUsePI","46;1",0.35,"MG/time step","QUsePI","46;1",0.35,"MG/time step","QUsePI","46;1",0.35,"MG/time step","QUsePI","46;1",0.35,"MG/time step","QUsePI","46;1",0.35,"MG/time step",0]
["QUsePI","47;1",0.35,"MG/time step","QUsePI","47;1",0.35,"MG/time step","QUsePI","47;1",0.35,"MG/time step","QUsePI","47;1",0.35,"MG/time step","QUsePI","47;1",0.35,"MG/time step","QUsePI","47;1",0.35,"MG/time step",0]
["QUsePI","48;1",0.35,"MG/time step","QUsePI","48;1",0.35,"MG/time step","QUsePI","48;1",0.35,"MG/time step","QUsePI","48;1",0.35,"MG/time step","QUsePI","48;1",0.35,"MG/time step","QUsePI","48;1",0.35,"MG/time step",0]
["QUsePI","49;1",0.35,"MG/time step","QUsePI","49;1",0.35,"MG/time step","QUsePI","49;1",0.35,"MG/time step","QUsePI","49;1",0.35,"MG/time step","QUsePI","49;1",0.35,"MG/time step","QUsePI","49;1",0.35,"MG/time step",0]
["QUsePI","50;1",0.35,"MG/time step","QUsePI","50;1",0.35,"MG/time step","QUsePI","50;1",0.35,"MG/time step","QUsePI","50;1",0.35,"MG/time step","QUsePI","50;1",0.35,"MG/time step","QUsePI","50;1",0.35,"MG/time step",0]
["QUsePI","51;1",0.35,"MG/time step","QUsePI","51;1",0.35,"MG/time step","QUsePI","51;1",0.35,"MG/time step","QUsePI","51;1",0.35,"MG/time step","QUsePI","51;1",0.35,"MG/time step","QUsePI","51;1",0.35,"MG/time step",0]
["QUsePI","52;1",0.35,"MG/time step","QUsePI","52;1",0.35,"MG/time step","QUsePI","52;1",0.35,"MG/time step","QUsePI","52;1",0.35,"MG/time step","QUsePI","52;1",0.35,"MG/time step","QUsePI","52;1",0.35,"MG/time step",0]
["QUsePI","53;1",0.35,"MG/time step","QUsePI","53;1",0.35,"MG/time step","QUsePI","53;1",0.35,"MG/time step","QUsePI","53;1",0.35,"MG/time step","QUsePI","53;1",0.35,"MG/time step","QUsePI","53;1",0.35,"MG/time step",0]
["QUsePI","54;1",0.35,"MG/time step","QUsePI","54;1",0.35,"MG/time step","QUsePI","54;1",0.35,"MG/time step","QUsePI","54;1",0.35,"MG/time step","QUsePI","54;1",0.35,"MG/time step","QUsePI","54;1",0.35,"MG/time step",0]
["QUsePI","55;1",0.35,"MG/time step","QUsePI","55;1",0.35,"MG/time step","QUsePI","55;1",0.35,"MG/time step","QUsePI","55;1",0.35,"MG/time step","QUsePI","55;1",0.35,"MG/time step","QUsePI","55;1",0.35,"MG/time step",0]
["QUsePI","56;1",0.35,"MG/time step","QUsePI","56;1",0.35,"MG/time step","QUsePI","56;1",0.35,"MG/time step","QUsePI","56;1",0.35,"MG/time step","QUsePI","56;1",0.35,"MG/time step","QUsePI","56;1",0.35,"MG/time step",0]
["QUsePI","57;1",0.35,"MG/time step","QUsePI","57;1",0.35,"MG/time step","QUsePI","57;1",0.35,"MG/time step","QUsePI","57;1",0.35,"MG/time step","QUsePI","57;1",0.35,"MG/time step","QUsePI","57;1",0.35,"MG/time step",0]
["QUsePI","58;1",0.35,"MG/time step","QUsePI","58;1",0.35,"MG/time step","QUsePI","58;1",0.35,"MG/time step","QUsePI","58;1",0.35,"MG/time step","QUsePI","58;1",0.35,"MG/time step","QUsePI","58;1",0.35,"MG/time step",0]
["QUsePI","59;1",0.35,"MG/time step","QUsePI","59;1",0.35,"MG/time step","QUsePI","59;1",0.35,"MG/time step","QUsePI","59;1",0.35,"MG/time step","QUsePI","59;1",0.35,"MG/time step","QUsePI","59;1",0.35,"MG/time step",0]
["QUsePI","60;1",0.35,"MG/time step","QUsePI","60;1",0.35,"MG/time step","QUsePI","60;1",0.35,"MG/time step","QUsePI","60;1",0.35,"MG/time step","QUsePI","60;1",0.35,"MG/time step","QUsePI","60;1",0.35,"MG/time step",0]
["QUsePI","61;1",0.35,"MG/time step","QUsePI","61;1",0.35,"MG/time step","QUsePI","61;1",0.35,"MG/time step","QUsePI","61;1",0.35,"MG/time step","QUsePI","61;1",0.35,"MG/time step","QUsePI","61;1",0.35,"MG/time step",0]
["QUsePI","62;1",0.35,"MG/time step","QUsePI","62;1",0.35,"MG/time step","QUsePI","62;1",0.35,"MG/time step","QUsePI","62;1",0.35,"MG/time step","QUsePI","62;1",0.35,"MG/time step","QUsePI","62;1",0.35,"MG/time step",0]
["QUsePI","63;1",0.35,"MG/time step","QUsePI","63;1",0.35,"MG/time step","QUsePI","63;1",0.35,"MG/time step","QUsePI","63;1",0.35,"MG/time step","QUsePI","63;1",0.35,"MG/time step","QUsePI","63;1",0.35,"MG/time step",0]
["QUsePI","64;1",0.35,"MG/time step","QUsePI","64;1",0.35,"MG/time step","QUsePI","64;1",0.35,"MG/time step","QUsePI","64;1",0.35,"MG/time step","QUsePI","64;1",0.35,"MG/time step","QUsePI","64;1",0.35,"MG/time step",0]
["QUsePI","65;1",0.35,"MG/time step","QUsePI","65;1",0.35,"MG/time step","QUsePI","65;1",0.35,"MG/time step","QUsePI","65;1",0.35,"MG/time step","QUsePI","65;1",0.35,"MG/time step","QUsePI","65;1",0.35,"MG/time step",0]
["QUsePI","66;1",0.35,"MG/time step","QUsePI","66;1",0.35,"MG/time step","QUsePI","66;1",0.35,"MG/time step","QUsePI","66;1",0.35,"MG/time step","QUsePI","66;1",0.35,"MG/time step","QUsePI","66;1",0.35,"MG/time step",0]
["QUsePI","67;1",0.35,"MG/time step","QUsePI","67;1",0.35,"MG/time step","QUsePI","67;1",0.35,"MG/time step","QUsePI","67;1",0.35,"MG/time step","QUsePI","67;1",0.35,"MG/time step","QUsePI","67;1",0.35,"MG/time step",0]
["QUsePI","68;1",0.35,"MG/time step","QUsePI","68;1",0.35,"MG/time step","QUsePI","68;1",0.35,"MG/time step","QUsePI","68;1",0.35,"MG/time step","QUsePI","68;1",0.35,"MG/time step","QUsePI","68;1",0.35,"MG/time step",0]
["QUsePI","69;1",0.35,"MG/time step","QUsePI","69;1",0.35,"MG/time step","QUsePI","69;1",0.35,"MG/time step","QUsePI","69;1",0.35,"MG/time step","QUsePI","69;1",0.35,"MG/time step","QUsePI","69;1",0.35,"MG/time step",0]
["QUsePI","70;1",0.35,"MG/time step","QUsePI","70;1",0.35,"MG/time step","QUsePI","70;1",0.35,"MG/time step","QUsePI","70;1",0.35,"MG/time step","QUsePI","70;1",0.35,"MG/time step","QUsePI","70;1",0.35,"MG/time step",0]
["QUsePI","71;1",0.35,"MG/time step","QUsePI","71;1",0.35,"MG/time step","QUsePI","71;1",0.35,"MG/time step","QUsePI","71;1",0.35,"MG/time step","QUsePI","71;1",0.35,"MG/time step","QUsePI","71;1",0.35,"MG/time step",0]
["QUsePI","72;1",0.35,"MG/time step","QUsePI","72;1",0.35,"MG/time step","QUsePI","72;1",0.35,"MG/time step","QUsePI","72;1",0.35,"MG/time step","QUsePI","72;1",0.35,"MG/time step","QUsePI","72;1",0.35,"MG/time step",0]
["QUsePI","73;1",0.35,"MG/time step","QUsePI","73;1",0.35,"MG/time step","QUsePI","73;1",0.35,"MG/time step","QUsePI","73;1",0.35,"MG/time step","QUsePI","73;1",0.35,"MG/time step","QUsePI","73;1",0.35,"MG/time step",{"$f":"IF(ISNUMBER(C404),IF(AVERAGE(C404,G404,K404,O404,S404,W404)<>MAX(C404,G404,K404,O404,S404,W404),1,0),\"\")","v":0}]
["QUsePI","74;1",0.35,"MG/time step","QUsePI","74;1",0.35,"MG/time step","QUsePI","74;1",0.35,"MG/time step","QUsePI","74;1",0.35,"MG/time step","QUsePI","74;1",0.35,"MG/time step","QUsePI","74;1",0.35,"MG/time step",0]
["QUsePI","75;1",0.35,"MG/time step","QUsePI","75;1",0.35,"MG/time step","QUsePI","75;1",0.35,"MG/time step","QUsePI","75;1",0.35,"MG/time step","QUsePI","75;1",0.35,"MG/time step","QUsePI","75;1",0.35,"MG/time step",0]
["QUsePI","76;1",0.35,"MG/time step","QUsePI","76;1",0.35,"MG/time step","QUsePI","76;1",0.35,"MG/time step","QUsePI","76;1",0.35,"MG/time step","QUsePI","76;1",0.35,"MG/time step","QUsePI","76;1",0.35,"MG/time step",0]
["QUsePI","77;1",0.35,"MG/time step","QUsePI","77;1",0.35,"MG/time step","QUsePI","77;1",0.35,"MG/time step","QUsePI","77;1",0.35,"MG/time step","QUsePI","77;1",0.35,"MG/time step","QUsePI","77;1",0.35,"MG/time step",0]
["QUsePI","78;1",0.35,"MG/time step","QUsePI","78;1",0.35,"MG/time step","QUsePI","78;1",0.35,"MG/time step","QUsePI","78;1",0.35,"MG/time step","QUsePI","78;1",0.35,"MG/time step","QUsePI","78;1",0.35,"MG/time step",0]
["QUsePI","79;1",0.35,"MG/time step","QUsePI","79;1",0.35,"MG/time step","QUsePI","79;1",0.35,"MG/time step","QUsePI","79;1",0.35,"MG/time step","QUsePI","79;1",0.35,"MG/time step","QUsePI","79;1",0.35,"MG/time step",0]
["QUsePI","80;1",0.35,"MG/time step","QUsePI","80;1",0.35,"MG/time step","QUsePI","80;1",0.35,"MG/time step","QUsePI","80;1",0.35,"MG/time step","QUsePI","80;1",0.35,"MG/time step","QUsePI","80;1",0.35,"MG/time step",0]
["QUsePI","81;1",0.35,"MG/time step","QUsePI","81;1",0.35,"MG/time step","QUsePI","81;1",0.35,"MG/time step","QUsePI","81;1",0.35,"MG/time step","QUsePI","81;1",0.35,"MG/time step","QUsePI","81;1",0.35,"MG/time step",0]
["QUsePI","82;1",0.35,"MG/time step","QUsePI","82;1",0.35,"MG/time step","QUsePI","82;1",0.35,"MG/time step","QUsePI","82;1",0.35,"MG/time step","QUsePI","82;1",0.35,"MG/time step","QUsePI","82;1",0.35,"MG/time step",0]
["QUsePI","83;1",0.35,"MG/time step","QUsePI","83;1",0.35,"MG/time step","QUsePI","83;1",0.35,"MG/time step","QUsePI","83;1",0.35,"MG/time step","QUsePI","83;1",0.35,"MG/time step","QUsePI","83;1",0.35,"MG/time step",0]
["QUsePI","84;1",0.35,"MG/time step","QUsePI","84;1",0.35,"MG/time step","QUsePI","84;1",0.35,"MG/time step","QUsePI","84;1",0.35,"MG/time step","QUsePI","84;1",0.35,"MG/time step","QUsePI","84;1",0.35,"MG/time step",0]
["QUsePI","85;1",0.35,"MG/time step","QUsePI","85;1",0.35,"MG/time step","QUsePI","85;1",0.35,"MG/time step","QUsePI","85;1",0.35,"MG/time step","QUsePI","85;1",0.35,"MG/time step","QUsePI","85;1",0.35,"MG/time step",0]
["QUsePI","86;1",0.35,"MG/time step","QUsePI","86;1",0.35,"MG/time step","QUsePI","86;1",0.35,"MG/time step","QUsePI","86;1",0.35,"MG/time step","QUsePI","86;1",0.35,"MG/time step","QUsePI","86;1",0.35,"MG/time step",0]
["QUsePI","87;1",0.35,"MG/time step","QUsePI","87;1",0.35,"MG/time step","QUsePI","87;1",0.35,"MG/time step","QUsePI","87;1",0.35,"MG/time step","QUsePI","87;1",0.35,"MG/time step","QUsePI","87;1",0.35,"MG/time step",0]
["QUsePI","88;1",0.35,"MG/time step","QUsePI","88;1",0.35,"MG/time step","QUsePI","88;1",0.35,"MG/time step","QUsePI","88;1",0.35,"MG/time step","QUsePI","88;1",0.35,"MG/time step","QUsePI","88;1",0.35,"MG/time step",0]
["QUsePI","89;1",0.35,"MG/time step","QUsePI","89;1",0.35,"MG/time step","QUsePI","89;1",0.35,"MG/time step","QUsePI","89;1",0.35,"MG/time step","QUsePI","89;1",0.35,"MG/time step","QUsePI","89;1",0.35,"MG/time step",0]
["QUsePI","90;1",0.35,"MG/time step","QUsePI","90;1",0.35,"MG/time step","QUsePI","90;1",0.35,"MG/time step","QUsePI","90;1",0.35,"MG/time step","QUsePI","90;1",0.35,"MG/time step","QUsePI","90;1",0.35,"MG/time step",0]
["QUsePI","91;1",0.39,"MG/time step","QUsePI","91;1",0.39,"MG/time step","QUsePI","91;1",0.39,"MG/time step","QUsePI","91;1",0.39,"MG/time step","QUsePI","91;1",0.39,"MG/time step","QUsePI","91;1",0.39,"MG/time step",0]
["QUsePI","92;1",0.39,"MG/time step","QUsePI","92;1",0.39,"MG/time step","QUsePI","92;1",0.39,"MG/time step","QUsePI","92;1",0.39,"MG/time step","QUsePI","92;1",0.39,"MG/time step","QUsePI","92;1",0.39,"MG/time step",0]
["QUsePI","93;1",0.39,"MG/time step","QUsePI","93;1",0.39,"MG/time step","QUsePI","93;1",0.39,"MG/time step","QUsePI","93;1",0.39,"MG/time step","QUsePI","93;1",0.39,"MG/time step","QUsePI","93;1",0.39,"MG/time step",0]
["QUsePI","94;1",0.39,"MG/time step","QUsePI","94;1",0.39,"MG/time step","QUsePI","94;1",0.39,"MG/time step","QUsePI","94;1",0.39,"MG/time step","QUsePI","94;1",0.39,"MG/time step","QUsePI","94;1",0.39,"MG/time step",0]
["QUsePI","95;1",0.39,"MG/time step","QUsePI","95;1",0.39,"MG/time step","QUsePI","95;1",0.39,"MG/time step","QUsePI","95;1",0.39,"MG/time step","QUsePI","95;1",0.39,"MG/time step","QUsePI","95;1",0.39,"MG/time step",0]
["QUsePI","96;1",0.39,"MG/time step","QUsePI","96;1",0.39,"MG/time step","QUsePI","96;1",0.39,"MG/time step","QUsePI","96;1",0.39,"MG/time step","QUsePI","96;1",0.39,"MG/time step","QUsePI","96;1",0.39,"MG/time step",0]
["QUsePI","97;1",0.39,"MG/time step","QUsePI","97;1",0.39,"MG/time step","QUsePI","97;1",0.39,"MG/time step","QUsePI","97;1",0.39,"MG/time step","QUsePI","97;1",0.39,"MG/time step","QUsePI","97;1",0.39,"MG/time step",0]
["QUsePI","98;1",0.39,"MG/time step","QUsePI","98;1",0.39,"MG/time step","QUsePI","98;1",0.39,"MG/time step","QUsePI","98;1",0.39,"MG/time step","QUsePI","98;1",0.39,"MG/time step","QUsePI","98;1",0.39,"MG/time step",0]
["QUsePI","99;1",0.39,"MG/time step","QUsePI","99;1",0.39,"MG/time step","QUsePI","99;1",0.39,"MG/time step","QUsePI","99;1",0.39,"MG/time step","QUsePI","99;1",0.39,"MG/time step","QUsePI","99;1",0.39,"MG/time step",0]
["QUsePI","100;1",0.39,"MG/time step","QUsePI","100;1",0.39,"MG/time step","QUsePI","100;1",0.39,"MG/time step","QUsePI","100;1",0.39,"MG/time step","QUsePI","100;1",0.39,"MG/time step","QUsePI","100;1",0.39,"MG/time step",0]
["QUsePI","101;1",0.39,"MG/time step","QUsePI","101;1",0.39,"MG/time step","QUsePI","101;1",0.39,"MG/time step","QUsePI","101;1",0.39,"MG/time step","QUsePI","101;1",0.39,"MG/time step","QUsePI","101;1",0.39,"MG/time step",0]
["QUsePI","102;1",0.39,"MG/time step","QUsePI","102;1",0.39,"MG/time step","QUsePI","102;1",0.39,"MG/time step","QUsePI","102;1",0.39,"MG/time step","QUsePI","102;1",0.39,"MG/time step","QUsePI","102;1",0.39,"MG/time step",0]
["QUsePI","103;1",0.39,"MG/time step","QUsePI","103;1",0.39,"MG/time step","QUsePI","103;1",0.39,"MG/time step","QUsePI","103;1",0.39,"MG/time step","QUsePI","103;1",0.39,"MG/time step","QUsePI","103;1",0.39,"MG/time step",0]
["QUsePI","104;1",0.39,"MG/time step","QUsePI","104;1",0.39,"MG/time step","QUsePI","104;1",0.39,"MG/time step","QUsePI","104;1",0.39,"MG/time step","QUsePI","104;1",0.39,"MG/time step","QUsePI","104;1",0.39,"MG/time step",0]
["QUsePI","105;1",0.39,"MG/time step","QUsePI","105;1",0.39,"MG/time step","QUsePI","105;1",0.39,"MG/time step","QUsePI","105;1",0.39,"MG/time step","QUsePI","105;1",0.39,"MG/time step","QUsePI","105;1",0.39,"MG/time step",0]
["QUsePI","106;1",0.39,"MG/time step","QUsePI","106;1",0.39,"MG/time step","QUsePI","106;1",0.39,"MG/time step","QUsePI","106;1",0.39,"MG/time step","QUsePI","106;1",0.39,"MG/time step","QUsePI","106;1",0.39,"MG/time step",0]
["QUsePI","107;1",0.39,"MG/time step","QUsePI","107;1",0.39,"MG/time step","QUsePI","107;1",0.39,"MG/time step","QUsePI","107;1",0.39,"MG/time step","QUsePI","107;1",0.39,"MG/time step","QUsePI","107;1",0.39,"MG/time step",0]
["QUsePI","108;1",0.39,"MG/time step","QUsePI","108;1",0.39,"MG/time step","QUsePI","108;1",0.39,"MG/time step","QUsePI","108;1",0.39,"MG/time step","QUsePI","108;1",0.39,"MG/time step","QUsePI","108;1",0.39,"MG/time step",0]
["QUsePI","109;1",0.39,"MG/time step","QUsePI","109;1",0.39,"MG/time step","QUsePI","109;1",0.39,"MG/time step","QUsePI","109;1",0.39,"MG/time step","QUsePI","109;1",0.39,"MG/time step","QUsePI","109;1",0.39,"MG/time step",0]
["QUsePI","110;1",0.39,"MG/time step","QUsePI","110;1",0.39,"MG/time step","QUsePI","110;1",0.39,"MG/time step","QUsePI","110;1",0.39,"MG/time step","QUsePI","110;1",0.39,"MG/time step","QUsePI","110;1",0.39,"MG/time step",0]
["QUsePI","111;1",0.39,"MG/time step","QUsePI","111;1",0.39,"MG/time step","QUsePI","111;1",0.39,"MG/time step","QUsePI","111;1",0.39,"MG/time step","QUsePI","111;1",0.39,"MG/time step","QUsePI","111;1",0.39,"MG/time step",0]
["QUsePI","112;1",0.39,"MG/time step","QUsePI","112;1",0.39,"MG/time step","QUsePI","112;1",0.39,"MG/time step","QUsePI","112;1",0.39,"MG/time step","QUsePI","112;1",0.39,"MG/time step","QUsePI","112;1",0.39,"MG/time step",0]
["QUsePI","113;1",0.39,"MG/time step","QUsePI","113;1",0.39,"MG/time step","QUsePI","113;1",0.39,"MG/time step","QUsePI","113;1",0.39,"MG/time step","QUsePI","113;1",0.39,"MG/time step","QUsePI","113;1",0.39,"MG/time step",0]
["QUsePI","114;1",0.39,"MG/time step","QUsePI","114;1",0.39,"MG/time step","QUsePI","114;1",0.39,"MG/time step","QUsePI","114;1",0.39,"MG/time step","QUsePI","114;1",0.39,"MG/time step","QUsePI","114;1",0.39,"MG/time step",0]
["QUsePI","115;1",0.39,"MG/time step","QUsePI","115;1",0.39,"MG/time step","QUsePI","115;1",0.39,"MG/time step","QUsePI","115;1",0.39,"MG/time step","QUsePI","115;1",0.39,"MG/time step","QUsePI","115;1",0.39,"MG/time step",0]
["QUsePI","116;1",0.39,"MG/time step","QUsePI","116;1",0.39,"MG/time step","QUsePI","116;1",0.39,"MG/time step","QUsePI","116;1",0.39,"MG/time step","QUsePI","116;1",0.39,"MG/time step","QUsePI","116;1",0.39,"MG/time step",0]
["QUsePI","117;1",0.39,"MG/time step","QUsePI","117;1",0.39,"MG/time step","QUsePI","117;1",0.39,"MG/time step","QUsePI","117;1",0.39,"MG/time step","QUsePI","117;1",0.39,"MG/time step","QUsePI","117;1",0.39,"MG/time step",0]
["QUsePI","118;1",0.39,"MG/time step","QUsePI","118;1",0.39,"MG/time step","QUsePI","118;1",0.39,"MG/time step","QUsePI","118;1",0.39,"MG/time step","QUsePI","118;1",0.39,"MG/time step","QUsePI","118;1",0.39,"MG/time step",0]
["QUsePI","119;1",0.39,"MG/time step","QUsePI","119;1",0.39,"MG/time step","QUsePI","119;1",0.39,"MG/time step","QUsePI","119;1",0.39,"MG/time step","QUsePI","119;1",0.39,"MG/time step","QUsePI","119;1",0.39,"MG/time step",0]
["QUsePI","120;1",0.39,"MG/time step","QUsePI","120;1",0.39,"MG/time step","QUsePI","120;1",0.39,"MG/time step","QUsePI","120;1",0.39,"MG/time step","QUsePI","120;1",0.39,"MG/time step","QUsePI","120;1",0.39,"MG/time step",0]
["QUsePI","121;1",0.42,"MG/time step","QUsePI","121;1",0.42,"MG/time step","QUsePI","121;1",0.42,"MG/time step","QUsePI","121;1",0.42,"MG/time step","QUsePI","121;1",0.42,"MG/time step","QUsePI","121;1",0.42,"MG/time step",0]
["QUsePI","122;1",0.42,"MG/time step","QUsePI","122;1",0.42,"MG/time step","QUsePI","122;1",0.42,"MG/time step","QUsePI","122;1",0.42,"MG/time step","QUsePI","122;1",0.42,"MG/time step","QUsePI","122;1",0.42,"MG/time step",0]
["QUsePI","123;1",0.42,"MG/time step","QUsePI","123;1",0.42,"MG/time step","QUsePI","123;1",0.42,"MG/time step","QUsePI","123;1",0.42,"MG/time step","QUsePI","123;1",0.42,"MG/time step","QUsePI","123;1",0.42,"MG/time step",0]
["QUsePI","124;1",0.42,"MG/time step","QUsePI","124;1",0.42,"MG/time step","QUsePI","124;1",0.42,"MG/time step","QUsePI","124;1",0.42,"MG/time step","QUsePI","124;1",0.42,"MG/time step","QUsePI","124;1",0.42,"MG/time step",0]
["QUsePI","125;1",0.42,"MG/time step","QUsePI","125;1",0.42,"MG/time step","QUsePI","125;1",0.42,"MG/time step","QUsePI","125;1",0.42,"MG/time step","QUsePI","125;1",0.42,"MG/time step","QUsePI","125;1",0.42,"MG/time step",0]
["QUsePI","126;1",0.42,"MG/time step","QUsePI","126;1",0.42,"MG/time step","QUsePI","126;1",0.42,"MG/time step","QUsePI","126;1",0.42,"MG/time step","QUsePI","126;1",0.42,"MG/time step","QUsePI","126;1",0.42,"MG/time step",0]
["QUsePI","127;1",0.42,"MG/time step","QUsePI","127;1",0.42,"MG/time step","QUsePI","127;1",0.42,"MG/time step","QUsePI","127;1",0.42,"MG/time step","QUsePI","127;1",0.42,"MG/time step","QUsePI","127;1",0.42,"MG/time step",0]
["QUsePI","128;1",0.42,"MG/time step","QUsePI","128;1",0.42,"MG/time step","QUsePI","128;1",0.42,"MG/time step","QUsePI","128;1",0.42,"MG/time step","QUsePI","128;1",0.42,"MG/time step","QUsePI","128;1",0.42,"MG/time step",0]
["QUsePI","129;1",0.42,"MG/time step","QUsePI","129;1",0.42,"MG/time step","QUsePI","129;1",0.42,"MG/time step","QUsePI","129;1",0.42,"MG/time step","QUsePI","129;1",0.42,"MG/time step","QUsePI","129;1",0.42,"MG/time step",0]
["QUsePI","130;1",0.42,"MG/time step","QUsePI","130;1",0.42,"MG/time step","QUsePI","130;1",0.42,"MG/time step","QUsePI","130;1",0.42,"MG/time step","QUsePI","130;1",0.42,"MG/time step","QUsePI","130;1",0.42,"MG/time step",0]
["QUsePI","131;1",0.42,"MG/time step","QUsePI","131;1",0.42,"MG/time step","QUsePI","131;1",0.42,"MG/time step","QUsePI","131;1",0.42,"MG/time step","QUsePI","131;1",0.42,"MG/time step","QUsePI","131;1",0.42,"MG/time step",0]
["QUsePI","132;1",0.42,"MG/time step","QUsePI","132;1",0.42,"MG/time step","QUsePI","132;1",0.42,"MG/time step","QUsePI","132;1",0.42,"MG/time step","QUsePI","132;1",0.42,"MG/time step","QUsePI","132;1",0.42,"MG/time step",0]
["QUsePI","133;1",0.42,"MG/time step","QUsePI","133;1",0.42,"MG/time step","QUsePI","133;1",0.42,"MG/time step","QUsePI","133;1",0.42,"MG/time step","QUsePI","133;1",0.42,"MG/time step","QUsePI","133;1",0.42,"MG/time step",0]
["QUsePI","134;1",0.42,"MG/time step","QUsePI","134;1",0.42,"MG/time step","QUsePI","134;1",0.42,"MG/time step","QUsePI","134;1",0.42,"MG/time step","QUsePI","134;1",0.42,"MG/time step","QUsePI","134;1",0.42,"MG/time step",0]
["QUsePI","135;1",0.42,"MG/time step","QUsePI","135;1",0.42,"MG/time step","QUsePI","135;1",0.42,"MG/time step","QUsePI","135;1",0.42,"MG/time step","QUsePI","135;1",0.42,"MG/time step","QUsePI","135;1",0.42,"MG/time step",0]
["QUsePI","136;1",0.42,"MG/time step","QUsePI","136;1",0.42,"MG/time step","QUsePI","136;1",0.42,"MG/time step","QUsePI","136;1",0.42,"MG/time step","QUsePI","136;1",0.42,"MG/time step","QUsePI","136;1",0.42,"MG/time step",0]
["QUsePI","137;1",0.42,"MG/time step","QUsePI","137;1",0.42,"MG/time step","QUsePI","137;1",0.42,"MG/time step","QUsePI","137;1",0.42,"MG/time step","QUsePI","137;1",0.42,"MG/time step","QUsePI","137;1",0.42,"MG/time step",{"$f":"IF(ISNUMBER(C468),IF(AVERAGE(C468,G468,K468,O468,S468,W468)<>MAX(C468,G468,K468,O468,S468,W468),1,0),\"\")","v":0}]
["QUsePI","138;1",0.42,"MG/time step","QUsePI","138;1",0.42,"MG/time step","QUsePI","138;1",0.42,"MG/time step","QUsePI","138;1",0.42,"MG/time step","QUsePI","138;1",0.42,"MG/time step","QUsePI","138;1",0.42,"MG/time step",0]
["QUsePI","139;1",0.42,"MG/time step","QUsePI","139;1",0.42,"MG/time step","QUsePI","139;1",0.42,"MG/time step","QUsePI","139;1",0.42,"MG/time step","QUsePI","139;1",0.42,"MG/time step","QUsePI","139;1",0.42,"MG/time step",0]
["QUsePI","140;1",0.42,"MG/time step","QUsePI","140;1",0.42,"MG/time step","QUsePI","140;1",0.42,"MG/time step","QUsePI","140;1",0.42,"MG/time step","QUsePI","140;1",0.42,"MG/time step","QUsePI","140;1",0.42,"MG/time step",0]
["QUsePI","141;1",0.42,"MG/time step","QUsePI","141;1",0.42,"MG/time step","QUsePI","141;1",0.42,"MG/time step","QUsePI","141;1",0.42,"MG/time step","QUsePI","141;1",0.42,"MG/time step","QUsePI","141;1",0.42,"MG/time step",0]
["QUsePI","142;1",0.42,"MG/time step","QUsePI","142;1",0.42,"MG/time step","QUsePI","142;1",0.42,"MG/time step","QUsePI","142;1",0.42,"MG/time step","QUsePI","142;1",0.42,"MG/time step","QUsePI","142;1",0.42,"MG/time step",0]
["QUsePI","143;1",0.42,"MG/time step","QUsePI","143;1",0.42,"MG/time step","QUsePI","143;1",0.42,"MG/time step","QUsePI","143;1",0.42,"MG/time step","QUsePI","143;1",0.42,"MG/time step","QUsePI","143;1",0.42,"MG/time step",0]
["QUsePI","144;1",0.42,"MG/time step","QUsePI","144;1",0.42,"MG/time step","QUsePI","144;1",0.42,"MG/time step","QUsePI","144;1",0.42,"MG/time step","QUsePI","144;1",0.42,"MG/time step","QUsePI","144;1",0.42,"MG/time step",0]
["QUsePI","145;1",0.42,"MG/time step","QUsePI","145;1",0.42,"MG/time step","QUsePI","145;1",0.42,"MG/time step","QUsePI","145;1",0.42,"MG/time step","QUsePI","145;1",0.42,"MG/time step","QUsePI","145;1",0.42,"MG/time step",0]
["QUsePI","146;1",0.42,"MG/time step","QUsePI","146;1",0.42,"MG/time step","QUsePI","146;1",0.42,"MG/time step","QUsePI","146;1",0.42,"MG/time step","QUsePI","146;1",0.42,"MG/time step","QUsePI","146;1",0.42,"MG/time step",0]
["QUsePI","147;1",0.42,"MG/time step","QUsePI","147;1",0.42,"MG/time step","QUsePI","147;1",0.42,"MG/time step","QUsePI","147;1",0.42,"MG/time step","QUsePI","147;1",0.42,"MG/time step","QUsePI","147;1",0.42,"MG/time step",0]
["QUsePI","148;1",0.42,"MG/time step","QUsePI","148;1",0.42,"MG/time step","QUsePI","148;1",0.42,"MG/time step","QUsePI","148;1",0.42,"MG/time step","QUsePI","148;1",0.42,"MG/time step","QUsePI","148;1",0.42,"MG/time step",0]
["QUsePI","149;1",0.42,"MG/time step","QUsePI","149;1",0.42,"MG/time step","QUsePI","149;1",0.42,"MG/time step","QUsePI","149;1",0.42,"MG/time step","QUsePI","149;1",0.42,"MG/time step","QUsePI","149;1",0.42,"MG/time step",0]
["QUsePI","150;1",0.42,"MG/time step","QUsePI","150;1",0.42,"MG/time step","QUsePI","150;1",0.42,"MG/time step","QUsePI","150;1",0.42,"MG/time step","QUsePI","150;1",0.42,"MG/time step","QUsePI","150;1",0.42,"MG/time step",0]
["QUsePI","151;1",0.42,"MG/time step","QUsePI","151;1",0.42,"MG/time step","QUsePI","151;1",0.42,"MG/time step","QUsePI","151;1",0.42,"MG/time step","QUsePI","151;1",0.42,"MG/time step","QUsePI","151;1",0.42,"MG/time step",0]
["QUsePI","152;1",0.46,"MG/time step","QUsePI","152;1",0.46,"MG/time step","QUsePI","152;1",0.46,"MG/time step","QUsePI","152;1",0.46,"MG/time step","QUsePI","152;1",0.46,"MG/time step","QUsePI","152;1",0.46,"MG/time step",0]
["QUsePI","153;1",0.46,"MG/time step","QUsePI","153;1",0.46,"MG/time step","QUsePI","153;1",0.46,"MG/time step","QUsePI","153;1",0.46,"MG/time step","QUsePI","153;1",0.46,"MG/time step","QUsePI","153;1",0.46,"MG/time step",0]
["QUsePI","154;1",0.46,"MG/time step","QUsePI","154;1",0.46,"MG/time step","QUsePI","154;1",0.46,"MG/time step","QUsePI","154;1",0.46,"MG/time step","QUsePI","154;1",0.46,"MG/time step","QUsePI","154;1",0.46,"MG/time step",0]
["QUsePI","155;1",0.46,"MG/time step","QUsePI","155;1",0.46,"MG/time step","QUsePI","155;1",0.46,"MG/time step","QUsePI","155;1",0.46,"MG/time step","QUsePI","155;1",0.46,"MG/time step","QUsePI","155;1",0.46,"MG/time step",0]
["QUsePI","156;1",0.46,"MG/time step","QUsePI","156;1",0.46,"MG/time step","QUsePI","156;1",0.46,"MG/time step","QUsePI","156;1",0.46,"MG/time step","QUsePI","156;1",0.46,"MG/time step","QUsePI","156;1",0.46,"MG/time step",0]
["QUsePI","157;1",0.46,"MG/time step","QUsePI","157;1",0.46,"MG/time step","QUsePI","157;1",0.46,"MG/time step","QUsePI","157;1",0.46,"MG/time step","QUsePI","157;1",0.46,"MG/time step","QUsePI","157;1",0.46,"MG/time step",0]
["QUsePI","158;1",0.46,"MG/time step","QUsePI","158;1",0.46,"MG/time step","QUsePI","158;1",0.46,"MG/time step","QUsePI","158;1",0.46,"MG/time step","QUsePI","158;1",0.46,"MG/time step","QUsePI","158;1",0.46,"MG/time step",0]
["QUsePI","159;1",0.46,"MG/time step","QUsePI","159;1",0.46,"MG/time step","QUsePI","159;1",0.46,"MG/time step","QUsePI","159;1",0.46,"MG/time step","QUsePI","159;1",0.46,"MG/time step","QUsePI","159;1",0.46,"MG/time step",0]
["QUsePI","160;1",0.46,"MG/time step","QUsePI","160;1",0.46,"MG/time step","QUsePI","160;1",0.46,"MG/time step","QUsePI","160;1",0.46,"MG/time step","QUsePI","160;1",0.46,"MG/time step","QUsePI","160;1",0.46,"MG/time step",0]
["QUsePI","161;1",0.46,"MG/time step","QUsePI","161;1",0.46,"MG/time step","QUsePI","161;1",0.46,"MG/time step","QUsePI","161;1",0.46,"MG/time step","QUsePI","161;1",0.46,"MG/time step","QUsePI","161;1",0.46,"MG/time step",0]
["QUsePI","162;1",0.46,"MG/time step","QUsePI","162;1",0.46,"MG/time step","QUsePI","162;1",0.46,"MG/time step","QUsePI","162;1",0.46,"MG/time step","QUsePI","162;1",0.46,"MG/time step","QUsePI","162;1",0.46,"MG/time step",0]
["QUsePI","163;1",0.46,"MG/time step","QUsePI","163;1",0.46,"MG/time step","QUsePI","163;1",0.46,"MG/time step","QUsePI","163;1",0.46,"MG/time step","QUsePI","163;1",0.46,"MG/time step","QUsePI","163;1",0.46,"MG/time step",0]
["QUsePI","164;1",0.46,"MG/time step","QUsePI","164;1",0.46,"MG/time step","QUsePI","164;1",0.46,"MG/time step","QUsePI","164;1",0.46,"MG/time step","QUsePI","164;1",0.46,"MG/time step","QUsePI","164;1",0.46,"MG/time step",0]
["QUsePI","165;1",0.46,"MG/time step","QUsePI","165;1",0.46,"MG/time step","QUsePI","165;1",0.46,"MG/time step","QUsePI","165;1",0.46,"MG/time step","QUsePI","165;1",0.46,"MG/time step","QUsePI","165;1",0.46,"MG/time step",0]
["QUsePI","166;1",0.46,"MG/time step","QUsePI","166;1",0.46,"MG/time step","QUsePI","166;1",0.46,"MG/time step","QUsePI","166;1",0.46,"MG/time step","QUsePI","166;1",0.46,"MG/time step","QUsePI","166;1",0.46,"MG/time step",0]
["QUsePI","167;1",0.46,"MG/time step","QUsePI","167;1",0.46,"MG/time step","QUsePI","167;1",0.46,"MG/time step","QUsePI","167;1",0.46,"MG/time step","QUsePI","167;1",0.46,"MG/time step","QUsePI","167;1",0.46,"MG/time step",0]
["QUsePI","168;1",0.46,"MG/time step","QUsePI","168;1",0.46,"MG/time step","QUsePI","168;1",0.46,"MG/time step","QUsePI","168;1",0.46,"MG/time step","QUsePI","168;1",0.46,"MG/time step","QUsePI","168;1",0.46,"MG/time step",0]
["QUsePI","169;1",0.46,"MG/time step","QUsePI","169;1",0.46,"MG/time step","QUsePI","169;1",0.46,"MG/time step","QUsePI","169;1",0.46,"MG/time step","QUsePI","169;1",0.46,"MG/time step","QUsePI","169;1",0.46,"MG/time step",0]
["QUsePI","170;1",0.46,"MG/time step","QUsePI","170;1",0.46,"MG/time step","QUsePI","170;1",0.46,"MG/time step","QUsePI","170;1",0.46,"MG/time step","QUsePI","170;1",0.46,"MG/time step","QUsePI","170;1",0.46,"MG/time step",0]
["QUsePI","171;1",0.46,"MG/time step","QUsePI","171;1",0.46,"MG/time step","QUsePI","171;1",0.46,"MG/time step","QUsePI","171;1",0.46,"MG/time step","QUsePI","171;1",0.46,"MG/time step","QUsePI","171;1",0.46,"MG/time step",0]
["QUsePI","172;1",0.46,"MG/time step","QUsePI","172;1",0.46,"MG/time step","QUsePI","172;1",0.46,"MG/time step","QUsePI","172;1",0.46,"MG/time step","QUsePI","172;1",0.46,"MG/time step","QUsePI","172;1",0.46,"MG/time step",0]
["QUsePI","173;1",0.46,"MG/time step","QUsePI","173;1",0.46,"MG/time step","QUsePI","173;1",0.46,"MG/time step","QUsePI","173;1",0.46,"MG/time step","QUsePI","173;1",0.46,"MG/time step","QUsePI","173;1",0.46,"MG/time step",0]
["QUsePI","174;1",0.46,"MG/time step","QUsePI","174;1",0.46,"MG/time step","QUsePI","174;1",0.46,"MG/time step","QUsePI","174;1",0.46,"MG/time step","QUsePI","174;1",0.46,"MG/time step","QUsePI","174;1",0.46,"MG/time step",0]
["QUsePI","175;1",0.46,"MG/time step","QUsePI","175;1",0.46,"MG/time step","QUsePI","175;1",0.46,"MG/time step","QUsePI","175;1",0.46,"MG/time step","QUsePI","175;1",0.46,"MG/time step","QUsePI","175;1",0.46,"MG/time step",0]
["QUsePI","176;1",0.46,"MG/time step","QUsePI","176;1",0.46,"MG/time step","QUsePI","176;1",0.46,"MG/time step","QUsePI","176;1",0.46,"MG/time step","QUsePI","176;1",0.46,"MG/time step","QUsePI","176;1",0.46,"MG/time step",0]
["QUsePI","177;1",0.46,"MG/time step","QUsePI","177;1",0.46,"MG/time step","QUsePI","177;1",0.46,"MG/time step","QUsePI","177;1",0.46,"MG/time step","QUsePI","177;1",0.46,"MG/time step","QUsePI","177;1",0.46,"MG/time step",0]
["QUsePI","178;1",0.46,"MG/time step","QUsePI","178;1",0.46,"MG/time step","QUsePI","178;1",0.46,"MG/time step","QUsePI","178;1",0.46,"MG/time step","QUsePI","178;1",0.46,"MG/time step","QUsePI","178;1",0.46,"MG/time step",0]
["QUsePI","179;1",0.46,"MG/time step","QUsePI","179;1",0.46,"MG/time step","QUsePI","179;1",0.46,"MG/time step","QUsePI","179;1",0.46,"MG/time step","QUsePI","179;1",0.46,"MG/time step","QUsePI","179;1",0.46,"MG/time step",0]
["QUsePI","180;1",0.46,"MG/time step","QUsePI","180;1",0.46,"MG/time step","QUsePI","180;1",0.46,"MG/time step","QUsePI","180;1",0.46,"MG/time step","QUsePI","180;1",0.46,"MG/time step","QUsePI","180;1",0.46,"MG/time step",0]
["QUsePI","181;1",0.46,"MG/time step","QUsePI","181;1",0.46,"MG/time step","QUsePI","181;1",0.46,"MG/time step","QUsePI","181;1",0.46,"MG/time step","QUsePI","181;1",0.46,"MG/time step","QUsePI","181;1",0.46,"MG/time step",0]
["QUsePI","182;1",0.56999999999999995,"MG/time step","QUsePI","182;1",0.56999999999999995,"MG/time step","QUsePI","182;1",0.56999999999999995,"MG/time step","QUsePI","182;1",0.56999999999999995,"MG/time step","QUsePI","182;1",0.56999999999999995,"MG/time step","QUsePI","182;1",0.56999999999999995,"MG/time step",0]
["QUsePI","183;1",0.56999999999999995,"MG/time step","QUsePI","183;1",0.56999999999999995,"MG/time step","QUsePI","183;1",0.56999999999999995,"MG/time step","QUsePI","183;1",0.56999999999999995,"MG/time step","QUsePI","183;1",0.56999999999999995,"MG/time step","QUsePI","183;1",0.56999999999999995,"MG/time step",0]
["QUsePI","184;1",0.56999999999999995,"MG/time step","QUsePI","184;1",0.56999999999999995,"MG/time step","QUsePI","184;1",0.56999999999999995,"MG/time step","QUsePI","184;1",0.56999999999999995,"MG/time step","QUsePI","184;1",0.56999999999999995,"MG/time step","QUsePI","184;1",0.56999999999999995,"MG/time step",0]
["QUsePI","185;1",0.56999999999999995,"MG/time step","QUsePI","185;1",0.56999999999999995,"MG/time step","QUsePI","185;1",0.56999999999999995,"MG/time step","QUsePI","185;1",0.56999999999999995,"MG/time step","QUsePI","185;1",0.56999999999999995,"MG/time step","QUsePI","185;1",0.56999999999999995,"MG/time step",0]
["QUsePI","186;1",0.56999999999999995,"MG/time step","QUsePI","186;1",0.56999999999999995,"MG/time step","QUsePI","186;1",0.56999999999999995,"MG/time step","QUsePI","186;1",0.56999999999999995,"MG/time step","QUsePI","186;1",0.56999999999999995,"MG/time step","QUsePI","186;1",0.56999999999999995,"MG/time step",0]
["QUsePI","187;1",0.56999999999999995,"MG/time step","QUsePI","187;1",0.56999999999999995,"MG/time step","QUsePI","187;1",0.56999999999999995,"MG/time step","QUsePI","187;1",0.56999999999999995,"MG/time step","QUsePI","187;1",0.56999999999999995,"MG/time step","QUsePI","187;1",0.56999999999999995,"MG/time step",0]
["QUsePI","188;1",0.56999999999999995,"MG/time step","QUsePI","188;1",0.56999999999999995,"MG/time step","QUsePI","188;1",0.56999999999999995,"MG/time step","QUsePI","188;1",0.56999999999999995,"MG/time step","QUsePI","188;1",0.56999999999999995,"MG/time step","QUsePI","188;1",0.56999999999999995,"MG/time step",0]
["QUsePI","189;1",0.56999999999999995,"MG/time step","QUsePI","189;1",0.56999999999999995,"MG/time step","QUsePI","189;1",0.56999999999999995,"MG/time step","QUsePI","189;1",0.56999999999999995,"MG/time step","QUsePI","189;1",0.56999999999999995,"MG/time step","QUsePI","189;1",0.56999999999999995,"MG/time step",0]
["QUsePI","190;1",0.56999999999999995,"MG/time step","QUsePI","190;1",0.56999999999999995,"MG/time step","QUsePI","190;1",0.56999999999999995,"MG/time step","QUsePI","190;1",0.56999999999999995,"MG/time step","QUsePI","190;1",0.56999999999999995,"MG/time step","QUsePI","190;1",0.56999999999999995,"MG/time step",0]
["QUsePI","191;1",0.56999999999999995,"MG/time step","QUsePI","191;1",0.56999999999999995,"MG/time step","QUsePI","191;1",0.56999999999999995,"MG/time step","QUsePI","191;1",0.56999999999999995,"MG/time step","QUsePI","191;1",0.56999999999999995,"MG/time step","QUsePI","191;1",0.56999999999999995,"MG/time step",0]
["QUsePI","192;1",0.56999999999999995,"MG/time step","QUsePI","192;1",0.56999999999999995,"MG/time step","QUsePI","192;1",0.56999999999999995,"MG/time step","QUsePI","192;1",0.56999999999999995,"MG/time step","QUsePI","192;1",0.56999999999999995,"MG/time step","QUsePI","192;1",0.56999999999999995,"MG/time step",0]
["QUsePI","193;1",0.56999999999999995,"MG/time step","QUsePI","193;1",0.56999999999999995,"MG/time step","QUsePI","193;1",0.56999999999999995,"MG/time step","QUsePI","193;1",0.56999999999999995,"MG/time step","QUsePI","193;1",0.56999999999999995,"MG/time step","QUsePI","193;1",0.56999999999999995,"MG/time step",0]
["QUsePI","194;1",0.56999999999999995,"MG/time step","QUsePI","194;1",0.56999999999999995,"MG/time step","QUsePI","194;1",0.56999999999999995,"MG/time step","QUsePI","194;1",0.56999999999999995,"MG/time step","QUsePI","194;1",0.56999999999999995,"MG/time step","QUsePI","194;1",0.56999999999999995,"MG/time step",0]
["QUsePI","195;1",0.56999999999999995,"MG/time step","QUsePI","195;1",0.56999999999999995,"MG/time step","QUsePI","195;1",0.56999999999999995,"MG/time step","QUsePI","195;1",0.56999999999999995,"MG/time step","QUsePI","195;1",0.56999999999999995,"MG/time step","QUsePI","195;1",0.56999999999999995,"MG/time step",0]
["QUsePI","196;1",0.56999999999999995,"MG/time step","QUsePI","196;1",0.56999999999999995,"MG/time step","QUsePI","196;1",0.56999999999999995,"MG/time step","QUsePI","196;1",0.56999999999999995,"MG/time step","QUsePI","196;1",0.56999999999999995,"MG/time step","QUsePI","196;1",0.56999999999999995,"MG/time step",0]
["QUsePI","197;1",0.56999999999999995,"MG/time step","QUsePI","197;1",0.56999999999999995,"MG/time step","QUsePI","197;1",0.56999999999999995,"MG/time step","QUsePI","197;1",0.56999999999999995,"MG/time step","QUsePI","197;1",0.56999999999999995,"MG/time step","QUsePI","197;1",0.56999999999999995,"MG/time step",0]
["QUsePI","198;1",0.56999999999999995,"MG/time step","QUsePI","198;1",0.56999999999999995,"MG/time step","QUsePI","198;1",0.56999999999999995,"MG/time step","QUsePI","198;1",0.56999999999999995,"MG/time step","QUsePI","198;1",0.56999999999999995,"MG/time step","QUsePI","198;1",0.56999999999999995,"MG/time step",0]
["QUsePI","199;1",0.56999999999999995,"MG/time step","QUsePI","199;1",0.56999999999999995,"MG/time step","QUsePI","199;1",0.56999999999999995,"MG/time step","QUsePI","199;1",0.56999999999999995,"MG/time step","QUsePI","199;1",0.56999999999999995,"MG/time step","QUsePI","199;1",0.56999999999999995,"MG/time step",0]
["QUsePI","200;1",0.56999999999999995,"MG/time step","QUsePI","200;1",0.56999999999999995,"MG/time step","QUsePI","200;1",0.56999999999999995,"MG/time step","QUsePI","200;1",0.56999999999999995,"MG/time step","QUsePI","200;1",0.56999999999999995,"MG/time step","QUsePI","200;1",0.56999999999999995,"MG/time step",0]
["QUsePI","201;1",0.56999999999999995,"MG/time step","QUsePI","201;1",0.56999999999999995,"MG/time step","QUsePI","201;1",0.56999999999999995,"MG/time step","QUsePI","201;1",0.56999999999999995,"MG/time step","QUsePI","201;1",0.56999999999999995,"MG/time step","QUsePI","201;1",0.56999999999999995,"MG/time step",{"$f":"IF(ISNUMBER(C532),IF(AVERAGE(C532,G532,K532,O532,S532,W532)<>MAX(C532,G532,K532,O532,S532,W532),1,0),\"\")","v":0}]
["QUsePI","202;1",0.56999999999999995,"MG/time step","QUsePI","202;1",0.56999999999999995,"MG/time step","QUsePI","202;1",0.56999999999999995,"MG/time step","QUsePI","202;1",0.56999999999999995,"MG/time step","QUsePI","202;1",0.56999999999999995,"MG/time step","QUsePI","202;1",0.56999999999999995,"MG/time step",0]
["QUsePI","203;1",0.56999999999999995,"MG/time step","QUsePI","203;1",0.56999999999999995,"MG/time step","QUsePI","203;1",0.56999999999999995,"MG/time step","QUsePI","203;1",0.56999999999999995,"MG/time step","QUsePI","203;1",0.56999999999999995,"MG/time step","QUsePI","203;1",0.56999999999999995,"MG/time step",0]
["QUsePI","204;1",0.56999999999999995,"MG/time step","QUsePI","204;1",0.56999999999999995,"MG/time step","QUsePI","204;1",0.56999999999999995,"MG/time step","QUsePI","204;1",0.56999999999999995,"MG/time step","QUsePI","204;1",0.56999999999999995,"MG/time step","QUsePI","204;1",0.56999999999999995,"MG/time step",0]
["QUsePI","205;1",0.56999999999999995,"MG/time step","QUsePI","205;1",0.56999999999999995,"MG/time step","QUsePI","205;1",0.56999999999999995,"MG/time step","QUsePI","205;1",0.56999999999999995,"MG/time step","QUsePI","205;1",0.56999999999999995,"MG/time step","QUsePI","205;1",0.56999999999999995,"MG/time step",0]
["QUsePI","206;1",0.56999999999999995,"MG/time step","QUsePI","206;1",0.56999999999999995,"MG/time step","QUsePI","206;1",0.56999999999999995,"MG/time step","QUsePI","206;1",0.56999999999999995,"MG/time step","QUsePI","206;1",0.56999999999999995,"MG/time step","QUsePI","206;1",0.56999999999999995,"MG/time step",0]
["QUsePI","207;1",0.56999999999999995,"MG/time step","QUsePI","207;1",0.56999999999999995,"MG/time step","QUsePI","207;1",0.56999999999999995,"MG/time step","QUsePI","207;1",0.56999999999999995,"MG/time step","QUsePI","207;1",0.56999999999999995,"MG/time step","QUsePI","207;1",0.56999999999999995,"MG/time step",0]
["QUsePI","208;1",0.56999999999999995,"MG/time step","QUsePI","208;1",0.56999999999999995,"MG/time step","QUsePI","208;1",0.56999999999999995,"MG/time step","QUsePI","208;1",0.56999999999999995,"MG/time step","QUsePI","208;1",0.56999999999999995,"MG/time step","QUsePI","208;1",0.56999999999999995,"MG/time step",0]
["QUsePI","209;1",0.56999999999999995,"MG/time step","QUsePI","209;1",0.56999999999999995,"MG/time step","QUsePI","209;1",0.56999999999999995,"MG/time step","QUsePI","209;1",0.56999999999999995,"MG/time step","QUsePI","209;1",0.56999999999999995,"MG/time step","QUsePI","209;1",0.56999999999999995,"MG/time step",0]
["QUsePI","210;1",0.56999999999999995,"MG/time step","QUsePI","210;1",0.56999999999999995,"MG/time step","QUsePI","210;1",0.56999999999999995,"MG/time step","QUsePI","210;1",0.56999999999999995,"MG/time step","QUsePI","210;1",0.56999999999999995,"MG/time step","QUsePI","210;1",0.56999999999999995,"MG/time step",0]
["QUsePI","211;1",0.56999999999999995,"MG/time step","QUsePI","211;1",0.56999999999999995,"MG/time step","QUsePI","211;1",0.56999999999999995,"MG/time step","QUsePI","211;1",0.56999999999999995,"MG/time step","QUsePI","211;1",0.56999999999999995,"MG/time step","QUsePI","211;1",0.56999999999999995,"MG/time step",0]
["QUsePI","212;1",0.56999999999999995,"MG/time step","QUsePI","212;1",0.56999999999999995,"MG/time step","QUsePI","212;1",0.56999999999999995,"MG/time step","QUsePI","212;1",0.56999999999999995,"MG/time step","QUsePI","212;1",0.56999999999999995,"MG/time step","QUsePI","212;1",0.56999999999999995,"MG/time step",0]
["QUsePI","213;1",0.53,"MG/time step","QUsePI","213;1",0.53,"MG/time step","QUsePI","213;1",0.53,"MG/time step","QUsePI","213;1",0.53,"MG/time step","QUsePI","213;1",0.53,"MG/time step","QUsePI","213;1",0.53,"MG/time step",0]
["QUsePI","214;1",0.53,"MG/time step","QUsePI","214;1",0.53,"MG/time step","QUsePI","214;1",0.53,"MG/time step","QUsePI","214;1",0.53,"MG/time step","QUsePI","214;1",0.53,"MG/time step","QUsePI","214;1",0.53,"MG/time step",0]
["QUsePI","215;1",0.53,"MG/time step","QUsePI","215;1",0.53,"MG/time step","QUsePI","215;1",0.53,"MG/time step","QUsePI","215;1",0.53,"MG/time step","QUsePI","215;1",0.53,"MG/time step","QUsePI","215;1",0.53,"MG/time step",0]
["QUsePI","216;1",0.53,"MG/time step","QUsePI","216;1",0.53,"MG/time step","QUsePI","216;1",0.53,"MG/time step","QUsePI","216;1",0.53,"MG/time step","QUsePI","216;1",0.53,"MG/time step","QUsePI","216;1",0.53,"MG/time step",0]
["QUsePI","217;1",0.53,"MG/time step","QUsePI","217;1",0.53,"MG/time step","QUsePI","217;1",0.53,"MG/time step","QUsePI","217;1",0.53,"MG/time step","QUsePI","217;1",0.53,"MG/time step","QUsePI","217;1",0.53,"MG/time step",0]
["QUsePI","218;1",0.53,"MG/time step","QUsePI","218;1",0.53,"MG/time step","QUsePI","218;1",0.53,"MG/time step","QUsePI","218;1",0.53,"MG/time step","QUsePI","218;1",0.53,"MG/time step","QUsePI","218;1",0.53,"MG/time step",0]
["QUsePI","219;1",0.53,"MG/time step","QUsePI","219;1",0.53,"MG/time step","QUsePI","219;1",0.53,"MG/time step","QUsePI","219;1",0.53,"MG/time step","QUsePI","219;1",0.53,"MG/time step","QUsePI","219;1",0.53,"MG/time step",0]
["QUsePI","220;1",0.53,"MG/time step","QUsePI","220;1",0.53,"MG/time step","QUsePI","220;1",0.53,"MG/time step","QUsePI","220;1",0.53,"MG/time step","QUsePI","220;1",0.53,"MG/time step","QUsePI","220;1",0.53,"MG/time step",0]
["QUsePI","221;1",0.53,"MG/time step","QUsePI","221;1",0.53,"MG/time step","QUsePI","221;1",0.53,"MG/time step","QUsePI","221;1",0.53,"MG/time step","QUsePI","221;1",0.53,"MG/time step","QUsePI","221;1",0.53,"MG/time step",0]
["QUsePI","222;1",0.53,"MG/time step","QUsePI","222;1",0.53,"MG/time step","QUsePI","222;1",0.53,"MG/time step","QUsePI","222;1",0.53,"MG/time step","QUsePI","222;1",0.53,"MG/time step","QUsePI","222;1",0.53,"MG/time step",0]
["QUsePI","223;1",0.53,"MG/time step","QUsePI","223;1",0.53,"MG/time step","QUsePI","223;1",0.53,"MG/time step","QUsePI","223;1",0.53,"MG/time step","QUsePI","223;1",0.53,"MG/time step","QUsePI","223;1",0.53,"MG/time step",0]
["QUsePI","224;1",0.53,"MG/time step","QUsePI","224;1",0.53,"MG/time step","QUsePI","224;1",0.53,"MG/time step","QUsePI","224;1",0.53,"MG/time step","QUsePI","224;1",0.53,"MG/time step","QUsePI","224;1",0.53,"MG/time step",0]
["QUsePI","225;1",0.53,"MG/time step","QUsePI","225;1",0.53,"MG/time step","QUsePI","225;1",0.53,"MG/time step","QUsePI","225;1",0.53,"MG/time step","QUsePI","225;1",0.53,"MG/time step","QUsePI","225;1",0.53,"MG/time step",0]
["QUsePI","226;1",0.53,"MG/time step","QUsePI","226;1",0.53,"MG/time step","QUsePI","226;1",0.53,"MG/time step","QUsePI","226;1",0.53,"MG/time step","QUsePI","226;1",0.53,"MG/time step","QUsePI","226;1",0.53,"MG/time step",0]
["QUsePI","227;1",0.53,"MG/time step","QUsePI","227;1",0.53,"MG/time step","QUsePI","227;1",0.53,"MG/time step","QUsePI","227;1",0.53,"MG/time step","QUsePI","227;1",0.53,"MG/time step","QUsePI","227;1",0.53,"MG/time step",0]
["QUsePI","228;1",0.53,"MG/time step","QUsePI","228;1",0.53,"MG/time step","QUsePI","228;1",0.53,"MG/time step","QUsePI","228;1",0.53,"MG/time step","QUsePI","228;1",0.53,"MG/time step","QUsePI","228;1",0.53,"MG/time step",0]
["QUsePI","229;1",0.53,"MG/time step","QUsePI","229;1",0.53,"MG/time step","QUsePI","229;1",0.53,"MG/time step","QUsePI","229;1",0.53,"MG/time step","QUsePI","229;1",0.53,"MG/time step","QUsePI","229;1",0.53,"MG/time step",0]
["QUsePI","230;1",0.53,"MG/time step","QUsePI","230;1",0.53,"MG/time step","QUsePI","230;1",0.53,"MG/time step","QUsePI","230;1",0.53,"MG/time step","QUsePI","230;1",0.53,"MG/time step","QUsePI","230;1",0.53,"MG/time step",0]
["QUsePI","231;1",0.53,"MG/time step","QUsePI","231;1",0.53,"MG/time step","QUsePI","231;1",0.53,"MG/time step","QUsePI","231;1",0.53,"MG/time step","QUsePI","231;1",0.53,"MG/time step","QUsePI","231;1",0.53,"MG/time step",0]
["QUsePI","232;1",0.53,"MG/time step","QUsePI","232;1",0.53,"MG/time step","QUsePI","232;1",0.53,"MG/time step","QUsePI","232;1",0.53,"MG/time step","QUsePI","232;1",0.53,"MG/time step","QUsePI","232;1",0.53,"MG/time step",0]
["QUsePI","233;1",0.53,"MG/time step","QUsePI","233;1",0.53,"MG/time step","QUsePI","233;1",0.53,"MG/time step","QUsePI","233;1",0.53,"MG/time step","QUsePI","233;1",0.53,"MG/time step","QUsePI","233;1",0.53,"MG/time step",0]
["QUsePI","234;1",0.53,"MG/time step","QUsePI","234;1",0.53,"MG/time step","QUsePI","234;1",0.53,"MG/time step","QUsePI","234;1",0.53,"MG/time step","QUsePI","234;1",0.53,"MG/time step","QUsePI","234;1",0.53,"MG/time step",0]
["QUsePI","235;1",0.53,"MG/time step","QUsePI","235;1",0.53,"MG/time step","QUsePI","235;1",0.53,"MG/time step","QUsePI","235;1",0.53,"MG/time step","QUsePI","235;1",0.53,"MG/time step","QUsePI","235;1",0.53,"MG/time step",0]
["QUsePI","236;1",0.53,"MG/time step","QUsePI","236;1",0.53,"MG/time step","QUsePI","236;1",0.53,"MG/time step","QUsePI","236;1",0.53,"MG/time step","QUsePI","236;1",0.53,"MG/time step","QUsePI","236;1",0.53,"MG/time step",0]
["QUsePI","237;1",0.53,"MG/time step","QUsePI","237;1",0.53,"MG/time step","QUsePI","237;1",0.53,"MG/time step","QUsePI","237;1",0.53,"MG/time step","QUsePI","237;1",0.53,"MG/time step","QUsePI","237;1",0.53,"MG/time step",0]
["QUsePI","238;1",0.53,"MG/time step","QUsePI","238;1",0.53,"MG/time step","QUsePI","238;1",0.53,"MG/time step","QUsePI","238;1",0.53,"MG/time step","QUsePI","238;1",0.53,"MG/time step","QUsePI","238;1",0.53,"MG/time step",0]
["QUsePI","239;1",0.53,"MG/time step","QUsePI","239;1",0.53,"MG/time step","QUsePI","239;1",0.53,"MG/time step","QUsePI","239;1",0.53,"MG/time step","QUsePI","239;1",0.53,"MG/time step","QUsePI","239;1",0.53,"MG/time step",0]
["QUsePI","240;1",0.53,"MG/time step","QUsePI","240;1",0.53,"MG/time step","QUsePI","240;1",0.53,"MG/time step","QUsePI","240;1",0.53,"MG/time step","QUsePI","240;1",0.53,"MG/time step","QUsePI","240;1",0.53,"MG/time step",0]
["QUsePI","241;1",0.53,"MG/time step","QUsePI","241;1",0.53,"MG/time step","QUsePI","241;1",0.53,"MG/time step","QUsePI","241;1",0.53,"MG/time step","QUsePI","241;1",0.53,"MG/time step","QUsePI","241;1",0.53,"MG/time step",0]
["QUsePI","242;1",0.53,"MG/time step","QUsePI","242;1",0.53,"MG/time step","QUsePI","242;1",0.53,"MG/time step","QUsePI","242;1",0.53,"MG/time step","QUsePI","242;1",0.53,"MG/time step","QUsePI","242;1",0.53,"MG/time step",0]
["QUsePI","243;1",0.53,"MG/time step","QUsePI","243;1",0.53,"MG/time step","QUsePI","243;1",0.53,"MG/time step","QUsePI","243;1",0.53,"MG/time step","QUsePI","243;1",0.53,"MG/time step","QUsePI","243;1",0.53,"MG/time step",0]
["QUsePI","244;1",0.41,"MG/time step","QUsePI","244;1",0.41,"MG/time step","QUsePI","244;1",0.41,"MG/time step","QUsePI","244;1",0.41,"MG/time step","QUsePI","244;1",0.41,"MG/time step","QUsePI","244;1",0.41,"MG/time step",0]
["QUsePI","245;1",0.41,"MG/time step","QUsePI","245;1",0.41,"MG/time step","QUsePI","245;1",0.41,"MG/time step","QUsePI","245;1",0.41,"MG/time step","QUsePI","245;1",0.41,"MG/time step","QUsePI","245;1",0.41,"MG/time step",0]
["QUsePI","246;1",0.41,"MG/time step","QUsePI","246;1",0.41,"MG/time step","QUsePI","246;1",0.41,"MG/time step","QUsePI","246;1",0.41,"MG/time step","QUsePI","246;1",0.41,"MG/time step","QUsePI","246;1",0.41,"MG/time step",0]
["QUsePI","247;1",0.41,"MG/time step","QUsePI","247;1",0.41,"MG/time step","QUsePI","247;1",0.41,"MG/time step","QUsePI","247;1",0.41,"MG/time step","QUsePI","247;1",0.41,"MG/time step","QUsePI","247;1",0.41,"MG/time step",0]
["QUsePI","248;1",0.41,"MG/time step","QUsePI","248;1",0.41,"MG/time step","QUsePI","248;1",0.41,"MG/time step","QUsePI","248;1",0.41,"MG/time step","QUsePI","248;1",0.41,"MG/time step","QUsePI","248;1",0.41,"MG/time step",0]
["QUsePI","249;1",0.41,"MG/time step","QUsePI","249;1",0.41,"MG/time step","QUsePI","249;1",0.41,"MG/time step","QUsePI","249;1",0.41,"MG/time step","QUsePI","249;1",0.41,"MG/time step","QUsePI","249;1",0.41,"MG/time step",0]
["QUsePI","250;1",0.41,"MG/time step","QUsePI","250;1",0.41,"MG/time step","QUsePI","250;1",0.41,"MG/time step","QUsePI","250;1",0.41,"MG/time step","QUsePI","250;1",0.41,"MG/time step","QUsePI","250;1",0.41,"MG/time step",0]
["QUsePI","251;1",0.41,"MG/time step","QUsePI","251;1",0.41,"MG/time step","QUsePI","251;1",0.41,"MG/time step","QUsePI","251;1",0.41,"MG/time step","QUsePI","251;1",0.41,"MG/time step","QUsePI","251;1",0.41,"MG/time step",0]
["QUsePI","252;1",0.41,"MG/time step","QUsePI","252;1",0.41,"MG/time step","QUsePI","252;1",0.41,"MG/time step","QUsePI","252;1",0.41,"MG/time step","QUsePI","252;1",0.41,"MG/time step","QUsePI","252;1",0.41,"MG/time step",0]
["QUsePI","253;1",0.41,"MG/time step","QUsePI","253;1",0.41,"MG/time step","QUsePI","253;1",0.41,"MG/time step","QUsePI","253;1",0.41,"MG/time step","QUsePI","253;1",0.41,"MG/time step","QUsePI","253;1",0.41,"MG/time step",0]
["QUsePI","254;1",0.41,"MG/time step","QUsePI","254;1",0.41,"MG/time step","QUsePI","254;1",0.41,"MG/time step","QUsePI","254;1",0.41,"MG/time step","QUsePI","254;1",0.41,"MG/time step","QUsePI","254;1",0.41,"MG/time step",0]
["QUsePI","255;1",0.41,"MG/time step","QUsePI","255;1",0.41,"MG/time step","QUsePI","255;1",0.41,"MG/time step","QUsePI","255;1",0.41,"MG/time step","QUsePI","255;1",0.41,"MG/time step","QUsePI","255;1",0.41,"MG/time step",0]
["QUsePI","256;1",0.41,"MG/time step","QUsePI","256;1",0.41,"MG/time step","QUsePI","256;1",0.41,"MG/time step","QUsePI","256;1",0.41,"MG/time step","QUsePI","256;1",0.41,"MG/time step","QUsePI","256;1",0.41,"MG/time step",0]
["QUsePI","257;1",0.41,"MG/time step","QUsePI","257;1",0.41,"MG/time step","QUsePI","257;1",0.41,"MG/time step","QUsePI","257;1",0.41,"MG/time step","QUsePI","257;1",0.41,"MG/time step","QUsePI","257;1",0.41,"MG/time step",0]
["QUsePI","258;1",0.41,"MG/time step","QUsePI","258;1",0.41,"MG/time step","QUsePI","258;1",0.41,"MG/time step","QUsePI","258;1",0.41,"MG/time step","QUsePI","258;1",0.41,"MG/time step","QUsePI","258;1",0.41,"MG/time step",0]
["QUsePI","259;1",0.41,"MG/time step","QUsePI","259;1",0.41,"MG/time step","QUsePI","259;1",0.41,"MG/time step","QUsePI","259;1",0.41,"MG/time step","QUsePI","259;1",0.41,"MG/time step","QUsePI","259;1",0.41,"MG/time step",0]
["QUsePI","260;1",0.41,"MG/time step","QUsePI","260;1",0.41,"MG/time step","QUsePI","260;1",0.41,"MG/time step","QUsePI","260;1",0.41,"MG/time step","QUsePI","260;1",0.41,"MG/time step","QUsePI","260;1",0.41,"MG/time step",0]
["QUsePI","261;1",0.41,"MG/time step","QUsePI","261;1",0.41,"MG/time step","QUsePI","261;1",0.41,"MG/time step","QUsePI","261;1",0.41,"MG/time step","QUsePI","261;1",0.41,"MG/time step","QUsePI","261;1",0.41,"MG/time step",0]
["QUsePI","262;1",0.41,"MG/time step","QUsePI","262;1",0.41,"MG/time step","QUsePI","262;1",0.41,"MG/time step","QUsePI","262;1",0.41,"MG/time step","QUsePI","262;1",0.41,"MG/time step","QUsePI","262;1",0.41,"MG/time step",0]
["QUsePI","263;1",0.41,"MG/time step","QUsePI","263;1",0.41,"MG/time step","QUsePI","263;1",0.41,"MG/time step","QUsePI","263;1",0.41,"MG/time step","QUsePI","263;1",0.41,"MG/time step","QUsePI","263;1",0.41,"MG/time step",0]
["QUsePI","264;1",0.41,"MG/time step","QUsePI","264;1",0.41,"MG/time step","QUsePI","264;1",0.41,"MG/time step","QUsePI","264;1",0.41,"MG/time step","QUsePI","264;1",0.41,"MG/time step","QUsePI","264;1",0.41,"MG/time step",0]
["QUsePI","265;1",0.41,"MG/time step","QUsePI","265;1",0.41,"MG/time step","QUsePI","265;1",0.41,"MG/time step","QUsePI","265;1",0.41,"MG/time step","QUsePI","265;1",0.41,"MG/time step","QUsePI","265;1",0.41,"MG/time step",{"$f":"IF(ISNUMBER(C596),IF(AVERAGE(C596,G596,K596,O596,S596,W596)<>MAX(C596,G596,K596,O596,S596,W596),1,0),\"\")","v":0}]
["QUsePI","266;1",0.41,"MG/time step","QUsePI","266;1",0.41,"MG/time step","QUsePI","266;1",0.41,"MG/time step","QUsePI","266;1",0.41,"MG/time step","QUsePI","266;1",0.41,"MG/time step","QUsePI","266;1",0.41,"MG/time step",0]
["QUsePI","267;1",0.41,"MG/time step","QUsePI","267;1",0.41,"MG/time step","QUsePI","267;1",0.41,"MG/time step","QUsePI","267;1",0.41,"MG/time step","QUsePI","267;1",0.41,"MG/time step","QUsePI","267;1",0.41,"MG/time step",0]
["QUsePI","268;1",0.41,"MG/time step","QUsePI","268;1",0.41,"MG/time step","QUsePI","268;1",0.41,"MG/time step","QUsePI","268;1",0.41,"MG/time step","QUsePI","268;1",0.41,"MG/time step","QUsePI","268;1",0.41,"MG/time step",0]
["QUsePI","269;1",0.41,"MG/time step","QUsePI","269;1",0.41,"MG/time step","QUsePI","269;1",0.41,"MG/time step","QUsePI","269;1",0.41,"MG/time step","QUsePI","269;1",0.41,"MG/time step","QUsePI","269;1",0.41,"MG/time step",0]
["QUsePI","270;1",0.41,"MG/time step","QUsePI","270;1",0.41,"MG/time step","QUsePI","270;1",0.41,"MG/time step","QUsePI","270;1",0.41,"MG/time step","QUsePI","270;1",0.41,"MG/time step","QUsePI","270;1",0.41,"MG/time step",0]
["QUsePI","271;1",0.41,"MG/time step","QUsePI","271;1",0.41,"MG/time step","QUsePI","271;1",0.41,"MG/time step","QUsePI","271;1",0.41,"MG/time step","QUsePI","271;1",0.41,"MG/time step","QUsePI","271;1",0.41,"MG/time step",0]
["QUsePI","272;1",0.41,"MG/time step","QUsePI","272;1",0.41,"MG/time step","QUsePI","272;1",0.41,"MG/time step","QUsePI","272;1",0.41,"MG/time step","QUsePI","272;1",0.41,"MG/time step","QUsePI","272;1",0.41,"MG/time step",0]
["QUsePI","273;1",0.41,"MG/time step","QUsePI","273;1",0.41,"MG/time step","QUsePI","273;1",0.41,"MG/time step","QUsePI","273;1",0.41,"MG/time step","QUsePI","273;1",0.41,"MG/time step","QUsePI","273;1",0.41,"MG/time step",0]
["QUsePI","274;1",0.38,"MG/time step","QUsePI","274;1",0.38,"MG/time step","QUsePI","274;1",0.38,"MG/time step","QUsePI","274;1",0.38,"MG/time step","QUsePI","274;1",0.38,"MG/time step","QUsePI","274;1",0.38,"MG/time step",0]
["QUsePI","275;1",0.38,"MG/time step","QUsePI","275;1",0.38,"MG/time step","QUsePI","275;1",0.38,"MG/time step","QUsePI","275;1",0.38,"MG/time step","QUsePI","275;1",0.38,"MG/time step","QUsePI","275;1",0.38,"MG/time step",0]
["QUsePI","276;1",0.38,"MG/time step","QUsePI","276;1",0.38,"MG/time step","QUsePI","276;1",0.38,"MG/time step","QUsePI","276;1",0.38,"MG/time step","QUsePI","276;1",0.38,"MG/time step","QUsePI","276;1",0.38,"MG/time step",0]
["QUsePI","277;1",0.38,"MG/time step","QUsePI","277;1",0.38,"MG/time step","QUsePI","277;1",0.38,"MG/time step","QUsePI","277;1",0.38,"MG/time step","QUsePI","277;1",0.38,"MG/time step","QUsePI","277;1",0.38,"MG/time step",0]
["QUsePI","278;1",0.38,"MG/time step","QUsePI","278;1",0.38,"MG/time step","QUsePI","278;1",0.38,"MG/time step","QUsePI","278;1",0.38,"MG/time step","QUsePI","278;1",0.38,"MG/time step","QUsePI","278;1",0.38,"MG/time step",0]
["QUsePI","279;1",0.38,"MG/time step","QUsePI","279;1",0.38,"MG/time step","QUsePI","279;1",0.38,"MG/time step","QUsePI","279;1",0.38,"MG/time step","QUsePI","279;1",0.38,"MG/time step","QUsePI","279;1",0.38,"MG/time step",0]
["QUsePI","280;1",0.38,"MG/time step","QUsePI","280;1",0.38,"MG/time step","QUsePI","280;1",0.38,"MG/time step","QUsePI","280;1",0.38,"MG/time step","QUsePI","280;1",0.38,"MG/time step","QUsePI","280;1",0.38,"MG/time step",0]
["QUsePI","281;1",0.38,"MG/time step","QUsePI","281;1",0.38,"MG/time step","QUsePI","281;1",0.38,"MG/time step","QUsePI","281;1",0.38,"MG/time step","QUsePI","281;1",0.38,"MG/time step","QUsePI","281;1",0.38,"MG/time step",0]
["QUsePI","282;1",0.38,"MG/time step","QUsePI","282;1",0.38,"MG/time step","QUsePI","282;1",0.38,"MG/time step","QUsePI","282;1",0.38,"MG/time step","QUsePI","282;1",0.38,"MG/time step","QUsePI","282;1",0.38,"MG/time step",0]
["QUsePI","283;1",0.38,"MG/time step","QUsePI","283;1",0.38,"MG/time step","QUsePI","283;1",0.38,"MG/time step","QUsePI","283;1",0.38,"MG/time step","QUsePI","283;1",0.38,"MG/time step","QUsePI","283;1",0.38,"MG/time step",0]
["QUsePI","284;1",0.38,"MG/time step","QUsePI","284;1",0.38,"MG/time step","QUsePI","284;1",0.38,"MG/time step","QUsePI","284;1",0.38,"MG/time step","QUsePI","284;1",0.38,"MG/time step","QUsePI","284;1",0.38,"MG/time step",0]
["QUsePI","285;1",0.38,"MG/time step","QUsePI","285;1",0.38,"MG/time step","QUsePI","285;1",0.38,"MG/time step","QUsePI","285;1",0.38,"MG/time step","QUsePI","285;1",0.38,"MG/time step","QUsePI","285;1",0.38,"MG/time step",0]
["QUsePI","286;1",0.38,"MG/time step","QUsePI","286;1",0.38,"MG/time step","QUsePI","286;1",0.38,"MG/time step","QUsePI","286;1",0.38,"MG/time step","QUsePI","286;1",0.38,"MG/time step","QUsePI","286;1",0.38,"MG/time step",0]
["QUsePI","287;1",0.38,"MG/time step","QUsePI","287;1",0.38,"MG/time step","QUsePI","287;1",0.38,"MG/time step","QUsePI","287;1",0.38,"MG/time step","QUsePI","287;1",0.38,"MG/time step","QUsePI","287;1",0.38,"MG/time step",0]
["QUsePI","288;1",0.38,"MG/time step","QUsePI","288;1",0.38,"MG/time step","QUsePI","288;1",0.38,"MG/time step","QUsePI","288;1",0.38,"MG/time step","QUsePI","288;1",0.38,"MG/time step","QUsePI","288;1",0.38,"MG/time step",0]
["QUsePI","289;1",0.38,"MG/time step","QUsePI","289;1",0.38,"MG/time step","QUsePI","289;1",0.38,"MG/time step","QUsePI","289;1",0.38,"MG/time step","QUsePI","289;1",0.38,"MG/time step","QUsePI","289;1",0.38,"MG/time step",0]
["QUsePI","290;1",0.38,"MG/time step","QUsePI","290;1",0.38,"MG/time step","QUsePI","290;1",0.38,"MG/time step","QUsePI","290;1",0.38,"MG/time step","QUsePI","290;1",0.38,"MG/time step","QUsePI","290;1",0.38,"MG/time step",0]
["QUsePI","291;1",0.38,"MG/time step","QUsePI","291;1",0.38,"MG/time step","QUsePI","291;1",0.38,"MG/time step","QUsePI","291;1",0.38,"MG/time step","QUsePI","291;1",0.38,"MG/time step","QUsePI","291;1",0.38,"MG/time step",0]
["QUsePI","292;1",0.38,"MG/time step","QUsePI","292;1",0.38,"MG/time step","QUsePI","292;1",0.38,"MG/time step","QUsePI","292;1",0.38,"MG/time step","QUsePI","292;1",0.38,"MG/time step","QUsePI","292;1",0.38,"MG/time step",0]
["QUsePI","293;1",0.38,"MG/time step","QUsePI","293;1",0.38,"MG/time step","QUsePI","293;1",0.38,"MG/time step","QUsePI","293;1",0.38,"MG/time step","QUsePI","293;1",0.38,"MG/time step","QUsePI","293;1",0.38,"MG/time step",0]
["QUsePI","294;1",0.38,"MG/time step","QUsePI","294;1",0.38,"MG/time step","QUsePI","294;1",0.38,"MG/time step","QUsePI","294;1",0.38,"MG/time step","QUsePI","294;1",0.38,"MG/time step","QUsePI","294;1",0.38,"MG/time step",0]
["QUsePI","295;1",0.38,"MG/time step","QUsePI","295;1",0.38,"MG/time step","QUsePI","295;1",0.38,"MG/time step","QUsePI","295;1",0.38,"MG/time step","QUsePI","295;1",0.38,"MG/time step","QUsePI","295;1",0.38,"MG/time step",0]
["QUsePI","296;1",0.38,"MG/time step","QUsePI","296;1",0.38,"MG/time step","QUsePI","296;1",0.38,"MG/time step","QUsePI","296;1",0.38,"MG/time step","QUsePI","296;1",0.38,"MG/time step","QUsePI","296;1",0.38,"MG/time step",0]
["QUsePI","297;1",0.38,"MG/time step","QUsePI","297;1",0.38,"MG/time step","QUsePI","297;1",0.38,"MG/time step","QUsePI","297;1",0.38,"MG/time step","QUsePI","297;1",0.38,"MG/time step","QUsePI","297;1",0.38,"MG/time step",0]
["QUsePI","298;1",0.38,"MG/time step","QUsePI","298;1",0.38,"MG/time step","QUsePI","298;1",0.38,"MG/time step","QUsePI","298;1",0.38,"MG/time step","QUsePI","298;1",0.38,"MG/time step","QUsePI","298;1",0.38,"MG/time step",0]
["QUsePI","299;1",0.38,"MG/time step","QUsePI","299;1",0.38,"MG/time step","QUsePI","299;1",0.38,"MG/time step","QUsePI","299;1",0.38,"MG/time step","QUsePI","299;1",0.38,"MG/time step","QUsePI","299;1",0.38,"MG/time step",0]
["QUsePI","300;1",0.38,"MG/time step","QUsePI","300;1",0.38,"MG/time step","QUsePI","300;1",0.38,"MG/time step","QUsePI","300;1",0.38,"MG/time step","QUsePI","300;1",0.38,"MG/time step","QUsePI","300;1",0.38,"MG/time step",0]
["QUsePI","301;1",0.38,"MG/time step","QUsePI","301;1",0.38,"MG/time step","QUsePI","301;1",0.38,"MG/time step","QUsePI","301;1",0.38,"MG/time step","QUsePI","301;1",0.38,"MG/time step","QUsePI","301;1",0.38,"MG/time step",0]
["QUsePI","302;1",0.38,"MG/time step","QUsePI","302;1",0.38,"MG/time step","QUsePI","302;1",0.38,"MG/time step","QUsePI","302;1",0.38,"MG/time step","QUsePI","302;1",0.38,"MG/time step","QUsePI","302;1",0.38,"MG/time step",0]
["QUsePI","303;1",0.38,"MG/time step","QUsePI","303;1",0.38,"MG/time step","QUsePI","303;1",0.38,"MG/time step","QUsePI","303;1",0.38,"MG/time step","QUsePI","303;1",0.38,"MG/time step","QUsePI","303;1",0.38,"MG/time step",0]
["QUsePI","304;1",0.38,"MG/time step","QUsePI","304;1",0.38,"MG/time step","QUsePI","304;1",0.38,"MG/time step","QUsePI","304;1",0.38,"MG/time step","QUsePI","304;1",0.38,"MG/time step","QUsePI","304;1",0.38,"MG/time step",0]
["QUsePI","305;1",0.34,"MG/time step","QUsePI","305;1",0.34,"MG/time step","QUsePI","305;1",0.34,"MG/time step","QUsePI","305;1",0.34,"MG/time step","QUsePI","305;1",0.34,"MG/time step","QUsePI","305;1",0.34,"MG/time step",0]
["QUsePI","306;1",0.34,"MG/time step","QUsePI","306;1",0.34,"MG/time step","QUsePI","306;1",0.34,"MG/time step","QUsePI","306;1",0.34,"MG/time step","QUsePI","306;1",0.34,"MG/time step","QUsePI","306;1",0.34,"MG/time step",0]
["QUsePI","307;1",0.34,"MG/time step","QUsePI","307;1",0.34,"MG/time step","QUsePI","307;1",0.34,"MG/time step","QUsePI","307;1",0.34,"MG/time step","QUsePI","307;1",0.34,"MG/time step","QUsePI","307;1",0.34,"MG/time step",0]
["QUsePI","308;1",0.34,"MG/time step","QUsePI","308;1",0.34,"MG/time step","QUsePI","308;1",0.34,"MG/time step","QUsePI","308;1",0.34,"MG/time step","QUsePI","308;1",0.34,"MG/time step","QUsePI","308;1",0.34,"MG/time step",0]
["QUsePI","309;1",0.34,"MG/time step","QUsePI","309;1",0.34,"MG/time step","QUsePI","309;1",0.34,"MG/time step","QUsePI","309;1",0.34,"MG/time step","QUsePI","309;1",0.34,"MG/time step","QUsePI","309;1",0.34,"MG/time step",0]
["QUsePI","310;1",0.34,"MG/time step","QUsePI","310;1",0.34,"MG/time step","QUsePI","310;1",0.34,"MG/time step","QUsePI","310;1",0.34,"MG/time step","QUsePI","310;1",0.34,"MG/time step","QUsePI","310;1",0.34,"MG/time step",0]
["QUsePI","311;1",0.34,"MG/time step","QUsePI","311;1",0.34,"MG/time step","QUsePI","311;1",0.34,"MG/time step","QUsePI","311;1",0.34,"MG/time step","QUsePI","311;1",0.34,"MG/time step","QUsePI","311;1",0.34,"MG/time step",0]
["QUsePI","312;1",0.34,"MG/time step","QUsePI","312;1",0.34,"MG/time step","QUsePI","312;1",0.34,"MG/time step","QUsePI","312;1",0.34,"MG/time step","QUsePI","312;1",0.34,"MG/time step","QUsePI","312;1",0.34,"MG/time step",0]
["QUsePI","313;1",0.34,"MG/time step","QUsePI","313;1",0.34,"MG/time step","QUsePI","313;1",0.34,"MG/time step","QUsePI","313;1",0.34,"MG/time step","QUsePI","313;1",0.34,"MG/time step","QUsePI","313;1",0.34,"MG/time step",0]
["QUsePI","314;1",0.34,"MG/time step","QUsePI","314;1",0.34,"MG/time step","QUsePI","314;1",0.34,"MG/time step","QUsePI","314;1",0.34,"MG/time step","QUsePI","314;1",0.34,"MG/time step","QUsePI","314;1",0.34,"MG/time step",0]
["QUsePI","315;1",0.34,"MG/time step","QUsePI","315;1",0.34,"MG/time step","QUsePI","315;1",0.34,"MG/time step","QUsePI","315;1",0.34,"MG/time step","QUsePI","315;1",0.34,"MG/time step","QUsePI","315;1",0.34,"MG/time step",0]
["QUsePI","316;1",0.34,"MG/time step","QUsePI","316;1",0.34,"MG/time step","QUsePI","316;1",0.34,"MG/time step","QUsePI","316;1",0.34,"MG/time step","QUsePI","316;1",0.34,"MG/time step","QUsePI","316;1",0.34,"MG/time step",0]
["QUsePI","317;1",0.34,"MG/time step","QUsePI","317;1",0.34,"MG/time step","QUsePI","317;1",0.34,"MG/time step","QUsePI","317;1",0.34,"MG/time step","QUsePI","317;1",0.34,"MG/time step","QUsePI","317;1",0.34,"MG/time step",0]
["QUsePI","318;1",0.34,"MG/time step","QUsePI","318;1",0.34,"MG/time step","QUsePI","318;1",0.34,"MG/time step","QUsePI","318;1",0.34,"MG/time step","QUsePI","318;1",0.34,"MG/time step","QUsePI","318;1",0.34,"MG/time step",0]
["QUsePI","319;1",0.34,"MG/time step","QUsePI","319;1",0.34,"MG/time step","QUsePI","319;1",0.34,"MG/time step","QUsePI","319;1",0.34,"MG/time step","QUsePI","319;1",0.34,"MG/time step","QUsePI","319;1",0.34,"MG/time step",0]
["QUsePI","320;1",0.34,"MG/time step","QUsePI","320;1",0.34,"MG/time step","QUsePI","320;1",0.34,"MG/time step","QUsePI","320;1",0.34,"MG/time step","QUsePI","320;1",0.34,"MG/time step","QUsePI","320;1",0.34,"MG/time step",0]
["QUsePI","321;1",0.34,"MG/time step","QUsePI","321;1",0.34,"MG/time step","QUsePI","321;1",0.34,"MG/time step","QUsePI","321;1",0.34,"MG/time step","QUsePI","321;1",0.34,"MG/time step","QUsePI","321;1",0.34,"MG/time step",0]
["QUsePI","322;1",0.34,"MG/time step","QUsePI","322;1",0.34,"MG/time step","QUsePI","322;1",0.34,"MG/time step","QUsePI","322;1",0.34,"MG/time step","QUsePI","322;1",0.34,"MG/time step","QUsePI","322;1",0.34,"MG/time step",0]
["QUsePI","323;1",0.34,"MG/time step","QUsePI","323;1",0.34,"MG/time step","QUsePI","323;1",0.34,"MG/time step","QUsePI","323;1",0.34,"MG/time step","QUsePI","323;1",0.34,"MG/time step","QUsePI","323;1",0.34,"MG/time step",0]
["QUsePI","324;1",0.34,"MG/time step","QUsePI","324;1",0.34,"MG/time step","QUsePI","324;1",0.34,"MG/time step","QUsePI","324;1",0.34,"MG/time step","QUsePI","324;1",0.34,"MG/time step","QUsePI","324;1",0.34,"MG/time step",0]
["QUsePI","325;1",0.34,"MG/time step","QUsePI","325;1",0.34,"MG/time step","QUsePI","325;1",0.34,"MG/time step","QUsePI","325;1",0.34,"MG/time step","QUsePI","325;1",0.34,"MG/time step","QUsePI","325;1",0.34,"MG/time step",0]
["QUsePI","326;1",0.34,"MG/time step","QUsePI","326;1",0.34,"MG/time step","QUsePI","326;1",0.34,"MG/time step","QUsePI","326;1",0.34,"MG/time step","QUsePI","326;1",0.34,"MG/time step","QUsePI","326;1",0.34,"MG/time step",0]
["QUsePI","327;1",0.34,"MG/time step","QUsePI","327;1",0.34,"MG/time step","QUsePI","327;1",0.34,"MG/time step","QUsePI","327;1",0.34,"MG/time step","QUsePI","327;1",0.34,"MG/time step","QUsePI","327;1",0.34,"MG/time step",0]
["QUsePI","328;1",0.34,"MG/time step","QUsePI","328;1",0.34,"MG/time step","QUsePI","328;1",0.34,"MG/time step","QUsePI","328;1",0.34,"MG/time step","QUsePI","328;1",0.34,"MG/time step","QUsePI","328;1",0.34,"MG/time step",0]
["QUsePI","329;1",0.34,"MG/time step","QUsePI","329;1",0.34,"MG/time step","QUsePI","329;1",0.34,"MG/time step","QUsePI","329;1",0.34,"MG/time step","QUsePI","329;1",0.34,"MG/time step","QUsePI","329;1",0.34,"MG/time step",{"$f":"IF(ISNUMBER(C660),IF(AVERAGE(C660,G660,K660,O660,S660,W660)<>MAX(C660,G660,K660,O660,S660,W660),1,0),\"\")","v":0}]
["QUsePI","330;1",0.34,"MG/time step","QUsePI","330;1",0.34,"MG/time step","QUsePI","330;1",0.34,"MG/time step","QUsePI","330;1",0.34,"MG/time step","QUsePI","330;1",0.34,"MG/time step","QUsePI","330;1",0.34,"MG/time step",0]
["QUsePI","331;1",0.34,"MG/time step","QUsePI","331;1",0.34,"MG/time step","QUsePI","331;1",0.34,"MG/time step","QUsePI","331;1",0.34,"MG/time step","QUsePI","331;1",0.34,"MG/time step","QUsePI","331;1",0.34,"MG/time step",0]
["QUsePI","332;1",0.34,"MG/time step","QUsePI","332;1",0.34,"MG/time step","QUsePI","332;1",0.34,"MG/time step","QUsePI","332;1",0.34,"MG/time step","QUsePI","332;1",0.34,"MG/time step","QUsePI","332;1",0.34,"MG/time step",0]
["QUsePI","333;1",0.34,"MG/time step","QUsePI","333;1",0.34,"MG/time step","QUsePI","333;1",0.34,"MG/time step","QUsePI","333;1",0.34,"MG/time step","QUsePI","333;1",0.34,"MG/time step","QUsePI","333;1",0.34,"MG/time step",0]
["QUsePI","334;1",0.34,"MG/time step","QUsePI","334;1",0.34,"MG/time step","QUsePI","334;1",0.34,"MG/time step","QUsePI","334;1",0.34,"MG/time step","QUsePI","334;1",0.34,"MG/time step","QUsePI","334;1",0.34,"MG/time step",0]
["QUsePI","335;1",0.35,"MG/time step","QUsePI","335;1",0.35,"MG/time step","QUsePI","335;1",0.35,"MG/time step","QUsePI","335;1",0.35,"MG/time step","QUsePI","335;1",0.35,"MG/time step","QUsePI","335;1",0.35,"MG/time step",0]
["QUsePI","336;1",0.35,"MG/time step","QUsePI","336;1",0.35,"MG/time step","QUsePI","336;1",0.35,"MG/time step","QUsePI","336;1",0.35,"MG/time step","QUsePI","336;1",0.35,"MG/time step","QUsePI","336;1",0.35,"MG/time step",0]
["QUsePI","337;1",0.35,"MG/time step","QUsePI","337;1",0.35,"MG/time step","QUsePI","337;1",0.35,"MG/time step","QUsePI","337;1",0.35,"MG/time step","QUsePI","337;1",0.35,"MG/time step","QUsePI","337;1",0.35,"MG/time step",0]
["QUsePI","338;1",0.35,"MG/time step","QUsePI","338;1",0.35,"MG/time step","QUsePI","338;1",0.35,"MG/time step","QUsePI","338;1",0.35,"MG/time step","QUsePI","338;1",0.35,"MG/time step","QUsePI","338;1",0.35,"MG/time step",0]
["QUsePI","339;1",0.35,"MG/time step","QUsePI","339;1",0.35,"MG/time step","QUsePI","339;1",0.35,"MG/time step","QUsePI","339;1",0.35,"MG/time step","QUsePI","339;1",0.35,"MG/time step","QUsePI","339;1",0.35,"MG/time step",0]
["QUsePI","340;1",0.35,"MG/time step","QUsePI","340;1",0.35,"MG/time step","QUsePI","340;1",0.35,"MG/time step","QUsePI","340;1",0.35,"MG/time step","QUsePI","340;1",0.35,"MG/time step","QUsePI","340;1",0.35,"MG/time step",0]
["QUsePI","341;1",0.35,"MG/time step","QUsePI","341;1",0.35,"MG/time step","QUsePI","341;1",0.35,"MG/time step","QUsePI","341;1",0.35,"MG/time step","QUsePI","341;1",0.35,"MG/time step","QUsePI","341;1",0.35,"MG/time step",0]
["QUsePI","342;1",0.35,"MG/time step","QUsePI","342;1",0.35,"MG/time step","QUsePI","342;1",0.35,"MG/time step","QUsePI","342;1",0.35,"MG/time step","QUsePI","342;1",0.35,"MG/time step","QUsePI","342;1",0.35,"MG/time step",0]
["QUsePI","343;1",0.35,"MG/time step","QUsePI","343;1",0.35,"MG/time step","QUsePI","343;1",0.35,"MG/time step","QUsePI","343;1",0.35,"MG/time step","QUsePI","343;1",0.35,"MG/time step","QUsePI","343;1",0.35,"MG/time step",0]
["QUsePI","344;1",0.35,"MG/time step","QUsePI","344;1",0.35,"MG/time step","QUsePI","344;1",0.35,"MG/time step","QUsePI","344;1",0.35,"MG/time step","QUsePI","344;1",0.35,"MG/time step","QUsePI","344;1",0.35,"MG/time step",0]
["QUsePI","345;1",0.35,"MG/time step","QUsePI","345;1",0.35,"MG/time step","QUsePI","345;1",0.35,"MG/time step","QUsePI","345;1",0.35,"MG/time step","QUsePI","345;1",0.35,"MG/time step","QUsePI","345;1",0.35,"MG/time step",0]
["QUsePI","346;1",0.35,"MG/time step","QUsePI","346;1",0.35,"MG/time step","QUsePI","346;1",0.35,"MG/time step","QUsePI","346;1",0.35,"MG/time step","QUsePI","346;1",0.35,"MG/time step","QUsePI","346;1",0.35,"MG/time step",0]
["QUsePI","347;1",0.35,"MG/time step","QUsePI","347;1",0.35,"MG/time step","QUsePI","347;1",0.35,"MG/time step","QUsePI","347;1",0.35,"MG/time step","QUsePI","347;1",0.35,"MG/time step","QUsePI","347;1",0.35,"MG/time step",0]
["QUsePI","348;1",0.35,"MG/time step","QUsePI","348;1",0.35,"MG/time step","QUsePI","348;1",0.35,"MG/time step","QUsePI","348;1",0.35,"MG/time step","QUsePI","348;1",0.35,"MG/time step","QUsePI","348;1",0.35,"MG/time step",0]
["QUsePI","349;1",0.35,"MG/time step","QUsePI","349;1",0.35,"MG/time step","QUsePI","349;1",0.35,"MG/time step","QUsePI","349;1",0.35,"MG/time step","QUsePI","349;1",0.35,"MG/time step","QUsePI","349;1",0.35,"MG/time step",0]
["QUsePI","350;1",0.35,"MG/time step","QUsePI","350;1",0.35,"MG/time step","QUsePI","350;1",0.35,"MG/time step","QUsePI","350;1",0.35,"MG/time step","QUsePI","350;1",0.35,"MG/time step","QUsePI","350;1",0.35,"MG/time step",0]
["QUsePI","351;1",0.35,"MG/time step","QUsePI","351;1",0.35,"MG/time step","QUsePI","351;1",0.35,"MG/time step","QUsePI","351;1",0.35,"MG/time step","QUsePI","351;1",0.35,"MG/time step","QUsePI","351;1",0.35,"MG/time step",0]
["QUsePI","352;1",0.35,"MG/time step","QUsePI","352;1",0.35,"MG/time step","QUsePI","352;1",0.35,"MG/time step","QUsePI","352;1",0.35,"MG/time step","QUsePI","352;1",0.35,"MG/time step","QUsePI","352;1",0.35,"MG/time step",0]
["QUsePI","353;1",0.35,"MG/time step","QUsePI","353;1",0.35,"MG/time step","QUsePI","353;1",0.35,"MG/time step","QUsePI","353;1",0.35,"MG/time step","QUsePI","353;1",0.35,"MG/time step","QUsePI","353;1",0.35,"MG/time step",0]
["QUsePI","354;1",0.35,"MG/time step","QUsePI","354;1",0.35,"MG/time step","QUsePI","354;1",0.35,"MG/time step","QUsePI","354;1",0.35,"MG/time step","QUsePI","354;1",0.35,"MG/time step","QUsePI","354;1",0.35,"MG/time step",0]
["QUsePI","355;1",0.35,"MG/time step","QUsePI","355;1",0.35,"MG/time step","QUsePI","355;1",0.35,"MG/time step","QUsePI","355;1",0.35,"MG/time step","QUsePI","355;1",0.35,"MG/time step","QUsePI","355;1",0.35,"MG/time step",0]
["QUsePI","356;1",0.35,"MG/time step","QUsePI","356;1",0.35,"MG/time step","QUsePI","356;1",0.35,"MG/time step","QUsePI","356;1",0.35,"MG/time step","QUsePI","356;1",0.35,"MG/time step","QUsePI","356;1",0.35,"MG/time step",0]
["QUsePI","357;1",0.35,"MG/time step","QUsePI","357;1",0.35,"MG/time step","QUsePI","357;1",0.35,"MG/time step","QUsePI","357;1",0.35,"MG/time step","QUsePI","357;1",0.35,"MG/time step","QUsePI","357;1",0.35,"MG/time step",0]
["QUsePI","358;1",0.35,"MG/time step","QUsePI","358;1",0.35,"MG/time step","QUsePI","358;1",0.35,"MG/time step","QUsePI","358;1",0.35,"MG/time step","QUsePI","358;1",0.35,"MG/time step","QUsePI","358;1",0.35,"MG/time step",0]
["QUsePI","359;1",0.35,"MG/time step","QUsePI","359;1",0.35,"MG/time step","QUsePI","359;1",0.35,"MG/time step","QUsePI","359;1",0.35,"MG/time step","QUsePI","359;1",0.35,"MG/time step","QUsePI","359;1",0.35,"MG/time step",0]
["QUsePI","360;1",0.35,"MG/time step","QUsePI","360;1",0.35,"MG/time step","QUsePI","360;1",0.35,"MG/time step","QUsePI","360;1",0.35,"MG/time step","QUsePI","360;1",0.35,"MG/time step","QUsePI","360;1",0.35,"MG/time step",0]
["QUsePI","361;1",0.35,"MG/time step","QUsePI","361;1",0.35,"MG/time step","QUsePI","361;1",0.35,"MG/time step","QUsePI","361;1",0.35,"MG/time step","QUsePI","361;1",0.35,"MG/time step","QUsePI","361;1",0.35,"MG/time step",0]
["QUsePI","362;1",0.35,"MG/time step","QUsePI","362;1",0.35,"MG/time step","QUsePI","362;1",0.35,"MG/time step","QUsePI","362;1",0.35,"MG/time step","QUsePI","362;1",0.35,"MG/time step","QUsePI","362;1",0.35,"MG/time step",0]
["QUsePI","363;1",0.35,"MG/time step","QUsePI","363;1",0.35,"MG/time step","QUsePI","363;1",0.35,"MG/time step","QUsePI","363;1",0.35,"MG/time step","QUsePI","363;1",0.35,"MG/time step","QUsePI","363;1",0.35,"MG/time step",0]
["QUsePI","364;1",0.35,"MG/time step","QUsePI","364;1",0.35,"MG/time step","QUsePI","364;1",0.35,"MG/time step","QUsePI","364;1",0.35,"MG/time step","QUsePI","364;1",0.35,"MG/time step","QUsePI","364;1",0.35,"MG/time step",0]
["QUsePI","365;1",0.35,"MG/time step","QUsePI","365;1",0.35,"MG/time step","QUsePI","365;1",0.35,"MG/time step","QUsePI","365;1",0.35,"MG/time step","QUsePI","365;1",0.35,"MG/time step","QUsePI","365;1",0.35,"MG/time step",0]
["QUsePI","1;2",2.46,"MG/time step","QUsePI","1;2",2.46,"MG/time step","QUsePI","1;2",2.46,"MG/time step","QUsePI","1;2",2.46,"MG/time step","QUsePI","1;2",2.46,"MG/time step","QUsePI","1;2",2.46,"MG/time step",0]
["QUsePI","2;2",2.46,"MG/time step","QUsePI","2;2",2.46,"MG/time step","QUsePI","2;2",2.46,"MG/time step","QUsePI","2;2",2.46,"MG/time step","QUsePI","2;2",2.46,"MG/time step","QUsePI","2;2",2.46,"MG/time step",0]
["QUsePI","3;2",2.46,"MG/time step","QUsePI","3;2",2.46,"MG/time step","QUsePI","3;2",2.46,"MG/time step","QUsePI","3;2",2.46,"MG/time step","QUsePI","3;2",2.46,"MG/time step","QUsePI","3;2",2.46,"MG/time step",0]
["QUsePI","4;2",2.46,"MG/time step","QUsePI","4;2",2.46,"MG/time step","QUsePI","4;2",2.46,"MG/time step","QUsePI","4;2",2.46,"MG/time step","QUsePI","4;2",2.46,"MG/time step","QUsePI","4;2",2.46,"MG/time step",0]
["QUsePI","5;2",2.46,"MG/time step","QUsePI","5;2",2.46,"MG/time step","QUsePI","5;2",2.46,"MG/time step","QUsePI","5;2",2.46,"MG/time step","QUsePI","5;2",2.46,"MG/time step","QUsePI","5;2",2.46,"MG/time step",0]
["QUsePI","6;2",2.46,"MG/time step","QUsePI","6;2",2.46,"MG/time step","QUsePI","6;2",2.46,"MG/time step","QUsePI","6;2",2.46,"MG/time step","QUsePI","6;2",2.46,"MG/time step","QUsePI","6;2",2.46,"MG/time step",0]
["QUsePI","7;2",2.46,"MG/time step","QUsePI","7;2",2.46,"MG/time step","QUsePI","7;2",2.46,"MG/time step","QUsePI","7;2",2.46,"MG/time step","QUsePI","7;2",2.46,"MG/time step","QUsePI","7;2",2.46,"MG/time step",0]
["QUsePI","8;2",2.46,"MG/time step","QUsePI","8;2",2.46,"MG/time step","QUsePI","8;2",2.46,"MG/time step","QUsePI","8;2",2.46,"MG/time step","QUsePI","8;2",2.46,"MG/time step","QUsePI","8;2",2.46,"MG/time step",0]
["QUsePI","9;2",2.46,"MG/time step","QUsePI","9;2",2.46,"MG/time step","QUsePI","9;2",2.46,"MG/time step","QUsePI","9;2",2.46,"MG/time step","QUsePI","9;2",2.46,"MG/time step","QUsePI","9;2",2.46,"MG/time step",0]
["QUsePI","10;2",2.46,"MG/time step","QUsePI","10;2",2.46,"MG/time step","QUsePI","10;2",2.46,"MG/time step","QUsePI","10;2",2.46,"MG/time step","QUsePI","10;2",2.46,"MG/time step","QUsePI","10;2",2.46,"MG/time step",0]
["QUsePI","11;2",2.46,"MG/time step","QUsePI","11;2",2.46,"MG/time step","QUsePI","11;2",2.46,"MG/time step","QUsePI","11;2",2.46,"MG/time step","QUsePI","11;2",2.46,"MG/time step","QUsePI","11;2",2.46,"MG/time step",0]
["QUsePI","12;2",2.46,"MG/time step","QUsePI","12;2",2.46,"MG/time step","QUsePI","12;2",2.46,"MG/time step","QUsePI","12;2",2.46,"MG/time step","QUsePI","12;2",2.46,"MG/time step","QUsePI","12;2",2.46,"MG/time step",0]
["QUsePI","13;2",2.46,"MG/time step","QUsePI","13;2",2.46,"MG/time step","QUsePI","13;2",2.46,"MG/time step","QUsePI","13;2",2.46,"MG/time step","QUsePI","13;2",2.46,"MG/time step","QUsePI","13;2",2.46,"MG/time step",0]
["QUsePI","14;2",2.46,"MG/time step","QUsePI","14;2",2.46,"MG/time step","QUsePI","14;2",2.46,"MG/time step","QUsePI","14;2",2.46,"MG/time step","QUsePI","14;2",2.46,"MG/time step","QUsePI","14;2",2.46,"MG/time step",0]
["QUsePI","15;2",2.46,"MG/time step","QUsePI","15;2",2.46,"MG/time step","QUsePI","15;2",2.46,"MG/time step","QUsePI","15;2",2.46,"MG/time step","QUsePI","15;2",2.46,"MG/time step","QUsePI","15;2",2.46,"MG/time step",0]
["QUsePI","16;2",2.46,"MG/time step","QUsePI","16;2",2.46,"MG/time step","QUsePI","16;2",2.46,"MG/time step","QUsePI","16;2",2.46,"MG/time step","QUsePI","16;2",2.46,"MG/time step","QUsePI","16;2",2.46,"MG/time step",0]
["QUsePI","17;2",2.46,"MG/time step","QUsePI","17;2",2.46,"MG/time step","QUsePI","17;2",2.46,"MG/time step","QUsePI","17;2",2.46,"MG/time step","QUsePI","17;2",2.46,"MG/time step","QUsePI","17;2",2.46,"MG/time step",0]
["QUsePI","18;2",2.46,"MG/time step","QUsePI","18;2",2.46,"MG/time step","QUsePI","18;2",2.46,"MG/time step","QUsePI","18;2",2.46,"MG/time step","QUsePI","18;2",2.46,"MG/time step","QUsePI","18;2",2.46,"MG/time step",0]
["QUsePI","19;2",2.46,"MG/time step","QUsePI","19;2",2.46,"MG/time step","QUsePI","19;2",2.46,"MG/time step","QUsePI","19;2",2.46,"MG/time step","QUsePI","19;2",2.46,"MG/time step","QUsePI","19;2",2.46,"MG/time step",0]
["QUsePI","20;2",2.46,"MG/time step","QUsePI","20;2",2.46,"MG/time step","QUsePI","20;2",2.46,"MG/time step","QUsePI","20;2",2.46,"MG/time step","QUsePI","20;2",2.46,"MG/time step","QUsePI","20;2",2.46,"MG/time step",0]
["QUsePI","21;2",2.46,"MG/time step","QUsePI","21;2",2.46,"MG/time step","QUsePI","21;2",2.46,"MG/time step","QUsePI","21;2",2.46,"MG/time step","QUsePI","21;2",2.46,"MG/time step","QUsePI","21;2",2.46,"MG/time step",0]
["QUsePI","22;2",2.46,"MG/time step","QUsePI","22;2",2.46,"MG/time step","QUsePI","22;2",2.46,"MG/time step","QUsePI","22;2",2.46,"MG/time step","QUsePI","22;2",2.46,"MG/time step","QUsePI","22;2",2.46,"MG/time step",0]
["QUsePI","23;2",2.46,"MG/time step","QUsePI","23;2",2.46,"MG/time step","QUsePI","23;2",2.46,"MG/time step","QUsePI","23;2",2.46,"MG/time step","QUsePI","23;2",2.46,"MG/time step","QUsePI","23;2",2.46,"MG/time step",0]
["QUsePI","24;2",2.46,"MG/time step","QUsePI","24;2",2.46,"MG/time step","QUsePI","24;2",2.46,"MG/time step","QUsePI","24;2",2.46,"MG/time step","QUsePI","24;2",2.46,"MG/time step","QUsePI","24;2",2.46,"MG/time step",0]
["QUsePI","25;2",2.46,"MG/time step","QUsePI","25;2",2.46,"MG/time step","QUsePI","25;2",2.46,"MG/time step","QUsePI","25;2",2.46,"MG/time step","QUsePI","25;2",2.46,"MG/time step","QUsePI","25;2",2.46,"MG/time step",0]
["QUsePI","26;2",2.46,"MG/time step","QUsePI","26;2",2.46,"MG/time step","QUsePI","26;2",2.46,"MG/time step","QUsePI","26;2",2.46,"MG/time step","QUsePI","26;2",2.46,"MG/time step","QUsePI","26;2",2.46,"MG/time step",0]
["QUsePI","27;2",2.46,"MG/time step","QUsePI","27;2",2.46,"MG/time step","QUsePI","27;2",2.46,"MG/time step","QUsePI","27;2",2.46,"MG/time step","QUsePI","27;2",2.46,"MG/time step","QUsePI","27;2",2.46,"MG/time step",0]
["QUsePI","28;2",2.46,"MG/time step","QUsePI","28;2",2.46,"MG/time step","QUsePI","28;2",2.46,"MG/time step","QUsePI","28;2",2.46,"MG/time step","QUsePI","28;2",2.46,"MG/time step","QUsePI","28;2",2.46,"MG/time step",{"$f":"IF(ISNUMBER(C724),IF(AVERAGE(C724,G724,K724,O724,S724,W724)<>MAX(C724,G724,K724,O724,S724,W724),1,0),\"\")","v":0}]
["QUsePI","29;2",2.46,"MG/time step","QUsePI","29;2",2.46,"MG/time step","QUsePI","29;2",2.46,"MG/time step","QUsePI","29;2",2.46,"MG/time step","QUsePI","29;2",2.46,"MG/time step","QUsePI","29;2",2.46,"MG/time step",0]
["QUsePI","30;2",2.46,"MG/time step","QUsePI","30;2",2.46,"MG/time step","QUsePI","30;2",2.46,"MG/time step","QUsePI","30;2",2.46,"MG/time step","QUsePI","30;2",2.46,"MG/time step","QUsePI","30;2",2.46,"MG/time step",0]
["QUsePI","31;2",2.46,"MG/time step","QUsePI","31;2",2.46,"MG/time step","QUsePI","31;2",2.46,"MG/time step","QUsePI","31;2",2.46,"MG/time step","QUsePI","31;2",2.46,"MG/time step","QUsePI","31;2",2.46,"MG/time step",0]
["QUsePI","32;2",2.4,"MG/time step","QUsePI","32;2",2.4,"MG/time step","QUsePI","32;2",2.4,"MG/time step","QUsePI","32;2",2.4,"MG/time step","QUsePI","32;2",2.4,"MG/time step","QUsePI","32;2",2.4,"MG/time step",0]
["QUsePI","33;2",2.4,"MG/time step","QUsePI","33;2",2.4,"MG/time step","QUsePI","33;2",2.4,"MG/time step","QUsePI","33;2",2.4,"MG/time step","QUsePI","33;2",2.4,"MG/time step","QUsePI","33;2",2.4,"MG/time step",0]
["QUsePI","34;2",2.4,"MG/time step","QUsePI","34;2",2.4,"MG/time step","QUsePI","34;2",2.4,"MG/time step","QUsePI","34;2",2.4,"MG/time step","QUsePI","34;2",2.4,"MG/time step","QUsePI","34;2",2.4,"MG/time step",0]
["QUsePI","35;2",2.4,"MG/time step","QUsePI","35;2",2.4,"MG/time step","QUsePI","35;2",2.4,"MG/time step","QUsePI","35;2",2.4,"MG/time step","QUsePI","35;2",2.4,"MG/time step","QUsePI","35;2",2.4,"MG/time step",0]
["QUsePI","36;2",2.4,"MG/time step","QUsePI","36;2",2.4,"MG/time step","QUsePI","36;2",2.4,"MG/time step","QUsePI","36;2",2.4,"MG/time step","QUsePI","36;2",2.4,"MG/time step","QUsePI","36;2",2.4,"MG/time step",0]
["QUsePI","37;2",2.4,"MG/time step","QUsePI","37;2",2.4,"MG/time step","QUsePI","37;2",2.4,"MG/time step","QUsePI","37;2",2.4,"MG/time step","QUsePI","37;2",2.4,"MG/time step","QUsePI","37;2",2.4,"MG/time step",0]
["QUsePI","38;2",2.4,"MG/time step","QUsePI","38;2",2.4,"MG/time step","QUsePI","38;2",2.4,"MG/time step","QUsePI","38;2",2.4,"MG/time step","QUsePI","38;2",2.4,"MG/time step","QUsePI","38;2",2.4,"MG/time step",0]
["QUsePI","39;2",2.4,"MG/time step","QUsePI","39;2",2.4,"MG/time step","QUsePI","39;2",2.4,"MG/time step","QUsePI","39;2",2.4,"MG/time step","QUsePI","39;2",2.4,"MG/time step","QUsePI","39;2",2.4,"MG/time step",0]
["QUsePI","40;2",2.4,"MG/time step","QUsePI","40;2",2.4,"MG/time step","QUsePI","40;2",2.4,"MG/time step","QUsePI","40;2",2.4,"MG/time step","QUsePI","40;2",2.4,"MG/time step","QUsePI","40;2",2.4,"MG/time step",0]
["QUsePI","41;2",2.4,"MG/time step","QUsePI","41;2",2.4,"MG/time step","QUsePI","41;2",2.4,"MG/time step","QUsePI","41;2",2.4,"MG/time step","QUsePI","41;2",2.4,"MG/time step","QUsePI","41;2",2.4,"MG/time step",0]
["QUsePI","42;2",2.4,"MG/time step","QUsePI","42;2",2.4,"MG/time step","QUsePI","42;2",2.4,"MG/time step","QUsePI","42;2",2.4,"MG/time step","QUsePI","42;2",2.4,"MG/time step","QUsePI","42;2",2.4,"MG/time step",0]
["QUsePI","43;2",2.4,"MG/time step","QUsePI","43;2",2.4,"MG/time step","QUsePI","43;2",2.4,"MG/time step","QUsePI","43;2",2.4,"MG/time step","QUsePI","43;2",2.4,"MG/time step","QUsePI","43;2",2.4,"MG/time step",0]
["QUsePI","44;2",2.4,"MG/time step","QUsePI","44;2",2.4,"MG/time step","QUsePI","44;2",2.4,"MG/time step","QUsePI","44;2",2.4,"MG/time step","QUsePI","44;2",2.4,"MG/time step","QUsePI","44;2",2.4,"MG/time step",0]
["QUsePI","45;2",2.4,"MG/time step","QUsePI","45;2",2.4,"MG/time step","QUsePI","45;2",2.4,"MG/time step","QUsePI","45;2",2.4,"MG/time step","QUsePI","45;2",2.4,"MG/time step","QUsePI","45;2",2.4,"MG/time step",0]
["QUsePI","46;2",2.4,"MG/time step","QUsePI","46;2",2.4,"MG/time step","QUsePI","46;2",2.4,"MG/time step","QUsePI","46;2",2.4,"MG/time step","QUsePI","46;2",2.4,"MG/time step","QUsePI","46;2",2.4,"MG/time step",0]
["QUsePI","47;2",2.4,"MG/time step","QUsePI","47;2",2.4,"MG/time step","QUsePI","47;2",2.4,"MG/time step","QUsePI","47;2",2.4,"MG/time step","QUsePI","47;2",2.4,"MG/time step","QUsePI","47;2",2.4,"MG/time step",0]
["QUsePI","48;2",2.4,"MG/time step","QUsePI","48;2",2.4,"MG/time step","QUsePI","48;2",2.4,"MG/time step","QUsePI","48;2",2.4,"MG/time step","QUsePI","48;2",2.4,"MG/time step","QUsePI","48;2",2.4,"MG/time step",0]
["QUsePI","49;2",2.4,"MG/time step","QUsePI","49;2",2.4,"MG/time step","QUsePI","49;2",2.4,"MG/time step","QUsePI","49;2",2.4,"MG/time step","QUsePI","49;2",2.4,"MG/time step","QUsePI","49;2",2.4,"MG/time step",0]
["QUsePI","50;2",2.4,"MG/time step","QUsePI","50;2",2.4,"MG/time step","QUsePI","50;2",2.4,"MG/time step","QUsePI","50;2",2.4,"MG/time step","QUsePI","50;2",2.4,"MG/time step","QUsePI","50;2",2.4,"MG/time step",0]
["QUsePI","51;2",2.4,"MG/time step","QUsePI","51;2",2.4,"MG/time step","QUsePI","51;2",2.4,"MG/time step","QUsePI","51;2",2.4,"MG/time step","QUsePI","51;2",2.4,"MG/time step","QUsePI","51;2",2.4,"MG/time step",0]
["QUsePI","52;2",2.4,"MG/time step","QUsePI","52;2",2.4,"MG/time step","QUsePI","52;2",2.4,"MG/time step","QUsePI","52;2",2.4,"MG/time step","QUsePI","52;2",2.4,"MG/time step","QUsePI","52;2",2.4,"MG/time step",0]
["QUsePI","53;2",2.4,"MG/time step","QUsePI","53;2",2.4,"MG/time step","QUsePI","53;2",2.4,"MG/time step","QUsePI","53;2",2.4,"MG/time step","QUsePI","53;2",2.4,"MG/time step","QUsePI","53;2",2.4,"MG/time step",0]
["QUsePI","54;2",2.4,"MG/time step","QUsePI","54;2",2.4,"MG/time step","QUsePI","54;2",2.4,"MG/time step","QUsePI","54;2",2.4,"MG/time step","QUsePI","54;2",2.4,"MG/time step","QUsePI","54;2",2.4,"MG/time step",0]
["QUsePI","55;2",2.4,"MG/time step","QUsePI","55;2",2.4,"MG/time step","QUsePI","55;2",2.4,"MG/time step","QUsePI","55;2",2.4,"MG/time step","QUsePI","55;2",2.4,"MG/time step","QUsePI","55;2",2.4,"MG/time step",0]
["QUsePI","56;2",2.4,"MG/time step","QUsePI","56;2",2.4,"MG/time step","QUsePI","56;2",2.4,"MG/time step","QUsePI","56;2",2.4,"MG/time step","QUsePI","56;2",2.4,"MG/time step","QUsePI","56;2",2.4,"MG/time step",0]
["QUsePI","57;2",2.4,"MG/time step","QUsePI","57;2",2.4,"MG/time step","QUsePI","57;2",2.4,"MG/time step","QUsePI","57;2",2.4,"MG/time step","QUsePI","57;2",2.4,"MG/time step","QUsePI","57;2",2.4,"MG/time step",0]
["QUsePI","58;2",2.4,"MG/time step","QUsePI","58;2",2.4,"MG/time step","QUsePI","58;2",2.4,"MG/time step","QUsePI","58;2",2.4,"MG/time step","QUsePI","58;2",2.4,"MG/time step","QUsePI","58;2",2.4,"MG/time step",0]
["QUsePI","59;2",2.4,"MG/time step","QUsePI","59;2",2.4,"MG/time step","QUsePI","59;2",2.4,"MG/time step","QUsePI","59;2",2.4,"MG/time step","QUsePI","59;2",2.4,"MG/time step","QUsePI","59;2",2.4,"MG/time step",0]
["QUsePI","60;2",2.34,"MG/time step","QUsePI","60;2",2.34,"MG/time step","QUsePI","60;2",2.34,"MG/time step","QUsePI","60;2",2.34,"MG/time step","QUsePI","60;2",2.34,"MG/time step","QUsePI","60;2",2.34,"MG/time step",0]
["QUsePI","61;2",2.34,"MG/time step","QUsePI","61;2",2.34,"MG/time step","QUsePI","61;2",2.34,"MG/time step","QUsePI","61;2",2.34,"MG/time step","QUsePI","61;2",2.34,"MG/time step","QUsePI","61;2",2.34,"MG/time step",0]
["QUsePI","62;2",2.34,"MG/time step","QUsePI","62;2",2.34,"MG/time step","QUsePI","62;2",2.34,"MG/time step","QUsePI","62;2",2.34,"MG/time step","QUsePI","62;2",2.34,"MG/time step","QUsePI","62;2",2.34,"MG/time step",0]
["QUsePI","63;2",2.34,"MG/time step","QUsePI","63;2",2.34,"MG/time step","QUsePI","63;2",2.34,"MG/time step","QUsePI","63;2",2.34,"MG/time step","QUsePI","63;2",2.34,"MG/time step","QUsePI","63;2",2.34,"MG/time step",0]
["QUsePI","64;2",2.34,"MG/time step","QUsePI","64;2",2.34,"MG/time step","QUsePI","64;2",2.34,"MG/time step","QUsePI","64;2",2.34,"MG/time step","QUsePI","64;2",2.34,"MG/time step","QUsePI","64;2",2.34,"MG/time step",0]
["QUsePI","65;2",2.34,"MG/time step","QUsePI","65;2",2.34,"MG/time step","QUsePI","65;2",2.34,"MG/time step","QUsePI","65;2",2.34,"MG/time step","QUsePI","65;2",2.34,"MG/time step","QUsePI","65;2",2.34,"MG/time step",0]
["QUsePI","66;2",2.34,"MG/time step","QUsePI","66;2",2.34,"MG/time step","QUsePI","66;2",2.34,"MG/time step","QUsePI","66;2",2.34,"MG/time step","QUsePI","66;2",2.34,"MG/time step","QUsePI","66;2",2.34,"MG/time step",0]
["QUsePI","67;2",2.34,"MG/time step","QUsePI","67;2",2.34,"MG/time step","QUsePI","67;2",2.34,"MG/time step","QUsePI","67;2",2.34,"MG/time step","QUsePI","67;2",2.34,"MG/time step","QUsePI","67;2",2.34,"MG/time step",0]
["QUsePI","68;2",2.34,"MG/time step","QUsePI","68;2",2.34,"MG/time step","QUsePI","68;2",2.34,"MG/time step","QUsePI","68;2",2.34,"MG/time step","QUsePI","68;2",2.34,"MG/time step","QUsePI","68;2",2.34,"MG/time step",0]
["QUsePI","69;2",2.34,"MG/time step","QUsePI","69;2",2.34,"MG/time step","QUsePI","69;2",2.34,"MG/time step","QUsePI","69;2",2.34,"MG/time step","QUsePI","69;2",2.34,"MG/time step","QUsePI","69;2",2.34,"MG/time step",0]
["QUsePI","70;2",2.34,"MG/time step","QUsePI","70;2",2.34,"MG/time step","QUsePI","70;2",2.34,"MG/time step","QUsePI","70;2",2.34,"MG/time step","QUsePI","70;2",2.34,"MG/time step","QUsePI","70;2",2.34,"MG/time step",0]
["QUsePI","71;2",2.34,"MG/time step","QUsePI","71;2",2.34,"MG/time step","QUsePI","71;2",2.34,"MG/time step","QUsePI","71;2",2.34,"MG/time step","QUsePI","71;2",2.34,"MG/time step","QUsePI","71;2",2.34,"MG/time step",0]
["QUsePI","72;2",2.34,"MG/time step","QUsePI","72;2",2.34,"MG/time step","QUsePI","72;2",2.34,"MG/time step","QUsePI","72;2",2.34,"MG/time step","QUsePI","72;2",2.34,"MG/time step","QUsePI","72;2",2.34,"MG/time step",0]
["QUsePI","73;2",2.34,"MG/time step","QUsePI","73;2",2.34,"MG/time step","QUsePI","73;2",2.34,"MG/time step","QUsePI","73;2",2.34,"MG/time step","QUsePI","73;2",2.34,"MG/time step","QUsePI","73;2",2.34,"MG/time step",0]
["QUsePI","74;2",2.34,"MG/time step","QUsePI","74;2",2.34,"MG/time step","QUsePI","74;2",2.34,"MG/time step","QUsePI","74;2",2.34,"MG/time step","QUsePI","74;2",2.34,"MG/time step","QUsePI","74;2",2.34,"MG/time step",0]
["QUsePI","75;2",2.34,"MG/time step","QUsePI","75;2",2.34,"MG/time step","QUsePI","75;2",2.34,"MG/time step","QUsePI","75;2",2.34,"MG/time step","QUsePI","75;2",2.34,"MG/time step","QUsePI","75;2",2.34,"MG/time step",0]
["QUsePI","76;2",2.34,"MG/time step","QUsePI","76;2",2.34,"MG/time step","QUsePI","76;2",2.34,"MG/time step","QUsePI","76;2",2.34,"MG/time step","QUsePI","76;2",2.34,"MG/time step","QUsePI","76;2",2.34,"MG/time step",0]
["QUsePI","77;2",2.34,"MG/time step","QUsePI","77;2",2.34,"MG/time step","QUsePI","77;2",2.34,"MG/time step","QUsePI","77;2",2.34,"MG/time step","QUsePI","77;2",2.34,"MG/time step","QUsePI","77;2",2.34,"MG/time step",0]
["QUsePI","78;2",2.34,"MG/time step","QUsePI","78;2",2.34,"MG/time step","QUsePI","78;2",2.34,"MG/time step","QUsePI","78;2",2.34,"MG/time step","QUsePI","78;2",2.34,"MG/time step","QUsePI","78;2",2.34,"MG/time step",0]
["QUsePI","79;2",2.34,"MG/time step","QUsePI","79;2",2.34,"MG/time step","QUsePI","79;2",2.34,"MG/time step","QUsePI","79;2",2.34,"MG/time step","QUsePI","79;2",2.34,"MG/time step","QUsePI","79;2",2.34,"MG/time step",0]
["QUsePI","80;2",2.34,"MG/time step","QUsePI","80;2",2.34,"MG/time step","QUsePI","80;2",2.34,"MG/time step","QUsePI","80;2",2.34,"MG/time step","QUsePI","80;2",2.34,"MG/time step","QUsePI","80;2",2.34,"MG/time step",0]
["QUsePI","81;2",2.34,"MG/time step","QUsePI","81;2",2.34,"MG/time step","QUsePI","81;2",2.34,"MG/time step","QUsePI","81;2",2.34,"MG/time step","QUsePI","81;2",2.34,"MG/time step","QUsePI","81;2",2.34,"MG/time step",0]
["QUsePI","82;2",2.34,"MG/time step","QUsePI","82;2",2.34,"MG/time step","QUsePI","82;2",2.34,"MG/time step","QUsePI","82;2",2.34,"MG/time step","QUsePI","82;2",2.34,"MG/time step","QUsePI","82;2",2.34,"MG/time step",0]
["QUsePI","83;2",2.34,"MG/time step","QUsePI","83;2",2.34,"MG/time step","QUsePI","83;2",2.34,"MG/time step","QUsePI","83;2",2.34,"MG/time step","QUsePI","83;2",2.34,"MG/time step","QUsePI","83;2",2.34,"MG/time step",0]
["QUsePI","84;2",2.34,"MG/time step","QUsePI","84;2",2.34,"MG/time step","QUsePI","84;2",2.34,"MG/time step","QUsePI","84;2",2.34,"MG/time step","QUsePI","84;2",2.34,"MG/time step","QUsePI","84;2",2.34,"MG/time step",0]
["QUsePI","85;2",2.34,"MG/time step","QUsePI","85;2",2.34,"MG/time step","QUsePI","85;2",2.34,"MG/time step","QUsePI","85;2",2.34,"MG/time step","QUsePI","85;2",2.34,"MG/time step","QUsePI","85;2",2.34,"MG/time step",0]
["QUsePI","86;2",2.34,"MG/time step","QUsePI","86;2",2.34,"MG/time step","QUsePI","86;2",2.34,"MG/time step","QUsePI","86;2",2.34,"MG/time step","QUsePI","86;2",2.34,"MG/time step","QUsePI","86;2",2.34,"MG/time step",0]
["QUsePI","87;2",2.34,"MG/time step","QUsePI","87;2",2.34,"MG/time step","QUsePI","87;2",2.34,"MG/time step","QUsePI","87;2",2.34,"MG/time step","QUsePI","87;2",2.34,"MG/time step","QUsePI","87;2",2.34,"MG/time step",0]
["QUsePI","88;2",2.34,"MG/time step","QUsePI","88;2",2.34,"MG/time step","QUsePI","88;2",2.34,"MG/time step","QUsePI","88;2",2.34,"MG/time step","QUsePI","88;2",2.34,"MG/time step","QUsePI","88;2",2.34,"MG/time step",0]
["QUsePI","89;2",2.34,"MG/time step","QUsePI","89;2",2.34,"MG/time step","QUsePI","89;2",2.34,"MG/time step","QUsePI","89;2",2.34,"MG/time step","QUsePI","89;2",2.34,"MG/time step","QUsePI","89;2",2.34,"MG/time step",0]
["QUsePI","90;2",2.34,"MG/time step","QUsePI","90;2",2.34,"MG/time step","QUsePI","90;2",2.34,"MG/time step","QUsePI","90;2",2.34,"MG/time step","QUsePI","90;2",2.34,"MG/time step","QUsePI","90;2",2.34,"MG/time step",0]
["QUsePI","91;2",2.59,"MG/time step","QUsePI","91;2",2.59,"MG/time step","QUsePI","91;2",2.59,"MG/time step","QUsePI","91;2",2.59,"MG/time step","QUsePI","91;2",2.59,"MG/time step","QUsePI","91;2",2.59,"MG/time step",0]
["QUsePI","92;2",2.59,"MG/time step","QUsePI","92;2",2.59,"MG/time step","QUsePI","92;2",2.59,"MG/time step","QUsePI","92;2",2.59,"MG/time step","QUsePI","92;2",2.59,"MG/time step","QUsePI","92;2",2.59,"MG/time step",{"$f":"IF(ISNUMBER(C788),IF(AVERAGE(C788,G788,K788,O788,S788,W788)<>MAX(C788,G788,K788,O788,S788,W788),1,0),\"\")","v":0}]
["QUsePI","93;2",2.59,"MG/time step","QUsePI","93;2",2.59,"MG/time step","QUsePI","93;2",2.59,"MG/time step","QUsePI","93;2",2.59,"MG/time step","QUsePI","93;2",2.59,"MG/time step","QUsePI","93;2",2.59,"MG/time step",0]
["QUsePI","94;2",2.59,"MG/time step","QUsePI","94;2",2.59,"MG/time step","QUsePI","94;2",2.59,"MG/time step","QUsePI","94;2",2.59,"MG/time step","QUsePI","94;2",2.59,"MG/time step","QUsePI","94;2",2.59,"MG/time step",0]
["QUsePI","95;2",2.59,"MG/time step","QUsePI","95;2",2.59,"MG/time step","QUsePI","95;2",2.59,"MG/time step","QUsePI","95;2",2.59,"MG/time step","QUsePI","95;2",2.59,"MG/time step","QUsePI","95;2",2.59,"MG/time step",0]
["QUsePI","96;2",2.59,"MG/time step","QUsePI","96;2",2.59,"MG/time step","QUsePI","96;2",2.59,"MG/time step","QUsePI","96;2",2.59,"MG/time step","QUsePI","96;2",2.59,"MG/time step","QUsePI","96;2",2.59,"MG/time step",0]
["QUsePI","97;2",2.59,"MG/time step","QUsePI","97;2",2.59,"MG/time step","QUsePI","97;2",2.59,"MG/time step","QUsePI","97;2",2.59,"MG/time step","QUsePI","97;2",2.59,"MG/time step","QUsePI","97;2",2.59,"MG/time step",0]
["QUsePI","98;2",2.59,"MG/time step","QUsePI","98;2",2.59,"MG/time step","QUsePI","98;2",2.59,"MG/time step","QUsePI","98;2",2.59,"MG/time step","QUsePI","98;2",2.59,"MG/time step","QUsePI","98;2",2.59,"MG/time step",0]
["QUsePI","99;2",2.59,"MG/time step","QUsePI","99;2",2.59,"MG/time step","QUsePI","99;2",2.59,"MG/time step","QUsePI","99;2",2.59,"MG/time step","QUsePI","99;2",2.59,"MG/time step","QUsePI","99;2",2.59,"MG/time step",0]
["QUsePI","100;2",2.59,"MG/time step","QUsePI","100;2",2.59,"MG/time step","QUsePI","100;2",2.59,"MG/time step","QUsePI","100;2",2.59,"MG/time step","QUsePI","100;2",2.59,"MG/time step","QUsePI","100;2",2.59,"MG/time step",0]
["QUsePI","101;2",2.59,"MG/time step","QUsePI","101;2",2.59,"MG/time step","QUsePI","101;2",2.59,"MG/time step","QUsePI","101;2",2.59,"MG/time step","QUsePI","101;2",2.59,"MG/time step","QUsePI","101;2",2.59,"MG/time step",0]
["QUsePI","102;2",2.59,"MG/time step","QUsePI","102;2",2.59,"MG/time step","QUsePI","102;2",2.59,"MG/time step","QUsePI","102;2",2.59,"MG/time step","QUsePI","102;2",2.59,"MG/time step","QUsePI","102;2",2.59,"MG/time step",0]
["QUsePI","103;2",2.59,"MG/time step","QUsePI","103;2",2.59,"MG/time step","QUsePI","103;2",2.59,"MG/time step","QUsePI","103;2",2.59,"MG/time step","QUsePI","103;2",2.59,"MG/time step","QUsePI","103;2",2.59,"MG/time step",0]
["QUsePI","104;2",2.59,"MG/time step","QUsePI","104;2",2.59,"MG/time step","QUsePI","104;2",2.59,"MG/time step","QUsePI","104;2",2.59,"MG/time step","QUsePI","104;2",2.59,"MG/time step","QUsePI","104;2",2.59,"MG/time step",0]
["QUsePI","105;2",2.59,"MG/time step","QUsePI","105;2",2.59,"MG/time step","QUsePI","105;2",2.59,"MG/time step","QUsePI","105;2",2.59,"MG/time step","QUsePI","105;2",2.59,"MG/time step","QUsePI","105;2",2.59,"MG/time step",0]
["QUsePI","106;2",2.59,"MG/time step","QUsePI","106;2",2.59,"MG/time step","QUsePI","106;2",2.59,"MG/time step","QUsePI","106;2",2.59,"MG/time step","QUsePI","106;2",2.59,"MG/time step","QUsePI","106;2",2.59,"MG/time step",0]
["QUsePI","107;2",2.59,"MG/time step","QUsePI","107;2",2.59,"MG/time step","QUsePI","107;2",2.59,"MG/time step","QUsePI","107;2",2.59,"MG/time step","QUsePI","107;2",2.59,"MG/time step","QUsePI","107;2",2.59,"MG/time step",0]
["QUsePI","108;2",2.59,"MG/time step","QUsePI","108;2",2.59,"MG/time step","QUsePI","108;2",2.59,"MG/time step","QUsePI","108;2",2.59,"MG/time step","QUsePI","108;2",2.59,"MG/time step","QUsePI","108;2",2.59,"MG/time step",0]
["QUsePI","109;2",2.59,"MG/time step","QUsePI","109;2",2.59,"MG/time step","QUsePI","109;2",2.59,"MG/time step","QUsePI","109;2",2.59,"MG/time step","QUsePI","109;2",2.59,"MG/time step","QUsePI","109;2",2.59,"MG/time step",0]
["QUsePI","110;2",2.59,"MG/time step","QUsePI","110;2",2.59,"MG/time step","QUsePI","110;2",2.59,"MG/time step","QUsePI","110;2",2.59,"MG/time step","QUsePI","110;2",2.59,"MG/time step","QUsePI","110;2",2.59,"MG/time step",0]
["QUsePI","111;2",2.59,"MG/time step","QUsePI","111;2",2.59,"MG/time step","QUsePI","111;2",2.59,"MG/time step","QUsePI","111;2",2.59,"MG/time step","QUsePI","111;2",2.59,"MG/time step","QUsePI","111;2",2.59,"MG/time step",0]
["QUsePI","112;2",2.59,"MG/time step","QUsePI","112;2",2.59,"MG/time step","QUsePI","112;2",2.59,"MG/time step","QUsePI","112;2",2.59,"MG/time step","QUsePI","112;2",2.59,"MG/time step","QUsePI","112;2",2.59,"MG/time step",0]
["QUsePI","113;2",2.59,"MG/time step","QUsePI","113;2",2.59,"MG/time step","QUsePI","113;2",2.59,"MG/time step","QUsePI","113;2",2.59,"MG/time step","QUsePI","113;2",2.59,"MG/time step","QUsePI","113;2",2.59,"MG/time step",0]
["QUsePI","114;2",2.59,"MG/time step","QUsePI","114;2",2.59,"MG/time step","QUsePI","114;2",2.59,"MG/time step","QUsePI","114;2",2.59,"MG/time step","QUsePI","114;2",2.59,"MG/time step","QUsePI","114;2",2.59,"MG/time step",0]
["QUsePI","115;2",2.59,"MG/time step","QUsePI","115;2",2.59,"MG/time step","QUsePI","115;2",2.59,"MG/time step","QUsePI","115;2",2.59,"MG/time step","QUsePI","115;2",2.59,"MG/time step","QUsePI","115;2",2.59,"MG/time step",0]
["QUsePI","116;2",2.59,"MG/time step","QUsePI","116;2",2.59,"MG/time step","QUsePI","116;2",2.59,"MG/time step","QUsePI","116;2",2.59,"MG/time step","QUsePI","116;2",2.59,"MG/time step","QUsePI","116;2",2.59,"MG/time step",0]
["QUsePI","117;2",2.59,"MG/time step","QUsePI","117;2",2.59,"MG/time step","QUsePI","117;2",2.59,"MG/time step","QUsePI","117;2",2.59,"MG/time step","QUsePI","117;2",2.59,"MG/time step","QUsePI","117;2",2.59,"MG/time step",0]
["QUsePI","118;2",2.59,"MG/time step","QUsePI","118;2",2.59,"MG/time step","QUsePI","118;2",2.59,"MG/time step","QUsePI","118;2",2.59,"MG/time step","QUsePI","118;2",2.59,"MG/time step","QUsePI","118;2",2.59,"MG/time step",0]
["QUsePI","119;2",2.59,"MG/time step","QUsePI","119;2",2.59,"MG/time step","QUsePI","119;2",2.59,"MG/time step","QUsePI","119;2",2.59,"MG/time step","QUsePI","119;2",2.59,"MG/time step","QUsePI","119;2",2.59,"MG/time step",0]
["QUsePI","120;2",2.59,"MG/time step","QUsePI","120;2",2.59,"MG/time step","QUsePI","120;2",2.59,"MG/time step","QUsePI","120;2",2.59,"MG/time step","QUsePI","120;2",2.59,"MG/time step","QUsePI","120;2",2.59,"MG/time step",0]
["QUsePI","121;2",2.82,"MG/time step","QUsePI","121;2",2.82,"MG/time step","QUsePI","121;2",2.82,"MG/time step","QUsePI","121;2",2.82,"MG/time step","QUsePI","121;2",2.82,"MG/time step","QUsePI","121;2",2.82,"MG/time step",0]
["QUsePI","122;2",2.82,"MG/time step","QUsePI","122;2",2.82,"MG/time step","QUsePI","122;2",2.82,"MG/time step","QUsePI","122;2",2.82,"MG/time step","QUsePI","122;2",2.82,"MG/time step","QUsePI","122;2",2.82,"MG/time step",0]
["QUsePI","123;2",2.82,"MG/time step","QUsePI","123;2",2.82,"MG/time step","QUsePI","123;2",2.82,"MG/time step","QUsePI","123;2",2.82,"MG/time step","QUsePI","123;2",2.82,"MG/time step","QUsePI","123;2",2.82,"MG/time step",0]
["QUsePI","124;2",2.82,"MG/time step","QUsePI","124;2",2.82,"MG/time step","QUsePI","124;2",2.82,"MG/time step","QUsePI","124;2",2.82,"MG/time step","QUsePI","124;2",2.82,"MG/time step","QUsePI","124;2",2.82,"MG/time step",0]
["QUsePI","125;2",2.82,"MG/time step","QUsePI","125;2",2.82,"MG/time step","QUsePI","125;2",2.82,"MG/time step","QUsePI","125;2",2.82,"MG/time step","QUsePI","125;2",2.82,"MG/time step","QUsePI","125;2",2.82,"MG/time step",0]
["QUsePI","126;2",2.82,"MG/time step","QUsePI","126;2",2.82,"MG/time step","QUsePI","126;2",2.82,"MG/time step","QUsePI","126;2",2.82,"MG/time step","QUsePI","126;2",2.82,"MG/time step","QUsePI","126;2",2.82,"MG/time step",0]
["QUsePI","127;2",2.82,"MG/time step","QUsePI","127;2",2.82,"MG/time step","QUsePI","127;2",2.82,"MG/time step","QUsePI","127;2",2.82,"MG/time step","QUsePI","127;2",2.82,"MG/time step","QUsePI","127;2",2.82,"MG/time step",0]
["QUsePI","128;2",2.82,"MG/time step","QUsePI","128;2",2.82,"MG/time step","QUsePI","128;2",2.82,"MG/time step","QUsePI","128;2",2.82,"MG/time step","QUsePI","128;2",2.82,"MG/time step","QUsePI","128;2",2.82,"MG/time step",0]
["QUsePI","129;2",2.82,"MG/time step","QUsePI","129;2",2.82,"MG/time step","QUsePI","129;2",2.82,"MG/time step","QUsePI","129;2",2.82,"MG/time step","QUsePI","129;2",2.82,"MG/time step","QUsePI","129;2",2.82,"MG/time step",0]
["QUsePI","130;2",2.82,"MG/time step","QUsePI","130;2",2.82,"MG/time step","QUsePI","130;2",2.82,"MG/time step","QUsePI","130;2",2.82,"MG/time step","QUsePI","130;2",2.82,"MG/time step","QUsePI","130;2",2.82,"MG/time step",0]
["QUsePI","131;2",2.82,"MG/time step","QUsePI","131;2",2.82,"MG/time step","QUsePI","131;2",2.82,"MG/time step","QUsePI","131;2",2.82,"MG/time step","QUsePI","131;2",2.82,"MG/time step","QUsePI","131;2",2.82,"MG/time step",0]
["QUsePI","132;2",2.82,"MG/time step","QUsePI","132;2",2.82,"MG/time step","QUsePI","132;2",2.82,"MG/time step","QUsePI","132;2",2.82,"MG/time step","QUsePI","132;2",2.82,"MG/time step","QUsePI","132;2",2.82,"MG/time step",0]
["QUsePI","133;2",2.82,"MG/time step","QUsePI","133;2",2.82,"MG/time step","QUsePI","133;2",2.82,"MG/time step","QUsePI","133;2",2.82,"MG/time step","QUsePI","133;2",2.82,"MG/time step","QUsePI","133;2",2.82,"MG/time step",0]
["QUsePI","134;2",2.82,"MG/time step","QUsePI","134;2",2.82,"MG/time step","QUsePI","134;2",2.82,"MG/time step","QUsePI","134;2",2.82,"MG/time step","QUsePI","134;2",2.82,"MG/time step","QUsePI","134;2",2.82,"MG/time step",0]
["QUsePI","135;2",2.82,"MG/time step","QUsePI","135;2",2.82,"MG/time step","QUsePI","135;2",2.82,"MG/time step","QUsePI","135;2",2.82,"MG/time step","QUsePI","135;2",2.82,"MG/time step","QUsePI","135;2",2.82,"MG/time step",0]
["QUsePI","136;2",2.82,"MG/time step","QUsePI","136;2",2.82,"MG/time step","QUsePI","136;2",2.82,"MG/time step","QUsePI","136;2",2.82,"MG/time step","QUsePI","136;2",2.82,"MG/time step","QUsePI","136;2",2.82,"MG/time step",0]
["QUsePI","137;2",2.82,"MG/time step","QUsePI","137;2",2.82,"MG/time step","QUsePI","137;2",2.82,"MG/time step","QUsePI","137;2",2.82,"MG/time step","QUsePI","137;2",2.82,"MG/time step","QUsePI","137;2",2.82,"MG/time step",0]
["QUsePI","138;2",2.82,"MG/time step","QUsePI","138;2",2.82,"MG/time step","QUsePI","138;2",2.82,"MG/time step","QUsePI","138;2",2.82,"MG/time step","QUsePI","138;2",2.82,"MG/time step","QUsePI","138;2",2.82,"MG/time step",0]
["QUsePI","139;2",2.82,"MG/time step","QUsePI","139;2",2.82,"MG/time step","QUsePI","139;2",2.82,"MG/time step","QUsePI","139;2",2.82,"MG/time step","QUsePI","139;2",2.82,"MG/time step","QUsePI","139;2",2.82,"MG/time step",0]
["QUsePI","140;2",2.82,"MG/time step","QUsePI","140;2",2.82,"MG/time step","QUsePI","140;2",2.82,"MG/time step","QUsePI","140;2",2.82,"MG/time step","QUsePI","140;2",2.82,"MG/time step","QUsePI","140;2",2.82,"MG/time step",0]
["QUsePI","141;2",2.82,"MG/time step","QUsePI","141;2",2.82,"MG/time step","QUsePI","141;2",2.82,"MG/time step","QUsePI","141;2",2.82,"MG/time step","QUsePI","141;2",2.82,"MG/time step","QUsePI","141;2",2.82,"MG/time step",0]
["QUsePI","142;2",2.82,"MG/time step","QUsePI","142;2",2.82,"MG/time step","QUsePI","142;2",2.82,"MG/time step","QUsePI","142;2",2.82,"MG/time step","QUsePI","142;2",2.82,"MG/time step","QUsePI","142;2",2.82,"MG/time step",0]
["QUsePI","143;2",2.82,"MG/time step","QUsePI","143;2",2.82,"MG/time step","QUsePI","143;2",2.82,"MG/time step","QUsePI","143;2",2.82,"MG/time step","QUsePI","143;2",2.82,"MG/time step","QUsePI","143;2",2.82,"MG/time step",0]
["QUsePI","144;2",2.82,"MG/time step","QUsePI","144;2",2.82,"MG/time step","QUsePI","144;2",2.82,"MG/time step","QUsePI","144;2",2.82,"MG/time step","QUsePI","144;2",2.82,"MG/time step","QUsePI","144;2",2.82,"MG/time step",0]
["QUsePI","145;2",2.82,"MG/time step","QUsePI","145;2",2.82,"MG/time step","QUsePI","145;2",2.82,"MG/time step","QUsePI","145;2",2.82,"MG/time step","QUsePI","145;2",2.82,"MG/time step","QUsePI","145;2",2.82,"MG/time step",0]
["QUsePI","146;2",2.82,"MG/time step","QUsePI","146;2",2.82,"MG/time step","QUsePI","146;2",2.82,"MG/time step","QUsePI","146;2",2.82,"MG/time step","QUsePI","146;2",2.82,"MG/time step","QUsePI","146;2",2.82,"MG/time step",0]
["QUsePI","147;2",2.82,"MG/time step","QUsePI","147;2",2.82,"MG/time step","QUsePI","147;2",2.82,"MG/time step","QUsePI","147;2",2.82,"MG/time step","QUsePI","147;2",2.82,"MG/time step","QUsePI","147;2",2.82,"MG/time step",0]
["QUsePI","148;2",2.82,"MG/time step","QUsePI","148;2",2.82,"MG/time step","QUsePI","148;2",2.82,"MG/time step","QUsePI","148;2",2.82,"MG/time step","QUsePI","148;2",2.82,"MG/time step","QUsePI","148;2",2.82,"MG/time step",0]
["QUsePI","149;2",2.82,"MG/time step","QUsePI","149;2",2.82,"MG/time step","QUsePI","149;2",2.82,"MG/time step","QUsePI","149;2",2.82,"MG/time step","QUsePI","149;2",2.82,"MG/time step","QUsePI","149;2",2.82,"MG/time step",0]
["QUsePI","150;2",2.82,"MG/time step","QUsePI","150;2",2.82,"MG/time step","QUsePI","150;2",2.82,"MG/time step","QUsePI","150;2",2.82,"MG/time step","QUsePI","150;2",2.82,"MG/time step","QUsePI","150;2",2.82,"MG/time step",0]
["QUsePI","151;2",2.82,"MG/time step","QUsePI","151;2",2.82,"MG/time step","QUsePI","151;2",2.82,"MG/time step","QUsePI","151;2",2.82,"MG/time step","QUsePI","151;2",2.82,"MG/time step","QUsePI","151;2",2.82,"MG/time step",0]
["QUsePI","152;2",3.11,"MG/time step","QUsePI","152;2",3.11,"MG/time step","QUsePI","152;2",3.11,"MG/time step","QUsePI","152;2",3.11,"MG/time step","QUsePI","152;2",3.11,"MG/time step","QUsePI","152;2",3.11,"MG/time step",0]
["QUsePI","153;2",3.11,"MG/time step","QUsePI","153;2",3.11,"MG/time step","QUsePI","153;2",3.11,"MG/time step","QUsePI","153;2",3.11,"MG/time step","QUsePI","153;2",3.11,"MG/time step","QUsePI","153;2",3.11,"MG/time step",0]
["QUsePI","154;2",3.11,"MG/time step","QUsePI","154;2",3.11,"MG/time step","QUsePI","154;2",3.11,"MG/time step","QUsePI","154;2",3.11,"MG/time step","QUsePI","154;2",3.11,"MG/time step","QUsePI","154;2",3.11,"MG/time step",0]
["QUsePI","155;2",3.11,"MG/time step","QUsePI","155;2",3.11,"MG/time step","QUsePI","155;2",3.11,"MG/time step","QUsePI","155;2",3.11,"MG/time step","QUsePI","155;2",3.11,"MG/time step","QUsePI","155;2",3.11,"MG/time step",0]
["QUsePI","156;2",3.11,"MG/time step","QUsePI","156;2",3.11,"MG/time step","QUsePI","156;2",3.11,"MG/time step","QUsePI","156;2",3.11,"MG/time step","QUsePI","156;2",3.11,"MG/time step","QUsePI","156;2",3.11,"MG/time step",{"$f":"IF(ISNUMBER(C852),IF(AVERAGE(C852,G852,K852,O852,S852,W852)<>MAX(C852,G852,K852,O852,S852,W852),1,0),\"\")","v":0}]
["QUsePI","157;2",3.11,"MG/time step","QUsePI","157;2",3.11,"MG/time step","QUsePI","157;2",3.11,"MG/time step","QUsePI","157;2",3.11,"MG/time step","QUsePI","157;2",3.11,"MG/time step","QUsePI","157;2",3.11,"MG/time step",0]
["QUsePI","158;2",3.11,"MG/time step","QUsePI","158;2",3.11,"MG/time step","QUsePI","158;2",3.11,"MG/time step","QUsePI","158;2",3.11,"MG/time step","QUsePI","158;2",3.11,"MG/time step","QUsePI","158;2",3.11,"MG/time step",0]
["QUsePI","159;2",3.11,"MG/time step","QUsePI","159;2",3.11,"MG/time step","QUsePI","159;2",3.11,"MG/time step","QUsePI","159;2",3.11,"MG/time step","QUsePI","159;2",3.11,"MG/time step","QUsePI","159;2",3.11,"MG/time step",0]
["QUsePI","160;2",3.11,"MG/time step","QUsePI","160;2",3.11,"MG/time step","QUsePI","160;2",3.11,"MG/time step","QUsePI","160;2",3.11,"MG/time step","QUsePI","160;2",3.11,"MG/time step","QUsePI","160;2",3.11,"MG/time step",0]
["QUsePI","161;2",3.11,"MG/time step","QUsePI","161;2",3.11,"MG/time step","QUsePI","161;2",3.11,"MG/time step","QUsePI","161;2",3.11,"MG/time step","QUsePI","161;2",3.11,"MG/time step","QUsePI","161;2",3.11,"MG/time step",0]
["QUsePI","162;2",3.11,"MG/time step","QUsePI","162;2",3.11,"MG/time step","QUsePI","162;2",3.11,"MG/time step","QUsePI","162;2",3.11,"MG/time step","QUsePI","162;2",3.11,"MG/time step","QUsePI","162;2",3.11,"MG/time step",0]
["QUsePI","163;2",3.11,"MG/time step","QUsePI","163;2",3.11,"MG/time step","QUsePI","163;2",3.11,"MG/time step","QUsePI","163;2",3.11,"MG/time step","QUsePI","163;2",3.11,"MG/time step","QUsePI","163;2",3.11,"MG/time step",0]
["QUsePI","164;2",3.11,"MG/time step","QUsePI","164;2",3.11,"MG/time step","QUsePI","164;2",3.11,"MG/time step","QUsePI","164;2",3.11,"MG/time step","QUsePI","164;2",3.11,"MG/time step","QUsePI","164;2",3.11,"MG/time step",0]
["QUsePI","165;2",3.11,"MG/time step","QUsePI","165;2",3.11,"MG/time step","QUsePI","165;2",3.11,"MG/time step","QUsePI","165;2",3.11,"MG/time step","QUsePI","165;2",3.11,"MG/time step","QUsePI","165;2",3.11,"MG/time step",0]
["QUsePI","166;2",3.11,"MG/time step","QUsePI","166;2",3.11,"MG/time step","QUsePI","166;2",3.11,"MG/time step","QUsePI","166;2",3.11,"MG/time step","QUsePI","166;2",3.11,"MG/time step","QUsePI","166;2",3.11,"MG/time step",0]
["QUsePI","167;2",3.11,"MG/time step","QUsePI","167;2",3.11,"MG/time step","QUsePI","167;2",3.11,"MG/time step","QUsePI","167;2",3.11,"MG/time step","QUsePI","167;2",3.11,"MG/time step","QUsePI","167;2",3.11,"MG/time step",0]
["QUsePI","168;2",3.11,"MG/time step","QUsePI","168;2",3.11,"MG/time step","QUsePI","168;2",3.11,"MG/time step","QUsePI","168;2",3.11,"MG/time step","QUsePI","168;2",3.11,"MG/time step","QUsePI","168;2",3.11,"MG/time step",0]
["QUsePI","169;2",3.11,"MG/time step","QUsePI","169;2",3.11,"MG/time step","QUsePI","169;2",3.11,"MG/time step","QUsePI","169;2",3.11,"MG/time step","QUsePI","169;2",3.11,"MG/time step","QUsePI","169;2",3.11,"MG/time step",0]
["QUsePI","170;2",3.11,"MG/time step","QUsePI","170;2",3.11,"MG/time step","QUsePI","170;2",3.11,"MG/time step","QUsePI","170;2",3.11,"MG/time step","QUsePI","170;2",3.11,"MG/time step","QUsePI","170;2",3.11,"MG/time step",0]
["QUsePI","171;2",3.11,"MG/time step","QUsePI","171;2",3.11,"MG/time step","QUsePI","171;2",3.11,"MG/time step","QUsePI","171;2",3.11,"MG/time step","QUsePI","171;2",3.11,"MG/time step","QUsePI","171;2",3.11,"MG/time step",0]
["QUsePI","172;2",3.11,"MG/time step","QUsePI","172;2",3.11,"MG/time step","QUsePI","172;2",3.11,"MG/time step","QUsePI","172;2",3.11,"MG/time step","QUsePI","172;2",3.11,"MG/time step","QUsePI","172;2",3.11,"MG/time step",0]
["QUsePI","173;2",3.11,"MG/time step","QUsePI","173;2",3.11,"MG/time step","QUsePI","173;2",3.11,"MG/time step","QUsePI","173;2",3.11,"MG/time step","QUsePI","173;2",3.11,"MG/time step","QUsePI","173;2",3.11,"MG/time step",0]
["QUsePI","174;2",3.11,"MG/time step","QUsePI","174;2",3.11,"MG/time step","QUsePI","174;2",3.11,"MG/time step","QUsePI","174;2",3.11,"MG/time step","QUsePI","174;2",3.11,"MG/time step","QUsePI","174;2",3.11,"MG/time step",0]
["QUsePI","175;2",3.11,"MG/time step","QUsePI","175;2",3.11,"MG/time step","QUsePI","175;2",3.11,"MG/time step","QUsePI","175;2",3.11,"MG/time step","QUsePI","175;2",3.11,"MG/time step","QUsePI","175;2",3.11,"MG/time step",0]
["QUsePI","176;2",3.11,"MG/time step","QUsePI","176;2",3.11,"MG/time step","QUsePI","176;2",3.11,"MG/time step","QUsePI","176;2",3.11,"MG/time step","QUsePI","176;2",3.11,"MG/time step","QUsePI","176;2",3.11,"MG/time step",0]
["QUsePI","177;2",3.11,"MG/time step","QUsePI","177;2",3.11,"MG/time step","QUsePI","177;2",3.11,"MG/time step","QUsePI","177;2",3.11,"MG/time step","QUsePI","177;2",3.11,"MG/time step","QUsePI","177;2",3.11,"MG/time step",0]
["QUsePI","178;2",3.11,"MG/time step","QUsePI","178;2",3.11,"MG/time step","QUsePI","178;2",3.11,"MG/time step","QUsePI","178;2",3.11,"MG/time step","QUsePI","178;2",3.11,"MG/time step","QUsePI","178;2",3.11,"MG/time step",0]
["QUsePI","179;2",3.11,"MG/time step","QUsePI","179;2",3.11,"MG/time step","QUsePI","179;2",3.11,"MG/time step","QUsePI","179;2",3.11,"MG/time step","QUsePI","179;2",3.11,"MG/time step","QUsePI","179;2",3.11,"MG/time step",0]
["QUsePI","180;2",3.11,"MG/time step","QUsePI","180;2",3.11,"MG/time step","QUsePI","180;2",3.11,"MG/time step","QUsePI","180;2",3.11,"MG/time step","QUsePI","180;2",3.11,"MG/time step","QUsePI","180;2",3.11,"MG/time step",0]
["QUsePI","181;2",3.11,"MG/time step","QUsePI","181;2",3.11,"MG/time step","QUsePI","181;2",3.11,"MG/time step","QUsePI","181;2",3.11,"MG/time step","QUsePI","181;2",3.11,"MG/time step","QUsePI","181;2",3.11,"MG/time step",0]
["QUsePI","182;2",3.83,"MG/time step","QUsePI","182;2",3.83,"MG/time step","QUsePI","182;2",3.83,"MG/time step","QUsePI","182;2",3.83,"MG/time step","QUsePI","182;2",3.83,"MG/time step","QUsePI","182;2",3.83,"MG/time step",0]
["QUsePI","183;2",3.83,"MG/time step","QUsePI","183;2",3.83,"MG/time step","QUsePI","183;2",3.83,"MG/time step","QUsePI","183;2",3.83,"MG/time step","QUsePI","183;2",3.83,"MG/time step","QUsePI","183;2",3.83,"MG/time step",0]
["QUsePI","184;2",3.83,"MG/time step","QUsePI","184;2",3.83,"MG/time step","QUsePI","184;2",3.83,"MG/time step","QUsePI","184;2",3.83,"MG/time step","QUsePI","184;2",3.83,"MG/time step","QUsePI","184;2",3.83,"MG/time step",0]
["QUsePI","185;2",3.83,"MG/time step","QUsePI","185;2",3.83,"MG/time step","QUsePI","185;2",3.83,"MG/time step","QUsePI","185;2",3.83,"MG/time step","QUsePI","185;2",3.83,"MG/time step","QUsePI","185;2",3.83,"MG/time step",0]
["QUsePI","186;2",3.83,"MG/time step","QUsePI","186;2",3.83,"MG/time step","QUsePI","186;2",3.83,"MG/time step","QUsePI","186;2",3.83,"MG/time step","QUsePI","186;2",3.83,"MG/time step","QUsePI","186;2",3.83,"MG/time step",0]
["QUsePI","187;2",3.83,"MG/time step","QUsePI","187;2",3.83,"MG/time step","QUsePI","187;2",3.83,"MG/time step","QUsePI","187;2",3.83,"MG/time step","QUsePI","187;2",3.83,"MG/time step","QUsePI","187;2",3.83,"MG/time step",0]
["QUsePI","188;2",3.83,"MG/time step","QUsePI","188;2",3.83,"MG/time step","QUsePI","188;2",3.83,"MG/time step","QUsePI","188;2",3.83,"MG/time step","QUsePI","188;2",3.83,"MG/time step","QUsePI","188;2",3.83,"MG/time step",0]
["QUsePI","189;2",3.83,"MG/time step","QUsePI","189;2",3.83,"MG/time step","QUsePI","189;2",3.83,"MG/time step","QUsePI","189;2",3.83,"MG/time step","QUsePI","189;2",3.83,"MG/time step","QUsePI","189;2",3.83,"MG/time step",0]
["QUsePI","190;2",3.83,"MG/time step","QUsePI","190;2",3.83,"MG/time step","QUsePI","190;2",3.83,"MG/time step","QUsePI","190;2",3.83,"MG/time step","QUsePI","190;2",3.83,"MG/time step","QUsePI","190;2",3.83,"MG/time step",0]
["QUsePI","191;2",3.83,"MG/time step","QUsePI","191;2",3.83,"MG/time step","QUsePI","191;2",3.83,"MG/time step","QUsePI","191;2",3.83,"MG/time step","QUsePI","191;2",3.83,"MG/time step","QUsePI","191;2",3.83,"MG/time step",0]
["QUsePI","192;2",3.83,"MG/time step","QUsePI","192;2",3.83,"MG/time step","QUsePI","192;2",3.83,"MG/time step","QUsePI","192;2",3.83,"MG/time step","QUsePI","192;2",3.83,"MG/time step","QUsePI","192;2",3.83,"MG/time step",0]
["QUsePI","193;2",3.83,"MG/time step","QUsePI","193;2",3.83,"MG/time step","QUsePI","193;2",3.83,"MG/time step","QUsePI","193;2",3.83,"MG/time step","QUsePI","193;2",3.83,"MG/time step","QUsePI","193;2",3.83,"MG/time step",0]
["QUsePI","194;2",3.83,"MG/time step","QUsePI","194;2",3.83,"MG/time step","QUsePI","194;2",3.83,"MG/time step","QUsePI","194;2",3.83,"MG/time step","QUsePI","194;2",3.83,"MG/time step","QUsePI","194;2",3.83,"MG/time step",0]
["QUsePI","195;2",3.83,"MG/time step","QUsePI","195;2",3.83,"MG/time step","QUsePI","195;2",3.83,"MG/time step","QUsePI","195;2",3.83,"MG/time step","QUsePI","195;2",3.83,"MG/time step","QUsePI","195;2",3.83,"MG/time step",0]
["QUsePI","196;2",3.83,"MG/time step","QUsePI","196;2",3.83,"MG/time step","QUsePI","196;2",3.83,"MG/time step","QUsePI","196;2",3.83,"MG/time step","QUsePI","196;2",3.83,"MG/time step","QUsePI","196;2",3.83,"MG/time step",0]
["QUsePI","197;2",3.83,"MG/time step","QUsePI","197;2",3.83,"MG/time step","QUsePI","197;2",3.83,"MG/time step","QUsePI","197;2",3.83,"MG/time step","QUsePI","197;2",3.83,"MG/time step","QUsePI","197;2",3.83,"MG/time step",0]
["QUsePI","198;2",3.83,"MG/time step","QUsePI","198;2",3.83,"MG/time step","QUsePI","198;2",3.83,"MG/time step","QUsePI","198;2",3.83,"MG/time step","QUsePI","198;2",3.83,"MG/time step","QUsePI","198;2",3.83,"MG/time step",0]
["QUsePI","199;2",3.83,"MG/time step","QUsePI","199;2",3.83,"MG/time step","QUsePI","199;2",3.83,"MG/time step","QUsePI","199;2",3.83,"MG/time step","QUsePI","199;2",3.83,"MG/time step","QUsePI","199;2",3.83,"MG/time step",0]
["QUsePI","200;2",3.83,"MG/time step","QUsePI","200;2",3.83,"MG/time step","QUsePI","200;2",3.83,"MG/time step","QUsePI","200;2",3.83,"MG/time step","QUsePI","200;2",3.83,"MG/time step","QUsePI","200;2",3.83,"MG/time step",0]
["QUsePI","201;2",3.83,"MG/time step","QUsePI","201;2",3.83,"MG/time step","QUsePI","201;2",3.83,"MG/time step","QUsePI","201;2",3.83,"MG/time step","QUsePI","201;2",3.83,"MG/time step","QUsePI","201;2",3.83,"MG/time step",0]
["QUsePI","202;2",3.83,"MG/time step","QUsePI","202;2",3.83,"MG/time step","QUsePI","202;2",3.83,"MG/time step","QUsePI","202;2",3.83,"MG/time step","QUsePI","202;2",3.83,"MG/time step","QUsePI","202;2",3.83,"MG/time step",0]
["QUsePI","203;2",3.83,"MG/time step","QUsePI","203;2",3.83,"MG/time step","QUsePI","203;2",3.83,"MG/time step","QUsePI","203;2",3.83,"MG/time step","QUsePI","203;2",3.83,"MG/time step","QUsePI","203;2",3.83,"MG/time step",0]
["QUsePI","204;2",3.83,"MG/time step","QUsePI","204;2",3.83,"MG/time step","QUsePI","204;2",3.83,"MG/time step","QUsePI","204;2",3.83,"MG/time step","QUsePI","204;2",3.83,"MG/time step","QUsePI","204;2",3.83,"MG/time step",0]
["QUsePI","205;2",3.83,"MG/time step","QUsePI","205;2",3.83,"MG/time step","QUsePI","205;2",3.83,"MG/time step","QUsePI","205;2",3.83,"MG/time step","QUsePI","205;2",3.83,"MG/time step","QUsePI","205;2",3.83,"MG/time step",0]
["QUsePI","206;2",3.83,"MG/time step","QUsePI","206;2",3.83,"MG/time step","QUsePI","206;2",3.83,"MG/time step","QUsePI","206;2",3.83,"MG/time step","QUsePI","206;2",3.83,"MG/time step","QUsePI","206;2",3.83,"MG/time step",0]
["QUsePI","207;2",3.83,"MG/time step","QUsePI","207;2",3.83,"MG/time step","QUsePI","207;2",3.83,"MG/time step","QUsePI","207;2",3.83,"MG/time step","QUsePI","207;2",3.83,"MG/time step","QUsePI","207;2",3.83,"MG/time step",0]
["QUsePI","208;2",3.83,"MG/time step","QUsePI","208;2",3.83,"MG/time step","QUsePI","208;2",3.83,"MG/time step","QUsePI","208;2",3.83,"MG/time step","QUsePI","208;2",3.83,"MG/time step","QUsePI","208;2",3.83,"MG/time step",0]
["QUsePI","209;2",3.83,"MG/time step","QUsePI","209;2",3.83,"MG/time step","QUsePI","209;2",3.83,"MG/time step","QUsePI","209;2",3.83,"MG/time step","QUsePI","209;2",3.83,"MG/time step","QUsePI","209;2",3.83,"MG/time step",0]
["QUsePI","210;2",3.83,"MG/time step","QUsePI","210;2",3.83,"MG/time step","QUsePI","210;2",3.83,"MG/time step","QUsePI","210;2",3.83,"MG/time step","QUsePI","210;2",3.83,"MG/time step","QUsePI","210;2",3.83,"MG/time step",0]
["QUsePI","211;2",3.83,"MG/time step","QUsePI","211;2",3.83,"MG/time step","QUsePI","211;2",3.83,"MG/time step","QUsePI","211;2",3.83,"MG/time step","QUsePI","211;2",3.83,"MG/time step","QUsePI","211;2",3.83,"MG/time step",0]
["QUsePI","212;2",3.83,"MG/time step","QUsePI","212;2",3.83,"MG/time step","QUsePI","212;2",3.83,"MG/time step","QUsePI","212;2",3.83,"MG/time step","QUsePI","212;2",3.83,"MG/time step","QUsePI","212;2",3.83,"MG/time step",0]
["QUsePI","213;2",3.54,"MG/time step","QUsePI","213;2",3.54,"MG/time step","QUsePI","213;2",3.54,"MG/time step","QUsePI","213;2",3.54,"MG/time step","QUsePI","213;2",3.54,"MG/time step","QUsePI","213;2",3.54,"MG/time step",0]
["QUsePI","214;2",3.54,"MG/time step","QUsePI","214;2",3.54,"MG/time step","QUsePI","214;2",3.54,"MG/time step","QUsePI","214;2",3.54,"MG/time step","QUsePI","214;2",3.54,"MG/time step","QUsePI","214;2",3.54,"MG/time step",0]
["QUsePI","215;2",3.54,"MG/time step","QUsePI","215;2",3.54,"MG/time step","QUsePI","215;2",3.54,"MG/time step","QUsePI","215;2",3.54,"MG/time step","QUsePI","215;2",3.54,"MG/time step","QUsePI","215;2",3.54,"MG/time step",0]
["QUsePI","216;2",3.54,"MG/time step","QUsePI","216;2",3.54,"MG/time step","QUsePI","216;2",3.54,"MG/time step","QUsePI","216;2",3.54,"MG/time step","QUsePI","216;2",3.54,"MG/time step","QUsePI","216;2",3.54,"MG/time step",0]
["QUsePI","217;2",3.54,"MG/time step","QUsePI","217;2",3.54,"MG/time step","QUsePI","217;2",3.54,"MG/time step","QUsePI","217;2",3.54,"MG/time step","QUsePI","217;2",3.54,"MG/time step","QUsePI","217;2",3.54,"MG/time step",0]
["QUsePI","218;2",3.54,"MG/time step","QUsePI","218;2",3.54,"MG/time step","QUsePI","218;2",3.54,"MG/time step","QUsePI","218;2",3.54,"MG/time step","QUsePI","218;2",3.54,"MG/time step","QUsePI","218;2",3.54,"MG/time step",0]
["QUsePI","219;2",3.54,"MG/time step","QUsePI","219;2",3.54,"MG/time step","QUsePI","219;2",3.54,"MG/time step","QUsePI","219;2",3.54,"MG/time step","QUsePI","219;2",3.54,"MG/time step","QUsePI","219;2",3.54,"MG/time step",0]
["QUsePI","220;2",3.54,"MG/time step","QUsePI","220;2",3.54,"MG/time step","QUsePI","220;2",3.54,"MG/time step","QUsePI","220;2",3.54,"MG/time step","QUsePI","220;2",3.54,"MG/time step","QUsePI","220;2",3.54,"MG/time step",{"$f":"IF(ISNUMBER(C916),IF(AVERAGE(C916,G916,K916,O916,S916,W916)<>MAX(C916,G916,K916,O916,S916,W916),1,0),\"\")","v":0}]
["QUsePI","221;2",3.54,"MG/time step","QUsePI","221;2",3.54,"MG/time step","QUsePI","221;2",3.54,"MG/time step","QUsePI","221;2",3.54,"MG/time step","QUsePI","221;2",3.54,"MG/time step","QUsePI","221;2",3.54,"MG/time step",0]
["QUsePI","222;2",3.54,"MG/time step","QUsePI","222;2",3.54,"MG/time step","QUsePI","222;2",3.54,"MG/time step","QUsePI","222;2",3.54,"MG/time step","QUsePI","222;2",3.54,"MG/time step","QUsePI","222;2",3.54,"MG/time step",0]
["QUsePI","223;2",3.54,"MG/time step","QUsePI","223;2",3.54,"MG/time step","QUsePI","223;2",3.54,"MG/time step","QUsePI","223;2",3.54,"MG/time step","QUsePI","223;2",3.54,"MG/time step","QUsePI","223;2",3.54,"MG/time step",0]
["QUsePI","224;2",3.54,"MG/time step","QUsePI","224;2",3.54,"MG/time step","QUsePI","224;2",3.54,"MG/time step","QUsePI","224;2",3.54,"MG/time step","QUsePI","224;2",3.54,"MG/time step","QUsePI","224;2",3.54,"MG/time step",0]
["QUsePI","225;2",3.54,"MG/time step","QUsePI","225;2",3.54,"MG/time step","QUsePI","225;2",3.54,"MG/time step","QUsePI","225;2",3.54,"MG/time step","QUsePI","225;2",3.54,"MG/time step","QUsePI","225;2",3.54,"MG/time step",0]
["QUsePI","226;2",3.54,"MG/time step","QUsePI","226;2",3.54,"MG/time step","QUsePI","226;2",3.54,"MG/time step","QUsePI","226;2",3.54,"MG/time step","QUsePI","226;2",3.54,"MG/time step","QUsePI","226;2",3.54,"MG/time step",0]
["QUsePI","227;2",3.54,"MG/time step","QUsePI","227;2",3.54,"MG/time step","QUsePI","227;2",3.54,"MG/time step","QUsePI","227;2",3.54,"MG/time step","QUsePI","227;2",3.54,"MG/time step","QUsePI","227;2",3.54,"MG/time step",0]
["QUsePI","228;2",3.54,"MG/time step","QUsePI","228;2",3.54,"MG/time step","QUsePI","228;2",3.54,"MG/time step","QUsePI","228;2",3.54,"MG/time step","QUsePI","228;2",3.54,"MG/time step","QUsePI","228;2",3.54,"MG/time step",0]
["QUsePI","229;2",3.54,"MG/time step","QUsePI","229;2",3.54,"MG/time step","QUsePI","229;2",3.54,"MG/time step","QUsePI","229;2",3.54,"MG/time step","QUsePI","229;2",3.54,"MG/time step","QUsePI","229;2",3.54,"MG/time step",0]
["QUsePI","230;2",3.54,"MG/time step","QUsePI","230;2",3.54,"MG/time step","QUsePI","230;2",3.54,"MG/time step","QUsePI","230;2",3.54,"MG/time step","QUsePI","230;2",3.54,"MG/time step","QUsePI","230;2",3.54,"MG/time step",0]
["QUsePI","231;2",3.54,"MG/time step","QUsePI","231;2",3.54,"MG/time step","QUsePI","231;2",3.54,"MG/time step","QUsePI","231;2",3.54,"MG/time step","QUsePI","231;2",3.54,"MG/time step","QUsePI","231;2",3.54,"MG/time step",0]
["QUsePI","232;2",3.54,"MG/time step","QUsePI","232;2",3.54,"MG/time step","QUsePI","232;2",3.54,"MG/time step","QUsePI","232;2",3.54,"MG/time step","QUsePI","232;2",3.54,"MG/time step","QUsePI","232;2",3.54,"MG/time step",0]
["QUsePI","233;2",3.54,"MG/time step","QUsePI","233;2",3.54,"MG/time step","QUsePI","233;2",3.54,"MG/time step","QUsePI","233;2",3.54,"MG/time step","QUsePI","233;2",3.54,"MG/time step","QUsePI","233;2",3.54,"MG/time step",0]
["QUsePI","234;2",3.54,"MG/time step","QUsePI","234;2",3.54,"MG/time step","QUsePI","234;2",3.54,"MG/time step","QUsePI","234;2",3.54,"MG/time step","QUsePI","234;2",3.54,"MG/time step","QUsePI","234;2",3.54,"MG/time step",0]
["QUsePI","235;2",3.54,"MG/time step","QUsePI","235;2",3.54,"MG/time step","QUsePI","235;2",3.54,"MG/time step","QUsePI","235;2",3.54,"MG/time step","QUsePI","235;2",3.54,"MG/time step","QUsePI","235;2",3.54,"MG/time step",0]
["QUsePI","236;2",3.54,"MG/time step","QUsePI","236;2",3.54,"MG/time step","QUsePI","236;2",3.54,"MG/time step","QUsePI","236;2",3.54,"MG/time step","QUsePI","236;2",3.54,"MG/time step","QUsePI","236;2",3.54,"MG/time step",0]
["QUsePI","237;2",3.54,"MG/time step","QUsePI","237;2",3.54,"MG/time step","QUsePI","237;2",3.54,"MG/time step","QUsePI","237;2",3.54,"MG/time step","QUsePI","237;2",3.54,"MG/time step","QUsePI","237;2",3.54,"MG/time step",0]
["QUsePI","238;2",3.54,"MG/time step","QUsePI","238;2",3.54,"MG/time step","QUsePI","238;2",3.54,"MG/time step","QUsePI","238;2",3.54,"MG/time step","QUsePI","238;2",3.54,"MG/time step","QUsePI","238;2",3.54,"MG/time step",0]
["QUsePI","239;2",3.54,"MG/time step","QUsePI","239;2",3.54,"MG/time step","QUsePI","239;2",3.54,"MG/time step","QUsePI","239;2",3.54,"MG/time step","QUsePI","239;2",3.54,"MG/time step","QUsePI","239;2",3.54,"MG/time step",0]
["QUsePI","240;2",3.54,"MG/time step","QUsePI","240;2",3.54,"MG/time step","QUsePI","240;2",3.54,"MG/time step","QUsePI","240;2",3.54,"MG/time step","QUsePI","240;2",3.54,"MG/time step","QUsePI","240;2",3.54,"MG/time step",0]
["QUsePI","241;2",3.54,"MG/time step","QUsePI","241;2",3.54,"MG/time step","QUsePI","241;2",3.54,"MG/time step","QUsePI","241;2",3.54,"MG/time step","QUsePI","241;2",3.54,"MG/time step","QUsePI","241;2",3.54,"MG/time step",0]
["QUsePI","242;2",3.54,"MG/time step","QUsePI","242;2",3.54,"MG/time step","QUsePI","242;2",3.54,"MG/time step","QUsePI","242;2",3.54,"MG/time step","QUsePI","242;2",3.54,"MG/time step","QUsePI","242;2",3.54,"MG/time step",0]
["QUsePI","243;2",3.54,"MG/time step","QUsePI","243;2",3.54,"MG/time step","QUsePI","243;2",3.54,"MG/time step","QUsePI","243;2",3.54,"MG/time step","QUsePI","243;2",3.54,"MG/time step","QUsePI","243;2",3.54,"MG/time step",0]
["QUsePI","244;2",2.79,"MG/time step","QUsePI","244;2",2.79,"MG/time step","QUsePI","244;2",2.79,"MG/time step","QUsePI","244;2",2.79,"MG/time step","QUsePI","244;2",2.79,"MG/time step","QUsePI","244;2",2.79,"MG/time step",0]
["QUsePI","245;2",2.79,"MG/time step","QUsePI","245;2",2.79,"MG/time step","QUsePI","245;2",2.79,"MG/time step","QUsePI","245;2",2.79,"MG/time step","QUsePI","245;2",2.79,"MG/time step","QUsePI","245;2",2.79,"MG/time step",0]
["QUsePI","246;2",2.79,"MG/time step","QUsePI","246;2",2.79,"MG/time step","QUsePI","246;2",2.79,"MG/time step","QUsePI","246;2",2.79,"MG/time step","QUsePI","246;2",2.79,"MG/time step","QUsePI","246;2",2.79,"MG/time step",0]
["QUsePI","247;2",2.79,"MG/time step","QUsePI","247;2",2.79,"MG/time step","QUsePI","247;2",2.79,"MG/time step","QUsePI","247;2",2.79,"MG/time step","QUsePI","247;2",2.79,"MG/time step","QUsePI","247;2",2.79,"MG/time step",0]
["QUsePI","248;2",2.79,"MG/time step","QUsePI","248;2",2.79,"MG/time step","QUsePI","248;2",2.79,"MG/time step","QUsePI","248;2",2.79,"MG/time step","QUsePI","248;2",2.79,"MG/time step","QUsePI","248;2",2.79,"MG/time step",0]
["QUsePI","249;2",2.79,"MG/time step","QUsePI","249;2",2.79,"MG/time step","QUsePI","249;2",2.79,"MG/time step","QUsePI","249;2",2.79,"MG/time step","QUsePI","249;2",2.79,"MG/time step","QUsePI","249;2",2.79,"MG/time step",0]
["QUsePI","250;2",2.79,"MG/time step","QUsePI","250;2",2.79,"MG/time step","QUsePI","250;2",2.79,"MG/time step","QUsePI","250;2",2.79,"MG/time step","QUsePI","250;2",2.79,"MG/time step","QUsePI","250;2",2.79,"MG/time step",0]
["QUsePI","251;2",2.79,"MG/time step","QUsePI","251;2",2.79,"MG/time step","QUsePI","251;2",2.79,"MG/time step","QUsePI","251;2",2.79,"MG/time step","QUsePI","251;2",2.79,"MG/time step","QUsePI","251;2",2.79,"MG/time step",0]
["QUsePI","252;2",2.79,"MG/time step","QUsePI","252;2",2.79,"MG/time step","QUsePI","252;2",2.79,"MG/time step","QUsePI","252;2",2.79,"MG/time step","QUsePI","252;2",2.79,"MG/time step","QUsePI","252;2",2.79,"MG/time step",0]
["QUsePI","253;2",2.79,"MG/time step","QUsePI","253;2",2.79,"MG/time step","QUsePI","253;2",2.79,"MG/time step","QUsePI","253;2",2.79,"MG/time step","QUsePI","253;2",2.79,"MG/time step","QUsePI","253;2",2.79,"MG/time step",0]
["QUsePI","254;2",2.79,"MG/time step","QUsePI","254;2",2.79,"MG/time step","QUsePI","254;2",2.79,"MG/time step","QUsePI","254;2",2.79,"MG/time step","QUsePI","254;2",2.79,"MG/time step","QUsePI","254;2",2.79,"MG/time step",0]
["QUsePI","255;2",2.79,"MG/time step","QUsePI","255;2",2.79,"MG/time step","QUsePI","255;2",2.79,"MG/time step","QUsePI","255;2",2.79,"MG/time step","QUsePI","255;2",2.79,"MG/time step","QUsePI","255;2",2.79,"MG/time step",0]
["QUsePI","256;2",2.79,"MG/time step","QUsePI","256;2",2.79,"MG/time step","QUsePI","256;2",2.79,"MG/time step","QUsePI","256;2",2.79,"MG/time step","QUsePI","256;2",2.79,"MG/time step","QUsePI","256;2",2.79,"MG/time step",0]
["QUsePI","257;2",2.79,"MG/time step","QUsePI","257;2",2.79,"MG/time step","QUsePI","257;2",2.79,"MG/time step","QUsePI","257;2",2.79,"MG/time step","QUsePI","257;2",2.79,"MG/time step","QUsePI","257;2",2.79,"MG/time step",0]
["QUsePI","258;2",2.79,"MG/time step","QUsePI","258;2",2.79,"MG/time step","QUsePI","258;2",2.79,"MG/time step","QUsePI","258;2",2.79,"MG/time step","QUsePI","258;2",2.79,"MG/time step","QUsePI","258;2",2.79,"MG/time step",0]
["QUsePI","259;2",2.79,"MG/time step","QUsePI","259;2",2.79,"MG/time step","QUsePI","259;2",2.79,"MG/time step","QUsePI","259;2",2.79,"MG/time step","QUsePI","259;2",2.79,"MG/time step","QUsePI","259;2",2.79,"MG/time step",0]
["QUsePI","260;2",2.79,"MG/time step","QUsePI","260;2",2.79,"MG/time step","QUsePI","260;2",2.79,"MG/time step","QUsePI","260;2",2.79,"MG/time step","QUsePI","260;2",2.79,"MG/time step","QUsePI","260;2",2.79,"MG/time step",0]
["QUsePI","261;2",2.79,"MG/time step","QUsePI","261;2",2.79,"MG/time step","QUsePI","261;2",2.79,"MG/time step","QUsePI","261;2",2.79,"MG/time step","QUsePI","261;2",2.79,"MG/time step","QUsePI","261;2",2.79,"MG/time step",0]
["QUsePI","262;2",2.79,"MG/time step","QUsePI","262;2",2.79,"MG/time step","QUsePI","262;2",2.79,"MG/time step","QUsePI","262;2",2.79,"MG/time step","QUsePI","262;2",2.79,"MG/time step","QUsePI","262;2",2.79,"MG/time step",0]
["QUsePI","263;2",2.79,"MG/time step","QUsePI","263;2",2.79,"MG/time step","QUsePI","263;2",2.79,"MG/time step","QUsePI","263;2",2.79,"MG/time step","QUsePI","263;2",2.79,"MG/time step","QUsePI","263;2",2.79,"MG/time step",0]
["QUsePI","264;2",2.79,"MG/time step","QUsePI","264;2",2.79,"MG/time step","QUsePI","264;2",2.79,"MG/time step","QUsePI","264;2",2.79,"MG/time step","QUsePI","264;2",2.79,"MG/time step","QUsePI","264;2",2.79,"MG/time step",0]
["QUsePI","265;2",2.79,"MG/time step","QUsePI","265;2",2.79,"MG/time step","QUsePI","265;2",2.79,"MG/time step","QUsePI","265;2",2.79,"MG/time step","QUsePI","265;2",2.79,"MG/time step","QUsePI","265;2",2.79,"MG/time step",0]
["QUsePI","266;2",2.79,"MG/time step","QUsePI","266;2",2.79,"MG/time step","QUsePI","266;2",2.79,"MG/time step","QUsePI","266;2",2.79,"MG/time step","QUsePI","266;2",2.79,"MG/time step","QUsePI","266;2",2.79,"MG/time step",0]
["QUsePI","267;2",2.79,"MG/time step","QUsePI","267;2",2.79,"MG/time step","QUsePI","267;2",2.79,"MG/time step","QUsePI","267;2",2.79,"MG/time step","QUsePI","267;2",2.79,"MG/time step","QUsePI","267;2",2.79,"MG/time step",0]
["QUsePI","268;2",2.79,"MG/time step","QUsePI","268;2",2.79,"MG/time step","QUsePI","268;2",2.79,"MG/time step","QUsePI","268;2",2.79,"MG/time step","QUsePI","268;2",2.79,"MG/time step","QUsePI","268;2",2.79,"MG/time step",0]
["QUsePI","269;2",2.79,"MG/time step","QUsePI","269;2",2.79,"MG/time step","QUsePI","269;2",2.79,"MG/time step","QUsePI","269;2",2.79,"MG/time step","QUsePI","269;2",2.79,"MG/time step","QUsePI","269;2",2.79,"MG/time step",0]
["QUsePI","270;2",2.79,"MG/time step","QUsePI","270;2",2.79,"MG/time step","QUsePI","270;2",2.79,"MG/time step","QUsePI","270;2",2.79,"MG/time step","QUsePI","270;2",2.79,"MG/time step","QUsePI","270;2",2.79,"MG/time step",0]
["QUsePI","271;2",2.79,"MG/time step","QUsePI","271;2",2.79,"MG/time step","QUsePI","271;2",2.79,"MG/time step","QUsePI","271;2",2.79,"MG/time step","QUsePI","271;2",2.79,"MG/time step","QUsePI","271;2",2.79,"MG/time step",0]
["QUsePI","272;2",2.79,"MG/time step","QUsePI","272;2",2.79,"MG/time step","QUsePI","272;2",2.79,"MG/time step","QUsePI","272;2",2.79,"MG/time step","QUsePI","272;2",2.79,"MG/time step","QUsePI","272;2",2.79,"MG/time step",0]
["QUsePI","273;2",2.79,"MG/time step","QUsePI","273;2",2.79,"MG/time step","QUsePI","273;2",2.79,"MG/time step","QUsePI","273;2",2.79,"MG/time step","QUsePI","273;2",2.79,"MG/time step","QUsePI","273;2",2.79,"MG/time step",0]
["QUsePI","274;2",2.6,"MG/time step","QUsePI","274;2",2.6,"MG/time step","QUsePI","274;2",2.6,"MG/time step","QUsePI","274;2",2.6,"MG/time step","QUsePI","274;2",2.6,"MG/time step","QUsePI","274;2",2.6,"MG/time step",0]
["QUsePI","275;2",2.6,"MG/time step","QUsePI","275;2",2.6,"MG/time step","QUsePI","275;2",2.6,"MG/time step","QUsePI","275;2",2.6,"MG/time step","QUsePI","275;2",2.6,"MG/time step","QUsePI","275;2",2.6,"MG/time step",0]
["QUsePI","276;2",2.6,"MG/time step","QUsePI","276;2",2.6,"MG/time step","QUsePI","276;2",2.6,"MG/time step","QUsePI","276;2",2.6,"MG/time step","QUsePI","276;2",2.6,"MG/time step","QUsePI","276;2",2.6,"MG/time step",0]
["QUsePI","277;2",2.6,"MG/time step","QUsePI","277;2",2.6,"MG/time step","QUsePI","277;2",2.6,"MG/time step","QUsePI","277;2",2.6,"MG/time step","QUsePI","277;2",2.6,"MG/time step","QUsePI","277;2",2.6,"MG/time step",0]
["QUsePI","278;2",2.6,"MG/time step","QUsePI","278;2",2.6,"MG/time step","QUsePI","278;2",2.6,"MG/time step","QUsePI","278;2",2.6,"MG/time step","QUsePI","278;2",2.6,"MG/time step","QUsePI","278;2",2.6,"MG/time step",0]
["QUsePI","279;2",2.6,"MG/time step","QUsePI","279;2",2.6,"MG/time step","QUsePI","279;2",2.6,"MG/time step","QUsePI","279;2",2.6,"MG/time step","QUsePI","279;2",2.6,"MG/time step","QUsePI","279;2",2.6,"MG/time step",0]
["QUsePI","280;2",2.6,"MG/time step","QUsePI","280;2",2.6,"MG/time step","QUsePI","280;2",2.6,"MG/time step","QUsePI","280;2",2.6,"MG/time step","QUsePI","280;2",2.6,"MG/time step","QUsePI","280;2",2.6,"MG/time step",0]
["QUsePI","281;2",2.6,"MG/time step","QUsePI","281;2",2.6,"MG/time step","QUsePI","281;2",2.6,"MG/time step","QUsePI","281;2",2.6,"MG/time step","QUsePI","281;2",2.6,"MG/time step","QUsePI","281;2",2.6,"MG/time step",0]
["QUsePI","282;2",2.6,"MG/time step","QUsePI","282;2",2.6,"MG/time step","QUsePI","282;2",2.6,"MG/time step","QUsePI","282;2",2.6,"MG/time step","QUsePI","282;2",2.6,"MG/time step","QUsePI","282;2",2.6,"MG/time step",0]
["QUsePI","283;2",2.6,"MG/time step","QUsePI","283;2",2.6,"MG/time step","QUsePI","283;2",2.6,"MG/time step","QUsePI","283;2",2.6,"MG/time step","QUsePI","283;2",2.6,"MG/time step","QUsePI","283;2",2.6,"MG/time step",0]
["QUsePI","284;2",2.6,"MG/time step","QUsePI","284;2",2.6,"MG/time step","QUsePI","284;2",2.6,"MG/time step","QUsePI","284;2",2.6,"MG/time step","QUsePI","284;2",2.6,"MG/time step","QUsePI","284;2",2.6,"MG/time step",{"$f":"IF(ISNUMBER(C980),IF(AVERAGE(C980,G980,K980,O980,S980,W980)<>MAX(C980,G980,K980,O980,S980,W980),1,0),\"\")","v":0}]
["QUsePI","285;2",2.6,"MG/time step","QUsePI","285;2",2.6,"MG/time step","QUsePI","285;2",2.6,"MG/time step","QUsePI","285;2",2.6,"MG/time step","QUsePI","285;2",2.6,"MG/time step","QUsePI","285;2",2.6,"MG/time step",0]
["QUsePI","286;2",2.6,"MG/time step","QUsePI","286;2",2.6,"MG/time step","QUsePI","286;2",2.6,"MG/time step","QUsePI","286;2",2.6,"MG/time step","QUsePI","286;2",2.6,"MG/time step","QUsePI","286;2",2.6,"MG/time step",0]
["QUsePI","287;2",2.6,"MG/time step","QUsePI","287;2",2.6,"MG/time step","QUsePI","287;2",2.6,"MG/time step","QUsePI","287;2",2.6,"MG/time step","QUsePI","287;2",2.6,"MG/time step","QUsePI","287;2",2.6,"MG/time step",0]
["QUsePI","288;2",2.6,"MG/time step","QUsePI","288;2",2.6,"MG/time step","QUsePI","288;2",2.6,"MG/time step","QUsePI","288;2",2.6,"MG/time step","QUsePI","288;2",2.6,"MG/time step","QUsePI","288;2",2.6,"MG/time step",0]
["QUsePI","289;2",2.6,"MG/time step","QUsePI","289;2",2.6,"MG/time step","QUsePI","289;2",2.6,"MG/time step","QUsePI","289;2",2.6,"MG/time step","QUsePI","289;2",2.6,"MG/time step","QUsePI","289;2",2.6,"MG/time step",0]
["QUsePI","290;2",2.6,"MG/time step","QUsePI","290;2",2.6,"MG/time step","QUsePI","290;2",2.6,"MG/time step","QUsePI","290;2",2.6,"MG/time step","QUsePI","290;2",2.6,"MG/time step","QUsePI","290;2",2.6,"MG/time step",0]
["QUsePI","291;2",2.6,"MG/time step","QUsePI","291;2",2.6,"MG/time step","QUsePI","291;2",2.6,"MG/time step","QUsePI","291;2",2.6,"MG/time step","QUsePI","291;2",2.6,"MG/time step","QUsePI","291;2",2.6,"MG/time step",0]
["QUsePI","292;2",2.6,"MG/time step","QUsePI","292;2",2.6,"MG/time step","QUsePI","292;2",2.6,"MG/time step","QUsePI","292;2",2.6,"MG/time step","QUsePI","292;2",2.6,"MG/time step","QUsePI","292;2",2.6,"MG/time step",0]
["QUsePI","293;2",2.6,"MG/time step","QUsePI","293;2",2.6,"MG/time step","QUsePI","293;2",2.6,"MG/time step","QUsePI","293;2",2.6,"MG/time step","QUsePI","293;2",2.6,"MG/time step","QUsePI","293;2",2.6,"MG/time step",0]
["QUsePI","294;2",2.6,"MG/time step","QUsePI","294;2",2.6,"MG/time step","QUsePI","294;2",2.6,"MG/time step","QUsePI","294;2",2.6,"MG/time step","QUsePI","294;2",2.6,"MG/time step","QUsePI","294;2",2.6,"MG/time step",0]
["QUsePI","295;2",2.6,"MG/time step","QUsePI","295;2",2.6,"MG/time step","QUsePI","295;2",2.6,"MG/time step","QUsePI","295;2",2.6,"MG/time step","QUsePI","295;2",2.6,"MG/time step","QUsePI","295;2",2.6,"MG/time step",0]
["QUsePI","296;2",2.6,"MG/time step","QUsePI","296;2",2.6,"MG/time step","QUsePI","296;2",2.6,"MG/time step","QUsePI","296;2",2.6,"MG/time step","QUsePI","296;2",2.6,"MG/time step","QUsePI","296;2",2.6,"MG/time step",0]
["QUsePI","297;2",2.6,"MG/time step","QUsePI","297;2",2.6,"MG/time step","QUsePI","297;2",2.6,"MG/time step","QUsePI","297;2",2.6,"MG/time step","QUsePI","297;2",2.6,"MG/time step","QUsePI","297;2",2.6,"MG/time step",0]
["QUsePI","298;2",2.6,"MG/time step","QUsePI","298;2",2.6,"MG/time step","QUsePI","298;2",2.6,"MG/time step","QUsePI","298;2",2.6,"MG/time step","QUsePI","298;2",2.6,"MG/time step","QUsePI","298;2",2.6,"MG/time step",0]
["QUsePI","299;2",2.6,"MG/time step","QUsePI","299;2",2.6,"MG/time step","QUsePI","299;2",2.6,"MG/time step","QUsePI","299;2",2.6,"MG/time step","QUsePI","299;2",2.6,"MG/time step","QUsePI","299;2",2.6,"MG/time step",0]
["QUsePI","300;2",2.6,"MG/time step","QUsePI","300;2",2.6,"MG/time step","QUsePI","300;2",2.6,"MG/time step","QUsePI","300;2",2.6,"MG/time step","QUsePI","300;2",2.6,"MG/time step","QUsePI","300;2",2.6,"MG/time step",0]
["QUsePI","301;2",2.6,"MG/time step","QUsePI","301;2",2.6,"MG/time step","QUsePI","301;2",2.6,"MG/time step","QUsePI","301;2",2.6,"MG/time step","QUsePI","301;2",2.6,"MG/time step","QUsePI","301;2",2.6,"MG/time step",0]
["QUsePI","302;2",2.6,"MG/time step","QUsePI","302;2",2.6,"MG/time step","QUsePI","302;2",2.6,"MG/time step","QUsePI","302;2",2.6,"MG/time step","QUsePI","302;2",2.6,"MG/time step","QUsePI","302;2",2.6,"MG/time step",0]
["QUsePI","303;2",2.6,"MG/time step","QUsePI","303;2",2.6,"MG/time step","QUsePI","303;2",2.6,"MG/time step","QUsePI","303;2",2.6,"MG/time step","QUsePI","303;2",2.6,"MG/time step","QUsePI","303;2",2.6,"MG/time step",0]
["QUsePI","304;2",2.6,"MG/time step","QUsePI","304;2",2.6,"MG/time step","QUsePI","304;2",2.6,"MG/time step","QUsePI","304;2",2.6,"MG/time step","QUsePI","304;2",2.6,"MG/time step","QUsePI","304;2",2.6,"MG/time step",0]
["QUsePI","306;2",2.34,"MG/time step","QUsePI","306;2",2.34,"MG/time step","QUsePI","306;2",2.34,"MG/time step","QUsePI","306;2",2.34,"MG/time step","QUsePI","306;2",2.34,"MG/time step","QUsePI","306;2",2.34,"MG/time step",0]
["QUsePI","315;2",2.34,"MG/time step","QUsePI","315;2",2.34,"MG/time step","QUsePI","315;2",2.34,"MG/time step","QUsePI","315;2",2.34,"MG/time step","QUsePI","315;2",2.34,"MG/time step","QUsePI","315;2",2.34,"MG/time step",0]
["QUsePI","324;2",2.34,"MG/time step","QUsePI","324;2",2.34,"MG/time step","QUsePI","324;2",2.34,"MG/time step","QUsePI","324;2",2.34,"MG/time step","QUsePI","324;2",2.34,"MG/time step","QUsePI","324;2",2.34,"MG/time step",0]
["QUsePI","333;2",2.34,"MG/time step","QUsePI","333;2",2.34,"MG/time step","QUsePI","333;2",2.34,"MG/time step","QUsePI","333;2",2.34,"MG/time step","QUsePI","333;2",2.34,"MG/time step","QUsePI","333;2",2.34,"MG/time step",0]
["QUsePI","342;2",2.36,"MG/time step","QUsePI","342;2",2.36,"MG/time step","QUsePI","342;2",2.36,"MG/time step","QUsePI","342;2",2.36,"MG/time step","QUsePI","342;2",2.36,"MG/time step","QUsePI","342;2",2.36,"MG/time step",0]
["QUsePI","351;2",2.36,"MG/time step","QUsePI","351;2",2.36,"MG/time step","QUsePI","351;2",2.36,"MG/time step","QUsePI","351;2",2.36,"MG/time step","QUsePI","351;2",2.36,"MG/time step","QUsePI","351;2",2.36,"MG/time step",0]
["QUsePI","360;2",2.36,"MG/time step","QUsePI","360;2",2.36,"MG/time step","QUsePI","360;2",2.36,"MG/time step","QUsePI","360;2",2.36,"MG/time step","QUsePI","360;2",2.36,"MG/time step","QUsePI","360;2",2.36,"MG/time step",0]
["QUsePI","361;2",2.36,"MG/time step","QUsePI","361;2",2.36,"MG/time step","QUsePI","361;2",2.36,"MG/time step","QUsePI","361;2",2.36,"MG/time step","QUsePI","361;2",2.36,"MG/time step","QUsePI","361;2",2.36,"MG/time step",0]
["QUsePI","5;3",0.03,"MG/time step","QUsePI","5;3",0.03,"MG/time step","QUsePI","5;3",0.03,"MG/time step","QUsePI","5;3",0.03,"MG/time step","QUsePI","5;3",0.03,"MG/time step","QUsePI","5;3",0.03,"MG/time step",0]
["QUsePI","16;3",0.03,"MG/time step","QUsePI","16;3",0.03,"MG/time step","QUsePI","16;3",0.03,"MG/time step","QUsePI","16;3",0.03,"MG/time step","QUsePI","16;3",0.03,"MG/time step","QUsePI","16;3",0.03,"MG/time step",0]
["QUsePI","24;3",0.03,"MG/time step","QUsePI","24;3",0.03,"MG/time step","QUsePI","24;3",0.03,"MG/time step","QUsePI","24;3",0.03,"MG/time step","QUsePI","24;3",0.03,"MG/time step","QUsePI","24;3",0.03,"MG/time step",0]
["QUsePI","33;3",0.02,"MG/time step","QUsePI","33;3",0.02,"MG/time step","QUsePI","33;3",0.02,"MG/time step","QUsePI","33;3",0.02,"MG/time step","QUsePI","33;3",0.02,"MG/time step","QUsePI","33;3",0.02,"MG/time step",0]
["QUsePI","42;3",0.02,"MG/time step","QUsePI","42;3",0.02,"MG/time step","QUsePI","42;3",0.02,"MG/time step","QUsePI","42;3",0.02,"MG/time step","QUsePI","42;3",0.02,"MG/time step","QUsePI","42;3",0.02,"MG/time step",0]
["QUsePI","51;3",0.02,"MG/time step","QUsePI","51;3",0.02,"MG/time step","QUsePI","51;3",0.02,"MG/time step","QUsePI","51;3",0.02,"MG/time step","QUsePI","51;3",0.02,"MG/time step","QUsePI","51;3",0.02,"MG/time step",0]
["QUsePI","60;3",0.02,"MG/time step","QUsePI","60;3",0.02,"MG/time step","QUsePI","60;3",0.02,"MG/time step","QUsePI","60;3",0.02,"MG/time step","QUsePI","60;3",0.02,"MG/time step","QUsePI","60;3",0.02,"MG/time step",0]
["QUsePI","61;3",0.02,"MG/time step","QUsePI","61;3",0.02,"MG/time step","QUsePI","61;3",0.02,"MG/time step","QUsePI","61;3",0.02,"MG/time step","QUsePI","61;3",0.02,"MG/time step","QUsePI","61;3",0.02,"MG/time step",0]
["QUsePI","70;3",0.02,"MG/time step","QUsePI","70;3",0.02,"MG/time step","QUsePI","70;3",0.02,"MG/time step","QUsePI","70;3",0.02,"MG/time step","QUsePI","70;3",0.02,"MG/time step","QUsePI","70;3",0.02,"MG/time step",0]
["QUsePI","79;3",0.02,"MG/time step","QUsePI","79;3",0.02,"MG/time step","QUsePI","79;3",0.02,"MG/time step","QUsePI","79;3",0.02,"MG/time step","QUsePI","79;3",0.02,"MG/time step","QUsePI","79;3",0.02,"MG/time step",0]
["QUsePI","88;3",0.02,"MG/time step","QUsePI","88;3",0.02,"MG/time step","QUsePI","88;3",0.02,"MG/time step","QUsePI","88;3",0.02,"MG/time step","QUsePI","88;3",0.02,"MG/time step","QUsePI","88;3",0.02,"MG/time step",0]
["QUsePI","98;3",0.03,"MG/time step","QUsePI","98;3",0.03,"MG/time step","QUsePI","98;3",0.03,"MG/time step","QUsePI","98;3",0.03,"MG/time step","QUsePI","98;3",0.03,"MG/time step","QUsePI","98;3",0.03,"MG/time step",0]
["QUsePI","107;3",0.03,"MG/time step","QUsePI","107;3",0.03,"MG/time step","QUsePI","107;3",0.03,"MG/time step","QUsePI","107;3",0.03,"MG/time step","QUsePI","107;3",0.03,"MG/time step","QUsePI","107;3",0.03,"MG/time step",0]
["QUsePI","116;3",0.03,"MG/time step","QUsePI","116;3",0.03,"MG/time step","QUsePI","116;3",0.03,"MG/time step","QUsePI","116;3",0.03,"MG/time step","QUsePI","116;3",0.03,"MG/time step","QUsePI","116;3",0.03,"MG/time step",0]
["QUsePI","125;3",0.03,"MG/time step","QUsePI","125;3",0.03,"MG/time step","QUsePI","125;3",0.03,"MG/time step","QUsePI","125;3",0.03,"MG/time step","QUsePI","125;3",0.03,"MG/time step","QUsePI","125;3",0.03,"MG/time step",0]
["QUsePI","126;3",0.03,"MG/time step","QUsePI","126;3",0.03,"MG/time step","QUsePI","126;3",0.03,"MG/time step","QUsePI","126;3",0.03,"MG/time step","QUsePI","126;3",0.03,"MG/time step","QUsePI","126;3",0.03,"MG/time step",0]
["QUsePI","135;3",0.03,"MG/time step","QUsePI","135;3",0.03,"MG/time step","QUsePI","135;3",0.03,"MG/time step","QUsePI","135;3",0.03,"MG/time step","QUsePI","135;3",0.03,"MG/time step","QUsePI","135;3",0.03,"MG/time step",0]
["QUsePI","144;3",0.03,"MG/time step","QUsePI","144;3",0.03,"MG/time step","QUsePI","144;3",0.03,"MG/time step","QUsePI","144;3",0.03,"MG/time step","QUsePI","144;3",0.03,"MG/time step","QUsePI","144;3",0.03,"MG/time step",0]
["QUsePI","153;3",0.03,"MG/time step","QUsePI","153;3",0.03,"MG/time step","QUsePI","153;3",0.03,"MG/time step","QUsePI","153;3",0.03,"MG/time step","QUsePI","153;3",0.03,"MG/time step","QUsePI","153;3",0.03,"MG/time step",0]
["QUsePI","162;3",0.03,"MG/time step","QUsePI","162;3",0.03,"MG/time step","QUsePI","162;3",0.03,"MG/time step","QUsePI","162;3",0.03,"MG/time step","QUsePI","162;3",0.03,"MG/time step","QUsePI","162;3",0.03,"MG/time step",0]
["QUsePI","171;3",0.03,"MG/time step","QUsePI","171;3",0.03,"MG/time step","QUsePI","171;3",0.03,"MG/time step","QUsePI","171;3",0.03,"MG/time step","QUsePI","171;3",0.03,"MG/time step","QUsePI","171;3",0.03,"MG/time step",0]
["QUsePI","180;3",0.03,"MG/time step","QUsePI","180;3",0.03,"MG/time step","QUsePI","180;3",0.03,"MG/time step","QUsePI","180;3",0.03,"MG/time step","QUsePI","180;3",0.03,"MG/time step","QUsePI","180;3",0.03,"MG/time step",0]
["QUsePI","190;3",0.04,"MG/time step","QUsePI","190;3",0.04,"MG/time step","QUsePI","190;3",0.04,"MG/time step","QUsePI","190;3",0.04,"MG/time step","QUsePI","190;3",0.04,"MG/time step","QUsePI","190;3",0.04,"MG/time step",0]
["QUsePI","191;3",0.04,"MG/time step","QUsePI","191;3",0.04,"MG/time step","QUsePI","191;3",0.04,"MG/time step","QUsePI","191;3",0.04,"MG/time step","QUsePI","191;3",0.04,"MG/time step","QUsePI","191;3",0.04,"MG/time step",0]
["QUsePI","200;3",0.04,"MG/time step","QUsePI","200;3",0.04,"MG/time step","QUsePI","200;3",0.04,"MG/time step","QUsePI","200;3",0.04,"MG/time step","QUsePI","200;3",0.04,"MG/time step","QUsePI","200;3",0.04,"MG/time step",0]
["QUsePI","209;3",0.04,"MG/time step","QUsePI","209;3",0.04,"MG/time step","QUsePI","209;3",0.04,"MG/time step","QUsePI","209;3",0.04,"MG/time step","QUsePI","209;3",0.04,"MG/time step","QUsePI","209;3",0.04,"MG/time step",0]
["QUsePI","218;3",0.04,"MG/time step","QUsePI","218;3",0.04,"MG/time step","QUsePI","218;3",0.04,"MG/time step","QUsePI","218;3",0.04,"MG/time step","QUsePI","218;3",0.04,"MG/time step","QUsePI","218;3",0.04,"MG/time step",0]
["QUsePI","227;3",0.04,"MG/time step","QUsePI","227;3",0.04,"MG/time step","QUsePI","227;3",0.04,"MG/time step","QUsePI","227;3",0.04,"MG/time step","QUsePI","227;3",0.04,"MG/time step","QUsePI","227;3",0.04,"MG/time step",0]
["QUsePI","236;3",0.04,"MG/time step","QUsePI","236;3",0.04,"MG/time step","QUsePI","236;3",0.04,"MG/time step","QUsePI","236;3",0.04,"MG/time step","QUsePI","236;3",0.04,"MG/time step","QUsePI","236;3",0.04,"MG/time step",0]
["QUsePI","245;3",0.03,"MG/time step","QUsePI","245;3",0.03,"MG/time step","QUsePI","245;3",0.03,"MG/time step","QUsePI","245;3",0.03,"MG/time step","QUsePI","245;3",0.03,"MG/time step","QUsePI","245;3",0.03,"MG/time step",0]
["QUsePI","254;3",0.03,"MG/time step","QUsePI","254;3",0.03,"MG/time step","QUsePI","254;3",0.03,"MG/time step","QUsePI","254;3",0.03,"MG/time step","QUsePI","254;3",0.03,"MG/time step","QUsePI","254;3",0.03,"MG/time step",0]
["QUsePI","258;3",0.03,"MG/time step","QUsePI","258;3",0.03,"MG/time step","QUsePI","258;3",0.03,"MG/time step","QUsePI","258;3",0.03,"MG/time step","QUsePI","258;3",0.03,"MG/time step","QUsePI","258;3",0.03,"MG/time step",0]
["QUsePI","265;3",0.03,"MG/time step","QUsePI","265;3",0.03,"MG/time step","QUsePI","265;3",0.03,"MG/time step","QUsePI","265;3",0.03,"MG/time step","QUsePI","265;3",0.03,"MG/time step","QUsePI","265;3",0.03,"MG/time step",0]
["QUsePI","274;3",0.03,"MG/time step","QUsePI","274;3",0.03,"MG/time step","QUsePI","274;3",0.03,"MG/time step","QUsePI","274;3",0.03,"MG/time step","QUsePI","274;3",0.03,"MG/time step","QUsePI","274;3",0.03,"MG/time step",0]
["QUsePI","283;3",0.03,"MG/time step","QUsePI","283;3",0.03,"MG/time step","QUsePI","283;3",0.03,"MG/time step","QUsePI","283;3",0.03,"MG/time step","QUsePI","283;3",0.03,"MG/time step","QUsePI","283;3",0.03,"MG/time step",0]
["QUsePI","292;3",0.03,"MG/time step","QUsePI","292;3",0.03,"MG/time step","QUsePI","292;3",0.03,"MG/time step","QUsePI","292;3",0.03,"MG/time step","QUsePI","292;3",0.03,"MG/time step","QUsePI","292;3",0.03,"MG/time step",0]
["QUsePI","301;3",0.03,"MG/time step","QUsePI","301;3",0.03,"MG/time step","QUsePI","301;3",0.03,"MG/time step","QUsePI","301;3",0.03,"MG/time step","QUsePI","301;3",0.03,"MG/time step","QUsePI","301;3",0.03,"MG/time step",0]
["QUsePI","310;3",0.02,"MG/time step","QUsePI","310;3",0.02,"MG/time step","QUsePI","310;3",0.02,"MG/time step","QUsePI","310;3",0.02,"MG/time step","QUsePI","310;3",0.02,"MG/time step","QUsePI","310;3",0.02,"MG/time step",0]
["QUsePI","319;3",0.02,"MG/time step","QUsePI","319;3",0.02,"MG/time step","QUsePI","319;3",0.02,"MG/time step","QUsePI","319;3",0.02,"MG/time step","QUsePI","319;3",0.02,"MG/time step","QUsePI","319;3",0.02,"MG/time step",0]
["QUsePI","320;3",0.02,"MG/time step","QUsePI","320;3",0.02,"MG/time step","QUsePI","320;3",0.02,"MG/time step","QUsePI","320;3",0.02,"MG/time step","QUsePI","320;3",0.02,"MG/time step","QUsePI","320;3",0.02,"MG/time step",0]
["QUsePI","329;3",0.02,"MG/time step","QUsePI","329;3",0.02,"MG/time step","QUsePI","329;3",0.02,"MG/time step","QUsePI","329;3",0.02,"MG/time step","QUsePI","329;3",0.02,"MG/time step","QUsePI","329;3",0.02,"MG/time step",0]
["QUsePI","340;3",0.02,"MG/time step","QUsePI","340;3",0.02,"MG/time step","QUsePI","340;3",0.02,"MG/time step","QUsePI","340;3",0.02,"MG/time step","QUsePI","340;3",0.02,"MG/time step","QUsePI","340;3",0.02,"MG/time step",0]
["QUsePI","348;3",0.02,"MG/time step","QUsePI","348;3",0.02,"MG/time step","QUsePI","348;3",0.02,"MG/time step","QUsePI","348;3",0.02,"MG/time step","QUsePI","348;3",0.02,"MG/time step","QUsePI","348;3",0.02,"MG/time step",0]
["QUsePI","357;3",0.02,"MG/time step","QUsePI","357;3",0.02,"MG/time step","QUsePI","357;3",0.02,"MG/time step","QUsePI","357;3",0.02,"MG/time step","QUsePI","357;3",0.02,"MG/time step","QUsePI","357;3",0.02,"MG/time step",0]
["QUsePI","1;4",0.36,"MG/time step","QUsePI","1;4",0.36,"MG/time step","QUsePI","1;4",0.36,"MG/time step","QUsePI","1;4",0.36,"MG/time step","QUsePI","1;4",0.36,"MG/time step","QUsePI","1;4",0.36,"MG/time step",0]
["QUsePI","10;4",0.36,"MG/time step","QUsePI","10;4",0.36,"MG/time step","QUsePI","10;4",0.36,"MG/time step","QUsePI","10;4",0.36,"MG/time step","QUsePI","10;4",0.36,"MG/time step","QUsePI","10;4",0.36,"MG/time step",0]
["QUsePI","19;4",0.36,"MG/time step","QUsePI","19;4",0.36,"MG/time step","QUsePI","19;4",0.36,"MG/time step","QUsePI","19;4",0.36,"MG/time step","QUsePI","19;4",0.36,"MG/time step","QUsePI","19;4",0.36,"MG/time step",0]
["QUsePI","20;4",0.36,"MG/time step","QUsePI","20;4",0.36,"MG/time step","QUsePI","20;4",0.36,"MG/time step","QUsePI","20;4",0.36,"MG/time step","QUsePI","20;4",0.36,"MG/time step","QUsePI","20;4",0.36,"MG/time step",0]
["QUsePI","29;4",0.36,"MG/time step","QUsePI","29;4",0.36,"MG/time step","QUsePI","29;4",0.36,"MG/time step","QUsePI","29;4",0.36,"MG/time step","QUsePI","29;4",0.36,"MG/time step","QUsePI","29;4",0.36,"MG/time step",0]
["QUsePI","38;4",0.36,"MG/time step","QUsePI","38;4",0.36,"MG/time step","QUsePI","38;4",0.36,"MG/time step","QUsePI","38;4",0.36,"MG/time step","QUsePI","38;4",0.36,"MG/time step","QUsePI","38;4",0.36,"MG/time step",0]
["QUsePI","47;4",0.36,"MG/time step","QUsePI","47;4",0.36,"MG/time step","QUsePI","47;4",0.36,"MG/time step","QUsePI","47;4",0.36,"MG/time step","QUsePI","47;4",0.36,"MG/time step","QUsePI","47;4",0.36,"MG/time step",0]
["QUsePI","57;4",0.36,"MG/time step","QUsePI","57;4",0.36,"MG/time step","QUsePI","57;4",0.36,"MG/time step","QUsePI","57;4",0.36,"MG/time step","QUsePI","57;4",0.36,"MG/time step","QUsePI","57;4",0.36,"MG/time step",0]
["QUsePI","66;4",0.34,"MG/time step","QUsePI","66;4",0.34,"MG/time step","QUsePI","66;4",0.34,"MG/time step","QUsePI","66;4",0.34,"MG/time step","QUsePI","66;4",0.34,"MG/time step","QUsePI","66;4",0.34,"MG/time step",{"$f":"IF(ISNUMBER(C1492),IF(AVERAGE(C1492,G1492,K1492,O1492,S1492,W1492)<>MAX(C1492,G1492,K1492,O1492,S1492,W1492),1,0),\"\")","v":0}]
["QUsePI","75;4",0.34,"MG/time step","QUsePI","75;4",0.34,"MG/time step","QUsePI","75;4",0.34,"MG/time step","QUsePI","75;4",0.34,"MG/time step","QUsePI","75;4",0.34,"MG/time step","QUsePI","75;4",0.34,"MG/time step",0]
["QUsePI","84;4",0.34,"MG/time step","QUsePI","84;4",0.34,"MG/time step","QUsePI","84;4",0.34,"MG/time step","QUsePI","84;4",0.34,"MG/time step","QUsePI","84;4",0.34,"MG/time step","QUsePI","84;4",0.34,"MG/time step",0]
["QUsePI","85;4",0.34,"MG/time step","QUsePI","85;4",0.34,"MG/time step","QUsePI","85;4",0.34,"MG/time step","QUsePI","85;4",0.34,"MG/time step","QUsePI","85;4",0.34,"MG/time step","QUsePI","85;4",0.34,"MG/time step",0]
["QUsePI","94;4",0.38,"MG/time step","QUsePI","94;4",0.38,"MG/time step","QUsePI","94;4",0.38,"MG/time step","QUsePI","94;4",0.38,"MG/time step","QUsePI","94;4",0.38,"MG/time step","QUsePI","94;4",0.38,"MG/time step",0]
["QUsePI","103;4",0.38,"MG/time step","QUsePI","103;4",0.38,"MG/time step","QUsePI","103;4",0.38,"MG/time step","QUsePI","103;4",0.38,"MG/time step","QUsePI","103;4",0.38,"MG/time step","QUsePI","103;4",0.38,"MG/time step",0]
["QUsePI","112;4",0.38,"MG/time step","QUsePI","112;4",0.38,"MG/time step","QUsePI","112;4",0.38,"MG/time step","QUsePI","112;4",0.38,"MG/time step","QUsePI","112;4",0.38,"MG/time step","QUsePI","112;4",0.38,"MG/time step",0]
["QUsePI","121;4",0.41,"MG/time step","QUsePI","121;4",0.41,"MG/time step","QUsePI","121;4",0.41,"MG/time step","QUsePI","121;4",0.41,"MG/time step","QUsePI","121;4",0.41,"MG/time step","QUsePI","121;4",0.41,"MG/time step",0]
["QUsePI","130;4",0.41,"MG/time step","QUsePI","130;4",0.41,"MG/time step","QUsePI","130;4",0.41,"MG/time step","QUsePI","130;4",0.41,"MG/time step","QUsePI","130;4",0.41,"MG/time step","QUsePI","130;4",0.41,"MG/time step",{"$f":"IF(ISNUMBER(C1556),IF(AVERAGE(C1556,G1556,K1556,O1556,S1556,W1556)<>MAX(C1556,G1556,K1556,O1556,S1556,W1556),1,0),\"\")","v":0}]
["QUsePI","139;4",0.41,"MG/time step","QUsePI","139;4",0.41,"MG/time step","QUsePI","139;4",0.41,"MG/time step","QUsePI","139;4",0.41,"MG/time step","QUsePI","139;4",0.41,"MG/time step","QUsePI","139;4",0.41,"MG/time step",0]
["QUsePI","149;4",0.41,"MG/time step","QUsePI","149;4",0.41,"MG/time step","QUsePI","149;4",0.41,"MG/time step","QUsePI","149;4",0.41,"MG/time step","QUsePI","149;4",0.41,"MG/time step","QUsePI","149;4",0.41,"MG/time step",0]
["QUsePI","150;4",0.41,"MG/time step","QUsePI","150;4",0.41,"MG/time step","QUsePI","150;4",0.41,"MG/time step","QUsePI","150;4",0.41,"MG/time step","QUsePI","150;4",0.41,"MG/time step","QUsePI","150;4",0.41,"MG/time step",0]
["QUsePI","159;4",0.45,"MG/time step","QUsePI","159;4",0.45,"MG/time step","QUsePI","159;4",0.45,"MG/time step","QUsePI","159;4",0.45,"MG/time step","QUsePI","159;4",0.45,"MG/time step","QUsePI","159;4",0.45,"MG/time step",0]
["QUsePI","168;4",0.45,"MG/time step","QUsePI","168;4",0.45,"MG/time step","QUsePI","168;4",0.45,"MG/time step","QUsePI","168;4",0.45,"MG/time step","QUsePI","168;4",0.45,"MG/time step","QUsePI","168;4",0.45,"MG/time step",0]
["QUsePI","177;4",0.45,"MG/time step","QUsePI","177;4",0.45,"MG/time step","QUsePI","177;4",0.45,"MG/time step","QUsePI","177;4",0.45,"MG/time step","QUsePI","177;4",0.45,"MG/time step","QUsePI","177;4",0.45,"MG/time step",0]
["QUsePI","186;4",0.56000000000000005,"MG/time step","QUsePI","186;4",0.56000000000000005,"MG/time step","QUsePI","186;4",0.56000000000000005,"MG/time step","QUsePI","186;4",0.56000000000000005,"MG/time step","QUsePI","186;4",0.56000000000000005,"MG/time step","QUsePI","186;4",0.56000000000000005,"MG/time step",0]
["QUsePI","195;4",0.56000000000000005,"MG/time step","QUsePI","195;4",0.56000000000000005,"MG/time step","QUsePI","195;4",0.56000000000000005,"MG/time step","QUsePI","195;4",0.56000000000000005,"MG/time step","QUsePI","195;4",0.56000000000000005,"MG/time step","QUsePI","195;4",0.56000000000000005,"MG/time step",0]
["QUsePI","204;4",0.56000000000000005,"MG/time step","QUsePI","204;4",0.56000000000000005,"MG/time step","QUsePI","204;4",0.56000000000000005,"MG/time step","QUsePI","204;4",0.56000000000000005,"MG/time step","QUsePI","204;4",0.56000000000000005,"MG/time step","QUsePI","204;4",0.56000000000000005,"MG/time step",0]
["QUsePI","213;4",0.52,"MG/time step","QUsePI","213;4",0.52,"MG/time step","QUsePI","213;4",0.52,"MG/time step","QUsePI","213;4",0.52,"MG/time step","QUsePI","213;4",0.52,"MG/time step","QUsePI","213;4",0.52,"MG/time step",0]
["QUsePI","221;4",0.52,"MG/time step","QUsePI","221;4",0.52,"MG/time step","QUsePI","221;4",0.52,"MG/time step","QUsePI","221;4",0.52,"MG/time step","QUsePI","221;4",0.52,"MG/time step","QUsePI","221;4",0.52,"MG/time step",0]
["QUsePI","224;4",0.52,"MG/time step","QUsePI","224;4",0.52,"MG/time step","QUsePI","224;4",0.52,"MG/time step","QUsePI","224;4",0.52,"MG/time step","QUsePI","224;4",0.52,"MG/time step","QUsePI","224;4",0.52,"MG/time step",0]
["QUsePI","233;4",0.52,"MG/time step","QUsePI","233;4",0.52,"MG/time step","QUsePI","233;4",0.52,"MG/time step","QUsePI","233;4",0.52,"MG/time step","QUsePI","233;4",0.52,"MG/time step","QUsePI","233;4",0.52,"MG/time step",0]
["QUsePI","242;4",0.52,"MG/time step","QUsePI","242;4",0.52,"MG/time step","QUsePI","242;4",0.52,"MG/time step","QUsePI","242;4",0.52,"MG/time step","QUsePI","242;4",0.52,"MG/time step","QUsePI","242;4",0.52,"MG/time step",0]
["QUsePI","251;4",0.41,"MG/time step","QUsePI","251;4",0.41,"MG/time step","QUsePI","251;4",0.41,"MG/time step","QUsePI","251;4",0.41,"MG/time step","QUsePI","251;4",0.41,"MG/time step","QUsePI","251;4",0.41,"MG/time step",0]
["QUsePI","260;4",0.41,"MG/time step","QUsePI","260;4",0.41,"MG/time step","QUsePI","260;4",0.41,"MG/time step","QUsePI","260;4",0.41,"MG/time step","QUsePI","260;4",0.41,"MG/time step","QUsePI","260;4",0.41,"MG/time step",0]
["QUsePI","269;4",0.41,"MG/time step","QUsePI","269;4",0.41,"MG/time step","QUsePI","269;4",0.41,"MG/time step","QUsePI","269;4",0.41,"MG/time step","QUsePI","269;4",0.41,"MG/time step","QUsePI","269;4",0.41,"MG/time step",0]
["QUsePI","278;4",0.38,"MG/time step","QUsePI","278;4",0.38,"MG/time step","QUsePI","278;4",0.38,"MG/time step","QUsePI","278;4",0.38,"MG/time step","QUsePI","278;4",0.38,"MG/time step","QUsePI","278;4",0.38,"MG/time step",0]
["QUsePI","279;4",0.38,"MG/time step","QUsePI","279;4",0.38,"MG/time step","QUsePI","279;4",0.38,"MG/time step","QUsePI","279;4",0.38,"MG/time step","QUsePI","279;4",0.38,"MG/time step","QUsePI","279;4",0.38,"MG/time step",0]
["QUsePI","288;4",0.38,"MG/time step","QUsePI","288;4",0.38,"MG/time step","QUsePI","288;4",0.38,"MG/time step","QUsePI","288;4",0.38,"MG/time step","QUsePI","288;4",0.38,"MG/time step","QUsePI","288;4",0.38,"MG/time step",0]
["QUsePI","299;4",0.38,"MG/time step","QUsePI","299;4",0.38,"MG/time step","QUsePI","299;4",0.38,"MG/time step","QUsePI","299;4",0.38,"MG/time step","QUsePI","299;4",0.38,"MG/time step","QUsePI","299;4",0.38,"MG/time step",0]
["QUsePI","307;4",0.34,"MG/time step","QUsePI","307;4",0.34,"MG/time step","QUsePI","307;4",0.34,"MG/time step","QUsePI","307;4",0.34,"MG/time step","QUsePI","307;4",0.34,"MG/time step","QUsePI","307;4",0.34,"MG/time step",0]
["QUsePI","316;4",0.34,"MG/time step","QUsePI","316;4",0.34,"MG/time step","QUsePI","316;4",0.34,"MG/time step","QUsePI","316;4",0.34,"MG/time step","QUsePI","316;4",0.34,"MG/time step","QUsePI","316;4",0.34,"MG/time step",0]
["QUsePI","325;4",0.34,"MG/time step","QUsePI","325;4",0.34,"MG/time step","QUsePI","325;4",0.34,"MG/time step","QUsePI","325;4",0.34,"MG/time step","QUsePI","325;4",0.34,"MG/time step","QUsePI","325;4",0.34,"MG/time step",0]
["QUsePI","334;4",0.34,"MG/time step","QUsePI","334;4",0.34,"MG/time step","QUsePI","334;4",0.34,"MG/time step","QUsePI","334;4",0.34,"MG/time step","QUsePI","334;4",0.34,"MG/time step","QUsePI","334;4",0.34,"MG/time step",0]
["QUsePI","343;4",0.35,"MG/time step","QUsePI","343;4",0.35,"MG/time step","QUsePI","343;4",0.35,"MG/time step","QUsePI","343;4",0.35,"MG/time step","QUsePI","343;4",0.35,"MG/time step","QUsePI","343;4",0.35,"MG/time step",0]
["QUsePI","344;4",0.35,"MG/time step","QUsePI","344;4",0.35,"MG/time step","QUsePI","344;4",0.35,"MG/time step","QUsePI","344;4",0.35,"MG/time step","QUsePI","344;4",0.35,"MG/time step","QUsePI","344;4",0.35,"MG/time step",0]
["QUsePI","353;4",0.35,"MG/time step","QUsePI","353;4",0.35,"MG/time step","QUsePI","353;4",0.35,"MG/time step","QUsePI","353;4",0.35,"MG/time step","QUsePI","353;4",0.35,"MG/time step","QUsePI","353;4",0.35,"MG/time step",0]
["QUsePI","362;4",0.35,"MG/time step","QUsePI","362;4",0.35,"MG/time step","QUsePI","362;4",0.35,"MG/time step","QUsePI","362;4",0.35,"MG/time step","QUsePI","362;4",0.35,"MG/time step","QUsePI","362;4",0.35,"MG/time step",0]
["QUsePI","6;5",0,"MG/time step","QUsePI","6;5",0,"MG/time step","QUsePI","6;5",0,"MG/time step","QUsePI","6;5",0,"MG/time step","QUsePI","6;5",0,"MG/time step","QUsePI","6;5",0,"MG/time step",0]
["QUsePI","16;5",0,"MG/time step","QUsePI","16;5",0,"MG/time step","QUsePI","16;5",0,"MG/time step","QUsePI","16;5",0,"MG/time step","QUsePI","16;5",0,"MG/time step","QUsePI","16;5",0,"MG/time step",0]
["QUsePI","25;5",0,"MG/time step","QUsePI","25;5",0,"MG/time step","QUsePI","25;5",0,"MG/time step","QUsePI","25;5",0,"MG/time step","QUsePI","25;5",0,"MG/time step","QUsePI","25;5",0,"MG/time step",0]
["QUsePI","34;5",0,"MG/time step","QUsePI","34;5",0,"MG/time step","QUsePI","34;5",0,"MG/time step","QUsePI","34;5",0,"MG/time step","QUsePI","34;5",0,"MG/time step","QUsePI","34;5",0,"MG/time step",0]
["QUsePI","43;5",0,"MG/time step","QUsePI","43;5",0,"MG/time step","QUsePI","43;5",0,"MG/time step","QUsePI","43;5",0,"MG/time step","QUsePI","43;5",0,"MG/time step","QUsePI","43;5",0,"MG/time step",0]
["QUsePI","44;5",0,"MG/time step","QUsePI","44;5",0,"MG/time step","QUsePI","44;5",0,"MG/time step","QUsePI","44;5",0,"MG/time step","QUsePI","44;5",0,"MG/time step","QUsePI","44;5",0,"MG/time step",0]
["QUsePI","53;5",0,"MG/time step","QUsePI","53;5",0,"MG/time step","QUsePI","53;5",0,"MG/time step","QUsePI","53;5",0,"MG/time step","QUsePI","53;5",0,"MG/time step","QUsePI","53;5",0,"MG/time step",0]
["QUsePI","62;5",0,"MG/time step","QUsePI","62;5",0,"MG/time step","QUsePI","62;5",0,"MG/time step","QUsePI","62;5",0,"MG/time step","QUsePI","62;5",0,"MG/time step","QUsePI","62;5",0,"MG/time step",0]
["QUsePI","71;5",0,"MG/time step","QUsePI","71;5",0,"MG/time step","QUsePI","71;5",0,"MG/time step","QUsePI","71;5",0,"MG/time step","QUsePI","71;5",0,"MG/time step","QUsePI","71;5",0,"MG/time step",0]
["QUsePI","80;5",0,"MG/time step","QUsePI","80;5",0,"MG/time step","QUsePI","80;5",0,"MG/time step","QUsePI","80;5",0,"MG/time step","QUsePI","80;5",0,"MG/time step","QUsePI","80;5",0,"MG/time step",0]
["QUsePI","87;5",0,"MG/time step","QUsePI","87;5",0,"MG/time step","QUsePI","87;5",0,"MG/time step","QUsePI","87;5",0,"MG/time step","QUsePI","87;5",0,"MG/time step","QUsePI","87;5",0,"MG/time step",0]
["QUsePI","99;5",0,"MG/time step","QUsePI","99;5",0,"MG/time step","QUsePI","99;5",0,"MG/time step","QUsePI","99;5",0,"MG/time step","QUsePI","99;5",0,"MG/time step","QUsePI","99;5",0,"MG/time step",0]
["QUsePI","108;5",0,"MG/time step","QUsePI","108;5",0,"MG/time step","QUsePI","108;5",0,"MG/time step","QUsePI","108;5",0,"MG/time step","QUsePI","108;5",0,"MG/time step","QUsePI","108;5",0,"MG/time step",0]
["QUsePI","109;5",0,"MG/time step","QUsePI","109;5",0,"MG/time step","QUsePI","109;5",0,"MG/time step","QUsePI","109;5",0,"MG/time step","QUsePI","109;5",0,"MG/time step","QUsePI","109;5",0,"MG/time step",0]
["QUsePI","118;5",0,"MG/time step","QUsePI","118;5",0,"MG/time step","QUsePI","118;5",0,"MG/time step","QUsePI","118;5",0,"MG/time step","QUsePI","118;5",0,"MG/time step","QUsePI","118;5",0,"MG/time step",0]
["QUsePI","127;5",0.01,"MG/time step","QUsePI","127;5",0.01,"MG/time step","QUsePI","127;5",0.01,"MG/time step","QUsePI","127;5",0.01,"MG/time step","QUsePI","127;5",0.01,"MG/time step","QUsePI","127;5",0.01,"MG/time step",0]
["QUsePI","136;5",0.01,"MG/time step","QUsePI","136;5",0.01,"MG/time step","QUsePI","136;5",0.01,"MG/time step","QUsePI","136;5",0.01,"MG/time step","QUsePI","136;5",0.01,"MG/time step","QUsePI","136;5",0.01,"MG/time step",0]
["QUsePI","145;5",0.01,"MG/time step","QUsePI","145;5",0.01,"MG/time step","QUsePI","145;5",0.01,"MG/time step","QUsePI","145;5",0.01,"MG/time step","QUsePI","145;5",0.01,"MG/time step","QUsePI","145;5",0.01,"MG/time step",0]
["QUsePI","154;5",0.01,"MG/time step","QUsePI","154;5",0.01,"MG/time step","QUsePI","154;5",0.01,"MG/time step","QUsePI","154;5",0.01,"MG/time step","QUsePI","154;5",0.01,"MG/time step","QUsePI","154;5",0.01,"MG/time step",0]
["QUsePI","163;5",0.01,"MG/time step","QUsePI","163;5",0.01,"MG/time step","QUsePI","163;5",0.01,"MG/time step","QUsePI","163;5",0.01,"MG/time step","QUsePI","163;5",0.01,"MG/time step","QUsePI","163;5",0.01,"MG/time step",0]
["QUsePI","169;5",0.01,"MG/time step","QUsePI","169;5",0.01,"MG/time step","QUsePI","169;5",0.01,"MG/time step","QUsePI","169;5",0.01,"MG/time step","QUsePI","169;5",0.01,"MG/time step","QUsePI","169;5",0.01,"MG/time step",0]
["QUsePI","174;5",0.01,"MG/time step","QUsePI","174;5",0.01,"MG/time step","QUsePI","174;5",0.01,"MG/time step","QUsePI","174;5",0.01,"MG/time step","QUsePI","174;5",0.01,"MG/time step","QUsePI","174;5",0.01,"MG/time step",0]
["QUsePI","183;5",0.01,"MG/time step","QUsePI","183;5",0.01,"MG/time step","QUsePI","183;5",0.01,"MG/time step","QUsePI","183;5",0.01,"MG/time step","QUsePI","183;5",0.01,"MG/time step","QUsePI","183;5",0.01,"MG/time step",0]
["QUsePI","192;5",0.01,"MG/time step","QUsePI","192;5",0.01,"MG/time step","QUsePI","192;5",0.01,"MG/time step","QUsePI","192;5",0.01,"MG/time step","QUsePI","192;5",0.01,"MG/time step","QUsePI","192;5",0.01,"MG/time step",0]
["QUsePI","201;5",0.01,"MG/time step","QUsePI","201;5",0.01,"MG/time step","QUsePI","201;5",0.01,"MG/time step","QUsePI","201;5",0.01,"MG/time step","QUsePI","201;5",0.01,"MG/time step","QUsePI","201;5",0.01,"MG/time step",0]
["QUsePI","210;5",0.01,"MG/time step","QUsePI","210;5",0.01,"MG/time step","QUsePI","210;5",0.01,"MG/time step","QUsePI","210;5",0.01,"MG/time step","QUsePI","210;5",0.01,"MG/time step","QUsePI","210;5",0.01,"MG/time step",0]
["QUsePI","219;5",0.01,"MG/time step","QUsePI","219;5",0.01,"MG/time step","QUsePI","219;5",0.01,"MG/time step","QUsePI","219;5",0.01,"MG/time step","QUsePI","219;5",0.01,"MG/time step","QUsePI","219;5",0.01,"MG/time step",0]
["QUsePI","228;5",0.01,"MG/time step","QUsePI","228;5",0.01,"MG/time step","QUsePI","228;5",0.01,"MG/time step","QUsePI","228;5",0.01,"MG/time step","QUsePI","228;5",0.01,"MG/time step","QUsePI","228;5",0.01,"MG/time step",0]
["QUsePI","237;5",0.01,"MG/time step","QUsePI","237;5",0.01,"MG/time step","QUsePI","237;5",0.01,"MG/time step","QUsePI","237;5",0.01,"MG/time step","QUsePI","237;5",0.01,"MG/time step","QUsePI","237;5",0.01,"MG/time step",0]
["QUsePI","238;5",0.01,"MG/time step","QUsePI","238;5",0.01,"MG/time step","QUsePI","238;5",0.01,"MG/time step","QUsePI","238;5",0.01,"MG/time step","QUsePI","238;5",0.01,"MG/time step","QUsePI","238;5",0.01,"MG/time step",0]
["QUsePI","247;5",0.01,"MG/time step","QUsePI","247;5",0.01,"MG/time step","QUsePI","247;5",0.01,"MG/time step","QUsePI","247;5",0.01,"MG/time step","QUsePI","247;5",0.01,"MG/time step","QUsePI","247;5",0.01,"MG/time step",0]
["QUsePI","257;5",0.01,"MG/time step","QUsePI","257;5",0.01,"MG/time step","QUsePI","257;5",0.01,"MG/time step","QUsePI","257;5",0.01,"MG/time step","QUsePI","257;5",0.01,"MG/time step","QUsePI","257;5",0.01,"MG/time step",0]
["QUsePI","266;5",0.01,"MG/time step","QUsePI","266;5",0.01,"MG/time step","QUsePI","266;5",0.01,"MG/time step","QUsePI","266;5",0.01,"MG/time step","QUsePI","266;5",0.01,"MG/time step","QUsePI","266;5",0.01,"MG/time step",0]
["QUsePI","275;5",0,"MG/time step","QUsePI","275;5",0,"MG/time step","QUsePI","275;5",0,"MG/time step","QUsePI","275;5",0,"MG/time step","QUsePI","275;5",0,"MG/time step","QUsePI","275;5",0,"MG/time step",0]
["QUsePI","284;5",0,"MG/time step","QUsePI","284;5",0,"MG/time step","QUsePI","284;5",0,"MG/time step","QUsePI","284;5",0,"MG/time step","QUsePI","284;5",0,"MG/time step","QUsePI","284;5",0,"MG/time step",0]
["QUsePI","293;5",0,"MG/time step","QUsePI","293;5",0,"MG/time step","QUsePI","293;5",0,"MG/time step","QUsePI","293;5",0,"MG/time step","QUsePI","293;5",0,"MG/time step","QUsePI","293;5",0,"MG/time step",0]
["QUsePI","302;5",0,"MG/time step","QUsePI","302;5",0,"MG/time step","QUsePI","302;5",0,"MG/time step","QUsePI","302;5",0,"MG/time step","QUsePI","302;5",0,"MG/time step","QUsePI","302;5",0,"MG/time step",0]
["QUsePI","303;5",0,"MG/time step","QUsePI","303;5",0,"MG/time step","QUsePI","303;5",0,"MG/time step","QUsePI","303;5",0,"MG/time step","QUsePI","303;5",0,"MG/time step","QUsePI","303;5",0,"MG/time step",0]
["QUsePI","312;5",0,"MG/time step","QUsePI","312;5",0,"MG/time step","QUsePI","312;5",0,"MG/time step","QUsePI","312;5",0,"MG/time step","QUsePI","312;5",0,"MG/time step","QUsePI","312;5",0,"MG/time step",0]
["QUsePI","321;5",0,"MG/time step","QUsePI","321;5",0,"MG/time step","QUsePI","321;5",0,"MG/time step","QUsePI","321;5",0,"MG/time step","QUsePI","321;5",0,"MG/time step","QUsePI","321;5",0,"MG/time step",0]
["QUsePI","329;5",0,"MG/time step","QUsePI","329;5",0,"MG/time step","QUsePI","329;5",0,"MG/time step","QUsePI","329;5",0,"MG/time step","QUsePI","329;5",0,"MG/time step","QUsePI","329;5",0,"MG/time step",0]
["QUsePI","340;5",0,"MG/time step","QUsePI","340;5",0,"MG/time step","QUsePI","340;5",0,"MG/time step","QUsePI","340;5",0,"MG/time step","QUsePI","340;5",0,"MG/time step","QUsePI","340;5",0,"MG/time step",0]
["QUsePI","349;5",0,"MG/time step","QUsePI","349;5",0,"MG/time step","QUsePI","349;5",0,"MG/time step","QUsePI","349;5",0,"MG/time step","QUsePI","349;5",0,"MG/time step","QUsePI","349;5",0,"MG/time step",0]
["QUsePI","358;5",0,"MG/time step","QUsePI","358;5",0,"MG/time step","QUsePI","358;5",0,"MG/time step","QUsePI","358;5",0,"MG/time step","QUsePI","358;5",0,"MG/time step","QUsePI","358;5",0,"MG/time step",0]
["QUsePI","2;6",0.17,"MG/time step","QUsePI","2;6",0.17,"MG/time step","QUsePI","2;6",0.17,"MG/time step","QUsePI","2;6",0.17,"MG/time step","QUsePI","2;6",0.17,"MG/time step","QUsePI","2;6",0.17,"MG/time step",0]
["QUsePI","3;6",0.17,"MG/time step","QUsePI","3;6",0.17,"MG/time step","QUsePI","3;6",0.17,"MG/time step","QUsePI","3;6",0.17,"MG/time step","QUsePI","3;6",0.17,"MG/time step","QUsePI","3;6",0.17,"MG/time step",0]
["QUsePI","12;6",0.17,"MG/time step","QUsePI","12;6",0.17,"MG/time step","QUsePI","12;6",0.17,"MG/time step","QUsePI","12;6",0.17,"MG/time step","QUsePI","12;6",0.17,"MG/time step","QUsePI","12;6",0.17,"MG/time step",0]
["QUsePI","21;6",0.17,"MG/time step","QUsePI","21;6",0.17,"MG/time step","QUsePI","21;6",0.17,"MG/time step","QUsePI","21;6",0.17,"MG/time step","QUsePI","21;6",0.17,"MG/time step","QUsePI","21;6",0.17,"MG/time step",0]
["QUsePI","30;6",0.17,"MG/time step","QUsePI","30;6",0.17,"MG/time step","QUsePI","30;6",0.17,"MG/time step","QUsePI","30;6",0.17,"MG/time step","QUsePI","30;6",0.17,"MG/time step","QUsePI","30;6",0.17,"MG/time step",0]
["QUsePI","39;6",0.16,"MG/time step","QUsePI","39;6",0.16,"MG/time step","QUsePI","39;6",0.16,"MG/time step","QUsePI","39;6",0.16,"MG/time step","QUsePI","39;6",0.16,"MG/time step","QUsePI","39;6",0.16,"MG/time step",0]
["QUsePI","46;6",0.16,"MG/time step","QUsePI","46;6",0.16,"MG/time step","QUsePI","46;6",0.16,"MG/time step","QUsePI","46;6",0.16,"MG/time step","QUsePI","46;6",0.16,"MG/time step","QUsePI","46;6",0.16,"MG/time step",0]
["QUsePI","58;6",0.16,"MG/time step","QUsePI","58;6",0.16,"MG/time step","QUsePI","58;6",0.16,"MG/time step","QUsePI","58;6",0.16,"MG/time step","QUsePI","58;6",0.16,"MG/time step","QUsePI","58;6",0.16,"MG/time step",0]
["QUsePI","67;6",0.16,"MG/time step","QUsePI","67;6",0.16,"MG/time step","QUsePI","67;6",0.16,"MG/time step","QUsePI","67;6",0.16,"MG/time step","QUsePI","67;6",0.16,"MG/time step","QUsePI","67;6",0.16,"MG/time step",0]
["QUsePI","68;6",0.16,"MG/time step","QUsePI","68;6",0.16,"MG/time step","QUsePI","68;6",0.16,"MG/time step","QUsePI","68;6",0.16,"MG/time step","QUsePI","68;6",0.16,"MG/time step","QUsePI","68;6",0.16,"MG/time step",0]
["QUsePI","77;6",0.16,"MG/time step","QUsePI","77;6",0.16,"MG/time step","QUsePI","77;6",0.16,"MG/time step","QUsePI","77;6",0.16,"MG/time step","QUsePI","77;6",0.16,"MG/time step","QUsePI","77;6",0.16,"MG/time step",0]
["QUsePI","86;6",0.16,"MG/time step","QUsePI","86;6",0.16,"MG/time step","QUsePI","86;6",0.16,"MG/time step","QUsePI","86;6",0.16,"MG/time step","QUsePI","86;6",0.16,"MG/time step","QUsePI","86;6",0.16,"MG/time step",0]
["QUsePI","95;6",0.18,"MG/time step","QUsePI","95;6",0.18,"MG/time step","QUsePI","95;6",0.18,"MG/time step","QUsePI","95;6",0.18,"MG/time step","QUsePI","95;6",0.18,"MG/time step","QUsePI","95;6",0.18,"MG/time step",0]
["QUsePI","104;6",0.18,"MG/time step","QUsePI","104;6",0.18,"MG/time step","QUsePI","104;6",0.18,"MG/time step","QUsePI","104;6",0.18,"MG/time step","QUsePI","104;6",0.18,"MG/time step","QUsePI","104;6",0.18,"MG/time step",{"$f":"IF(ISNUMBER(C2260),IF(AVERAGE(C2260,G2260,K2260,O2260,S2260,W2260)<>MAX(C2260,G2260,K2260,O2260,S2260,W2260),1,0),\"\")","v":0}]
["QUsePI","113;6",0.18,"MG/time step","QUsePI","113;6",0.18,"MG/time step","QUsePI","113;6",0.18,"MG/time step","QUsePI","113;6",0.18,"MG/time step","QUsePI","113;6",0.18,"MG/time step","QUsePI","113;6",0.18,"MG/time step",0]
["QUsePI","122;6",0.18,"MG/time step","QUsePI","122;6",0.18,"MG/time step","QUsePI","122;6",0.18,"MG/time step","QUsePI","122;6",0.18,"MG/time step","QUsePI","122;6",0.18,"MG/time step","QUsePI","122;6",0.18,"MG/time step",0]
["QUsePI","128;6",0.18,"MG/time step","QUsePI","128;6",0.18,"MG/time step","QUsePI","128;6",0.18,"MG/time step","QUsePI","128;6",0.18,"MG/time step","QUsePI","128;6",0.18,"MG/time step","QUsePI","128;6",0.18,"MG/time step",0]
["QUsePI","133;6",0.18,"MG/time step","QUsePI","133;6",0.18,"MG/time step","QUsePI","133;6",0.18,"MG/time step","QUsePI","133;6",0.18,"MG/time step","QUsePI","133;6",0.18,"MG/time step","QUsePI","133;6",0.18,"MG/time step",0]
["QUsePI","142;6",0.18,"MG/time step","QUsePI","142;6",0.18,"MG/time step","QUsePI","142;6",0.18,"MG/time step","QUsePI","142;6",0.18,"MG/time step","QUsePI","142;6",0.18,"MG/time step","QUsePI","142;6",0.18,"MG/time step",0]
["QUsePI","151;6",0.18,"MG/time step","QUsePI","151;6",0.18,"MG/time step","QUsePI","151;6",0.18,"MG/time step","QUsePI","151;6",0.18,"MG/time step","QUsePI","151;6",0.18,"MG/time step","QUsePI","151;6",0.18,"MG/time step",0]
["QUsePI","160;6",0.2,"MG/time step","QUsePI","160;6",0.2,"MG/time step","QUsePI","160;6",0.2,"MG/time step","QUsePI","160;6",0.2,"MG/time step","QUsePI","160;6",0.2,"MG/time step","QUsePI","160;6",0.2,"MG/time step",0]
["QUsePI","169;6",0.2,"MG/time step","QUsePI","169;6",0.2,"MG/time step","QUsePI","169;6",0.2,"MG/time step","QUsePI","169;6",0.2,"MG/time step","QUsePI","169;6",0.2,"MG/time step","QUsePI","169;6",0.2,"MG/time step",0]
["QUsePI","178;6",0.2,"MG/time step","QUsePI","178;6",0.2,"MG/time step","QUsePI","178;6",0.2,"MG/time step","QUsePI","178;6",0.2,"MG/time step","QUsePI","178;6",0.2,"MG/time step","QUsePI","178;6",0.2,"MG/time step",0]
["QUsePI","187;6",0.24,"MG/time step","QUsePI","187;6",0.24,"MG/time step","QUsePI","187;6",0.24,"MG/time step","QUsePI","187;6",0.24,"MG/time step","QUsePI","187;6",0.24,"MG/time step","QUsePI","187;6",0.24,"MG/time step",0]
["QUsePI","196;6",0.24,"MG/time step","QUsePI","196;6",0.24,"MG/time step","QUsePI","196;6",0.24,"MG/time step","QUsePI","196;6",0.24,"MG/time step","QUsePI","196;6",0.24,"MG/time step","QUsePI","196;6",0.24,"MG/time step",0]
["QUsePI","197;6",0.24,"MG/time step","QUsePI","197;6",0.24,"MG/time step","QUsePI","197;6",0.24,"MG/time step","QUsePI","197;6",0.24,"MG/time step","QUsePI","197;6",0.24,"MG/time step","QUsePI","197;6",0.24,"MG/time step",0]
["QUsePI","210;6",0.24,"MG/time step","QUsePI","210;6",0.24,"MG/time step","QUsePI","210;6",0.24,"MG/time step","QUsePI","210;6",0.24,"MG/time step","QUsePI","210;6",0.24,"MG/time step","QUsePI","210;6",0.24,"MG/time step",0]
["QUsePI","216;6",0.23,"MG/time step","QUsePI","216;6",0.23,"MG/time step","QUsePI","216;6",0.23,"MG/time step","QUsePI","216;6",0.23,"MG/time step","QUsePI","216;6",0.23,"MG/time step","QUsePI","216;6",0.23,"MG/time step",0]
["QUsePI","225;6",0.23,"MG/time step","QUsePI","225;6",0.23,"MG/time step","QUsePI","225;6",0.23,"MG/time step","QUsePI","225;6",0.23,"MG/time step","QUsePI","225;6",0.23,"MG/time step","QUsePI","225;6",0.23,"MG/time step",0]
["QUsePI","234;6",0.23,"MG/time step","QUsePI","234;6",0.23,"MG/time step","QUsePI","234;6",0.23,"MG/time step","QUsePI","234;6",0.23,"MG/time step","QUsePI","234;6",0.23,"MG/time step","QUsePI","234;6",0.23,"MG/time step",0]
["QUsePI","243;6",0.23,"MG/time step","QUsePI","243;6",0.23,"MG/time step","QUsePI","243;6",0.23,"MG/time step","QUsePI","243;6",0.23,"MG/time step","QUsePI","243;6",0.23,"MG/time step","QUsePI","243;6",0.23,"MG/time step",0]
["QUsePI","252;6",0.18,"MG/time step","QUsePI","252;6",0.18,"MG/time step","QUsePI","252;6",0.18,"MG/time step","QUsePI","252;6",0.18,"MG/time step","QUsePI","252;6",0.18,"MG/time step","QUsePI","252;6",0.18,"MG/time step",0]
["QUsePI","261;6",0.18,"MG/time step","QUsePI","261;6",0.18,"MG/time step","QUsePI","261;6",0.18,"MG/time step","QUsePI","261;6",0.18,"MG/time step","QUsePI","261;6",0.18,"MG/time step","QUsePI","261;6",0.18,"MG/time step",0]
["QUsePI","262;6",0.18,"MG/time step","QUsePI","262;6",0.18,"MG/time step","QUsePI","262;6",0.18,"MG/time step","QUsePI","262;6",0.18,"MG/time step","QUsePI","262;6",0.18,"MG/time step","QUsePI","262;6",0.18,"MG/time step",0]
["QUsePI","271;6",0.18,"MG/time step","QUsePI","271;6",0.18,"MG/time step","QUsePI","271;6",0.18,"MG/time step","QUsePI","271;6",0.18,"MG/time step","QUsePI","271;6",0.18,"MG/time step","QUsePI","271;6",0.18,"MG/time step",0]
["QUsePI","280;6",0.17,"MG/time step","QUsePI","280;6",0.17,"MG/time step","QUsePI","280;6",0.17,"MG/time step","QUsePI","280;6",0.17,"MG/time step","QUsePI","280;6",0.17,"MG/time step","QUsePI","280;6",0.17,"MG/time step",0]
["QUsePI","288;6",0.17,"MG/time step","QUsePI","288;6",0.17,"MG/time step","QUsePI","288;6",0.17,"MG/time step","QUsePI","288;6",0.17,"MG/time step","QUsePI","288;6",0.17,"MG/time step","QUsePI","288;6",0.17,"MG/time step",0]
["QUsePI","299;6",0.17,"MG/time step","QUsePI","299;6",0.17,"MG/time step","QUsePI","299;6",0.17,"MG/time step","QUsePI","299;6",0.17,"MG/time step","QUsePI","299;6",0.17,"MG/time step","QUsePI","299;6",0.17,"MG/time step",0]
["QUsePI","308;6",0.16,"MG/time step","QUsePI","308;6",0.16,"MG/time step","QUsePI","308;6",0.16,"MG/time step","QUsePI","308;6",0.16,"MG/time step","QUsePI","308;6",0.16,"MG/time step","QUsePI","308;6",0.16,"MG/time step",0]
["QUsePI","317;6",0.16,"MG/time step","QUsePI","317;6",0.16,"MG/time step","QUsePI","317;6",0.16,"MG/time step","QUsePI","317;6",0.16,"MG/time step","QUsePI","317;6",0.16,"MG/time step","QUsePI","317;6",0.16,"MG/time step",0]
["QUsePI","326;6",0.16,"MG/time step","QUsePI","326;6",0.16,"MG/time step","QUsePI","326;6",0.16,"MG/time step","QUsePI","326;6",0.16,"MG/time step","QUsePI","326;6",0.16,"MG/time step","QUsePI","326;6",0.16,"MG/time step",0]
["QUsePI","327;6",0.16,"MG/time step","QUsePI","327;6",0.16,"MG/time step","QUsePI","327;6",0.16,"MG/time step","QUsePI","327;6",0.16,"MG/time step","QUsePI","327;6",0.16,"MG/time step","QUsePI","327;6",0.16,"MG/time step",0]
["QUsePI","336;6",0.16,"MG/time step","QUsePI","336;6",0.16,"MG/time step","QUsePI","336;6",0.16,"MG/time step","QUsePI","336;6",0.16,"MG/time step","QUsePI","336;6",0.16,"MG/time step","QUsePI","336;6",0.16,"MG/time step",0]
["QUsePI","345;6",0.16,"MG/time step","QUsePI","345;6",0.16,"MG/time step","QUsePI","345;6",0.16,"MG/time step","QUsePI","345;6",0.16,"MG/time step","QUsePI","345;6",0.16,"MG/time step","QUsePI","345;6",0.16,"MG/time step",0]
["QUsePI","354;6",0.16,"MG/time step","QUsePI","354;6",0.16,"MG/time step","QUsePI","354;6",0.16,"MG/time step","QUsePI","354;6",0.16,"MG/time step","QUsePI","354;6",0.16,"MG/time step","QUsePI","354;6",0.16,"MG/time step",0]
["QUsePI","363;6",0.16,"MG/time step","QUsePI","363;6",0.16,"MG/time step","QUsePI","363;6",0.16,"MG/time step","QUsePI","363;6",0.16,"MG/time step","QUsePI","363;6",0.16,"MG/time step","QUsePI","363;6",0.16,"MG/time step",0]
["QUsePI","5;7",0.14000000000000001,"MG/time step","QUsePI","5;7",0.14000000000000001,"MG/time step","QUsePI","5;7",0.14000000000000001,"MG/time step","QUsePI","5;7",0.14000000000000001,"MG/time step","QUsePI","5;7",0.14000000000000001,"MG/time step","QUsePI","5;7",0.14000000000000001,"MG/time step",0]
["QUsePI","17;7",0.14000000000000001,"MG/time step","QUsePI","17;7",0.14000000000000001,"MG/time step","QUsePI","17;7",0.14000000000000001,"MG/time step","QUsePI","17;7",0.14000000000000001,"MG/time step","QUsePI","17;7",0.14000000000000001,"MG/time step","QUsePI","17;7",0.14000000000000001,"MG/time step",0]
["QUsePI","26;7",0.14000000000000001,"MG/time step","QUsePI","26;7",0.14000000000000001,"MG/time step","QUsePI","26;7",0.14000000000000001,"MG/time step","QUsePI","26;7",0.14000000000000001,"MG/time step","QUsePI","26;7",0.14000000000000001,"MG/time step","QUsePI","26;7",0.14000000000000001,"MG/time step",0]
["QUsePI","27;7",0.14000000000000001,"MG/time step","QUsePI","27;7",0.14000000000000001,"MG/time step","QUsePI","27;7",0.14000000000000001,"MG/time step","QUsePI","27;7",0.14000000000000001,"MG/time step","QUsePI","27;7",0.14000000000000001,"MG/time step","QUsePI","27;7",0.14000000000000001,"MG/time step",0]
["QUsePI","36;7",0.13,"MG/time step","QUsePI","36;7",0.13,"MG/time step","QUsePI","36;7",0.13,"MG/time step","QUsePI","36;7",0.13,"MG/time step","QUsePI","36;7",0.13,"MG/time step","QUsePI","36;7",0.13,"MG/time step",0]
["QUsePI","45;7",0.13,"MG/time step","QUsePI","45;7",0.13,"MG/time step","QUsePI","45;7",0.13,"MG/time step","QUsePI","45;7",0.13,"MG/time step","QUsePI","45;7",0.13,"MG/time step","QUsePI","45;7",0.13,"MG/time step",0]
["QUsePI","54;7",0.13,"MG/time step","QUsePI","54;7",0.13,"MG/time step","QUsePI","54;7",0.13,"MG/time step","QUsePI","54;7",0.13,"MG/time step","QUsePI","54;7",0.13,"MG/time step","QUsePI","54;7",0.13,"MG/time step",0]
["QUsePI","63;7",0.13,"MG/time step","QUsePI","63;7",0.13,"MG/time step","QUsePI","63;7",0.13,"MG/time step","QUsePI","63;7",0.13,"MG/time step","QUsePI","63;7",0.13,"MG/time step","QUsePI","63;7",0.13,"MG/time step",0]
["QUsePI","72;7",0.13,"MG/time step","QUsePI","72;7",0.13,"MG/time step","QUsePI","72;7",0.13,"MG/time step","QUsePI","72;7",0.13,"MG/time step","QUsePI","72;7",0.13,"MG/time step","QUsePI","72;7",0.13,"MG/time step",0]
["QUsePI","81;7",0.13,"MG/time step","QUsePI","81;7",0.13,"MG/time step","QUsePI","81;7",0.13,"MG/time step","QUsePI","81;7",0.13,"MG/time step","QUsePI","81;7",0.13,"MG/time step","QUsePI","81;7",0.13,"MG/time step",0]
["QUsePI","87;7",0.13,"MG/time step","QUsePI","87;7",0.13,"MG/time step","QUsePI","87;7",0.13,"MG/time step","QUsePI","87;7",0.13,"MG/time step","QUsePI","87;7",0.13,"MG/time step","QUsePI","87;7",0.13,"MG/time step",0]
["QUsePI","92;7",0.14000000000000001,"MG/time step","QUsePI","92;7",0.14000000000000001,"MG/time step","QUsePI","92;7",0.14000000000000001,"MG/time step","QUsePI","92;7",0.14000000000000001,"MG/time step","QUsePI","92;7",0.14000000000000001,"MG/time step","QUsePI","92;7",0.14000000000000001,"MG/time step",0]
["QUsePI","101;7",0.14000000000000001,"MG/time step","QUsePI","101;7",0.14000000000000001,"MG/time step","QUsePI","101;7",0.14000000000000001,"MG/time step","QUsePI","101;7",0.14000000000000001,"MG/time step","QUsePI","101;7",0.14000000000000001,"MG/time step","QUsePI","101;7",0.14000000000000001,"MG/time step",0]
["QUsePI","110;7",0.14000000000000001,"MG/time step","QUsePI","110;7",0.14000000000000001,"MG/time step","QUsePI","110;7",0.14000000000000001,"MG/time step","QUsePI","110;7",0.14000000000000001,"MG/time step","QUsePI","110;7",0.14000000000000001,"MG/time step","QUsePI","110;7",0.14000000000000001,"MG/time step",0]
["QUsePI","119;7",0.14000000000000001,"MG/time step","QUsePI","119;7",0.14000000000000001,"MG/time step","QUsePI","119;7",0.14000000000000001,"MG/time step","QUsePI","119;7",0.14000000000000001,"MG/time step","QUsePI","119;7",0.14000000000000001,"MG/time step","QUsePI","119;7",0.14000000000000001,"MG/time step",0]
["QUsePI","128;7",0.15,"MG/time step","QUsePI","128;7",0.15,"MG/time step","QUsePI","128;7",0.15,"MG/time step","QUsePI","128;7",0.15,"MG/time step","QUsePI","128;7",0.15,"MG/time step","QUsePI","128;7",0.15,"MG/time step",0]
["QUsePI","137;7",0.15,"MG/time step","QUsePI","137;7",0.15,"MG/time step","QUsePI","137;7",0.15,"MG/time step","QUsePI","137;7",0.15,"MG/time step","QUsePI","137;7",0.15,"MG/time step","QUsePI","137;7",0.15,"MG/time step",0]
["QUsePI","146;7",0.15,"MG/time step","QUsePI","146;7",0.15,"MG/time step","QUsePI","146;7",0.15,"MG/time step","QUsePI","146;7",0.15,"MG/time step","QUsePI","146;7",0.15,"MG/time step","QUsePI","146;7",0.15,"MG/time step",0]
["QUsePI","155;7",0.17,"MG/time step","QUsePI","155;7",0.17,"MG/time step","QUsePI","155;7",0.17,"MG/time step","QUsePI","155;7",0.17,"MG/time step","QUsePI","155;7",0.17,"MG/time step","QUsePI","155;7",0.17,"MG/time step",0]
["QUsePI","158;7",0.17,"MG/time step","QUsePI","158;7",0.17,"MG/time step","QUsePI","158;7",0.17,"MG/time step","QUsePI","158;7",0.17,"MG/time step","QUsePI","158;7",0.17,"MG/time step","QUsePI","158;7",0.17,"MG/time step",0]
["QUsePI","166;7",0.17,"MG/time step","QUsePI","166;7",0.17,"MG/time step","QUsePI","166;7",0.17,"MG/time step","QUsePI","166;7",0.17,"MG/time step","QUsePI","166;7",0.17,"MG/time step","QUsePI","166;7",0.17,"MG/time step",0]
["QUsePI","175;7",0.17,"MG/time step","QUsePI","175;7",0.17,"MG/time step","QUsePI","175;7",0.17,"MG/time step","QUsePI","175;7",0.17,"MG/time step","QUsePI","175;7",0.17,"MG/time step","QUsePI","175;7",0.17,"MG/time step",0]
["QUsePI","184;7",0.21,"MG/time step","QUsePI","184;7",0.21,"MG/time step","QUsePI","184;7",0.21,"MG/time step","QUsePI","184;7",0.21,"MG/time step","QUsePI","184;7",0.21,"MG/time step","QUsePI","184;7",0.21,"MG/time step",0]
["QUsePI","193;7",0.21,"MG/time step","QUsePI","193;7",0.21,"MG/time step","QUsePI","193;7",0.21,"MG/time step","QUsePI","193;7",0.21,"MG/time step","QUsePI","193;7",0.21,"MG/time step","QUsePI","193;7",0.21,"MG/time step",0]
["QUsePI","202;7",0.21,"MG/time step","QUsePI","202;7",0.21,"MG/time step","QUsePI","202;7",0.21,"MG/time step","QUsePI","202;7",0.21,"MG/time step","QUsePI","202;7",0.21,"MG/time step","QUsePI","202;7",0.21,"MG/time step",0]
["QUsePI","211;7",0.21,"MG/time step","QUsePI","211;7",0.21,"MG/time step","QUsePI","211;7",0.21,"MG/time step","QUsePI","211;7",0.21,"MG/time step","QUsePI","211;7",0.21,"MG/time step","QUsePI","211;7",0.21,"MG/time step",0]
["QUsePI","220;7",0.2,"MG/time step","QUsePI","220;7",0.2,"MG/time step","QUsePI","220;7",0.2,"MG/time step","QUsePI","220;7",0.2,"MG/time step","QUsePI","220;7",0.2,"MG/time step","QUsePI","220;7",0.2,"MG/time step",0]
["QUsePI","221;7",0.2,"MG/time step","QUsePI","221;7",0.2,"MG/time step","QUsePI","221;7",0.2,"MG/time step","QUsePI","221;7",0.2,"MG/time step","QUsePI","221;7",0.2,"MG/time step","QUsePI","221;7",0.2,"MG/time step",0]
["QUsePI","230;7",0.2,"MG/time step","QUsePI","230;7",0.2,"MG/time step","QUsePI","230;7",0.2,"MG/time step","QUsePI","230;7",0.2,"MG/time step","QUsePI","230;7",0.2,"MG/time step","QUsePI","230;7",0.2,"MG/time step",0]
["QUsePI","245;7",0.15,"MG/time step","QUsePI","245;7",0.15,"MG/time step","QUsePI","245;7",0.15,"MG/time step","QUsePI","245;7",0.15,"MG/time step","QUsePI","245;7",0.15,"MG/time step","QUsePI","245;7",0.15,"MG/time step",0]
["QUsePI","249;7",0.15,"MG/time step","QUsePI","249;7",0.15,"MG/time step","QUsePI","249;7",0.15,"MG/time step","QUsePI","249;7",0.15,"MG/time step","QUsePI","249;7",0.15,"MG/time step","QUsePI","249;7",0.15,"MG/time step",0]
["QUsePI","258;7",0.15,"MG/time step","QUsePI","258;7",0.15,"MG/time step","QUsePI","258;7",0.15,"MG/time step","QUsePI","258;7",0.15,"MG/time step","QUsePI","258;7",0.15,"MG/time step","QUsePI","258;7",0.15,"MG/time step",0]
["QUsePI","267;7",0.15,"MG/time step","QUsePI","267;7",0.15,"MG/time step","QUsePI","267;7",0.15,"MG/time step","QUsePI","267;7",0.15,"MG/time step","QUsePI","267;7",0.15,"MG/time step","QUsePI","267;7",0.15,"MG/time step",0]
["QUsePI","276;7",0.14000000000000001,"MG/time step","QUsePI","276;7",0.14000000000000001,"MG/time step","QUsePI","276;7",0.14000000000000001,"MG/time step","QUsePI","276;7",0.14000000000000001,"MG/time step","QUsePI","276;7",0.14000000000000001,"MG/time step","QUsePI","276;7",0.14000000000000001,"MG/time step",0]
["QUsePI","285;7",0.14000000000000001,"MG/time step","QUsePI","285;7",0.14000000000000001,"MG/time step","QUsePI","285;7",0.14000000000000001,"MG/time step","QUsePI","285;7",0.14000000000000001,"MG/time step","QUsePI","285;7",0.14000000000000001,"MG/time step","QUsePI","285;7",0.14000000000000001,"MG/time step",0]
["QUsePI","286;7",0.14000000000000001,"MG/time step","QUsePI","286;7",0.14000000000000001,"MG/time step","QUsePI","286;7",0.14000000000000001,"MG/time step","QUsePI","286;7",0.14000000000000001,"MG/time step","QUsePI","286;7",0.14000000000000001,"MG/time step","QUsePI","286;7",0.14000000000000001,"MG/time step",0]
["QUsePI","295;7",0.14000000000000001,"MG/time step","QUsePI","295;7",0.14000000000000001,"MG/time step","QUsePI","295;7",0.14000000000000001,"MG/time step","QUsePI","295;7",0.14000000000000001,"MG/time step","QUsePI","295;7",0.14000000000000001,"MG/time step","QUsePI","295;7",0.14000000000000001,"MG/time step",0]
["QUsePI","304;7",0.14000000000000001,"MG/time step","QUsePI","304;7",0.14000000000000001,"MG/time step","QUsePI","304;7",0.14000000000000001,"MG/time step","QUsePI","304;7",0.14000000000000001,"MG/time step","QUsePI","304;7",0.14000000000000001,"MG/time step","QUsePI","304;7",0.14000000000000001,"MG/time step",0]
["QUsePI","313;7",0.13,"MG/time step","QUsePI","313;7",0.13,"MG/time step","QUsePI","313;7",0.13,"MG/time step","QUsePI","313;7",0.13,"MG/time step","QUsePI","313;7",0.13,"MG/time step","QUsePI","313;7",0.13,"MG/time step",0]
["QUsePI","318;7",0.13,"MG/time step","QUsePI","318;7",0.13,"MG/time step","QUsePI","318;7",0.13,"MG/time step","QUsePI","318;7",0.13,"MG/time step","QUsePI","318;7",0.13,"MG/time step","QUsePI","318;7",0.13,"MG/time step",0]
["QUsePI","332;7",0.13,"MG/time step","QUsePI","332;7",0.13,"MG/time step","QUsePI","332;7",0.13,"MG/time step","QUsePI","332;7",0.13,"MG/time step","QUsePI","332;7",0.13,"MG/time step","QUsePI","332;7",0.13,"MG/time step",0]
["QUsePI","341;7",0.13,"MG/time step","QUsePI","341;7",0.13,"MG/time step","QUsePI","341;7",0.13,"MG/time step","QUsePI","341;7",0.13,"MG/time step","QUsePI","341;7",0.13,"MG/time step","QUsePI","341;7",0.13,"MG/time step",0]
["QUsePI","350;7",0.13,"MG/time step","QUsePI","350;7",0.13,"MG/time step","QUsePI","350;7",0.13,"MG/time step","QUsePI","350;7",0.13,"MG/time step","QUsePI","350;7",0.13,"MG/time step","QUsePI","350;7",0.13,"MG/time step",0]
["QUsePI","351;7",0.13,"MG/time step","QUsePI","351;7",0.13,"MG/time step","QUsePI","351;7",0.13,"MG/time step","QUsePI","351;7",0.13,"MG/time step","QUsePI","351;7",0.13,"MG/time step","QUsePI","351;7",0.13,"MG/time step",0]
["QUsePI","360;7",0.13,"MG/time step","QUsePI","360;7",0.13,"MG/time step","QUsePI","360;7",0.13,"MG/time step","QUsePI","360;7",0.13,"MG/time step","QUsePI","360;7",0.13,"MG/time step","QUsePI","360;7",0.13,"MG/time step",0]
["QUsePI","4;8",0.02,"MG/time step","QUsePI","4;8",0.02,"MG/time step","QUsePI","4;8",0.02,"MG/time step","QUsePI","4;8",0.02,"MG/time step","QUsePI","4;8",0.02,"MG/time step","QUsePI","4;8",0.02,"MG/time step",0]
["QUsePI","13;8",0.02,"MG/time step","QUsePI","13;8",0.02,"MG/time step","QUsePI","13;8",0.02,"MG/time step","QUsePI","13;8",0.02,"MG/time step","QUsePI","13;8",0.02,"MG/time step","QUsePI","13;8",0.02,"MG/time step",0]
["QUsePI","22;8",0.02,"MG/time step","QUsePI","22;8",0.02,"MG/time step","QUsePI","22;8",0.02,"MG/time step","QUsePI","22;8",0.02,"MG/time step","QUsePI","22;8",0.02,"MG/time step","QUsePI","22;8",0.02,"MG/time step",0]
["QUsePI","31;8",0.02,"MG/time step","QUsePI","31;8",0.02,"MG/time step","QUsePI","31;8",0.02,"MG/time step","QUsePI","31;8",0.02,"MG/time step","QUsePI","31;8",0.02,"MG/time step","QUsePI","31;8",0.02,"MG/time step",0]
["QUsePI","35;8",0.01,"MG/time step","QUsePI","35;8",0.01,"MG/time step","QUsePI","35;8",0.01,"MG/time step","QUsePI","35;8",0.01,"MG/time step","QUsePI","35;8",0.01,"MG/time step","QUsePI","35;8",0.01,"MG/time step",0]
["QUsePI","50;8",0.01,"MG/time step","QUsePI","50;8",0.01,"MG/time step","QUsePI","50;8",0.01,"MG/time step","QUsePI","50;8",0.01,"MG/time step","QUsePI","50;8",0.01,"MG/time step","QUsePI","50;8",0.01,"MG/time step",0]
["QUsePI","51;8",0.01,"MG/time step","QUsePI","51;8",0.01,"MG/time step","QUsePI","51;8",0.01,"MG/time step","QUsePI","51;8",0.01,"MG/time step","QUsePI","51;8",0.01,"MG/time step","QUsePI","51;8",0.01,"MG/time step",0]
["QUsePI","60;8",0.01,"MG/time step","QUsePI","60;8",0.01,"MG/time step","QUsePI","60;8",0.01,"MG/time step","QUsePI","60;8",0.01,"MG/time step","QUsePI","60;8",0.01,"MG/time step","QUsePI","60;8",0.01,"MG/time step",0]
["QUsePI","69;8",0.01,"MG/time step","QUsePI","69;8",0.01,"MG/time step","QUsePI","69;8",0.01,"MG/time step","QUsePI","69;8",0.01,"MG/time step","QUsePI","69;8",0.01,"MG/time step","QUsePI","69;8",0.01,"MG/time step",0]
["QUsePI","78;8",0.01,"MG/time step","QUsePI","78;8",0.01,"MG/time step","QUsePI","78;8",0.01,"MG/time step","QUsePI","78;8",0.01,"MG/time step","QUsePI","78;8",0.01,"MG/time step","QUsePI","78;8",0.01,"MG/time step",{"$f":"IF(ISNUMBER(C2964),IF(AVERAGE(C2964,G2964,K2964,O2964,S2964,W2964)<>MAX(C2964,G2964,K2964,O2964,S2964,W2964),1,0),\"\")","v":0}]
["QUsePI","87;8",0.01,"MG/time step","QUsePI","87;8",0.01,"MG/time step","QUsePI","87;8",0.01,"MG/time step","QUsePI","87;8",0.01,"MG/time step","QUsePI","87;8",0.01,"MG/time step","QUsePI","87;8",0.01,"MG/time step",0]
["QUsePI","96;8",0.02,"MG/time step","QUsePI","96;8",0.02,"MG/time step","QUsePI","96;8",0.02,"MG/time step","QUsePI","96;8",0.02,"MG/time step","QUsePI","96;8",0.02,"MG/time step","QUsePI","96;8",0.02,"MG/time step",0]
["QUsePI","105;8",0.02,"MG/time step","QUsePI","105;8",0.02,"MG/time step","QUsePI","105;8",0.02,"MG/time step","QUsePI","105;8",0.02,"MG/time step","QUsePI","105;8",0.02,"MG/time step","QUsePI","105;8",0.02,"MG/time step",0]
["QUsePI","114;8",0.02,"MG/time step","QUsePI","114;8",0.02,"MG/time step","QUsePI","114;8",0.02,"MG/time step","QUsePI","114;8",0.02,"MG/time step","QUsePI","114;8",0.02,"MG/time step","QUsePI","114;8",0.02,"MG/time step",0]
["QUsePI","117;8",0.02,"MG/time step","QUsePI","117;8",0.02,"MG/time step","QUsePI","117;8",0.02,"MG/time step","QUsePI","117;8",0.02,"MG/time step","QUsePI","117;8",0.02,"MG/time step","QUsePI","117;8",0.02,"MG/time step",0]
["QUsePI","125;8",0.02,"MG/time step","QUsePI","125;8",0.02,"MG/time step","QUsePI","125;8",0.02,"MG/time step","QUsePI","125;8",0.02,"MG/time step","QUsePI","125;8",0.02,"MG/time step","QUsePI","125;8",0.02,"MG/time step",0]
["QUsePI","134;8",0.02,"MG/time step","QUsePI","134;8",0.02,"MG/time step","QUsePI","134;8",0.02,"MG/time step","QUsePI","134;8",0.02,"MG/time step","QUsePI","134;8",0.02,"MG/time step","QUsePI","134;8",0.02,"MG/time step",0]
["QUsePI","143;8",0.02,"MG/time step","QUsePI","143;8",0.02,"MG/time step","QUsePI","143;8",0.02,"MG/time step","QUsePI","143;8",0.02,"MG/time step","QUsePI","143;8",0.02,"MG/time step","QUsePI","143;8",0.02,"MG/time step",0]
["QUsePI","152;8",0.02,"MG/time step","QUsePI","152;8",0.02,"MG/time step","QUsePI","152;8",0.02,"MG/time step","QUsePI","152;8",0.02,"MG/time step","QUsePI","152;8",0.02,"MG/time step","QUsePI","152;8",0.02,"MG/time step",0]
["QUsePI","161;8",0.02,"MG/time step","QUsePI","161;8",0.02,"MG/time step","QUsePI","161;8",0.02,"MG/time step","QUsePI","161;8",0.02,"MG/time step","QUsePI","161;8",0.02,"MG/time step","QUsePI","161;8",0.02,"MG/time step",0]
["QUsePI","170;8",0.02,"MG/time step","QUsePI","170;8",0.02,"MG/time step","QUsePI","170;8",0.02,"MG/time step","QUsePI","170;8",0.02,"MG/time step","QUsePI","170;8",0.02,"MG/time step","QUsePI","170;8",0.02,"MG/time step",0]
["QUsePI","179;8",0.02,"MG/time step","QUsePI","179;8",0.02,"MG/time step","QUsePI","179;8",0.02,"MG/time step","QUsePI","179;8",0.02,"MG/time step","QUsePI","179;8",0.02,"MG/time step","QUsePI","179;8",0.02,"MG/time step",0]
["QUsePI","180;8",0.02,"MG/time step","QUsePI","180;8",0.02,"MG/time step","QUsePI","180;8",0.02,"MG/time step","QUsePI","180;8",0.02,"MG/time step","QUsePI","180;8",0.02,"MG/time step","QUsePI","180;8",0.02,"MG/time step",0]
["QUsePI","189;8",0.03,"MG/time step","QUsePI","189;8",0.03,"MG/time step","QUsePI","189;8",0.03,"MG/time step","QUsePI","189;8",0.03,"MG/time step","QUsePI","189;8",0.03,"MG/time step","QUsePI","189;8",0.03,"MG/time step",0]
["QUsePI","199;8",0.03,"MG/time step","QUsePI","199;8",0.03,"MG/time step","QUsePI","199;8",0.03,"MG/time step","QUsePI","199;8",0.03,"MG/time step","QUsePI","199;8",0.03,"MG/time step","QUsePI","199;8",0.03,"MG/time step",0]
["QUsePI","208;8",0.03,"MG/time step","QUsePI","208;8",0.03,"MG/time step","QUsePI","208;8",0.03,"MG/time step","QUsePI","208;8",0.03,"MG/time step","QUsePI","208;8",0.03,"MG/time step","QUsePI","208;8",0.03,"MG/time step",0]
["QUsePI","217;8",0.02,"MG/time step","QUsePI","217;8",0.02,"MG/time step","QUsePI","217;8",0.02,"MG/time step","QUsePI","217;8",0.02,"MG/time step","QUsePI","217;8",0.02,"MG/time step","QUsePI","217;8",0.02,"MG/time step",0]
["QUsePI","226;8",0.02,"MG/time step","QUsePI","226;8",0.02,"MG/time step","QUsePI","226;8",0.02,"MG/time step","QUsePI","226;8",0.02,"MG/time step","QUsePI","226;8",0.02,"MG/time step","QUsePI","226;8",0.02,"MG/time step",0]
["QUsePI","235;8",0.02,"MG/time step","QUsePI","235;8",0.02,"MG/time step","QUsePI","235;8",0.02,"MG/time step","QUsePI","235;8",0.02,"MG/time step","QUsePI","235;8",0.02,"MG/time step","QUsePI","235;8",0.02,"MG/time step",0]
["QUsePI","244;8",0.02,"MG/time step","QUsePI","244;8",0.02,"MG/time step","QUsePI","244;8",0.02,"MG/time step","QUsePI","244;8",0.02,"MG/time step","QUsePI","244;8",0.02,"MG/time step","QUsePI","244;8",0.02,"MG/time step",0]
["QUsePI","245;8",0.02,"MG/time step","QUsePI","245;8",0.02,"MG/time step","QUsePI","245;8",0.02,"MG/time step","QUsePI","245;8",0.02,"MG/time step","QUsePI","245;8",0.02,"MG/time step","QUsePI","245;8",0.02,"MG/time step",0]
["QUsePI","254;8",0.02,"MG/time step","QUsePI","254;8",0.02,"MG/time step","QUsePI","254;8",0.02,"MG/time step","QUsePI","254;8",0.02,"MG/time step","QUsePI","254;8",0.02,"MG/time step","QUsePI","254;8",0.02,"MG/time step",0]
["QUsePI","263;8",0.02,"MG/time step","QUsePI","263;8",0.02,"MG/time step","QUsePI","263;8",0.02,"MG/time step","QUsePI","263;8",0.02,"MG/time step","QUsePI","263;8",0.02,"MG/time step","QUsePI","263;8",0.02,"MG/time step",0]
["QUsePI","272;8",0.02,"MG/time step","QUsePI","272;8",0.02,"MG/time step","QUsePI","272;8",0.02,"MG/time step","QUsePI","272;8",0.02,"MG/time step","QUsePI","272;8",0.02,"MG/time step","QUsePI","272;8",0.02,"MG/time step",0]
["QUsePI","277;8",0.02,"MG/time step","QUsePI","277;8",0.02,"MG/time step","QUsePI","277;8",0.02,"MG/time step","QUsePI","277;8",0.02,"MG/time step","QUsePI","277;8",0.02,"MG/time step","QUsePI","277;8",0.02,"MG/time step",0]
["QUsePI","291;8",0.02,"MG/time step","QUsePI","291;8",0.02,"MG/time step","QUsePI","291;8",0.02,"MG/time step","QUsePI","291;8",0.02,"MG/time step","QUsePI","291;8",0.02,"MG/time step","QUsePI","291;8",0.02,"MG/time step",0]
["QUsePI","300;8",0.02,"MG/time step","QUsePI","300;8",0.02,"MG/time step","QUsePI","300;8",0.02,"MG/time step","QUsePI","300;8",0.02,"MG/time step","QUsePI","300;8",0.02,"MG/time step","QUsePI","300;8",0.02,"MG/time step",0]
["QUsePI","309;8",0.02,"MG/time step","QUsePI","309;8",0.02,"MG/time step","QUsePI","309;8",0.02,"MG/time step","QUsePI","309;8",0.02,"MG/time step","QUsePI","309;8",0.02,"MG/time step","QUsePI","309;8",0.02,"MG/time step",0]
["QUsePI","310;8",0.02,"MG/time step","QUsePI","310;8",0.02,"MG/time step","QUsePI","310;8",0.02,"MG/time step","QUsePI","310;8",0.02,"MG/time step","QUsePI","310;8",0.02,"MG/time step","QUsePI","310;8",0.02,"MG/time step",0]
["QUsePI","319;8",0.02,"MG/time step","QUsePI","319;8",0.02,"MG/time step","QUsePI","319;8",0.02,"MG/time step","QUsePI","319;8",0.02,"MG/time step","QUsePI","319;8",0.02,"MG/time step","QUsePI","319;8",0.02,"MG/time step",0]
["QUsePI","328;8",0.02,"MG/time step","QUsePI","328;8",0.02,"MG/time step","QUsePI","328;8",0.02,"MG/time step","QUsePI","328;8",0.02,"MG/time step","QUsePI","328;8",0.02,"MG/time step","QUsePI","328;8",0.02,"MG/time step",0]
["QUsePI","337;8",0.02,"MG/time step","QUsePI","337;8",0.02,"MG/time step","QUsePI","337;8",0.02,"MG/time step","QUsePI","337;8",0.02,"MG/time step","QUsePI","337;8",0.02,"MG/time step","QUsePI","337;8",0.02,"MG/time step",0]
["QUsePI","346;8",0.02,"MG/time step","QUsePI","346;8",0.02,"MG/time step","QUsePI","346;8",0.02,"MG/time step","QUsePI","346;8",0.02,"MG/time step","QUsePI","346;8",0.02,"MG/time step","QUsePI","346;8",0.02,"MG/time step",0]
["QUsePI","355;8",0.02,"MG/time step","QUsePI","355;8",0.02,"MG/time step","QUsePI","355;8",0.02,"MG/time step","QUsePI","355;8",0.02,"MG/time step","QUsePI","355;8",0.02,"MG/time step","QUsePI","355;8",0.02,"MG/time step",0]
["QUsePI","359;8",0.02,"MG/time step","QUsePI","359;8",0.02,"MG/time step","QUsePI","359;8",0.02,"MG/time step","QUsePI","359;8",0.02,"MG/time step","QUsePI","359;8",0.02,"MG/time step","QUsePI","359;8",0.02,"MG/time step",0]
["PUseNp","9;2",45,"%","PUseNp","9;2",45,"%","PUseNp","9;2",45,"%","PUseNp","9;2",45,"%","PUseNp","9;2",45,"%","PUseNp","9;2",45,"%",0]
["PUseNp","10;2",45,"%","PUseNp","10;2",45,"%","PUseNp","10;2",45,"%","PUseNp","10;2",45,"%","PUseNp","10;2",45,"%","PUseNp","10;2",45,"%",0]
["PUseNp","7;3",45,"%","PUseNp","7;3",45,"%","PUseNp","7;3",45,"%","PUseNp","7;3",45,"%","PUseNp","7;3",45,"%","PUseNp","7;3",45,"%",0]
["PUseNp","4;4",45,"%","PUseNp","4;4",45,"%","PUseNp","4;4",45,"%","PUseNp","4;4",45,"%","PUseNp","4;4",45,"%","PUseNp","4;4",45,"%",0]
["PUseNp","1;5",45,"%","PUseNp","1;5",45,"%","PUseNp","1;5",45,"%","PUseNp","1;5",45,"%","PUseNp","1;5",45,"%","PUseNp","1;5",45,"%",0]
["PUseNp","10;5",45,"%","PUseNp","10;5",45,"%","PUseNp","10;5",45,"%","PUseNp","10;5",45,"%","PUseNp","10;5",45,"%","PUseNp","10;5",45,"%",0]
["PUseNp","7;6",45,"%","PUseNp","7;6",45,"%","PUseNp","7;6",45,"%","PUseNp","7;6",45,"%","PUseNp","7;6",45,"%","PUseNp","7;6",45,"%",0]
["PUseNp","4;7",45,"%","PUseNp","4;7",45,"%","PUseNp","4;7",45,"%","PUseNp","4;7",45,"%","PUseNp","4;7",45,"%","PUseNp","4;7",45,"%",0]
["PUseNp","1;8",45,"%","PUseNp","1;8",45,"%","PUseNp","1;8",45,"%","PUseNp","1;8",45,"%","PUseNp","1;8",45,"%","PUseNp","1;8",45,"%",0]
["PUseNp","4;8",45,"%","PUseNp","4;8",45,"%","PUseNp","4;8",45,"%","PUseNp","4;8",45,"%","PUseNp","4;8",45,"%","PUseNp","4;8",45,"%",0]
["PUseNp","12;8",45,"%","PUseNp","12;8",45,"%","PUseNp","12;8",45,"%","PUseNp","12;8",45,"%","PUseNp","12;8",45,"%","PUseNp","12;8",45,"%",0]
["PConsUseNp","9;2",14,"%","PConsUseNp","9;2",14,"%","PConsUseNp","9;2",14,"%","PConsUseNp","9;2",14,"%","PConsUseNp","9;2",14,"%","PConsUseNp","9;2",14,"%",0]
["PConsUseNp","6;3",21,"%","PConsUseNp","6;3",21,"%","PConsUseNp","6;3",21,"%","PConsUseNp","6;3",21,"%","PConsUseNp","6;3",21,"%","PConsUseNp","6;3",21,"%",0]
["PConsUseNp","3;4",1,"%","PConsUseNp","3;4",1,"%","PConsUseNp","3;4",1,"%","PConsUseNp","3;4",1,"%","PConsUseNp","3;4",1,"%","PConsUseNp","3;4",1,"%",0]
["PConsUseNp","12;4",1,"%","PConsUseNp","12;4",1,"%","PConsUseNp","12;4",1,"%","PConsUseNp","12;4",1,"%","PConsUseNp","12;4",1,"%","PConsUseNp","12;4",1,"%",0]
["PConsUseNp","9;5",14,"%","PConsUseNp","9;5",14,"%","PConsUseNp","9;5",14,"%","PConsUseNp","9;5",14,"%","PConsUseNp","9;5",14,"%","PConsUseNp","9;5",14,"%",0]
["PConsUseNp","6;6",21,"%","PConsUseNp","6;6",21,"%","PConsUseNp","6;6",21,"%","PConsUseNp","6;6",21,"%","PConsUseNp","6;6",21,"%","PConsUseNp","6;6",21,"%",0]
["PConsUseNp","7;6",24,"%","PConsUseNp","7;6",24,"%","PConsUseNp","7;6",24,"%","PConsUseNp","7;6",24,"%","PConsUseNp","7;6",24,"%","PConsUseNp","7;6",24,"%",0]
["PConsUseNp","4;7",3,"%","PConsUseNp","4;7",3,"%","PConsUseNp","4;7",3,"%","PConsUseNp","4;7",3,"%","PConsUseNp","4;7",3,"%","PConsUseNp","4;7",3,"%",0]
["PConsUseNp","2;8",1,"%","PConsUseNp","2;8",1,"%","PConsUseNp","2;8",1,"%","PConsUseNp","2;8",1,"%","PConsUseNp","2;8",1,"%","PConsUseNp","2;8",1,"%",0]
["PConsUseNp","11;8",1,"%","PConsUseNp","11;8",1,"%","PConsUseNp","11;8",1,"%","PConsUseNp","11;8",1,"%","PConsUseNp","11;8",1,"%","PConsUseNp","11;8",1,"%",0]
["CCDmPrice","None",-9,"$","CCDmPrice","None",-9,"$","CCDmPrice","None",-9,"$","CCDmPrice","None",-9,"$","CCDmPrice","None",-9,"$","CCDmPrice","None",-9,"$",0]
["PSep",5,62,"%","PSep",5,62,"%","PSep",5,62,"%","PSep",5,62,"%","PSep",5,62,"%","PSep",5,62,"%",0]
["PSepExt",7,0,"%","PSepExt",7,0,"%","PSepExt",7,0,"%","PSepExt",7,0,"%","PSepExt",7,0,"%","PSepExt",7,0,"%",0]
["FNpUseMun",4,0,"%","FNpUseMun",4,0,"%","FNpUseMun",4,0,"%","FNpUseMun",4,0,"%","FNpUseMun",4,0,"%","FNpUseMun",4,0,"%",0]
["FNpUseMun",5,0,"%","FNpUseMun",5,0,"%","FNpUseMun",5,0,"%","FNpUseMun",5,0,"%","FNpUseMun",5,0,"%","FNpUseMun",5,0,"%",0]
["VGwI","None",1400,"MG","VGwI","None",1400,"MG","VGwI","None",1400,"MG","VGwI","None",1400,"MG","VGwI","None",1400,"MG","VGwI","None",1400,"MG",0]
["QGwPt",5,3.02,"MG/time step","QGwPt",5,3.02,"MG/time step","QGwPt",5,3.02,"MG/time step","QGwPt",5,3.02,"MG/time step","QGwPt",5,3.02,"MG/time step","QGwPt",5,3.02,"MG/time step",0]
["QGwPt",17,3.02,"MG/time step","QGwPt",17,3.02,"MG/time step","QGwPt",17,3.02,"MG/time step","QGwPt",17,3.02,"MG/time step","QGwPt",17,3.02,"MG/time step","QGwPt",17,3.02,"MG/time step",0]
["QGwPt",24,3.02,"MG/time step","QGwPt",24,3.02,"MG/time step","QGwPt",24,3.02,"MG/time step","QGwPt",24,3.02,"MG/time step","QGwPt",24,3.02,"MG/time step","QGwPt",24,3.02,"MG/time step",0]
["QGwPt",33,3,"MG/time step","QGwPt",33,3,"MG/time step","QGwPt",33,3,"MG/time step","QGwPt",33,3,"MG/time step","QGwPt",33,3,"MG/time step","QGwPt",33,3,"MG/time step",0]
["QGwPt",42,3,"MG/time step","QGwPt",42,3,"MG/time step","QGwPt",42,3,"MG/time step","QGwPt",42,3,"MG/time step","QGwPt",42,3,"MG/time step","QGwPt",42,3,"MG/time step",0]
["QGwPt",51,3,"MG/time step","QGwPt",51,3,"MG/time step","QGwPt",51,3,"MG/time step","QGwPt",51,3,"MG/time step","QGwPt",51,3,"MG/time step","QGwPt",51,3,"MG/time step",0]
["QGwPt",52,3,"MG/time step","QGwPt",52,3,"MG/time step","QGwPt",52,3,"MG/time step","QGwPt",52,3,"MG/time step","QGwPt",52,3,"MG/time step","QGwPt",52,3,"MG/time step",0]
["QGwPt",61,3.26,"MG/time step","QGwPt",61,3.26,"MG/time step","QGwPt",61,3.26,"MG/time step","QGwPt",61,3.26,"MG/time step","QGwPt",61,3.26,"MG/time step","QGwPt",61,3.26,"MG/time step",0]
["QGwPt",70,3.26,"MG/time step","QGwPt",70,3.26,"MG/time step","QGwPt",70,3.26,"MG/time step","QGwPt",70,3.26,"MG/time step","QGwPt",70,3.26,"MG/time step","QGwPt",70,3.26,"MG/time step",0]
["QGwPt",79,3.26,"MG/time step","QGwPt",79,3.26,"MG/time step","QGwPt",79,3.26,"MG/time step","QGwPt",79,3.26,"MG/time step","QGwPt",79,3.26,"MG/time step","QGwPt",79,3.26,"MG/time step",0]
["QGwPt",88,3.26,"MG/time step","QGwPt",88,3.26,"MG/time step","QGwPt",88,3.26,"MG/time step","QGwPt",88,3.26,"MG/time step","QGwPt",88,3.26,"MG/time step","QGwPt",88,3.26,"MG/time step",0]
["QGwPt",99,3.29,"MG/time step","QGwPt",99,3.29,"MG/time step","QGwPt",99,3.29,"MG/time step","QGwPt",99,3.29,"MG/time step","QGwPt",99,3.29,"MG/time step","QGwPt",99,3.29,"MG/time step",0]
["QGwPt",107,3.29,"MG/time step","QGwPt",107,3.29,"MG/time step","QGwPt",107,3.29,"MG/time step","QGwPt",107,3.29,"MG/time step","QGwPt",107,3.29,"MG/time step","QGwPt",107,3.29,"MG/time step",0]
["QGwPt",116,3.29,"MG/time step","QGwPt",116,3.29,"MG/time step","QGwPt",116,3.29,"MG/time step","QGwPt",116,3.29,"MG/time step","QGwPt",116,3.29,"MG/time step","QGwPt",116,3.29,"MG/time step",0]
["QGwPt",117,3.29,"MG/time step","QGwPt",117,3.29,"MG/time step","QGwPt",117,3.29,"MG/time step","QGwPt",117,3.29,"MG/time step","QGwPt",117,3.29,"MG/time step","QGwPt",117,3.29,"MG/time step",0]
["QGwPt",126,3.36,"MG/time step","QGwPt",126,3.36,"MG/time step","QGwPt",126,3.36,"MG/time step","QGwPt",126,3.36,"MG/time step","QGwPt",126,3.36,"MG/time step","QGwPt",126,3.36,"MG/time step",0]
["QGwPt",135,3.36,"MG/time step","QGwPt",135,3.36,"MG/time step","QGwPt",135,3.36,"MG/time step","QGwPt",135,3.36,"MG/time step","QGwPt",135,3.36,"MG/time step","QGwPt",135,3.36,"MG/time step",0]
["QGwPt",144,3.36,"MG/time step","QGwPt",144,3.36,"MG/time step","QGwPt",144,3.36,"MG/time step","QGwPt",144,3.36,"MG/time step","QGwPt",144,3.36,"MG/time step","QGwPt",144,3.36,"MG/time step",0]
["QGwPt",153,3.65,"MG/time step","QGwPt",153,3.65,"MG/time step","QGwPt",153,3.65,"MG/time step","QGwPt",153,3.65,"MG/time step","QGwPt",153,3.65,"MG/time step","QGwPt",153,3.65,"MG/time step",0]
["QGwPt",162,3.65,"MG/time step","QGwPt",162,3.65,"MG/time step","QGwPt",162,3.65,"MG/time step","QGwPt",162,3.65,"MG/time step","QGwPt",162,3.65,"MG/time step","QGwPt",162,3.65,"MG/time step",0]
["QGwPt",171,3.65,"MG/time step","QGwPt",171,3.65,"MG/time step","QGwPt",171,3.65,"MG/time step","QGwPt",171,3.65,"MG/time step","QGwPt",171,3.65,"MG/time step","QGwPt",171,3.65,"MG/time step",0]
["QGwPt",181,3.65,"MG/time step","QGwPt",181,3.65,"MG/time step","QGwPt",181,3.65,"MG/time step","QGwPt",181,3.65,"MG/time step","QGwPt",181,3.65,"MG/time step","QGwPt",181,3.65,"MG/time step",0]
["QGwPt",182,4.0199999999999996,"MG/time step","QGwPt",182,4.0199999999999996,"MG/time step","QGwPt",182,4.0199999999999996,"MG/time step","QGwPt",182,4.0199999999999996,"MG/time step","QGwPt",182,4.0199999999999996,"MG/time step","QGwPt",182,4.0199999999999996,"MG/time step",0]
["QGwPt",191,4.0199999999999996,"MG/time step","QGwPt",191,4.0199999999999996,"MG/time step","QGwPt",191,4.0199999999999996,"MG/time step","QGwPt",191,4.0199999999999996,"MG/time step","QGwPt",191,4.0199999999999996,"MG/time step","QGwPt",191,4.0199999999999996,"MG/time step",0]
["QGwPt",200,4.0199999999999996,"MG/time step","QGwPt",200,4.0199999999999996,"MG/time step","QGwPt",200,4.0199999999999996,"MG/time step","QGwPt",200,4.0199999999999996,"MG/time step","QGwPt",200,4.0199999999999996,"MG/time step","QGwPt",200,4.0199999999999996,"MG/time step",{"$f":"IF(ISNUMBER(C3668),IF(AVERAGE(C3668,G3668,K3668,O3668,S3668,W3668)<>MAX(C3668,G3668,K3668,O3668,S3668,W3668),1,0),\"\")","v":0}]
["QGwPt",209,4.0199999999999996,"MG/time step","QGwPt",209,4.0199999999999996,"MG/time step","QGwPt",209,4.0199999999999996,"MG/time step","QGwPt",209,4.0199999999999996,"MG/time step","QGwPt",209,4.0199999999999996,"MG/time step","QGwPt",209,4.0199999999999996,"MG/time step",0]
["QGwPt",218,4.12,"MG/time step","QGwPt",218,4.12,"MG/time step","QGwPt",218,4.12,"MG/time step","QGwPt",218,4.12,"MG/time step","QGwPt",218,4.12,"MG/time step","QGwPt",218,4.12,"MG/time step",0]
["QGwPt",227,4.12,"MG/time step","QGwPt",227,4.12,"MG/time step","QGwPt",227,4.12,"MG/time step","QGwPt",227,4.12,"MG/time step","QGwPt",227,4.12,"MG/time step","QGwPt",227,4.12,"MG/time step",0]
["QGwPt",236,4.12,"MG/time step","QGwPt",236,4.12,"MG/time step","QGwPt",236,4.12,"MG/time step","QGwPt",236,4.12,"MG/time step","QGwPt",236,4.12,"MG/time step","QGwPt",236,4.12,"MG/time step",0]
["QGwPt",245,3.32,"MG/time step","QGwPt",245,3.32,"MG/time step","QGwPt",245,3.32,"MG/time step","QGwPt",245,3.32,"MG/time step","QGwPt",245,3.32,"MG/time step","QGwPt",245,3.32,"MG/time step",0]
["QGwPt",246,3.32,"MG/time step","QGwPt",246,3.32,"MG/time step","QGwPt",246,3.32,"MG/time step","QGwPt",246,3.32,"MG/time step","QGwPt",246,3.32,"MG/time step","QGwPt",246,3.32,"MG/time step",0]
["QGwPt",254,3.32,"MG/time step","QGwPt",254,3.32,"MG/time step","QGwPt",254,3.32,"MG/time step","QGwPt",254,3.32,"MG/time step","QGwPt",254,3.32,"MG/time step","QGwPt",254,3.32,"MG/time step",0]
["QGwPt",265,3.32,"MG/time step","QGwPt",265,3.32,"MG/time step","QGwPt",265,3.32,"MG/time step","QGwPt",265,3.32,"MG/time step","QGwPt",265,3.32,"MG/time step","QGwPt",265,3.32,"MG/time step",0]
["QGwPt",274,3.14,"MG/time step","QGwPt",274,3.14,"MG/time step","QGwPt",274,3.14,"MG/time step","QGwPt",274,3.14,"MG/time step","QGwPt",274,3.14,"MG/time step","QGwPt",274,3.14,"MG/time step",0]
["QGwPt",283,3.14,"MG/time step","QGwPt",283,3.14,"MG/time step","QGwPt",283,3.14,"MG/time step","QGwPt",283,3.14,"MG/time step","QGwPt",283,3.14,"MG/time step","QGwPt",283,3.14,"MG/time step",0]
["QGwPt",292,3.14,"MG/time step","QGwPt",292,3.14,"MG/time step","QGwPt",292,3.14,"MG/time step","QGwPt",292,3.14,"MG/time step","QGwPt",292,3.14,"MG/time step","QGwPt",292,3.14,"MG/time step",0]
["QGwPt",301,3.14,"MG/time step","QGwPt",301,3.14,"MG/time step","QGwPt",301,3.14,"MG/time step","QGwPt",301,3.14,"MG/time step","QGwPt",301,3.14,"MG/time step","QGwPt",301,3.14,"MG/time step",0]
["QGwPt",310,3.07,"MG/time step","QGwPt",310,3.07,"MG/time step","QGwPt",310,3.07,"MG/time step","QGwPt",310,3.07,"MG/time step","QGwPt",310,3.07,"MG/time step","QGwPt",310,3.07,"MG/time step",0]
["QGwPt",311,3.07,"MG/time step","QGwPt",311,3.07,"MG/time step","QGwPt",311,3.07,"MG/time step","QGwPt",311,3.07,"MG/time step","QGwPt",311,3.07,"MG/time step","QGwPt",311,3.07,"MG/time step",0]
["QGwPt",320,3.07,"MG/time step","QGwPt",320,3.07,"MG/time step","QGwPt",320,3.07,"MG/time step","QGwPt",320,3.07,"MG/time step","QGwPt",320,3.07,"MG/time step","QGwPt",320,3.07,"MG/time step",0]
["QGwPt",329,3.07,"MG/time step","QGwPt",329,3.07,"MG/time step","QGwPt",329,3.07,"MG/time step","QGwPt",329,3.07,"MG/time step","QGwPt",329,3.07,"MG/time step","QGwPt",329,3.07,"MG/time step",0]
["QGwPt",336,2.87,"MG/time step","QGwPt",336,2.87,"MG/time step","QGwPt",336,2.87,"MG/time step","QGwPt",336,2.87,"MG/time step","QGwPt",336,2.87,"MG/time step","QGwPt",336,2.87,"MG/time step",0]
["QGwPt",348,2.87,"MG/time step","QGwPt",348,2.87,"MG/time step","QGwPt",348,2.87,"MG/time step","QGwPt",348,2.87,"MG/time step","QGwPt",348,2.87,"MG/time step","QGwPt",348,2.87,"MG/time step",0]
["QGwPt",357,2.87,"MG/time step","QGwPt",357,2.87,"MG/time step","QGwPt",357,2.87,"MG/time step","QGwPt",357,2.87,"MG/time step","QGwPt",357,2.87,"MG/time step","QGwPt",357,2.87,"MG/time step",0]
["QPtGw",1,4.447133526,"MG/time step","QPtGw",1,4.447133526,"MG/time step","QPtGw",1,4.447133526,"MG/time step","QPtGw",1,4.447133526,"MG/time step","QPtGw",1,4.447133526,"MG/time step","QPtGw",1,4.447133526,"MG/time step",0]
["QPtGw",10,4.447133526,"MG/time step","QPtGw",10,4.447133526,"MG/time step","QPtGw",10,4.447133526,"MG/time step","QPtGw",10,4.447133526,"MG/time step","QPtGw",10,4.447133526,"MG/time step","QPtGw",10,4.447133526,"MG/time step",0]
["QPtGw",11,4.447133526,"MG/time step","QPtGw",11,4.447133526,"MG/time step","QPtGw",11,4.447133526,"MG/time step","QPtGw",11,4.447133526,"MG/time step","QPtGw",11,4.447133526,"MG/time step","QPtGw",11,4.447133526,"MG/time step",0]
["QPtGw",20,4.447133526,"MG/time step","QPtGw",20,4.447133526,"MG/time step","QPtGw",20,4.447133526,"MG/time step","QPtGw",20,4.447133526,"MG/time step","QPtGw",20,4.447133526,"MG/time step","QPtGw",20,4.447133526,"MG/time step",0]
["QPtGw",29,4.447133526,"MG/time step","QPtGw",29,4.447133526,"MG/time step","QPtGw",29,4.447133526,"MG/time step","QPtGw",29,4.447133526,"MG/time step","QPtGw",29,4.447133526,"MG/time step","QPtGw",29,4.447133526,"MG/time step",0]
["QPtGw",38,4.447133526,"MG/time step","QPtGw",38,4.447133526,"MG/time step","QPtGw",38,4.447133526,"MG/time step","QPtGw",38,4.447133526,"MG/time step","QPtGw",38,4.447133526,"MG/time step","QPtGw",38,4.447133526,"MG/time step",0]
["QPtGw",47,4.447133526,"MG/time step","QPtGw",47,4.447133526,"MG/time step","QPtGw",47,4.447133526,"MG/time step","QPtGw",47,4.447133526,"MG/time step","QPtGw",47,4.447133526,"MG/time step","QPtGw",47,4.447133526,"MG/time step",0]
["QPtGw",58,4.447133526,"MG/time step","QPtGw",58,4.447133526,"MG/time step","QPtGw",58,4.447133526,"MG/time step","QPtGw",58,4.447133526,"MG/time step","QPtGw",58,4.447133526,"MG/time step","QPtGw",58,4.447133526,"MG/time step",0]
["QPtGw",66,4.447133526,"MG/time step","QPtGw",66,4.447133526,"MG/time step","QPtGw",66,4.447133526,"MG/time step","QPtGw",66,4.447133526,"MG/time step","QPtGw",66,4.447133526,"MG/time step","QPtGw",66,4.447133526,"MG/time step",0]
["QPtGw",75,4.447133526,"MG/time step","QPtGw",75,4.447133526,"MG/time step","QPtGw",75,4.447133526,"MG/time step","QPtGw",75,4.447133526,"MG/time step","QPtGw",75,4.447133526,"MG/time step","QPtGw",75,4.447133526,"MG/time step",0]
["QPtGw",76,4.447133526,"MG/time step","QPtGw",76,4.447133526,"MG/time step","QPtGw",76,4.447133526,"MG/time step","QPtGw",76,4.447133526,"MG/time step","QPtGw",76,4.447133526,"MG/time step","QPtGw",76,4.447133526,"MG/time step",0]
["QPtGw",85,4.447133526,"MG/time step","QPtGw",85,4.447133526,"MG/time step","QPtGw",85,4.447133526,"MG/time step","QPtGw",85,4.447133526,"MG/time step","QPtGw",85,4.447133526,"MG/time step","QPtGw",85,4.447133526,"MG/time step",0]
["QPtGw",94,4.447133526,"MG/time step","QPtGw",94,4.447133526,"MG/time step","QPtGw",94,4.447133526,"MG/time step","QPtGw",94,4.447133526,"MG/time step","QPtGw",94,4.447133526,"MG/time step","QPtGw",94,4.447133526,"MG/time step",0]
["QPtGw",103,4.447133526,"MG/time step","QPtGw",103,4.447133526,"MG/time step","QPtGw",103,4.447133526,"MG/time step","QPtGw",103,4.447133526,"MG/time step","QPtGw",103,4.447133526,"MG/time step","QPtGw",103,4.447133526,"MG/time step",0]
["QPtGw",112,4.447133526,"MG/time step","QPtGw",112,4.447133526,"MG/time step","QPtGw",112,4.447133526,"MG/time step","QPtGw",112,4.447133526,"MG/time step","QPtGw",112,4.447133526,"MG/time step","QPtGw",112,4.447133526,"MG/time step",0]
["QPtGw",121,4.447133526,"MG/time step","QPtGw",121,4.447133526,"MG/time step","QPtGw",121,4.447133526,"MG/time step","QPtGw",121,4.447133526,"MG/time step","QPtGw",121,4.447133526,"MG/time step","QPtGw",121,4.447133526,"MG/time step",0]
["QPtGw",130,4.447133526,"MG/time step","QPtGw",130,4.447133526,"MG/time step","QPtGw",130,4.447133526,"MG/time step","QPtGw",130,4.447133526,"MG/time step","QPtGw",130,4.447133526,"MG/time step","QPtGw",130,4.447133526,"MG/time step",0]
["QPtGw",140,4.447133526,"MG/time step","QPtGw",140,4.447133526,"MG/time step","QPtGw",140,4.447133526,"MG/time step","QPtGw",140,4.447133526,"MG/time step","QPtGw",140,4.447133526,"MG/time step","QPtGw",140,4.447133526,"MG/time step",0]
["QPtGw",141,4.447133526,"MG/time step","QPtGw",141,4.447133526,"MG/time step","QPtGw",141,4.447133526,"MG/time step","QPtGw",141,4.447133526,"MG/time step","QPtGw",141,4.447133526,"MG/time step","QPtGw",141,4.447133526,"MG/time step",0]
["QPtGw",150,4.447133526,"MG/time step","QPtGw",150,4.447133526,"MG/time step","QPtGw",150,4.447133526,"MG/time step","QPtGw",150,4.447133526,"MG/time step","QPtGw",150,4.447133526,"MG/time step","QPtGw",150,4.447133526,"MG/time step",0]
["QPtGw",159,4.447133526,"MG/time step","QPtGw",159,4.447133526,"MG/time step","QPtGw",159,4.447133526,"MG/time step","QPtGw",159,4.447133526,"MG/time step","QPtGw",159,4.447133526,"MG/time step","QPtGw",159,4.447133526,"MG/time step",0]
["QPtGw",168,4.447133526,"MG/time step","QPtGw",168,4.447133526,"MG/time step","QPtGw",168,4.447133526,"MG/time step","QPtGw",168,4.447133526,"MG/time step","QPtGw",168,4.447133526,"MG/time step","QPtGw",168,4.447133526,"MG/time step",0]
["QPtGw",177,4.447133526,"MG/time step","QPtGw",177,4.447133526,"MG/time step","QPtGw",177,4.447133526,"MG/time step","QPtGw",177,4.447133526,"MG/time step","QPtGw",177,4.447133526,"MG/time step","QPtGw",177,4.447133526,"MG/time step",0]
["QPtGw",186,4.447133526,"MG/time step","QPtGw",186,4.447133526,"MG/time step","QPtGw",186,4.447133526,"MG/time step","QPtGw",186,4.447133526,"MG/time step","QPtGw",186,4.447133526,"MG/time step","QPtGw",186,4.447133526,"MG/time step",0]
["QPtGw",195,4.447133526,"MG/time step","QPtGw",195,4.447133526,"MG/time step","QPtGw",195,4.447133526,"MG/time step","QPtGw",195,4.447133526,"MG/time step","QPtGw",195,4.447133526,"MG/time step","QPtGw",195,4.447133526,"MG/time step",0]
["QPtGw",204,4.447133526,"MG/time step","QPtGw",204,4.447133526,"MG/time step","QPtGw",204,4.447133526,"MG/time step","QPtGw",204,4.447133526,"MG/time step","QPtGw",204,4.447133526,"MG/time step","QPtGw",204,4.447133526,"MG/time step",0]
["QPtGw",205,4.447133526,"MG/time step","QPtGw",205,4.447133526,"MG/time step","QPtGw",205,4.447133526,"MG/time step","QPtGw",205,4.447133526,"MG/time step","QPtGw",205,4.447133526,"MG/time step","QPtGw",205,4.447133526,"MG/time step",0]
["QPtGw",213,4.447133526,"MG/time step","QPtGw",213,4.447133526,"MG/time step","QPtGw",213,4.447133526,"MG/time step","QPtGw",213,4.447133526,"MG/time step","QPtGw",213,4.447133526,"MG/time step","QPtGw",213,4.447133526,"MG/time step",0]
["QPtGw",224,4.447133526,"MG/time step","QPtGw",224,4.447133526,"MG/time step","QPtGw",224,4.447133526,"MG/time step","QPtGw",224,4.447133526,"MG/time step","QPtGw",224,4.447133526,"MG/time step","QPtGw",224,4.447133526,"MG/time step",0]
["QPtGw",233,4.447133526,"MG/time step","QPtGw",233,4.447133526,"MG/time step","QPtGw",233,4.447133526,"MG/time step","QPtGw",233,4.447133526,"MG/time step","QPtGw",233,4.447133526,"MG/time step","QPtGw",233,4.447133526,"MG/time step",0]
["QPtGw",242,4.447133526,"MG/time step","QPtGw",242,4.447133526,"MG/time step","QPtGw",242,4.447133526,"MG/time step","QPtGw",242,4.447133526,"MG/time step","QPtGw",242,4.447133526,"MG/time step","QPtGw",242,4.447133526,"MG/time step",0]
["QPtGw",251,4.447133526,"MG/time step","QPtGw",251,4.447133526,"MG/time step","QPtGw",251,4.447133526,"MG/time step","QPtGw",251,4.447133526,"MG/time step","QPtGw",251,4.447133526,"MG/time step","QPtGw",251,4.447133526,"MG/time step",0]
["QPtGw",260,4.447133526,"MG/time step","QPtGw",260,4.447133526,"MG/time step","QPtGw",260,4.447133526,"MG/time step","QPtGw",260,4.447133526,"MG/time step","QPtGw",260,4.447133526,"MG/time step","QPtGw",260,4.447133526,"MG/time step",0]
["QPtGw",269,4.447133526,"MG/time step","QPtGw",269,4.447133526,"MG/time step","QPtGw",269,4.447133526,"MG/time step","QPtGw",269,4.447133526,"MG/time step","QPtGw",269,4.447133526,"MG/time step","QPtGw",269,4.447133526,"MG/time step",0]
["QPtGw",270,4.447133526,"MG/time step","QPtGw",270,4.447133526,"MG/time step","QPtGw",270,4.447133526,"MG/time step","QPtGw",270,4.447133526,"MG/time step","QPtGw",270,4.447133526,"MG/time step","QPtGw",270,4.447133526,"MG/time step",0]
["QPtGw",279,4.447133526,"MG/time step","QPtGw",279,4.447133526,"MG/time step","QPtGw",279,4.447133526,"MG/time step","QPtGw",279,4.447133526,"MG/time step","QPtGw",279,4.447133526,"MG/time step","QPtGw",279,4.447133526,"MG/time step",0]
["QPtGw",288,4.447133526,"MG/time step","QPtGw",288,4.447133526,"MG/time step","QPtGw",288,4.447133526,"MG/time step","QPtGw",288,4.447133526,"MG/time step","QPtGw",288,4.447133526,"MG/time step","QPtGw",288,4.447133526,"MG/time step",0]
["QPtGw",295,4.447133526,"MG/time step","QPtGw",295,4.447133526,"MG/time step","QPtGw",295,4.447133526,"MG/time step","QPtGw",295,4.447133526,"MG/time step","QPtGw",295,4.447133526,"MG/time step","QPtGw",295,4.447133526,"MG/time step",0]
["QPtGw",307,4.447133526,"MG/time step","QPtGw",307,4.447133526,"MG/time step","QPtGw",307,4.447133526,"MG/time step","QPtGw",307,4.447133526,"MG/time step","QPtGw",307,4.447133526,"MG/time step","QPtGw",307,4.447133526,"MG/time step",0]
["QPtGw",316,4.447133526,"MG/time step","QPtGw",316,4.447133526,"MG/time step","QPtGw",316,4.447133526,"MG/time step","QPtGw",316,4.447133526,"MG/time step","QPtGw",316,4.447133526,"MG/time step","QPtGw",316,4.447133526,"MG/time step",0]
["QPtGw",325,4.447133526,"MG/time step","QPtGw",325,4.447133526,"MG/time step","QPtGw",325,4.447133526,"MG/time step","QPtGw",325,4.447133526,"MG/time step","QPtGw",325,4.447133526,"MG/time step","QPtGw",325,4.447133526,"MG/time step",0]
["QPtGw",334,4.447133526,"MG/time step","QPtGw",334,4.447133526,"MG/time step","QPtGw",334,4.447133526,"MG/time step","QPtGw",334,4.447133526,"MG/time step","QPtGw",334,4.447133526,"MG/time step","QPtGw",334,4.447133526,"MG/time step",0]
["QPtGw",335,4.447133526,"MG/time step","QPtGw",335,4.447133526,"MG/time step","QPtGw",335,4.447133526,"MG/time step","QPtGw",335,4.447133526,"MG/time step","QPtGw",335,4.447133526,"MG/time step","QPtGw",335,4.447133526,"MG/time step",0]
["QPtGw",344,4.447133526,"MG/time step","QPtGw",344,4.447133526,"MG/time step","QPtGw",344,4.447133526,"MG/time step","QPtGw",344,4.447133526,"MG/time step","QPtGw",344,4.447133526,"MG/time step","QPtGw",344,4.447133526,"MG/time step",0]
["QPtGw",353,4.447133526,"MG/time step","QPtGw",353,4.447133526,"MG/time step","QPtGw",353,4.447133526,"MG/time step","QPtGw",353,4.447133526,"MG/time step","QPtGw",353,4.447133526,"MG/time step","QPtGw",353,4.447133526,"MG/time step",0]
["QPtGw",362,4.447133526,"MG/time step","QPtGw",362,4.447133526,"MG/time step","QPtGw",362,4.447133526,"MG/time step","QPtGw",362,4.447133526,"MG/time step","QPtGw",362,4.447133526,"MG/time step","QPtGw",362,4.447133526,"MG/time step",0]
["QExtGw",6,0,"MG/time step","QExtGw",6,0,"MG/time step","QExtGw",6,0,"MG/time step","QExtGw",6,0,"MG/time step","QExtGw",6,0,"MG/time step","QExtGw",6,0,"MG/time step",0]
["QExtGw",12,0,"MG/time step","QExtGw",12,0,"MG/time step","QExtGw",12,0,"MG/time step","QExtGw",12,0,"MG/time step","QExtGw",12,0,"MG/time step","QExtGw",12,0,"MG/time step",0]
["QExtGw",25,0,"MG/time step","QExtGw",25,0,"MG/time step","QExtGw",25,0,"MG/time step","QExtGw",25,0,"MG/time step","QExtGw",25,0,"MG/time step","QExtGw",25,0,"MG/time step",0]
["QExtGw",34,0,"MG/time step","QExtGw",34,0,"MG/time step","QExtGw",34,0,"MG/time step","QExtGw",34,0,"MG/time step","QExtGw",34,0,"MG/time step","QExtGw",34,0,"MG/time step",0]
["QExtGw",35,0,"MG/time step","QExtGw",35,0,"MG/time step","QExtGw",35,0,"MG/time step","QExtGw",35,0,"MG/time step","QExtGw",35,0,"MG/time step","QExtGw",35,0,"MG/time step",0]
["QExtGw",44,0,"MG/time step","QExtGw",44,0,"MG/time step","QExtGw",44,0,"MG/time step","QExtGw",44,0,"MG/time step","QExtGw",44,0,"MG/time step","QExtGw",44,0,"MG/time step",0]
["QExtGw",53,0,"MG/time step","QExtGw",53,0,"MG/time step","QExtGw",53,0,"MG/time step","QExtGw",53,0,"MG/time step","QExtGw",53,0,"MG/time step","QExtGw",53,0,"MG/time step",0]
["QExtGw",62,0,"MG/time step","QExtGw",62,0,"MG/time step","QExtGw",62,0,"MG/time step","QExtGw",62,0,"MG/time step","QExtGw",62,0,"MG/time step","QExtGw",62,0,"MG/time step",0]
["QExtGw",71,0,"MG/time step","QExtGw",71,0,"MG/time step","QExtGw",71,0,"MG/time step","QExtGw",71,0,"MG/time step","QExtGw",71,0,"MG/time step","QExtGw",71,0,"MG/time step",0]
["QExtGw",80,0,"MG/time step","QExtGw",80,0,"MG/time step","QExtGw",80,0,"MG/time step","QExtGw",80,0,"MG/time step","QExtGw",80,0,"MG/time step","QExtGw",80,0,"MG/time step",0]
["QExtGw",88,0,"MG/time step","QExtGw",88,0,"MG/time step","QExtGw",88,0,"MG/time step","QExtGw",88,0,"MG/time step","QExtGw",88,0,"MG/time step","QExtGw",88,0,"MG/time step",0]
["QExtGw",99,0,"MG/time step","QExtGw",99,0,"MG/time step","QExtGw",99,0,"MG/time step","QExtGw",99,0,"MG/time step","QExtGw",99,0,"MG/time step","QExtGw",99,0,"MG/time step",0]
["QExtGw",100,0,"MG/time step","QExtGw",100,0,"MG/time step","QExtGw",100,0,"MG/time step","QExtGw",100,0,"MG/time step","QExtGw",100,0,"MG/time step","QExtGw",100,0,"MG/time step",0]
["QExtGw",109,0,"MG/time step","QExtGw",109,0,"MG/time step","QExtGw",109,0,"MG/time step","QExtGw",109,0,"MG/time step","QExtGw",109,0,"MG/time step","QExtGw",109,0,"MG/time step",0]
["QExtGw",118,0,"MG/time step","QExtGw",118,0,"MG/time step","QExtGw",118,0,"MG/time step","QExtGw",118,0,"MG/time step","QExtGw",118,0,"MG/time step","QExtGw",118,0,"MG/time step",0]
["QExtGw",127,0,"MG/time step","QExtGw",127,0,"MG/time step","QExtGw",127,0,"MG/time step","QExtGw",127,0,"MG/time step","QExtGw",127,0,"MG/time step","QExtGw",127,0,"MG/time step",0]
["QExtGw",136,0,"MG/time step","QExtGw",136,0,"MG/time step","QExtGw",136,0,"MG/time step","QExtGw",136,0,"MG/time step","QExtGw",136,0,"MG/time step","QExtGw",136,0,"MG/time step",0]
["QExtGw",145,0,"MG/time step","QExtGw",145,0,"MG/time step","QExtGw",145,0,"MG/time step","QExtGw",145,0,"MG/time step","QExtGw",145,0,"MG/time step","QExtGw",145,0,"MG/time step",0]
["QExtGw",154,0,"MG/time step","QExtGw",154,0,"MG/time step","QExtGw",154,0,"MG/time step","QExtGw",154,0,"MG/time step","QExtGw",154,0,"MG/time step","QExtGw",154,0,"MG/time step",0]
["QExtGw",163,0,"MG/time step","QExtGw",163,0,"MG/time step","QExtGw",163,0,"MG/time step","QExtGw",163,0,"MG/time step","QExtGw",163,0,"MG/time step","QExtGw",163,0,"MG/time step",0]
["QExtGw",170,0,"MG/time step","QExtGw",170,0,"MG/time step","QExtGw",170,0,"MG/time step","QExtGw",170,0,"MG/time step","QExtGw",170,0,"MG/time step","QExtGw",170,0,"MG/time step",0]
["QExtGw",174,0,"MG/time step","QExtGw",174,0,"MG/time step","QExtGw",174,0,"MG/time step","QExtGw",174,0,"MG/time step","QExtGw",174,0,"MG/time step","QExtGw",174,0,"MG/time step",{"$f":"IF(ISNUMBER(C4372),IF(AVERAGE(C4372,G4372,K4372,O4372,S4372,W4372)<>MAX(C4372,G4372,K4372,O4372,S4372,W4372),1,0),\"\")","v":0}]
["QExtGw",183,0,"MG/time step","QExtGw",183,0,"MG/time step","QExtGw",183,0,"MG/time step","QExtGw",183,0,"MG/time step","QExtGw",183,0,"MG/time step","QExtGw",183,0,"MG/time step",0]
["QExtGw",192,0,"MG/time step","QExtGw",192,0,"MG/time step","QExtGw",192,0,"MG/time step","QExtGw",192,0,"MG/time step","QExtGw",192,0,"MG/time step","QExtGw",192,0,"MG/time step",0]
["QExtGw",201,0,"MG/time step","QExtGw",201,0,"MG/time step","QExtGw",201,0,"MG/time step","QExtGw",201,0,"MG/time step","QExtGw",201,0,"MG/time step","QExtGw",201,0,"MG/time step",0]
["QExtGw",210,0,"MG/time step","QExtGw",210,0,"MG/time step","QExtGw",210,0,"MG/time step","QExtGw",210,0,"MG/time step","QExtGw",210,0,"MG/time step","QExtGw",210,0,"MG/time step",0]
["QExtGw",219,0,"MG/time step","QExtGw",219,0,"MG/time step","QExtGw",219,0,"MG/time step","QExtGw",219,0,"MG/time step","QExtGw",219,0,"MG/time step","QExtGw",219,0,"MG/time step",0]
["QExtGw",228,0,"MG/time step","QExtGw",228,0,"MG/time step","QExtGw",228,0,"MG/time step","QExtGw",228,0,"MG/time step","QExtGw",228,0,"MG/time step","QExtGw",228,0,"MG/time step",0]
["QExtGw",229,0,"MG/time step","QExtGw",229,0,"MG/time step","QExtGw",229,0,"MG/time step","QExtGw",229,0,"MG/time step","QExtGw",229,0,"MG/time step","QExtGw",229,0,"MG/time step",0]
["QExtGw",238,0,"MG/time step","QExtGw",238,0,"MG/time step","QExtGw",238,0,"MG/time step","QExtGw",238,0,"MG/time step","QExtGw",238,0,"MG/time step","QExtGw",238,0,"MG/time step",{"$f":"IF(ISNUMBER(C4436),IF(AVERAGE(C4436,G4436,K4436,O4436,S4436,W4436)<>MAX(C4436,G4436,K4436,O4436,S4436,W4436),1,0),\"\")","v":0}]
["QExtGw",252,0,"MG/time step","QExtGw",252,0,"MG/time step","QExtGw",252,0,"MG/time step","QExtGw",252,0,"MG/time step","QExtGw",252,0,"MG/time step","QExtGw",252,0,"MG/time step",0]
["QExtGw",257,0,"MG/time step","QExtGw",257,0,"MG/time step","QExtGw",257,0,"MG/time step","QExtGw",257,0,"MG/time step","QExtGw",257,0,"MG/time step","QExtGw",257,0,"MG/time step",0]
["QExtGw",266,0,"MG/time step","QExtGw",266,0,"MG/time step","QExtGw",266,0,"MG/time step","QExtGw",266,0,"MG/time step","QExtGw",266,0,"MG/time step","QExtGw",266,0,"MG/time step",0]
["QExtGw",275,0,"MG/time step","QExtGw",275,0,"MG/time step","QExtGw",275,0,"MG/time step","QExtGw",275,0,"MG/time step","QExtGw",275,0,"MG/time step","QExtGw",275,0,"MG/time step",0]
["QExtGw",284,0,"MG/time step","QExtGw",284,0,"MG/time step","QExtGw",284,0,"MG/time step","QExtGw",284,0,"MG/time step","QExtGw",284,0,"MG/time step","QExtGw",284,0,"MG/time step",0]
["QExtGw",293,0,"MG/time step","QExtGw",293,0,"MG/time step","QExtGw",293,0,"MG/time step","QExtGw",293,0,"MG/time step","QExtGw",293,0,"MG/time step","QExtGw",293,0,"MG/time step",0]
["QExtGw",294,0,"MG/time step","QExtGw",294,0,"MG/time step","QExtGw",294,0,"MG/time step","QExtGw",294,0,"MG/time step","QExtGw",294,0,"MG/time step","QExtGw",294,0,"MG/time step",0]
["QExtGw",303,0,"MG/time step","QExtGw",303,0,"MG/time step","QExtGw",303,0,"MG/time step","QExtGw",303,0,"MG/time step","QExtGw",303,0,"MG/time step","QExtGw",303,0,"MG/time step",0]
["QExtGw",312,0,"MG/time step","QExtGw",312,0,"MG/time step","QExtGw",312,0,"MG/time step","QExtGw",312,0,"MG/time step","QExtGw",312,0,"MG/time step","QExtGw",312,0,"MG/time step",0]
["QExtGw",321,0,"MG/time step","QExtGw",321,0,"MG/time step","QExtGw",321,0,"MG/time step","QExtGw",321,0,"MG/time step","QExtGw",321,0,"MG/time step","QExtGw",321,0,"MG/time step",0]
["QExtGw",334,0,"MG/time step","QExtGw",334,0,"MG/time step","QExtGw",334,0,"MG/time step","QExtGw",334,0,"MG/time step","QExtGw",334,0,"MG/time step","QExtGw",334,0,"MG/time step",0]
["QExtGw",340,0,"MG/time step","QExtGw",340,0,"MG/time step","QExtGw",340,0,"MG/time step","QExtGw",340,0,"MG/time step","QExtGw",340,0,"MG/time step","QExtGw",340,0,"MG/time step",0]
["QExtGw",349,0,"MG/time step","QExtGw",349,0,"MG/time step","QExtGw",349,0,"MG/time step","QExtGw",349,0,"MG/time step","QExtGw",349,0,"MG/time step","QExtGw",349,0,"MG/time step",0]
["QExtGw",358,0,"MG/time step","QExtGw",358,0,"MG/time step","QExtGw",358,0,"MG/time step","QExtGw",358,0,"MG/time step","QExtGw",358,0,"MG/time step","QExtGw",358,0,"MG/time step",0]
["QExtGw",359,0,"MG/time step","QExtGw",359,0,"MG/time step","QExtGw",359,0,"MG/time step","QExtGw",359,0,"MG/time step","QExtGw",359,0,"MG/time step","QExtGw",359,0,"MG/time step",0]
["QGwExtMin",3,0,"MG/time step","QGwExtMin",3,0,"MG/time step","QGwExtMin",3,0,"MG/time step","QGwExtMin",3,0,"MG/time step","QGwExtMin",3,0,"MG/time step","QGwExtMin",3,0,"MG/time step",0]
["QGwExtMin",12,0,"MG/time step","QGwExtMin",12,0,"MG/time step","QGwExtMin",12,0,"MG/time step","QGwExtMin",12,0,"MG/time step","QGwExtMin",12,0,"MG/time step","QGwExtMin",12,0,"MG/time step",0]
["ExGwMake","None",-9,"-","ExGwMake","None",-9,"-","ExGwMake","None",-9,"-","ExGwMake","None",-9,"-","ExGwMake","None",-9,"-","ExGwMake","None",-9,"-",0]
["QSwPt",8,0.79418900000000003,"MG/time step","QSwPt",8,0.79418900000000003,"MG/time step","QSwPt",8,0.79418900000000003,"MG/time step","QSwPt",8,0.79418900000000003,"MG/time step","QSwPt",8,0.79418900000000003,"MG/time step","QSwPt",8,0.79418900000000003,"MG/time step",0]
["QSwPt",17,0.79418900000000003,"MG/time step","QSwPt",17,0.79418900000000003,"MG/time step","QSwPt",17,0.79418900000000003,"MG/time step","QSwPt",17,0.79418900000000003,"MG/time step","QSwPt",17,0.79418900000000003,"MG/time step","QSwPt",17,0.79418900000000003,"MG/time step",0]
["QSwPt",25,0.79418900000000003,"MG/time step","QSwPt",25,0.79418900000000003,"MG/time step","QSwPt",25,0.79418900000000003,"MG/time step","QSwPt",25,0.79418900000000003,"MG/time step","QSwPt",25,0.79418900000000003,"MG/time step","QSwPt",25,0.79418900000000003,"MG/time step",0]
["QSwPt",36,0.80549499999999996,"MG/time step","QSwPt",36,0.80549499999999996,"MG/time step","QSwPt",36,0.80549499999999996,"MG/time step","QSwPt",36,0.80549499999999996,"MG/time step","QSwPt",36,0.80549499999999996,"MG/time step","QSwPt",36,0.80549499999999996,"MG/time step",0]
["QSwPt",37,0.80549499999999996,"MG/time step","QSwPt",37,0.80549499999999996,"MG/time step","QSwPt",37,0.80549499999999996,"MG/time step","QSwPt",37,0.80549499999999996,"MG/time step","QSwPt",37,0.80549499999999996,"MG/time step","QSwPt",37,0.80549499999999996,"MG/time step",0]
["QSwPt",46,0.80549499999999996,"MG/time step","QSwPt",46,0.80549499999999996,"MG/time step","QSwPt",46,0.80549499999999996,"MG/time step","QSwPt",46,0.80549499999999996,"MG/time step","QSwPt",46,0.80549499999999996,"MG/time step","QSwPt",46,0.80549499999999996,"MG/time step",0]
["QSwPt",55,0.80549499999999996,"MG/time step","QSwPt",55,0.80549499999999996,"MG/time step","QSwPt",55,0.80549499999999996,"MG/time step","QSwPt",55,0.80549499999999996,"MG/time step","QSwPt",55,0.80549499999999996,"MG/time step","QSwPt",55,0.80549499999999996,"MG/time step",0]
["QSwPt",64,0.79898599999999997,"MG/time step","QSwPt",64,0.79898599999999997,"MG/time step","QSwPt",64,0.79898599999999997,"MG/time step","QSwPt",64,0.79898599999999997,"MG/time step","QSwPt",64,0.79898599999999997,"MG/time step","QSwPt",64,0.79898599999999997,"MG/time step",0]
["QSwPt",73,0.79898599999999997,"MG/time step","QSwPt",73,0.79898599999999997,"MG/time step","QSwPt",73,0.79898599999999997,"MG/time step","QSwPt",73,0.79898599999999997,"MG/time step","QSwPt",73,0.79898599999999997,"MG/time step","QSwPt",73,0.79898599999999997,"MG/time step",0]
["QSwPt",82,0.79898599999999997,"MG/time step","QSwPt",82,0.79898599999999997,"MG/time step","QSwPt",82,0.79898599999999997,"MG/time step","QSwPt",82,0.79898599999999997,"MG/time step","QSwPt",82,0.79898599999999997,"MG/time step","QSwPt",82,0.79898599999999997,"MG/time step",0]
["QSwPt",91,0.75701300000000005,"MG/time step","QSwPt",91,0.75701300000000005,"MG/time step","QSwPt",91,0.75701300000000005,"MG/time step","QSwPt",91,0.75701300000000005,"MG/time step","QSwPt",91,0.75701300000000005,"MG/time step","QSwPt",91,0.75701300000000005,"MG/time step",0]
["QSwPt",100,0.75701300000000005,"MG/time step","QSwPt",100,0.75701300000000005,"MG/time step","QSwPt",100,0.75701300000000005,"MG/time step","QSwPt",100,0.75701300000000005,"MG/time step","QSwPt",100,0.75701300000000005,"MG/time step","QSwPt",100,0.75701300000000005,"MG/time step",0]
["QSwPt",107,0.75701300000000005,"MG/time step","QSwPt",107,0.75701300000000005,"MG/time step","QSwPt",107,0.75701300000000005,"MG/time step","QSwPt",107,0.75701300000000005,"MG/time step","QSwPt",107,0.75701300000000005,"MG/time step","QSwPt",107,0.75701300000000005,"MG/time step",{"$f":"IF(ISNUMBER(C4692),IF(AVERAGE(C4692,G4692,K4692,O4692,S4692,W4692)<>MAX(C4692,G4692,K4692,O4692,S4692,W4692),1,0),\"\")","v":0}]
["QSwPt",111,0.75701300000000005,"MG/time step","QSwPt",111,0.75701300000000005,"MG/time step","QSwPt",111,0.75701300000000005,"MG/time step","QSwPt",111,0.75701300000000005,"MG/time step","QSwPt",111,0.75701300000000005,"MG/time step","QSwPt",111,0.75701300000000005,"MG/time step",0]
["QSwPt",120,0.75701300000000005,"MG/time step","QSwPt",120,0.75701300000000005,"MG/time step","QSwPt",120,0.75701300000000005,"MG/time step","QSwPt",120,0.75701300000000005,"MG/time step","QSwPt",120,0.75701300000000005,"MG/time step","QSwPt",120,0.75701300000000005,"MG/time step",0]
["QSwPt",129,0.75102100000000005,"MG/time step","QSwPt",129,0.75102100000000005,"MG/time step","QSwPt",129,0.75102100000000005,"MG/time step","QSwPt",129,0.75102100000000005,"MG/time step","QSwPt",129,0.75102100000000005,"MG/time step","QSwPt",129,0.75102100000000005,"MG/time step",0]
["QSwPt",138,0.75102100000000005,"MG/time step","QSwPt",138,0.75102100000000005,"MG/time step","QSwPt",138,0.75102100000000005,"MG/time step","QSwPt",138,0.75102100000000005,"MG/time step","QSwPt",138,0.75102100000000005,"MG/time step","QSwPt",138,0.75102100000000005,"MG/time step",0]
["QSwPt",147,0.75102100000000005,"MG/time step","QSwPt",147,0.75102100000000005,"MG/time step","QSwPt",147,0.75102100000000005,"MG/time step","QSwPt",147,0.75102100000000005,"MG/time step","QSwPt",147,0.75102100000000005,"MG/time step","QSwPt",147,0.75102100000000005,"MG/time step",0]
["QSwPt",156,0.71005799999999997,"MG/time step","QSwPt",156,0.71005799999999997,"MG/time step","QSwPt",156,0.71005799999999997,"MG/time step","QSwPt",156,0.71005799999999997,"MG/time step","QSwPt",156,0.71005799999999997,"MG/time step","QSwPt",156,0.71005799999999997,"MG/time step",0]
["QSwPt",165,0.71005799999999997,"MG/time step","QSwPt",165,0.71005799999999997,"MG/time step","QSwPt",165,0.71005799999999997,"MG/time step","QSwPt",165,0.71005799999999997,"MG/time step","QSwPt",165,0.71005799999999997,"MG/time step","QSwPt",165,0.71005799999999997,"MG/time step",0]
["QSwPt",166,0.71005799999999997,"MG/time step","QSwPt",166,0.71005799999999997,"MG/time step","QSwPt",166,0.71005799999999997,"MG/time step","QSwPt",166,0.71005799999999997,"MG/time step","QSwPt",166,0.71005799999999997,"MG/time step","QSwPt",166,0.71005799999999997,"MG/time step",0]
["QSwPt",175,0.71005799999999997,"MG/time step","QSwPt",175,0.71005799999999997,"MG/time step","QSwPt",175,0.71005799999999997,"MG/time step","QSwPt",175,0.71005799999999997,"MG/time step","QSwPt",175,0.71005799999999997,"MG/time step","QSwPt",175,0.71005799999999997,"MG/time step",0]
["QSwPt",189,0.74521499999999996,"MG/time step","QSwPt",189,0.74521499999999996,"MG/time step","QSwPt",189,0.74521499999999996,"MG/time step","QSwPt",189,0.74521499999999996,"MG/time step","QSwPt",189,0.74521499999999996,"MG/time step","QSwPt",189,0.74521499999999996,"MG/time step",0]
["QSwPt",194,0.74521499999999996,"MG/time step","QSwPt",194,0.74521499999999996,"MG/time step","QSwPt",194,0.74521499999999996,"MG/time step","QSwPt",194,0.74521499999999996,"MG/time step","QSwPt",194,0.74521499999999996,"MG/time step","QSwPt",194,0.74521499999999996,"MG/time step",0]
["QSwPt",203,0.74521499999999996,"MG/time step","QSwPt",203,0.74521499999999996,"MG/time step","QSwPt",203,0.74521499999999996,"MG/time step","QSwPt",203,0.74521499999999996,"MG/time step","QSwPt",203,0.74521499999999996,"MG/time step","QSwPt",203,0.74521499999999996,"MG/time step",0]
["QSwPt",212,0.74521499999999996,"MG/time step","QSwPt",212,0.74521499999999996,"MG/time step","QSwPt",212,0.74521499999999996,"MG/time step","QSwPt",212,0.74521499999999996,"MG/time step","QSwPt",212,0.74521499999999996,"MG/time step","QSwPt",212,0.74521499999999996,"MG/time step",0]
["QSwPt",221,0.51851999999999998,"MG/time step","QSwPt",221,0.51851999999999998,"MG/time step","QSwPt",221,0.51851999999999998,"MG/time step","QSwPt",221,0.51851999999999998,"MG/time step","QSwPt",221,0.51851999999999998,"MG/time step","QSwPt",221,0.51851999999999998,"MG/time step",0]
["QSwPt",230,0.51851999999999998,"MG/time step","QSwPt",230,0.51851999999999998,"MG/time step","QSwPt",230,0.51851999999999998,"MG/time step","QSwPt",230,0.51851999999999998,"MG/time step","QSwPt",230,0.51851999999999998,"MG/time step","QSwPt",230,0.51851999999999998,"MG/time step",0]
["QSwPt",231,0.51851999999999998,"MG/time step","QSwPt",231,0.51851999999999998,"MG/time step","QSwPt",231,0.51851999999999998,"MG/time step","QSwPt",231,0.51851999999999998,"MG/time step","QSwPt",231,0.51851999999999998,"MG/time step","QSwPt",231,0.51851999999999998,"MG/time step",0]
["QSwPt",240,0.51851999999999998,"MG/time step","QSwPt",240,0.51851999999999998,"MG/time step","QSwPt",240,0.51851999999999998,"MG/time step","QSwPt",240,0.51851999999999998,"MG/time step","QSwPt",240,0.51851999999999998,"MG/time step","QSwPt",240,0.51851999999999998,"MG/time step",0]
["QSwPt",249,0,"MG/time step","QSwPt",249,0,"MG/time step","QSwPt",249,0,"MG/time step","QSwPt",249,0,"MG/time step","QSwPt",249,0,"MG/time step","QSwPt",249,0,"MG/time step",0]
["QSwPt",258,0,"MG/time step","QSwPt",258,0,"MG/time step","QSwPt",258,0,"MG/time step","QSwPt",258,0,"MG/time step","QSwPt",258,0,"MG/time step","QSwPt",258,0,"MG/time step",0]
["QSwPt",271,0,"MG/time step","QSwPt",271,0,"MG/time step","QSwPt",271,0,"MG/time step","QSwPt",271,0,"MG/time step","QSwPt",271,0,"MG/time step","QSwPt",271,0,"MG/time step",0]
["QSwPt",277,0,"MG/time step","QSwPt",277,0,"MG/time step","QSwPt",277,0,"MG/time step","QSwPt",277,0,"MG/time step","QSwPt",277,0,"MG/time step","QSwPt",277,0,"MG/time step",0]
["QSwPt",286,0,"MG/time step","QSwPt",286,0,"MG/time step","QSwPt",286,0,"MG/time step","QSwPt",286,0,"MG/time step","QSwPt",286,0,"MG/time step","QSwPt",286,0,"MG/time step",0]
["QSwPt",295,0,"MG/time step","QSwPt",295,0,"MG/time step","QSwPt",295,0,"MG/time step","QSwPt",295,0,"MG/time step","QSwPt",295,0,"MG/time step","QSwPt",295,0,"MG/time step",0]
["QSwPt",296,0,"MG/time step","QSwPt",296,0,"MG/time step","QSwPt",296,0,"MG/time step","QSwPt",296,0,"MG/time step","QSwPt",296,0,"MG/time step","QSwPt",296,0,"MG/time step",0]
["QSwPt",305,0,"MG/time step","QSwPt",305,0,"MG/time step","QSwPt",305,0,"MG/time step","QSwPt",305,0,"MG/time step","QSwPt",305,0,"MG/time step","QSwPt",305,0,"MG/time step",0]
["QSwPt",314,0,"MG/time step","QSwPt",314,0,"MG/time step","QSwPt",314,0,"MG/time step","QSwPt",314,0,"MG/time step","QSwPt",314,0,"MG/time step","QSwPt",314,0,"MG/time step",0]
["QSwPt",323,0,"MG/time step","QSwPt",323,0,"MG/time step","QSwPt",323,0,"MG/time step","QSwPt",323,0,"MG/time step","QSwPt",323,0,"MG/time step","QSwPt",323,0,"MG/time step",0]
["QSwPt",332,0,"MG/time step","QSwPt",332,0,"MG/time step","QSwPt",332,0,"MG/time step","QSwPt",332,0,"MG/time step","QSwPt",332,0,"MG/time step","QSwPt",332,0,"MG/time step",0]
["QSwPt",341,0.567747,"MG/time step","QSwPt",341,0.567747,"MG/time step","QSwPt",341,0.567747,"MG/time step","QSwPt",341,0.567747,"MG/time step","QSwPt",341,0.567747,"MG/time step","QSwPt",341,0.567747,"MG/time step",0]
["QSwPt",344,0.567747,"MG/time step","QSwPt",344,0.567747,"MG/time step","QSwPt",344,0.567747,"MG/time step","QSwPt",344,0.567747,"MG/time step","QSwPt",344,0.567747,"MG/time step","QSwPt",344,0.567747,"MG/time step",0]
["QSwPt",360,0.567747,"MG/time step","QSwPt",360,0.567747,"MG/time step","QSwPt",360,0.567747,"MG/time step","QSwPt",360,0.567747,"MG/time step","QSwPt",360,0.567747,"MG/time step","QSwPt",360,0.567747,"MG/time step",0]
["QSwPt",361,0.567747,"MG/time step","QSwPt",361,0.567747,"MG/time step","QSwPt",361,0.567747,"MG/time step","QSwPt",361,0.567747,"MG/time step","QSwPt",361,0.567747,"MG/time step","QSwPt",361,0.567747,"MG/time step",0]
["QPtSw",5,0.19255639999999999,"MG/time step","QPtSw",5,0.19255639999999999,"MG/time step","QPtSw",5,0.19255639999999999,"MG/time step","QPtSw",5,0.19255639999999999,"MG/time step","QPtSw",5,0.19255639999999999,"MG/time step","QPtSw",5,0.19255639999999999,"MG/time step",0]
["QPtSw",14,0.19255639999999999,"MG/time step","QPtSw",14,0.19255639999999999,"MG/time step","QPtSw",14,0.19255639999999999,"MG/time step","QPtSw",14,0.19255639999999999,"MG/time step","QPtSw",14,0.19255639999999999,"MG/time step","QPtSw",14,0.19255639999999999,"MG/time step",0]
["QPtSw",23,0.19255639999999999,"MG/time step","QPtSw",23,0.19255639999999999,"MG/time step","QPtSw",23,0.19255639999999999,"MG/time step","QPtSw",23,0.19255639999999999,"MG/time step","QPtSw",23,0.19255639999999999,"MG/time step","QPtSw",23,0.19255639999999999,"MG/time step",0]
["QPtSw",32,0.19050919999999999,"MG/time step","QPtSw",32,0.19050919999999999,"MG/time step","QPtSw",32,0.19050919999999999,"MG/time step","QPtSw",32,0.19050919999999999,"MG/time step","QPtSw",32,0.19050919999999999,"MG/time step","QPtSw",32,0.19050919999999999,"MG/time step",0]
["QPtSw",41,0.19050919999999999,"MG/time step","QPtSw",41,0.19050919999999999,"MG/time step","QPtSw",41,0.19050919999999999,"MG/time step","QPtSw",41,0.19050919999999999,"MG/time step","QPtSw",41,0.19050919999999999,"MG/time step","QPtSw",41,0.19050919999999999,"MG/time step",0]
["QPtSw",50,0.19050919999999999,"MG/time step","QPtSw",50,0.19050919999999999,"MG/time step","QPtSw",50,0.19050919999999999,"MG/time step","QPtSw",50,0.19050919999999999,"MG/time step","QPtSw",50,0.19050919999999999,"MG/time step","QPtSw",50,0.19050919999999999,"MG/time step",0]
["QPtSw",59,0.19050919999999999,"MG/time step","QPtSw",59,0.19050919999999999,"MG/time step","QPtSw",59,0.19050919999999999,"MG/time step","QPtSw",59,0.19050919999999999,"MG/time step","QPtSw",59,0.19050919999999999,"MG/time step","QPtSw",59,0.19050919999999999,"MG/time step",0]
["QPtSw",61,0.1372997,"MG/time step","QPtSw",61,0.1372997,"MG/time step","QPtSw",61,0.1372997,"MG/time step","QPtSw",61,0.1372997,"MG/time step","QPtSw",61,0.1372997,"MG/time step","QPtSw",61,0.1372997,"MG/time step",0]
["QPtSw",70,0.1372997,"MG/time step","QPtSw",70,0.1372997,"MG/time step","QPtSw",70,0.1372997,"MG/time step","QPtSw",70,0.1372997,"MG/time step","QPtSw",70,0.1372997,"MG/time step","QPtSw",70,0.1372997,"MG/time step",0]
["QPtSw",79,0.1372997,"MG/time step","QPtSw",79,0.1372997,"MG/time step","QPtSw",79,0.1372997,"MG/time step","QPtSw",79,0.1372997,"MG/time step","QPtSw",79,0.1372997,"MG/time step","QPtSw",79,0.1372997,"MG/time step",0]
["QPtSw",88,0.1372997,"MG/time step","QPtSw",88,0.1372997,"MG/time step","QPtSw",88,0.1372997,"MG/time step","QPtSw",88,0.1372997,"MG/time step","QPtSw",88,0.1372997,"MG/time step","QPtSw",88,0.1372997,"MG/time step",0]
["QPtSw",97,0.16932700000000001,"MG/time step","QPtSw",97,0.16932700000000001,"MG/time step","QPtSw",97,0.16932700000000001,"MG/time step","QPtSw",97,0.16932700000000001,"MG/time step","QPtSw",97,0.16932700000000001,"MG/time step","QPtSw",97,0.16932700000000001,"MG/time step",0]
["QPtSw",106,0.16932700000000001,"MG/time step","QPtSw",106,0.16932700000000001,"MG/time step","QPtSw",106,0.16932700000000001,"MG/time step","QPtSw",106,0.16932700000000001,"MG/time step","QPtSw",106,0.16932700000000001,"MG/time step","QPtSw",106,0.16932700000000001,"MG/time step",0]
["QPtSw",115,0.16932700000000001,"MG/time step","QPtSw",115,0.16932700000000001,"MG/time step","QPtSw",115,0.16932700000000001,"MG/time step","QPtSw",115,0.16932700000000001,"MG/time step","QPtSw",115,0.16932700000000001,"MG/time step","QPtSw",115,0.16932700000000001,"MG/time step",0]
["QPtSw",124,0.16592770000000001,"MG/time step","QPtSw",124,0.16592770000000001,"MG/time step","QPtSw",124,0.16592770000000001,"MG/time step","QPtSw",124,0.16592770000000001,"MG/time step","QPtSw",124,0.16592770000000001,"MG/time step","QPtSw",124,0.16592770000000001,"MG/time step",0]
["QPtSw",125,0.16592770000000001,"MG/time step","QPtSw",125,0.16592770000000001,"MG/time step","QPtSw",125,0.16592770000000001,"MG/time step","QPtSw",125,0.16592770000000001,"MG/time step","QPtSw",125,0.16592770000000001,"MG/time step","QPtSw",125,0.16592770000000001,"MG/time step",0]
["QPtSw",137,0.16592770000000001,"MG/time step","QPtSw",137,0.16592770000000001,"MG/time step","QPtSw",137,0.16592770000000001,"MG/time step","QPtSw",137,0.16592770000000001,"MG/time step","QPtSw",137,0.16592770000000001,"MG/time step","QPtSw",137,0.16592770000000001,"MG/time step",0]
["QPtSw",144,0.16592770000000001,"MG/time step","QPtSw",144,0.16592770000000001,"MG/time step","QPtSw",144,0.16592770000000001,"MG/time step","QPtSw",144,0.16592770000000001,"MG/time step","QPtSw",144,0.16592770000000001,"MG/time step","QPtSw",144,0.16592770000000001,"MG/time step",0]
["QPtSw",153,0.59640899999999997,"MG/time step","QPtSw",153,0.59640899999999997,"MG/time step","QPtSw",153,0.59640899999999997,"MG/time step","QPtSw",153,0.59640899999999997,"MG/time step","QPtSw",153,0.59640899999999997,"MG/time step","QPtSw",153,0.59640899999999997,"MG/time step",0]
["QPtSw",162,0.59640899999999997,"MG/time step","QPtSw",162,0.59640899999999997,"MG/time step","QPtSw",162,0.59640899999999997,"MG/time step","QPtSw",162,0.59640899999999997,"MG/time step","QPtSw",162,0.59640899999999997,"MG/time step","QPtSw",162,0.59640899999999997,"MG/time step",0]
["QPtSw",171,0.59640899999999997,"MG/time step","QPtSw",171,0.59640899999999997,"MG/time step","QPtSw",171,0.59640899999999997,"MG/time step","QPtSw",171,0.59640899999999997,"MG/time step","QPtSw",171,0.59640899999999997,"MG/time step","QPtSw",171,0.59640899999999997,"MG/time step",0]
["QPtSw",180,0.59640899999999997,"MG/time step","QPtSw",180,0.59640899999999997,"MG/time step","QPtSw",180,0.59640899999999997,"MG/time step","QPtSw",180,0.59640899999999997,"MG/time step","QPtSw",180,0.59640899999999997,"MG/time step","QPtSw",180,0.59640899999999997,"MG/time step",0]
["QPtSw",189,0.16670660000000001,"MG/time step","QPtSw",189,0.16670660000000001,"MG/time step","QPtSw",189,0.16670660000000001,"MG/time step","QPtSw",189,0.16670660000000001,"MG/time step","QPtSw",189,0.16670660000000001,"MG/time step","QPtSw",189,0.16670660000000001,"MG/time step",0]
["QPtSw",190,0.16670660000000001,"MG/time step","QPtSw",190,0.16670660000000001,"MG/time step","QPtSw",190,0.16670660000000001,"MG/time step","QPtSw",190,0.16670660000000001,"MG/time step","QPtSw",190,0.16670660000000001,"MG/time step","QPtSw",190,0.16670660000000001,"MG/time step",{"$f":"IF(ISNUMBER(C5140),IF(AVERAGE(C5140,G5140,K5140,O5140,S5140,W5140)<>MAX(C5140,G5140,K5140,O5140,S5140,W5140),1,0),\"\")","v":0}]
["QPtSw",199,0.16670660000000001,"MG/time step","QPtSw",199,0.16670660000000001,"MG/time step","QPtSw",199,0.16670660000000001,"MG/time step","QPtSw",199,0.16670660000000001,"MG/time step","QPtSw",199,0.16670660000000001,"MG/time step","QPtSw",199,0.16670660000000001,"MG/time step",0]
["QPtSw",208,0.16670660000000001,"MG/time step","QPtSw",208,0.16670660000000001,"MG/time step","QPtSw",208,0.16670660000000001,"MG/time step","QPtSw",208,0.16670660000000001,"MG/time step","QPtSw",208,0.16670660000000001,"MG/time step","QPtSw",208,0.16670660000000001,"MG/time step",0]
["QPtSw",219,0.50248320000000002,"MG/time step","QPtSw",219,0.50248320000000002,"MG/time step","QPtSw",219,0.50248320000000002,"MG/time step","QPtSw",219,0.50248320000000002,"MG/time step","QPtSw",219,0.50248320000000002,"MG/time step","QPtSw",219,0.50248320000000002,"MG/time step",0]
["QPtSw",227,0.50248320000000002,"MG/time step","QPtSw",227,0.50248320000000002,"MG/time step","QPtSw",227,0.50248320000000002,"MG/time step","QPtSw",227,0.50248320000000002,"MG/time step","QPtSw",227,0.50248320000000002,"MG/time step","QPtSw",227,0.50248320000000002,"MG/time step",0]
["QPtSw",236,0.50248320000000002,"MG/time step","QPtSw",236,0.50248320000000002,"MG/time step","QPtSw",236,0.50248320000000002,"MG/time step","QPtSw",236,0.50248320000000002,"MG/time step","QPtSw",236,0.50248320000000002,"MG/time step","QPtSw",236,0.50248320000000002,"MG/time step",0]
["QPtSw",245,0.18567330000000001,"MG/time step","QPtSw",245,0.18567330000000001,"MG/time step","QPtSw",245,0.18567330000000001,"MG/time step","QPtSw",245,0.18567330000000001,"MG/time step","QPtSw",245,0.18567330000000001,"MG/time step","QPtSw",245,0.18567330000000001,"MG/time step",0]
["QPtSw",254,0.18567330000000001,"MG/time step","QPtSw",254,0.18567330000000001,"MG/time step","QPtSw",254,0.18567330000000001,"MG/time step","QPtSw",254,0.18567330000000001,"MG/time step","QPtSw",254,0.18567330000000001,"MG/time step","QPtSw",254,0.18567330000000001,"MG/time step",{"$f":"IF(ISNUMBER(C5204),IF(AVERAGE(C5204,G5204,K5204,O5204,S5204,W5204)<>MAX(C5204,G5204,K5204,O5204,S5204,W5204),1,0),\"\")","v":0}]
["QPtSw",255,0.18567330000000001,"MG/time step","QPtSw",255,0.18567330000000001,"MG/time step","QPtSw",255,0.18567330000000001,"MG/time step","QPtSw",255,0.18567330000000001,"MG/time step","QPtSw",255,0.18567330000000001,"MG/time step","QPtSw",255,0.18567330000000001,"MG/time step",0]
["QPtSw",264,0.18567330000000001,"MG/time step","QPtSw",264,0.18567330000000001,"MG/time step","QPtSw",264,0.18567330000000001,"MG/time step","QPtSw",264,0.18567330000000001,"MG/time step","QPtSw",264,0.18567330000000001,"MG/time step","QPtSw",264,0.18567330000000001,"MG/time step",0]
["QPtSw",273,0.18567330000000001,"MG/time step","QPtSw",273,0.18567330000000001,"MG/time step","QPtSw",273,0.18567330000000001,"MG/time step","QPtSw",273,0.18567330000000001,"MG/time step","QPtSw",273,0.18567330000000001,"MG/time step","QPtSw",273,0.18567330000000001,"MG/time step",0]
["QPtSw",282,0.15978690000000001,"MG/time step","QPtSw",282,0.15978690000000001,"MG/time step","QPtSw",282,0.15978690000000001,"MG/time step","QPtSw",282,0.15978690000000001,"MG/time step","QPtSw",282,0.15978690000000001,"MG/time step","QPtSw",282,0.15978690000000001,"MG/time step",0]
["QPtSw",291,0.15978690000000001,"MG/time step","QPtSw",291,0.15978690000000001,"MG/time step","QPtSw",291,0.15978690000000001,"MG/time step","QPtSw",291,0.15978690000000001,"MG/time step","QPtSw",291,0.15978690000000001,"MG/time step","QPtSw",291,0.15978690000000001,"MG/time step",0]
["QPtSw",301,0.15978690000000001,"MG/time step","QPtSw",301,0.15978690000000001,"MG/time step","QPtSw",301,0.15978690000000001,"MG/time step","QPtSw",301,0.15978690000000001,"MG/time step","QPtSw",301,0.15978690000000001,"MG/time step","QPtSw",301,0.15978690000000001,"MG/time step",0]
["QPtSw",310,0.15647330000000001,"MG/time step","QPtSw",310,0.15647330000000001,"MG/time step","QPtSw",310,0.15647330000000001,"MG/time step","QPtSw",310,0.15647330000000001,"MG/time step","QPtSw",310,0.15647330000000001,"MG/time step","QPtSw",310,0.15647330000000001,"MG/time step",0]
["QPtSw",319,0.15647330000000001,"MG/time step","QPtSw",319,0.15647330000000001,"MG/time step","QPtSw",319,0.15647330000000001,"MG/time step","QPtSw",319,0.15647330000000001,"MG/time step","QPtSw",319,0.15647330000000001,"MG/time step","QPtSw",319,0.15647330000000001,"MG/time step",0]
["QPtSw",320,0.15647330000000001,"MG/time step","QPtSw",320,0.15647330000000001,"MG/time step","QPtSw",320,0.15647330000000001,"MG/time step","QPtSw",320,0.15647330000000001,"MG/time step","QPtSw",320,0.15647330000000001,"MG/time step","QPtSw",320,0.15647330000000001,"MG/time step",0]
["QPtSw",329,0.15647330000000001,"MG/time step","QPtSw",329,0.15647330000000001,"MG/time step","QPtSw",329,0.15647330000000001,"MG/time step","QPtSw",329,0.15647330000000001,"MG/time step","QPtSw",329,0.15647330000000001,"MG/time step","QPtSw",329,0.15647330000000001,"MG/time step",0]
["QPtSw",338,0.16592480000000001,"MG/time step","QPtSw",338,0.16592480000000001,"MG/time step","QPtSw",338,0.16592480000000001,"MG/time step","QPtSw",338,0.16592480000000001,"MG/time step","QPtSw",338,0.16592480000000001,"MG/time step","QPtSw",338,0.16592480000000001,"MG/time step",0]
["QPtSw",347,0.16592480000000001,"MG/time step","QPtSw",347,0.16592480000000001,"MG/time step","QPtSw",347,0.16592480000000001,"MG/time step","QPtSw",347,0.16592480000000001,"MG/time step","QPtSw",347,0.16592480000000001,"MG/time step","QPtSw",347,0.16592480000000001,"MG/time step",0]
["QPtSw",356,0.16592480000000001,"MG/time step","QPtSw",356,0.16592480000000001,"MG/time step","QPtSw",356,0.16592480000000001,"MG/time step","QPtSw",356,0.16592480000000001,"MG/time step","QPtSw",356,0.16592480000000001,"MG/time step","QPtSw",356,0.16592480000000001,"MG/time step",0]
["QPtSw",365,0.16592480000000001,"MG/time step","QPtSw",365,0.16592480000000001,"MG/time step","QPtSw",365,0.16592480000000001,"MG/time step","QPtSw",365,0.16592480000000001,"MG/time step","QPtSw",365,0.16592480000000001,"MG/time step","QPtSw",365,0.16592480000000001,"MG/time step",0]
["QExtSw",9,0,"cfs","QExtSw",9,0,"cfs","QExtSw",9,0,"cfs","QExtSw",9,0,"cfs","QExtSw",9,0,"cfs","QExtSw",9,0,"cfs",0]
["QExtSw",14,0,"cfs","QExtSw",14,0,"cfs","QExtSw",14,0,"cfs","QExtSw",14,0,"cfs","QExtSw",14,0,"cfs","QExtSw",14,0,"cfs",0]
["QExtSw",20,0,"cfs","QExtSw",20,0,"cfs","QExtSw",20,0,"cfs","QExtSw",20,0,"cfs","QExtSw",20,0,"cfs","QExtSw",20,0,"cfs",0]
["QExtSw",29,0,"cfs","QExtSw",29,0,"cfs","QExtSw",29,0,"cfs","QExtSw",29,0,"cfs","QExtSw",29,0,"cfs","QExtSw",29,0,"cfs",0]
["QExtSw",38,0,"cfs","QExtSw",38,0,"cfs","QExtSw",38,0,"cfs","QExtSw",38,0,"cfs","QExtSw",38,0,"cfs","QExtSw",38,0,"cfs",0]
["QExtSw",47,0,"cfs","QExtSw",47,0,"cfs","QExtSw",47,0,"cfs","QExtSw",47,0,"cfs","QExtSw",47,0,"cfs","QExtSw",47,0,"cfs",0]
["QExtSw",56,0,"cfs","QExtSw",56,0,"cfs","QExtSw",56,0,"cfs","QExtSw",56,0,"cfs","QExtSw",56,0,"cfs","QExtSw",56,0,"cfs",0]
["QExtSw",65,0,"cfs","QExtSw",65,0,"cfs","QExtSw",65,0,"cfs","QExtSw",65,0,"cfs","QExtSw",65,0,"cfs","QExtSw",65,0,"cfs",0]
["QExtSw",74,0,"cfs","QExtSw",74,0,"cfs","QExtSw",74,0,"cfs","QExtSw",74,0,"cfs","QExtSw",74,0,"cfs","QExtSw",74,0,"cfs",0]
["QExtSw",83,0,"cfs","QExtSw",83,0,"cfs","QExtSw",83,0,"cfs","QExtSw",83,0,"cfs","QExtSw",83,0,"cfs","QExtSw",83,0,"cfs",0]
["QExtSw",84,0,"cfs","QExtSw",84,0,"cfs","QExtSw",84,0,"cfs","QExtSw",84,0,"cfs","QExtSw",84,0,"cfs","QExtSw",84,0,"cfs",0]
["QExtSw",96,0,"cfs","QExtSw",96,0,"cfs","QExtSw",96,0,"cfs","QExtSw",96,0,"cfs","QExtSw",96,0,"cfs","QExtSw",96,0,"cfs",0]
["QExtSw",103,0,"cfs","QExtSw",103,0,"cfs","QExtSw",103,0,"cfs","QExtSw",103,0,"cfs","QExtSw",103,0,"cfs","QExtSw",103,0,"cfs",0]
["QExtSw",112,0,"cfs","QExtSw",112,0,"cfs","QExtSw",112,0,"cfs","QExtSw",112,0,"cfs","QExtSw",112,0,"cfs","QExtSw",112,0,"cfs",0]
["QExtSw",121,0,"cfs","QExtSw",121,0,"cfs","QExtSw",121,0,"cfs","QExtSw",121,0,"cfs","QExtSw",121,0,"cfs","QExtSw",121,0,"cfs",0]
["QExtSw",130,0,"cfs","QExtSw",130,0,"cfs","QExtSw",130,0,"cfs","QExtSw",130,0,"cfs","QExtSw",130,0,"cfs","QExtSw",130,0,"cfs",0]
["QExtSw",139,0,"cfs","QExtSw",139,0,"cfs","QExtSw",139,0,"cfs","QExtSw",139,0,"cfs","QExtSw",139,0,"cfs","QExtSw",139,0,"cfs",0]
["QExtSw",148,0,"cfs","QExtSw",148,0,"cfs","QExtSw",148,0,"cfs","QExtSw",148,0,"cfs","QExtSw",148,0,"cfs","QExtSw",148,0,"cfs",0]
["QExtSw",149,0,"cfs","QExtSw",149,0,"cfs","QExtSw",149,0,"cfs","QExtSw",149,0,"cfs","QExtSw",149,0,"cfs","QExtSw",149,0,"cfs",0]
["QExtSw",158,0,"cfs","QExtSw",158,0,"cfs","QExtSw",158,0,"cfs","QExtSw",158,0,"cfs","QExtSw",158,0,"cfs","QExtSw",158,0,"cfs",0]
["QExtSw",167,0,"cfs","QExtSw",167,0,"cfs","QExtSw",167,0,"cfs","QExtSw",167,0,"cfs","QExtSw",167,0,"cfs","QExtSw",167,0,"cfs",0]
["QExtSw",178,0,"cfs","QExtSw",178,0,"cfs","QExtSw",178,0,"cfs","QExtSw",178,0,"cfs","QExtSw",178,0,"cfs","QExtSw",178,0,"cfs",0]
["QExtSw",186,0,"cfs","QExtSw",186,0,"cfs","QExtSw",186,0,"cfs","QExtSw",186,0,"cfs","QExtSw",186,0,"cfs","QExtSw",186,0,"cfs",0]
["QExtSw",195,0,"cfs","QExtSw",195,0,"cfs","QExtSw",195,0,"cfs","QExtSw",195,0,"cfs","QExtSw",195,0,"cfs","QExtSw",195,0,"cfs",0]
["QExtSw",204,0,"cfs","QExtSw",204,0,"cfs","QExtSw",204,0,"cfs","QExtSw",204,0,"cfs","QExtSw",204,0,"cfs","QExtSw",204,0,"cfs",0]
["QExtSw",213,0,"cfs","QExtSw",213,0,"cfs","QExtSw",213,0,"cfs","QExtSw",213,0,"cfs","QExtSw",213,0,"cfs","QExtSw",213,0,"cfs",0]
["QExtSw",214,0,"cfs","QExtSw",214,0,"cfs","QExtSw",214,0,"cfs","QExtSw",214,0,"cfs","QExtSw",214,0,"cfs","QExtSw",214,0,"cfs",0]
["QExtSw",223,0,"cfs","QExtSw",223,0,"cfs","QExtSw",223,0,"cfs","QExtSw",223,0,"cfs","QExtSw",223,0,"cfs","QExtSw",223,0,"cfs",0]
["QExtSw",232,0,"cfs","QExtSw",232,0,"cfs","QExtSw",232,0,"cfs","QExtSw",232,0,"cfs","QExtSw",232,0,"cfs","QExtSw",232,0,"cfs",0]
["QExtSw",241,0,"cfs","QExtSw",241,0,"cfs","QExtSw",241,0,"cfs","QExtSw",241,0,"cfs","QExtSw",241,0,"cfs","QExtSw",241,0,"cfs",0]
["QExtSw",250,0,"cfs","QExtSw",250,0,"cfs","QExtSw",250,0,"cfs","QExtSw",250,0,"cfs","QExtSw",250,0,"cfs","QExtSw",250,0,"cfs",0]
["QExtSw",260,0,"cfs","QExtSw",260,0,"cfs","QExtSw",260,0,"cfs","QExtSw",260,0,"cfs","QExtSw",260,0,"cfs","QExtSw",260,0,"cfs",0]
["QExtSw",269,0,"cfs","QExtSw",269,0,"cfs","QExtSw",269,0,"cfs","QExtSw",269,0,"cfs","QExtSw",269,0,"cfs","QExtSw",269,0,"cfs",0]
["QExtSw",278,0,"cfs","QExtSw",278,0,"cfs","QExtSw",278,0,"cfs","QExtSw",278,0,"cfs","QExtSw",278,0,"cfs","QExtSw",278,0,"cfs",0]
["QExtSw",279,0,"cfs","QExtSw",279,0,"cfs","QExtSw",279,0,"cfs","QExtSw",279,0,"cfs","QExtSw",279,0,"cfs","QExtSw",279,0,"cfs",0]
["QExtSw",288,0,"cfs","QExtSw",288,0,"cfs","QExtSw",288,0,"cfs","QExtSw",288,0,"cfs","QExtSw",288,0,"cfs","QExtSw",288,0,"cfs",0]
["QExtSw",297,0,"cfs","QExtSw",297,0,"cfs","QExtSw",297,0,"cfs","QExtSw",297,0,"cfs","QExtSw",297,0,"cfs","QExtSw",297,0,"cfs",0]
["QExtSw",306,0,"cfs","QExtSw",306,0,"cfs","QExtSw",306,0,"cfs","QExtSw",306,0,"cfs","QExtSw",306,0,"cfs","QExtSw",306,0,"cfs",0]
["QExtSw",315,0,"cfs","QExtSw",315,0,"cfs","QExtSw",315,0,"cfs","QExtSw",315,0,"cfs","QExtSw",315,0,"cfs","QExtSw",315,0,"cfs",0]
["QExtSw",324,0,"cfs","QExtSw",324,0,"cfs","QExtSw",324,0,"cfs","QExtSw",324,0,"cfs","QExtSw",324,0,"cfs","QExtSw",324,0,"cfs",0]
["QExtSw",333,0,"cfs","QExtSw",333,0,"cfs","QExtSw",333,0,"cfs","QExtSw",333,0,"cfs","QExtSw",333,0,"cfs","QExtSw",333,0,"cfs",0]
["QExtSw",342,0,"cfs","QExtSw",342,0,"cfs","QExtSw",342,0,"cfs","QExtSw",342,0,"cfs","QExtSw",342,0,"cfs","QExtSw",342,0,"cfs",0]
["QExtSw",344,0,"cfs","QExtSw",344,0,"cfs","QExtSw",344,0,"cfs","QExtSw",344,0,"cfs","QExtSw",344,0,"cfs","QExtSw",344,0,"cfs",0]
["QExtSw",353,0,"cfs","QExtSw",353,0,"cfs","QExtSw",353,0,"cfs","QExtSw",353,0,"cfs","QExtSw",353,0,"cfs","QExtSw",353,0,"cfs",0]
["QExtSw",362,0,"cfs","QExtSw",362,0,"cfs","QExtSw",362,0,"cfs","QExtSw",362,0,"cfs","QExtSw",362,0,"cfs","QExtSw",362,0,"cfs",0]
["QResPt",6,0,"MG/time step","QResPt",6,0,"MG/time step","QResPt",6,0,"MG/time step","QResPt",6,0,"MG/time step","QResPt",6,0,"MG/time step","QResPt",6,0,"MG/time step",0]
["QResPt",15,0,"MG/time step","QResPt",15,0,"MG/time step","QResPt",15,0,"MG/time step","QResPt",15,0,"MG/time step","QResPt",15,0,"MG/time step","QResPt",15,0,"MG/time step",0]
["QResPt",24,0,"MG/time step","QResPt",24,0,"MG/time step","QResPt",24,0,"MG/time step","QResPt",24,0,"MG/time step","QResPt",24,0,"MG/time step","QResPt",24,0,"MG/time step",0]
["QResPt",33,0,"MG/time step","QResPt",33,0,"MG/time step","QResPt",33,0,"MG/time step","QResPt",33,0,"MG/time step","QResPt",33,0,"MG/time step","QResPt",33,0,"MG/time step",0]
["QResPt",42,0,"MG/time step","QResPt",42,0,"MG/time step","QResPt",42,0,"MG/time step","QResPt",42,0,"MG/time step","QResPt",42,0,"MG/time step","QResPt",42,0,"MG/time step",0]
["QResPt",43,0,"MG/time step","QResPt",43,0,"MG/time step","QResPt",43,0,"MG/time step","QResPt",43,0,"MG/time step","QResPt",43,0,"MG/time step","QResPt",43,0,"MG/time step",0]
["QResPt",59,0,"MG/time step","QResPt",59,0,"MG/time step","QResPt",59,0,"MG/time step","QResPt",59,0,"MG/time step","QResPt",59,0,"MG/time step","QResPt",59,0,"MG/time step",0]
["QResPt",62,0,"MG/time step","QResPt",62,0,"MG/time step","QResPt",62,0,"MG/time step","QResPt",62,0,"MG/time step","QResPt",62,0,"MG/time step","QResPt",62,0,"MG/time step",0]
["QResPt",71,0,"MG/time step","QResPt",71,0,"MG/time step","QResPt",71,0,"MG/time step","QResPt",71,0,"MG/time step","QResPt",71,0,"MG/time step","QResPt",71,0,"MG/time step",0]
["QResPt",80,0,"MG/time step","QResPt",80,0,"MG/time step","QResPt",80,0,"MG/time step","QResPt",80,0,"MG/time step","QResPt",80,0,"MG/time step","QResPt",80,0,"MG/time step",0]
["QResPt",89,0,"MG/time step","QResPt",89,0,"MG/time step","QResPt",89,0,"MG/time step","QResPt",89,0,"MG/time step","QResPt",89,0,"MG/time step","QResPt",89,0,"MG/time step",0]
["QResPt",98,0,"MG/time step","QResPt",98,0,"MG/time step","QResPt",98,0,"MG/time step","QResPt",98,0,"MG/time step","QResPt",98,0,"MG/time step","QResPt",98,0,"MG/time step",0]
["QResPt",107,0,"MG/time step","QResPt",107,0,"MG/time step","QResPt",107,0,"MG/time step","QResPt",107,0,"MG/time step","QResPt",107,0,"MG/time step","QResPt",107,0,"MG/time step",0]
["QResPt",108,0,"MG/time step","QResPt",108,0,"MG/time step","QResPt",108,0,"MG/time step","QResPt",108,0,"MG/time step","QResPt",108,0,"MG/time step","QResPt",108,0,"MG/time step",0]
["QResPt",117,0,"MG/time step","QResPt",117,0,"MG/time step","QResPt",117,0,"MG/time step","QResPt",117,0,"MG/time step","QResPt",117,0,"MG/time step","QResPt",117,0,"MG/time step",0]
["QResPt",126,0,"MG/time step","QResPt",126,0,"MG/time step","QResPt",126,0,"MG/time step","QResPt",126,0,"MG/time step","QResPt",126,0,"MG/time step","QResPt",126,0,"MG/time step",0]
["QResPt",137,0,"MG/time step","QResPt",137,0,"MG/time step","QResPt",137,0,"MG/time step","QResPt",137,0,"MG/time step","QResPt",137,0,"MG/time step","QResPt",137,0,"MG/time step",0]
["QResPt",145,0,"MG/time step","QResPt",145,0,"MG/time step","QResPt",145,0,"MG/time step","QResPt",145,0,"MG/time step","QResPt",145,0,"MG/time step","QResPt",145,0,"MG/time step",0]
["QResPt",154,0,"MG/time step","QResPt",154,0,"MG/time step","QResPt",154,0,"MG/time step","QResPt",154,0,"MG/time step","QResPt",154,0,"MG/time step","QResPt",154,0,"MG/time step",0]
["QResPt",163,0,"MG/time step","QResPt",163,0,"MG/time step","QResPt",163,0,"MG/time step","QResPt",163,0,"MG/time step","QResPt",163,0,"MG/time step","QResPt",163,0,"MG/time step",0]
["QResPt",172,0,"MG/time step","QResPt",172,0,"MG/time step","QResPt",172,0,"MG/time step","QResPt",172,0,"MG/time step","QResPt",172,0,"MG/time step","QResPt",172,0,"MG/time step",0]
["QResPt",173,0,"MG/time step","QResPt",173,0,"MG/time step","QResPt",173,0,"MG/time step","QResPt",173,0,"MG/time step","QResPt",173,0,"MG/time step","QResPt",173,0,"MG/time step",0]
["QResPt",182,0,"MG/time step","QResPt",182,0,"MG/time step","QResPt",182,0,"MG/time step","QResPt",182,0,"MG/time step","QResPt",182,0,"MG/time step","QResPt",182,0,"MG/time step",0]
["QResPt",191,0,"MG/time step","QResPt",191,0,"MG/time step","QResPt",191,0,"MG/time step","QResPt",191,0,"MG/time step","QResPt",191,0,"MG/time step","QResPt",191,0,"MG/time step",0]
["QResPt",200,0,"MG/time step","QResPt",200,0,"MG/time step","QResPt",200,0,"MG/time step","QResPt",200,0,"MG/time step","QResPt",200,0,"MG/time step","QResPt",200,0,"MG/time step",0]
["QResPt",208,0,"MG/time step","QResPt",208,0,"MG/time step","QResPt",208,0,"MG/time step","QResPt",208,0,"MG/time step","QResPt",208,0,"MG/time step","QResPt",208,0,"MG/time step",0]
["QResPt",219,0,"MG/time step","QResPt",219,0,"MG/time step","QResPt",219,0,"MG/time step","QResPt",219,0,"MG/time step","QResPt",219,0,"MG/time step","QResPt",219,0,"MG/time step",0]
["QResPt",228,0,"MG/time step","QResPt",228,0,"MG/time step","QResPt",228,0,"MG/time step","QResPt",228,0,"MG/time step","QResPt",228,0,"MG/time step","QResPt",228,0,"MG/time step",{"$f":"IF(ISNUMBER(C5908),IF(AVERAGE(C5908,G5908,K5908,O5908,S5908,W5908)<>MAX(C5908,G5908,K5908,O5908,S5908,W5908),1,0),\"\")","v":0}]
["QResPt",237,0,"MG/time step","QResPt",237,0,"MG/time step","QResPt",237,0,"MG/time step","QResPt",237,0,"MG/time step","QResPt",237,0,"MG/time step","QResPt",237,0,"MG/time step",0]
["QResPt",238,0,"MG/time step","QResPt",238,0,"MG/time step","QResPt",238,0,"MG/time step","QResPt",238,0,"MG/time step","QResPt",238,0,"MG/time step","QResPt",238,0,"MG/time step",0]
["QResPt",247,0,"MG/time step","QResPt",247,0,"MG/time step","QResPt",247,0,"MG/time step","QResPt",247,0,"MG/time step","QResPt",247,0,"MG/time step","QResPt",247,0,"MG/time step",0]
["QResPt",256,0,"MG/time step","QResPt",256,0,"MG/time step","QResPt",256,0,"MG/time step","QResPt",256,0,"MG/time step","QResPt",256,0,"MG/time step","QResPt",256,0,"MG/time step",0]
["QResPt",265,0,"MG/time step","QResPt",265,0,"MG/time step","QResPt",265,0,"MG/time step","QResPt",265,0,"MG/time step","QResPt",265,0,"MG/time step","QResPt",265,0,"MG/time step",0]
["QResPt",274,0,"MG/time step","QResPt",274,0,"MG/time step","QResPt",274,0,"MG/time step","QResPt",274,0,"MG/time step","QResPt",274,0,"MG/time step","QResPt",274,0,"MG/time step",0]
["QResPt",283,0,"MG/time step","QResPt",283,0,"MG/time step","QResPt",283,0,"MG/time step","QResPt",283,0,"MG/time step","QResPt",283,0,"MG/time step","QResPt",283,0,"MG/time step",0]
["QResPt",290,0,"MG/time step","QResPt",290,0,"MG/time step","QResPt",290,0,"MG/time step","QResPt",290,0,"MG/time step","QResPt",290,0,"MG/time step","QResPt",290,0,"MG/time step",0]
["QResPt",302,0,"MG/time step","QResPt",302,0,"MG/time step","QResPt",302,0,"MG/time step","QResPt",302,0,"MG/time step","QResPt",302,0,"MG/time step","QResPt",302,0,"MG/time step",0]
["QResPt",303,0,"MG/time step","QResPt",303,0,"MG/time step","QResPt",303,0,"MG/time step","QResPt",303,0,"MG/time step","QResPt",303,0,"MG/time step","QResPt",303,0,"MG/time step",0]
["QResPt",312,0,"MG/time step","QResPt",312,0,"MG/time step","QResPt",312,0,"MG/time step","QResPt",312,0,"MG/time step","QResPt",312,0,"MG/time step","QResPt",312,0,"MG/time step",0]
["QResPt",321,0,"MG/time step","QResPt",321,0,"MG/time step","QResPt",321,0,"MG/time step","QResPt",321,0,"MG/time step","QResPt",321,0,"MG/time step","QResPt",321,0,"MG/time step",0]
["QResPt",330,0,"MG/time step","QResPt",330,0,"MG/time step","QResPt",330,0,"MG/time step","QResPt",330,0,"MG/time step","QResPt",330,0,"MG/time step","QResPt",330,0,"MG/time step",0]
["QResPt",339,0,"MG/time step","QResPt",339,0,"MG/time step","QResPt",339,0,"MG/time step","QResPt",339,0,"MG/time step","QResPt",339,0,"MG/time step","QResPt",339,0,"MG/time step",0]
["QResPt",348,0,"MG/time step","QResPt",348,0,"MG/time step","QResPt",348,0,"MG/time step","QResPt",348,0,"MG/time step","QResPt",348,0,"MG/time step","QResPt",348,0,"MG/time step",0]
["QResPt",357,0,"MG/time step","QResPt",357,0,"MG/time step","QResPt",357,0,"MG/time step","QResPt",357,0,"MG/time step","QResPt",357,0,"MG/time step","QResPt",357,0,"MG/time step",0]
["QPtRes",1,0,"MG/time step","QPtRes",1,0,"MG/time step","QPtRes",1,0,"MG/time step","QPtRes",1,0,"MG/time step","QPtRes",1,0,"MG/time step","QPtRes",1,0,"MG/time step",0]
["QPtRes",3,0,"MG/time step","QPtRes",3,0,"MG/time step","QPtRes",3,0,"MG/time step","QPtRes",3,0,"MG/time step","QPtRes",3,0,"MG/time step","QPtRes",3,0,"MG/time step",0]
["QPtRes",12,0,"MG/time step","QPtRes",12,0,"MG/time step","QPtRes",12,0,"MG/time step","QPtRes",12,0,"MG/time step","QPtRes",12,0,"MG/time step","QPtRes",12,0,"MG/time step",0]
["QPtRes",21,0,"MG/time step","QPtRes",21,0,"MG/time step","QPtRes",21,0,"MG/time step","QPtRes",21,0,"MG/time step","QPtRes",21,0,"MG/time step","QPtRes",21,0,"MG/time step",0]
["QPtRes",30,0,"MG/time step","QPtRes",30,0,"MG/time step","QPtRes",30,0,"MG/time step","QPtRes",30,0,"MG/time step","QPtRes",30,0,"MG/time step","QPtRes",30,0,"MG/time step",0]
["QPtRes",39,0,"MG/time step","QPtRes",39,0,"MG/time step","QPtRes",39,0,"MG/time step","QPtRes",39,0,"MG/time step","QPtRes",39,0,"MG/time step","QPtRes",39,0,"MG/time step",0]
["QPtRes",48,0,"MG/time step","QPtRes",48,0,"MG/time step","QPtRes",48,0,"MG/time step","QPtRes",48,0,"MG/time step","QPtRes",48,0,"MG/time step","QPtRes",48,0,"MG/time step",0]
["QPtRes",57,0,"MG/time step","QPtRes",57,0,"MG/time step","QPtRes",57,0,"MG/time step","QPtRes",57,0,"MG/time step","QPtRes",57,0,"MG/time step","QPtRes",57,0,"MG/time step",0]
["QPtRes",66,0,"MG/time step","QPtRes",66,0,"MG/time step","QPtRes",66,0,"MG/time step","QPtRes",66,0,"MG/time step","QPtRes",66,0,"MG/time step","QPtRes",66,0,"MG/time step",0]
["QPtRes",67,0,"MG/time step","QPtRes",67,0,"MG/time step","QPtRes",67,0,"MG/time step","QPtRes",67,0,"MG/time step","QPtRes",67,0,"MG/time step","QPtRes",67,0,"MG/time step",0]
["QPtRes",76,0,"MG/time step","QPtRes",76,0,"MG/time step","QPtRes",76,0,"MG/time step","QPtRes",76,0,"MG/time step","QPtRes",76,0,"MG/time step","QPtRes",76,0,"MG/time step",0]
["QPtRes",85,0,"MG/time step","QPtRes",85,0,"MG/time step","QPtRes",85,0,"MG/time step","QPtRes",85,0,"MG/time step","QPtRes",85,0,"MG/time step","QPtRes",85,0,"MG/time step",0]
["QPtRes",95,0,"MG/time step","QPtRes",95,0,"MG/time step","QPtRes",95,0,"MG/time step","QPtRes",95,0,"MG/time step","QPtRes",95,0,"MG/time step","QPtRes",95,0,"MG/time step",0]
["QPtRes",104,0,"MG/time step","QPtRes",104,0,"MG/time step","QPtRes",104,0,"MG/time step","QPtRes",104,0,"MG/time step","QPtRes",104,0,"MG/time step","QPtRes",104,0,"MG/time step",0]
["QPtRes",113,0,"MG/time step","QPtRes",113,0,"MG/time step","QPtRes",113,0,"MG/time step","QPtRes",113,0,"MG/time step","QPtRes",113,0,"MG/time step","QPtRes",113,0,"MG/time step",0]
["QPtRes",122,0,"MG/time step","QPtRes",122,0,"MG/time step","QPtRes",122,0,"MG/time step","QPtRes",122,0,"MG/time step","QPtRes",122,0,"MG/time step","QPtRes",122,0,"MG/time step",0]
["QPtRes",131,0,"MG/time step","QPtRes",131,0,"MG/time step","QPtRes",131,0,"MG/time step","QPtRes",131,0,"MG/time step","QPtRes",131,0,"MG/time step","QPtRes",131,0,"MG/time step",0]
["QPtRes",132,0,"MG/time step","QPtRes",132,0,"MG/time step","QPtRes",132,0,"MG/time step","QPtRes",132,0,"MG/time step","QPtRes",132,0,"MG/time step","QPtRes",132,0,"MG/time step",0]
["QPtRes",141,0,"MG/time step","QPtRes",141,0,"MG/time step","QPtRes",141,0,"MG/time step","QPtRes",141,0,"MG/time step","QPtRes",141,0,"MG/time step","QPtRes",141,0,"MG/time step",0]
["QPtRes",150,0,"MG/time step","QPtRes",150,0,"MG/time step","QPtRes",150,0,"MG/time step","QPtRes",150,0,"MG/time step","QPtRes",150,0,"MG/time step","QPtRes",150,0,"MG/time step",0]
["QPtRes",159,0,"MG/time step","QPtRes",159,0,"MG/time step","QPtRes",159,0,"MG/time step","QPtRes",159,0,"MG/time step","QPtRes",159,0,"MG/time step","QPtRes",159,0,"MG/time step",0]
["QPtRes",167,0,"MG/time step","QPtRes",167,0,"MG/time step","QPtRes",167,0,"MG/time step","QPtRes",167,0,"MG/time step","QPtRes",167,0,"MG/time step","QPtRes",167,0,"MG/time step",0]
["QPtRes",178,0,"MG/time step","QPtRes",178,0,"MG/time step","QPtRes",178,0,"MG/time step","QPtRes",178,0,"MG/time step","QPtRes",178,0,"MG/time step","QPtRes",178,0,"MG/time step",0]
["QPtRes",187,0,"MG/time step","QPtRes",187,0,"MG/time step","QPtRes",187,0,"MG/time step","QPtRes",187,0,"MG/time step","QPtRes",187,0,"MG/time step","QPtRes",187,0,"MG/time step",0]
["QPtRes",196,0,"MG/time step","QPtRes",196,0,"MG/time step","QPtRes",196,0,"MG/time step","QPtRes",196,0,"MG/time step","QPtRes",196,0,"MG/time step","QPtRes",196,0,"MG/time step",0]
["QPtRes",197,0,"MG/time step","QPtRes",197,0,"MG/time step","QPtRes",197,0,"MG/time step","QPtRes",197,0,"MG/time step","QPtRes",197,0,"MG/time step","QPtRes",197,0,"MG/time step",0]
["QPtRes",206,0,"MG/time step","QPtRes",206,0,"MG/time step","QPtRes",206,0,"MG/time step","QPtRes",206,0,"MG/time step","QPtRes",206,0,"MG/time step","QPtRes",206,0,"MG/time step",0]
["QPtRes",215,0,"MG/time step","QPtRes",215,0,"MG/time step","QPtRes",215,0,"MG/time step","QPtRes",215,0,"MG/time step","QPtRes",215,0,"MG/time step","QPtRes",215,0,"MG/time step",0]
["QPtRes",224,0,"MG/time step","QPtRes",224,0,"MG/time step","QPtRes",224,0,"MG/time step","QPtRes",224,0,"MG/time step","QPtRes",224,0,"MG/time step","QPtRes",224,0,"MG/time step",0]
["QPtRes",233,0,"MG/time step","QPtRes",233,0,"MG/time step","QPtRes",233,0,"MG/time step","QPtRes",233,0,"MG/time step","QPtRes",233,0,"MG/time step","QPtRes",233,0,"MG/time step",0]
["QPtRes",242,0,"MG/time step","QPtRes",242,0,"MG/time step","QPtRes",242,0,"MG/time step","QPtRes",242,0,"MG/time step","QPtRes",242,0,"MG/time step","QPtRes",242,0,"MG/time step",0]
["QPtRes",249,0,"MG/time step","QPtRes",249,0,"MG/time step","QPtRes",249,0,"MG/time step","QPtRes",249,0,"MG/time step","QPtRes",249,0,"MG/time step","QPtRes",249,0,"MG/time step",0]
["QPtRes",261,0,"MG/time step","QPtRes",261,0,"MG/time step","QPtRes",261,0,"MG/time step","QPtRes",261,0,"MG/time step","QPtRes",261,0,"MG/time step","QPtRes",261,0,"MG/time step",0]
["QPtRes",262,0,"MG/time step","QPtRes",262,0,"MG/time step","QPtRes",262,0,"MG/time step","QPtRes",262,0,"MG/time step","QPtRes",262,0,"MG/time step","QPtRes",262,0,"MG/time step",0]
["QPtRes",271,0,"MG/time step","QPtRes",271,0,"MG/time step","QPtRes",271,0,"MG/time step","QPtRes",271,0,"MG/time step","QPtRes",271,0,"MG/time step","QPtRes",271,0,"MG/time step",0]
["QPtRes",280,0,"MG/time step","QPtRes",280,0,"MG/time step","QPtRes",280,0,"MG/time step","QPtRes",280,0,"MG/time step","QPtRes",280,0,"MG/time step","QPtRes",280,0,"MG/time step",0]
["QPtRes",289,0,"MG/time step","QPtRes",289,0,"MG/time step","QPtRes",289,0,"MG/time step","QPtRes",289,0,"MG/time step","QPtRes",289,0,"MG/time step","QPtRes",289,0,"MG/time step",0]
["QPtRes",298,0,"MG/time step","QPtRes",298,0,"MG/time step","QPtRes",298,0,"MG/time step","QPtRes",298,0,"MG/time step","QPtRes",298,0,"MG/time step","QPtRes",298,0,"MG/time step",0]
["QPtRes",307,0,"MG/time step","QPtRes",307,0,"MG/time step","QPtRes",307,0,"MG/time step","QPtRes",307,0,"MG/time step","QPtRes",307,0,"MG/time step","QPtRes",307,0,"MG/time step",0]
["QPtRes",316,0,"MG/time step","QPtRes",316,0,"MG/time step","QPtRes",316,0,"MG/time step","QPtRes",316,0,"MG/time step","QPtRes",316,0,"MG/time step","QPtRes",316,0,"MG/time step",0]
["QPtRes",325,0,"MG/time step","QPtRes",325,0,"MG/time step","QPtRes",325,0,"MG/time step","QPtRes",325,0,"MG/time step","QPtRes",325,0,"MG/time step","QPtRes",325,0,"MG/time step",0]
["QPtRes",331,0,"MG/time step","QPtRes",331,0,"MG/time step","QPtRes",331,0,"MG/time step","QPtRes",331,0,"MG/time step","QPtRes",331,0,"MG/time step","QPtRes",331,0,"MG/time step",0]
["QPtRes",336,0,"MG/time step","QPtRes",336,0,"MG/time step","QPtRes",336,0,"MG/time step","QPtRes",336,0,"MG/time step","QPtRes",336,0,"MG/time step","QPtRes",336,0,"MG/time step",0]
["QPtRes",345,0,"MG/time step","QPtRes",345,0,"MG/time step","QPtRes",345,0,"MG/time step","QPtRes",345,0,"MG/time step","QPtRes",345,0,"MG/time step","QPtRes",345,0,"MG/time step",0]
["QPtRes",354,0,"MG/time step","QPtRes",354,0,"MG/time step","QPtRes",354,0,"MG/time step","QPtRes",354,0,"MG/time step","QPtRes",354,0,"MG/time step","QPtRes",354,0,"MG/time step",0]
["QPtRes",363,0,"MG/time step","QPtRes",363,0,"MG/time step","QPtRes",363,0,"MG/time step","QPtRes",363,0,"MG/time step","QPtRes",363,0,"MG/time step","QPtRes",363,0,"MG/time step",0]
["QSwMin",7,-9,"cfs","QSwMin",7,-9,"cfs","QSwMin",7,-9,"cfs","QSwMin",7,-9,"cfs","QSwMin",7,-9,"cfs","QSwMin",7,-9,"cfs",0]
["QSwMax",4,-9,"cfs","QSwMax",4,-9,"cfs","QSwMax",4,-9,"cfs","QSwMax",4,-9,"cfs","QSwMax",4,-9,"cfs","QSwMax",4,-9,"cfs",0]
["QSwExtMin",1,-9,"cfs","QSwExtMin",1,-9,"cfs","QSwExtMin",1,-9,"cfs","QSwExtMin",1,-9,"cfs","QSwExtMin",1,-9,"cfs","QSwExtMin",1,-9,"cfs",0]
["QSwExtMin",2,-9,"cfs","QSwExtMin",2,-9,"cfs","QSwExtMin",2,-9,"cfs","QSwExtMin",2,-9,"cfs","QSwExtMin",2,-9,"cfs","QSwExtMin",2,-9,"cfs",0]
["QSwExtMin",11,-9,"cfs","QSwExtMin",11,-9,"cfs","QSwExtMin",11,-9,"cfs","QSwExtMin",11,-9,"cfs","QSwExtMin",11,-9,"cfs","QSwExtMin",11,-9,"cfs",0]
["QSwExtMax",12,-9,"cfs","QSwExtMax",12,-9,"cfs","QSwExtMax",12,-9,"cfs","QSwExtMax",12,-9,"cfs","QSwExtMax",12,-9,"cfs","QSwExtMax",12,-9,"cfs",0]
["COmGwPumpU","None",0.67001999999999995,"$/MG","COmGwPumpU","None",0.67001999999999995,"$/MG","COmGwPumpU","None",0.67001999999999995,"$/MG","COmGwPumpU","None",0.67001999999999995,"$/MG","COmGwPumpU","None",0.67001999999999995,"$/MG","COmGwPumpU","None",0.67001999999999995,"$/MG",0]
["TSwPumpNew","None",25,"years","TSwPumpNew","None",25,"years","TSwPumpNew","None",25,"years","TSwPumpNew","None",25,"years","TSwPumpNew","None",25,"years","TSwPumpNew","None",25,"years",0]
["COmWtpUaw","None",2.1805000000000001E-2,"$/year","COmWtpUaw","None",2.1805000000000001E-2,"$/year","COmWtpUaw","None",2.1805000000000001E-2,"$/year","COmWtpUaw","None",2.1805000000000001E-2,"$/year","COmWtpUaw","None",2.1805000000000001E-2,"$/year","COmWtpUaw","None",2.1805000000000001E-2,"$/year",0]
["TWwtpNew","None",25,"years","TWwtpNew","None",25,"years","TWwtpNew","None",25,"years","TWwtpNew","None",25,"years","TWwtpNew","None",25,"years","TWwtpNew","None",25,"years",0]
["TWrfNew","None",35,"years","TWrfNew","None",35,"years","TWrfNew","None",35,"years","TWrfNew","None",35,"years","TWrfNew","None",35,"years","TWrfNew","None",35,"years",0]
["ExWrf","None",-9,"-","ExWrf","None",-9,"-","ExWrf","None",-9,"-","ExWrf","None",-9,"-","ExWrf","None",-9,"-","ExWrf","None",-9,"-",0]
["CCAsrU","None",0,"$/MGD","CCAsrU","None",0,"$/MGD","CCAsrU","None",0,"$/MGD","CCAsrU","None",0,"$/MGD","CCAsrU","None",0,"$/MGD","CCAsrU","None",0,"$/MGD",0]
["CCIbtWwU","None",-9,"$/MGD","CCIbtWwU","None",-9,"$/MGD","CCIbtWwU","None",-9,"$/MGD","CCIbtWwU","None",-9,"$/MGD","CCIbtWwU","None",-9,"$/MGD","CCIbtWwU","None",-9,"$/MGD",0]
["QIbtWMaxMonth","None",-9,"MG/month","QIbtWMaxMonth","None",-9,"MG/month","QIbtWMaxMonth","None",-9,"MG/month","QIbtWMaxMonth","None",-9,"MG/month","QIbtWMaxMonth","None",-9,"MG/month","QIbtWMaxMonth","None",-9,"MG/month",0]
["QIbtWMaxMonth","None",-9,"MG/month","QIbtWMaxMonth","None",-9,"MG/month","QIbtWMaxMonth","None",-9,"MG/month","QIbtWMaxMonth","None",-9,"MG/month","QIbtWMaxMonth","None",-9,"MG/month","QIbtWMaxMonth","None",-9,"MG/month",0]
["QIbtWwMaxMonth","None",-9,"MG/month","QIbtWwMaxMonth","None",-9,"MG/month","QIbtWwMaxMonth","None",-9,"MG/month","QIbtWwMaxMonth","None",-9,"MG/month","QIbtWwMaxMonth","None",-9,"MG/month","QIbtWwMaxMonth","None",-9,"MG/month",0]
["MeasuredFlow",7,56,"cfs","MeasuredFlow",7,56,"cfs","MeasuredFlow",7,56,"cfs","MeasuredFlow",7,56,"cfs","MeasuredFlow",7,56,"cfs","MeasuredFlow",7,56,"cfs",0]
["MeasuredFlow",16,127,"cfs","MeasuredFlow",16,127,"cfs","MeasuredFlow",16,127,"cfs","MeasuredFlow",16,127,"cfs","MeasuredFlow",16,127,"cfs","MeasuredFlow",16,127,"cfs",0]
["MeasuredFlow",17,115,"cfs","MeasuredFlow",17,115,"cfs","MeasuredFlow",17,115,"cfs","MeasuredFlow",17,115,"cfs","MeasuredFlow",17,115,"cfs","MeasuredFlow",17,115,"cfs",0]
["MeasuredFlow",26,102,"cfs","MeasuredFlow",26,102,"cfs","MeasuredFlow",26,102,"cfs","MeasuredFlow",26,102,"cfs","MeasuredFlow",26,102,"cfs","MeasuredFlow",26,102,"cfs",0]
["MeasuredFlow",35,104,"cfs","MeasuredFlow",35,104,"cfs","MeasuredFlow",35,104,"cfs","MeasuredFlow",35,104,"cfs","MeasuredFlow",35,104,"cfs","MeasuredFlow",35,104,"cfs",0]
["MeasuredFlow",44,109,"cfs","MeasuredFlow",44,109,"cfs","MeasuredFlow",44,109,"cfs","MeasuredFlow",44,109,"cfs","MeasuredFlow",44,109,"cfs","MeasuredFlow",44,109,"cfs",0]
["MeasuredFlow",53,116,"cfs","MeasuredFlow",53,116,"cfs","MeasuredFlow",53,116,"cfs","MeasuredFlow",53,116,"cfs","MeasuredFlow",53,116,"cfs","MeasuredFlow",53,116,"cfs",0]
["MeasuredFlow",62,142,"cfs","MeasuredFlow",62,142,"cfs","MeasuredFlow",62,142,"cfs","MeasuredFlow",62,142,"cfs","MeasuredFlow",62,142,"cfs","MeasuredFlow",62,142,"cfs",0]
["MeasuredFlow",69,147,"cfs","MeasuredFlow",69,147,"cfs","MeasuredFlow",69,147,"cfs","MeasuredFlow",69,147,"cfs","MeasuredFlow",69,147,"cfs","MeasuredFlow",69,147,"cfs",0]
["MeasuredFlow",81,206,"cfs","MeasuredFlow",81,206,"cfs","MeasuredFlow",81,206,"cfs","MeasuredFlow",81,206,"cfs","MeasuredFlow",81,206,"cfs","MeasuredFlow",81,206,"cfs",0]
["MeasuredFlow",82,204,"cfs","MeasuredFlow",82,204,"cfs","MeasuredFlow",82,204,"cfs","MeasuredFlow",82,204,"cfs","MeasuredFlow",82,204,"cfs","MeasuredFlow",82,204,"cfs",0]
["MeasuredFlow",91,272,"cfs","MeasuredFlow",91,272,"cfs","MeasuredFlow",91,272,"cfs","MeasuredFlow",91,272,"cfs","MeasuredFlow",91,272,"cfs","MeasuredFlow",91,272,"cfs",0]
["MeasuredFlow",100,153,"cfs","MeasuredFlow",100,153,"cfs","MeasuredFlow",100,153,"cfs","MeasuredFlow",100,153,"cfs","MeasuredFlow",100,153,"cfs","MeasuredFlow",100,153,"cfs",0]
["MeasuredFlow",109,99,"cfs","MeasuredFlow",109,99,"cfs","MeasuredFlow",109,99,"cfs","MeasuredFlow",109,99,"cfs","MeasuredFlow",109,99,"cfs","MeasuredFlow",109,99,"cfs",0]
["MeasuredFlow",118,133,"cfs","MeasuredFlow",118,133,"cfs","MeasuredFlow",118,133,"cfs","MeasuredFlow",118,133,"cfs","MeasuredFlow",118,133,"cfs","MeasuredFlow",118,133,"cfs",0]
["MeasuredFlow",127,149,"cfs","MeasuredFlow",127,149,"cfs","MeasuredFlow",127,149,"cfs","MeasuredFlow",127,149,"cfs","MeasuredFlow",127,149,"cfs","MeasuredFlow",127,149,"cfs",{"$f":"IF(ISNUMBER(C6676),IF(AVERAGE(C6676,G6676,K6676,O6676,S6676,W6676)<>MAX(C6676,G6676,K6676,O6676,S6676,W6676),1,0),\"\")","v":0}]
["MeasuredFlow",136,466,"cfs","MeasuredFlow",136,466,"cfs","MeasuredFlow",136,466,"cfs","MeasuredFlow",136,466,"cfs","MeasuredFlow",136,466,"cfs","MeasuredFlow",136,466,"cfs",0]
["MeasuredFlow",140,389,"cfs","MeasuredFlow",140,389,"cfs","MeasuredFlow",140,389,"cfs","MeasuredFlow",140,389,"cfs","MeasuredFlow",140,389,"cfs","MeasuredFlow",140,389,"cfs",0]
["MeasuredFlow",147,160,"cfs","MeasuredFlow",147,160,"cfs","MeasuredFlow",147,160,"cfs","MeasuredFlow",147,160,"cfs","MeasuredFlow",147,160,"cfs","MeasuredFlow",147,160,"cfs",0]
["MeasuredFlow",156,97,"cfs","MeasuredFlow",156,97,"cfs","MeasuredFlow",156,97,"cfs","MeasuredFlow",156,97,"cfs","MeasuredFlow",156,97,"cfs","MeasuredFlow",156,97,"cfs",0]
["MeasuredFlow",165,133,"cfs","MeasuredFlow",165,133,"cfs","MeasuredFlow",165,133,"cfs","MeasuredFlow",165,133,"cfs","MeasuredFlow",165,133,"cfs","MeasuredFlow",165,133,"cfs",0]
["MeasuredFlow",174,71,"cfs","MeasuredFlow",174,71,"cfs","MeasuredFlow",174,71,"cfs","MeasuredFlow",174,71,"cfs","MeasuredFlow",174,71,"cfs","MeasuredFlow",174,71,"cfs",0]
["MeasuredFlow",183,33,"cfs","MeasuredFlow",183,33,"cfs","MeasuredFlow",183,33,"cfs","MeasuredFlow",183,33,"cfs","MeasuredFlow",183,33,"cfs","MeasuredFlow",183,33,"cfs",0]
["MeasuredFlow",192,18,"cfs","MeasuredFlow",192,18,"cfs","MeasuredFlow",192,18,"cfs","MeasuredFlow",192,18,"cfs","MeasuredFlow",192,18,"cfs","MeasuredFlow",192,18,"cfs",0]
["MeasuredFlow",201,12,"cfs","MeasuredFlow",201,12,"cfs","MeasuredFlow",201,12,"cfs","MeasuredFlow",201,12,"cfs","MeasuredFlow",201,12,"cfs","MeasuredFlow",201,12,"cfs",0]
["MeasuredFlow",210,18,"cfs","MeasuredFlow",210,18,"cfs","MeasuredFlow",210,18,"cfs","MeasuredFlow",210,18,"cfs","MeasuredFlow",210,18,"cfs","MeasuredFlow",210,18,"cfs",0]
["MeasuredFlow",211,20,"cfs","MeasuredFlow",211,20,"cfs","MeasuredFlow",211,20,"cfs","MeasuredFlow",211,20,"cfs","MeasuredFlow",211,20,"cfs","MeasuredFlow",211,20,"cfs",0]
["MeasuredFlow",227,7.5,"cfs","MeasuredFlow",227,7.5,"cfs","MeasuredFlow",227,7.5,"cfs","MeasuredFlow",227,7.5,"cfs","MeasuredFlow",227,7.5,"cfs","MeasuredFlow",227,7.5,"cfs",0]
["MeasuredFlow",230,7.1,"cfs","MeasuredFlow",230,7.1,"cfs","MeasuredFlow",230,7.1,"cfs","MeasuredFlow",230,7.1,"cfs","MeasuredFlow",230,7.1,"cfs","MeasuredFlow",230,7.1,"cfs",0]
["MeasuredFlow",239,9.9,"cfs","MeasuredFlow",239,9.9,"cfs","MeasuredFlow",239,9.9,"cfs","MeasuredFlow",239,9.9,"cfs","MeasuredFlow",239,9.9,"cfs","MeasuredFlow",239,9.9,"cfs",0]
["MeasuredFlow",248,21,"cfs","MeasuredFlow",248,21,"cfs","MeasuredFlow",248,21,"cfs","MeasuredFlow",248,21,"cfs","MeasuredFlow",248,21,"cfs","MeasuredFlow",248,21,"cfs",0]
["MeasuredFlow",257,7.7,"cfs","MeasuredFlow",257,7.7,"cfs","MeasuredFlow",257,7.7,"cfs","MeasuredFlow",257,7.7,"cfs","MeasuredFlow",257,7.7,"cfs","MeasuredFlow",257,7.7,"cfs",0]
["MeasuredFlow",266,38,"cfs","MeasuredFlow",266,38,"cfs","MeasuredFlow",266,38,"cfs","MeasuredFlow",266,38,"cfs","MeasuredFlow",266,38,"cfs","MeasuredFlow",266,38,"cfs",0]
["MeasuredFlow",275,23,"cfs","MeasuredFlow",275,23,"cfs","MeasuredFlow",275,23,"cfs","MeasuredFlow",275,23,"cfs","MeasuredFlow",275,23,"cfs","MeasuredFlow",275,23,"cfs",0]
["MeasuredFlow",276,21,"cfs","MeasuredFlow",276,21,"cfs","MeasuredFlow",276,21,"cfs","MeasuredFlow",276,21,"cfs","MeasuredFlow",276,21,"cfs","MeasuredFlow",276,21,"cfs",0]
["MeasuredFlow",285,23,"cfs","MeasuredFlow",285,23,"cfs","MeasuredFlow",285,23,"cfs","MeasuredFlow",285,23,"cfs","MeasuredFlow",285,23,"cfs","MeasuredFlow",285,23,"cfs",0]
["MeasuredFlow",294,32,"cfs","MeasuredFlow",294,32,"cfs","MeasuredFlow",294,32,"cfs","MeasuredFlow",294,32,"cfs","MeasuredFlow",294,32,"cfs","MeasuredFlow",294,32,"cfs",0]
["MeasuredFlow",300,68,"cfs","MeasuredFlow",300,68,"cfs","MeasuredFlow",300,68,"cfs","MeasuredFlow",300,68,"cfs","MeasuredFlow",300,68,"cfs","MeasuredFlow",300,68,"cfs",0]
["MeasuredFlow",313,48,"cfs","MeasuredFlow",313,48,"cfs","MeasuredFlow",313,48,"cfs","MeasuredFlow",313,48,"cfs","MeasuredFlow",313,48,"cfs","MeasuredFlow",313,48,"cfs",0]
["MeasuredFlow",322,268,"cfs","MeasuredFlow",322,268,"cfs","MeasuredFlow",322,268,"cfs","MeasuredFlow",322,268,"cfs","MeasuredFlow",322,268,"cfs","MeasuredFlow",322,268,"cfs",0]
["MeasuredFlow",331,158,"cfs","MeasuredFlow",331,158,"cfs","MeasuredFlow",331,158,"cfs","MeasuredFlow",331,158,"cfs","MeasuredFlow",331,158,"cfs","MeasuredFlow",331,158,"cfs",0]
["MeasuredFlow",340,92,"cfs","MeasuredFlow",340,92,"cfs","MeasuredFlow",340,92,"cfs","MeasuredFlow",340,92,"cfs","MeasuredFlow",340,92,"cfs","MeasuredFlow",340,92,"cfs",0]
["MeasuredFlow",341,87,"cfs","MeasuredFlow",341,87,"cfs","MeasuredFlow",341,87,"cfs","MeasuredFlow",341,87,"cfs","MeasuredFlow",341,87,"cfs","MeasuredFlow",341,87,"cfs",0]
["MeasuredFlow",350,516,"cfs","MeasuredFlow",350,516,"cfs","MeasuredFlow",350,516,"cfs","MeasuredFlow",350,516,"cfs","MeasuredFlow",350,516,"cfs","MeasuredFlow",350,516,"cfs",0]
["MeasuredFlow",359,376,"cfs","MeasuredFlow",359,376,"cfs","MeasuredFlow",359,376,"cfs","MeasuredFlow",359,376,"cfs","MeasuredFlow",359,376,"cfs","MeasuredFlow",359,376,"cfs",0]
["CStreamU","None",0,"$/ft","CStreamU","None",0,"$/ft","CStreamU","None",0,"$/ft","CStreamU","None",0,"$/ft","CStreamU","None",0,"$/ft","CStreamU","None",0,"$/ft",0]
["NRipSet","None",1,"-","NRipSet","None",1,"-","NRipSet","None",1,"-","NRipSet","None",1,"-","NRipSet","None",1,"-","NRipSet","None",1,"-",0]
["RipSetName","1;3","LU Conv: From HRU4 To HRU1","-","RipSetName","1;3","LU Conv: From HRU4 To HRU1","-","RipSetName","1;3","LU Conv: From HRU4 To HRU1","-","RipSetName","1;3","LU Conv: From HRU4 To HRU1","-","RipSetName","1;3","LU Conv: From HRU4 To HRU1","-","RipSetName","1;3","LU Conv: From HRU4 To HRU1","-",""]
["FromHRU","1;7",9,"-","FromHRU","1;7",9,"-","FromHRU","1;7",9,"-","FromHRU","1;7",9,"-","FromHRU","1;7",9,"-","FromHRU","1;7",9,"-",0]
["ToHRU","1;6",7,"-","ToHRU","1;6",7,"-","ToHRU","1;6",7,"-","ToHRU","1;6",7,"-","ToHRU","1;6",7,"-","ToHRU","1;6",7,"-",0]
["ToHRU","1;7",7,"-","ToHRU","1;7",7,"-","ToHRU","1;7",7,"-","ToHRU","1;7",7,"-","ToHRU","1;7",7,"-","ToHRU","1;7",7,"-",0]
["CCRipU","1;6",2.1534300000000002,"$/acre","CCRipU","1;6",2.1534300000000002,"$/acre","CCRipU","1;6",2.1534300000000002,"$/acre","CCRipU","1;6",2.1534300000000002,"$/acre","CCRipU","1;6",2.1534300000000002,"$/acre","CCRipU","1;6",2.1534300000000002,"$/acre",0]
["COmRipU","1;5",1.865,"$/acre/yr","COmRipU","1;5",1.865,"$/acre/yr","COmRipU","1;5",1.865,"$/acre/yr","COmRipU","1;5",1.865,"$/acre/yr","COmRipU","1;5",1.865,"$/acre/yr","COmRipU","1;5",1.865,"$/acre/yr",0]
["AdjEff","1;4;1",-60,"%","AdjEff","1;4;1",-60,"%","AdjEff","1;4;1",-60,"%","AdjEff","1;4;1",-60,"%","AdjEff","1;4;1",-60,"%","AdjEff","1;4;1",-60,"%",0]
["ARip","1;1;3",38.383800000000001,"acre","ARip","1;1;3",38.383800000000001,"acre","ARip","1;1;3",38.383800000000001,"acre","ARip","1;1;3",38.383800000000001,"acre","ARip","1;1;3",38.383800000000001,"acre","ARip","1;1;3",38.383800000000001,"acre",0]
["ARip","1;4;3",67.505099999999999,"acre","ARip","1;4;3",67.505099999999999,"acre","ARip","1;4;3",67.505099999999999,"acre","ARip","1;4;3",67.505099999999999,"acre","ARip","1;4;3",67.505099999999999,"acre","ARip","1;4;3",67.505099999999999,"acre",0]
["ARip","1;7;3",5.7797999999999998,"acre","ARip","1;7;3",5.7797999999999998,"acre","ARip","1;7;3",5.7797999999999998,"acre","ARip","1;7;3",5.7797999999999998,"acre","ARip","1;7;3",5.7797999999999998,"acre","ARip","1;7;3",5.7797999999999998,"acre",0]
["ARip","1;9;1",0.4446,"acre","ARip","1;9;1",0.4446,"acre","ARip","1;9;1",0.4446,"acre","ARip","1;9;1",0.4446,"acre","ARip","1;9;1",0.4446,"acre","ARip","1;9;1",0.4446,"acre",0]
["ARipUp","1;1;2",0,"acre","ARipUp","1;1;2",0,"acre","ARipUp","1;1;2",0,"acre","ARipUp","1;1;2",0,"acre","ARipUp","1;1;2",0,"acre","ARipUp","1;1;2",0,"acre",0]
["ARipUp","1;4;2",252.249888,"acre","ARipUp","1;4;2",252.249888,"acre","ARipUp","1;4;2",252.249888,"acre","ARipUp","1;4;2",252.249888,"acre","ARipUp","1;4;2",252.249888,"acre","ARipUp","1;4;2",252.249888,"acre",0]
["ARipUp","1;7;2",0,"acre","ARipUp","1;7;2",0,"acre","ARipUp","1;7;2",0,"acre","ARipUp","1;7;2",0,"acre","ARipUp","1;7;2",0,"acre","ARipUp","1;7;2",0,"acre",0]
["ARipUp","1;10;2",114.43664099999999,"acre","ARipUp","1;10;2",114.43664099999999,"acre","ARipUp","1;10;2",114.43664099999999,"acre","ARipUp","1;10;2",114.43664099999999,"acre","ARipUp","1;10;2",114.43664099999999,"acre","ARipUp","1;10;2",114.43664099999999,"acre",0]
["ARipUp","1;13;2",0,"acre","ARipUp","1;13;2",0,"acre","ARipUp","1;13;2",0,"acre","ARipUp","1;13;2",0,"acre","ARipUp","1;13;2",0,"acre","ARipUp","1;13;2",0,"acre",0]
["ARipUp","1;16;2",0,"acre","ARipUp","1;16;2",0,"acre","ARipUp","1;16;2",0,"acre","ARipUp","1;16;2",0,"acre","ARipUp","1;16;2",0,"acre","ARipUp","1;16;2",0,"acre",0]
["LWuserUseNp","2;1",256.5579745,"lbs/time step","LWuserUseNp","2;1",256.5579745,"lbs/time step","LWuserUseNp","2;1",256.5579745,"lbs/time step","LWuserUseNp","2;1",256.5579745,"lbs/time step","LWuserUseNp","2;1",256.5579745,"lbs/time step","LWuserUseNp","2;1",256.5579745,"lbs/time step",0]
["XResI",1,0.1,"mg/L","XResI",1,0.1,"mg/L","XResI",1,0.1,"mg/L","XResI",1,0.1,"mg/L","XResI",1,0.1,"mg/L","XResI",1,0.1,"mg/L",0]
["ResRem0",1,-9,"mg/L/time step","ResRem0",1,-9,"mg/L/time step","ResRem0",1,-9,"mg/L/time step","ResRem0",1,-9,"mg/L/time step","ResRem0",1,-9,"mg/L/time step","ResRem0",1,-9,"mg/L/time step",0]
["LPtSw","6;1",3.3018355119999998,"lbs/time step","LPtSw","6;1",3.3018355119999998,"lbs/time step","LPtSw","6;1",3.3018355119999998,"lbs/time step","LPtSw","6;1",3.3018355119999998,"lbs/time step","LPtSw","6;1",3.3018355119999998,"lbs/time step","LPtSw","6;1",3.3018355119999998,"lbs/time step",0]
["LPtSw","14;1",3.3018355119999998,"lbs/time step","LPtSw","14;1",3.3018355119999998,"lbs/time step","LPtSw","14;1",3.3018355119999998,"lbs/time step","LPtSw","14;1",3.3018355119999998,"lbs/time step","LPtSw","14;1",3.3018355119999998,"lbs/time step","LPtSw","14;1",3.3018355119999998,"lbs/time step",0]
["LPtSw","23;1",3.3018355119999998,"lbs/time step","LPtSw","23;1",3.3018355119999998,"lbs/time step","LPtSw","23;1",3.3018355119999998,"lbs/time step","LPtSw","23;1",3.3018355119999998,"lbs/time step","LPtSw","23;1",3.3018355119999998,"lbs/time step","LPtSw","23;1",3.3018355119999998,"lbs/time step",0]
["LPtSw","32;1",2.5653832680000002,"lbs/time step","LPtSw","32;1",2.5653832680000002,"lbs/time step","LPtSw","32;1",2.5653832680000002,"lbs/time step","LPtSw","32;1",2.5653832680000002,"lbs/time step","LPtSw","32;1",2.5653832680000002,"lbs/time step","LPtSw","32;1",2.5653832680000002,"lbs/time step",0]
["LPtSw","41;1",2.5653832680000002,"lbs/time step","LPtSw","41;1",2.5653832680000002,"lbs/time step","LPtSw","41;1",2.5653832680000002,"lbs/time step","LPtSw","41;1",2.5653832680000002,"lbs/time step","LPtSw","41;1",2.5653832680000002,"lbs/time step","LPtSw","41;1",2.5653832680000002,"lbs/time step",0]
["LPtSw","50;1",2.5653832680000002,"lbs/time step","LPtSw","50;1",2.5653832680000002,"lbs/time step","LPtSw","50;1",2.5653832680000002,"lbs/time step","LPtSw","50;1",2.5653832680000002,"lbs/time step","LPtSw","50;1",2.5653832680000002,"lbs/time step","LPtSw","50;1",2.5653832680000002,"lbs/time step",0]
["LPtSw","59;1",2.5653832680000002,"lbs/time step","LPtSw","59;1",2.5653832680000002,"lbs/time step","LPtSw","59;1",2.5653832680000002,"lbs/time step","LPtSw","59;1",2.5653832680000002,"lbs/time step","LPtSw","59;1",2.5653832680000002,"lbs/time step","LPtSw","59;1",2.5653832680000002,"lbs/time step",0]
["LPtSw","60;1",2.1667909399999998,"lbs/time step","LPtSw","60;1",2.1667909399999998,"lbs/time step","LPtSw","60;1",2.1667909399999998,"lbs/time step","LPtSw","60;1",2.1667909399999998,"lbs/time step","LPtSw","60;1",2.1667909399999998,"lbs/time step","LPtSw","60;1",2.1667909399999998,"lbs/time step",0]
["LPtSw","69;1",2.1667909399999998,"lbs/time step","LPtSw","69;1",2.1667909399999998,"lbs/time step","LPtSw","69;1",2.1667909399999998,"lbs/time step","LPtSw","69;1",2.1667909399999998,"lbs/time step","LPtSw","69;1",2.1667909399999998,"lbs/time step","LPtSw","69;1",2.1667909399999998,"lbs/time step",0]
["LPtSw","78;1",2.1667909399999998,"lbs/time step","LPtSw","78;1",2.1667909399999998,"lbs/time step","LPtSw","78;1",2.1667909399999998,"lbs/time step","LPtSw","78;1",2.1667909399999998,"lbs/time step","LPtSw","78;1",2.1667909399999998,"lbs/time step","LPtSw","78;1",2.1667909399999998,"lbs/time step",0]
["LPtSw","88;1",2.1667909399999998,"lbs/time step","LPtSw","88;1",2.1667909399999998,"lbs/time step","LPtSw","88;1",2.1667909399999998,"lbs/time step","LPtSw","88;1",2.1667909399999998,"lbs/time step","LPtSw","88;1",2.1667909399999998,"lbs/time step","LPtSw","88;1",2.1667909399999998,"lbs/time step",0]
["LPtSw","97;1",2.5230932410000002,"lbs/time step","LPtSw","97;1",2.5230932410000002,"lbs/time step","LPtSw","97;1",2.5230932410000002,"lbs/time step","LPtSw","97;1",2.5230932410000002,"lbs/time step","LPtSw","97;1",2.5230932410000002,"lbs/time step","LPtSw","97;1",2.5230932410000002,"lbs/time step",0]
["LPtSw","106;1",2.5230932410000002,"lbs/time step","LPtSw","106;1",2.5230932410000002,"lbs/time step","LPtSw","106;1",2.5230932410000002,"lbs/time step","LPtSw","106;1",2.5230932410000002,"lbs/time step","LPtSw","106;1",2.5230932410000002,"lbs/time step","LPtSw","106;1",2.5230932410000002,"lbs/time step",0]
["LPtSw","115;1",2.5230932410000002,"lbs/time step","LPtSw","115;1",2.5230932410000002,"lbs/time step","LPtSw","115;1",2.5230932410000002,"lbs/time step","LPtSw","115;1",2.5230932410000002,"lbs/time step","LPtSw","115;1",2.5230932410000002,"lbs/time step","LPtSw","115;1",2.5230932410000002,"lbs/time step",0]
["LPtSw","124;1",2.2184904799999998,"lbs/time step","LPtSw","124;1",2.2184904799999998,"lbs/time step","LPtSw","124;1",2.2184904799999998,"lbs/time step","LPtSw","124;1",2.2184904799999998,"lbs/time step","LPtSw","124;1",2.2184904799999998,"lbs/time step","LPtSw","124;1",2.2184904799999998,"lbs/time step",0]
["LPtSw","125;1",2.2184904799999998,"lbs/time step","LPtSw","125;1",2.2184904799999998,"lbs/time step","LPtSw","125;1",2.2184904799999998,"lbs/time step","LPtSw","125;1",2.2184904799999998,"lbs/time step","LPtSw","125;1",2.2184904799999998,"lbs/time step","LPtSw","125;1",2.2184904799999998,"lbs/time step",0]
["LPtSw","134;1",2.2184904799999998,"lbs/time step","LPtSw","134;1",2.2184904799999998,"lbs/time step","LPtSw","134;1",2.2184904799999998,"lbs/time step","LPtSw","134;1",2.2184904799999998,"lbs/time step","LPtSw","134;1",2.2184904799999998,"lbs/time step","LPtSw","134;1",2.2184904799999998,"lbs/time step",0]
["LPtSw","143;1",2.2184904799999998,"lbs/time step","LPtSw","143;1",2.2184904799999998,"lbs/time step","LPtSw","143;1",2.2184904799999998,"lbs/time step","LPtSw","143;1",2.2184904799999998,"lbs/time step","LPtSw","143;1",2.2184904799999998,"lbs/time step","LPtSw","143;1",2.2184904799999998,"lbs/time step",0]
["LPtSw","152;1",1.9140281960000001,"lbs/time step","LPtSw","152;1",1.9140281960000001,"lbs/time step","LPtSw","152;1",1.9140281960000001,"lbs/time step","LPtSw","152;1",1.9140281960000001,"lbs/time step","LPtSw","152;1",1.9140281960000001,"lbs/time step","LPtSw","152;1",1.9140281960000001,"lbs/time step",0]
["LPtSw","161;1",1.9140281960000001,"lbs/time step","LPtSw","161;1",1.9140281960000001,"lbs/time step","LPtSw","161;1",1.9140281960000001,"lbs/time step","LPtSw","161;1",1.9140281960000001,"lbs/time step","LPtSw","161;1",1.9140281960000001,"lbs/time step","LPtSw","161;1",1.9140281960000001,"lbs/time step",0]
["LPtSw","166;1",1.9140281960000001,"lbs/time step","LPtSw","166;1",1.9140281960000001,"lbs/time step","LPtSw","166;1",1.9140281960000001,"lbs/time step","LPtSw","166;1",1.9140281960000001,"lbs/time step","LPtSw","166;1",1.9140281960000001,"lbs/time step","LPtSw","166;1",1.9140281960000001,"lbs/time step",0]
["LPtSw","180;1",1.9140281960000001,"lbs/time step","LPtSw","180;1",1.9140281960000001,"lbs/time step","LPtSw","180;1",1.9140281960000001,"lbs/time step","LPtSw","180;1",1.9140281960000001,"lbs/time step","LPtSw","180;1",1.9140281960000001,"lbs/time step","LPtSw","180;1",1.9140281960000001,"lbs/time step",0]
["LPtSw","189;1",2.2165234150000002,"lbs/time step","LPtSw","189;1",2.2165234150000002,"lbs/time step","LPtSw","189;1",2.2165234150000002,"lbs/time step","LPtSw","189;1",2.2165234150000002,"lbs/time step","LPtSw","189;1",2.2165234150000002,"lbs/time step","LPtSw","189;1",2.2165234150000002,"lbs/time step",0]
["LPtSw","190;1",2.2165234150000002,"lbs/time step","LPtSw","190;1",2.2165234150000002,"lbs/time step","LPtSw","190;1",2.2165234150000002,"lbs/time step","LPtSw","190;1",2.2165234150000002,"lbs/time step","LPtSw","190;1",2.2165234150000002,"lbs/time step","LPtSw","190;1",2.2165234150000002,"lbs/time step",0]
["LPtSw","199;1",2.2165234150000002,"lbs/time step","LPtSw","199;1",2.2165234150000002,"lbs/time step","LPtSw","199;1",2.2165234150000002,"lbs/time step","LPtSw","199;1",2.2165234150000002,"lbs/time step","LPtSw","199;1",2.2165234150000002,"lbs/time step","LPtSw","199;1",2.2165234150000002,"lbs/time step",0]
["LPtSw","208;1",2.2165234150000002,"lbs/time step","LPtSw","208;1",2.2165234150000002,"lbs/time step","LPtSw","208;1",2.2165234150000002,"lbs/time step","LPtSw","208;1",2.2165234150000002,"lbs/time step","LPtSw","208;1",2.2165234150000002,"lbs/time step","LPtSw","208;1",2.2165234150000002,"lbs/time step",0]
["LPtSw","217;1",2.5216639160000001,"lbs/time step","LPtSw","217;1",2.5216639160000001,"lbs/time step","LPtSw","217;1",2.5216639160000001,"lbs/time step","LPtSw","217;1",2.5216639160000001,"lbs/time step","LPtSw","217;1",2.5216639160000001,"lbs/time step","LPtSw","217;1",2.5216639160000001,"lbs/time step",0]
["LPtSw","226;1",2.5216639160000001,"lbs/time step","LPtSw","226;1",2.5216639160000001,"lbs/time step","LPtSw","226;1",2.5216639160000001,"lbs/time step","LPtSw","226;1",2.5216639160000001,"lbs/time step","LPtSw","226;1",2.5216639160000001,"lbs/time step","LPtSw","226;1",2.5216639160000001,"lbs/time step",0]
["LPtSw","235;1",2.5216639160000001,"lbs/time step","LPtSw","235;1",2.5216639160000001,"lbs/time step","LPtSw","235;1",2.5216639160000001,"lbs/time step","LPtSw","235;1",2.5216639160000001,"lbs/time step","LPtSw","235;1",2.5216639160000001,"lbs/time step","LPtSw","235;1",2.5216639160000001,"lbs/time step",0]
["LPtSw","244;1",1.9761619500000001,"lbs/time step","LPtSw","244;1",1.9761619500000001,"lbs/time step","LPtSw","244;1",1.9761619500000001,"lbs/time step","LPtSw","244;1",1.9761619500000001,"lbs/time step","LPtSw","244;1",1.9761619500000001,"lbs/time step","LPtSw","244;1",1.9761619500000001,"lbs/time step",0]
["LPtSw","248;1",1.9761619500000001,"lbs/time step","LPtSw","248;1",1.9761619500000001,"lbs/time step","LPtSw","248;1",1.9761619500000001,"lbs/time step","LPtSw","248;1",1.9761619500000001,"lbs/time step","LPtSw","248;1",1.9761619500000001,"lbs/time step","LPtSw","248;1",1.9761619500000001,"lbs/time step",0]
["LPtSw","255;1",1.9761619500000001,"lbs/time step","LPtSw","255;1",1.9761619500000001,"lbs/time step","LPtSw","255;1",1.9761619500000001,"lbs/time step","LPtSw","255;1",1.9761619500000001,"lbs/time step","LPtSw","255;1",1.9761619500000001,"lbs/time step","LPtSw","255;1",1.9761619500000001,"lbs/time step",0]
["LPtSw","264;1",1.9761619500000001,"lbs/time step","LPtSw","264;1",1.9761619500000001,"lbs/time step","LPtSw","264;1",1.9761619500000001,"lbs/time step","LPtSw","264;1",1.9761619500000001,"lbs/time step","LPtSw","264;1",1.9761619500000001,"lbs/time step","LPtSw","264;1",1.9761619500000001,"lbs/time step",0]
["LPtSw","273;1",1.9761619500000001,"lbs/time step","LPtSw","273;1",1.9761619500000001,"lbs/time step","LPtSw","273;1",1.9761619500000001,"lbs/time step","LPtSw","273;1",1.9761619500000001,"lbs/time step","LPtSw","273;1",1.9761619500000001,"lbs/time step","LPtSw","273;1",1.9761619500000001,"lbs/time step",0]
["LPtSw","282;1",1.9837624780000001,"lbs/time step","LPtSw","282;1",1.9837624780000001,"lbs/time step","LPtSw","282;1",1.9837624780000001,"lbs/time step","LPtSw","282;1",1.9837624780000001,"lbs/time step","LPtSw","282;1",1.9837624780000001,"lbs/time step","LPtSw","282;1",1.9837624780000001,"lbs/time step",0]
["LPtSw","291;1",1.9837624780000001,"lbs/time step","LPtSw","291;1",1.9837624780000001,"lbs/time step","LPtSw","291;1",1.9837624780000001,"lbs/time step","LPtSw","291;1",1.9837624780000001,"lbs/time step","LPtSw","291;1",1.9837624780000001,"lbs/time step","LPtSw","291;1",1.9837624780000001,"lbs/time step",{"$f":"IF(ISNUMBER(C7380),IF(AVERAGE(C7380,G7380,K7380,O7380,S7380,W7380)<>MAX(C7380,G7380,K7380,O7380,S7380,W7380),1,0),\"\")","v":0}]
["LPtSw","300;1",1.9837624780000001,"lbs/time step","LPtSw","300;1",1.9837624780000001,"lbs/time step","LPtSw","300;1",1.9837624780000001,"lbs/time step","LPtSw","300;1",1.9837624780000001,"lbs/time step","LPtSw","300;1",1.9837624780000001,"lbs/time step","LPtSw","300;1",1.9837624780000001,"lbs/time step",0]
["LPtSw","309;1",1.6829206729999999,"lbs/time step","LPtSw","309;1",1.6829206729999999,"lbs/time step","LPtSw","309;1",1.6829206729999999,"lbs/time step","LPtSw","309;1",1.6829206729999999,"lbs/time step","LPtSw","309;1",1.6829206729999999,"lbs/time step","LPtSw","309;1",1.6829206729999999,"lbs/time step",0]
["LPtSw","318;1",1.6829206729999999,"lbs/time step","LPtSw","318;1",1.6829206729999999,"lbs/time step","LPtSw","318;1",1.6829206729999999,"lbs/time step","LPtSw","318;1",1.6829206729999999,"lbs/time step","LPtSw","318;1",1.6829206729999999,"lbs/time step","LPtSw","318;1",1.6829206729999999,"lbs/time step",0]
["LPtSw","319;1",1.6829206729999999,"lbs/time step","LPtSw","319;1",1.6829206729999999,"lbs/time step","LPtSw","319;1",1.6829206729999999,"lbs/time step","LPtSw","319;1",1.6829206729999999,"lbs/time step","LPtSw","319;1",1.6829206729999999,"lbs/time step","LPtSw","319;1",1.6829206729999999,"lbs/time step",0]
["LPtSw","330;1",1.6829206729999999,"lbs/time step","LPtSw","330;1",1.6829206729999999,"lbs/time step","LPtSw","330;1",1.6829206729999999,"lbs/time step","LPtSw","330;1",1.6829206729999999,"lbs/time step","LPtSw","330;1",1.6829206729999999,"lbs/time step","LPtSw","330;1",1.6829206729999999,"lbs/time step",0]
["LPtSw","338;1",2.1147342419999999,"lbs/time step","LPtSw","338;1",2.1147342419999999,"lbs/time step","LPtSw","338;1",2.1147342419999999,"lbs/time step","LPtSw","338;1",2.1147342419999999,"lbs/time step","LPtSw","338;1",2.1147342419999999,"lbs/time step","LPtSw","338;1",2.1147342419999999,"lbs/time step",0]
["LPtSw","347;1",2.1147342419999999,"lbs/time step","LPtSw","347;1",2.1147342419999999,"lbs/time step","LPtSw","347;1",2.1147342419999999,"lbs/time step","LPtSw","347;1",2.1147342419999999,"lbs/time step","LPtSw","347;1",2.1147342419999999,"lbs/time step","LPtSw","347;1",2.1147342419999999,"lbs/time step",0]
["LPtSw","356;1",2.1147342419999999,"lbs/time step","LPtSw","356;1",2.1147342419999999,"lbs/time step","LPtSw","356;1",2.1147342419999999,"lbs/time step","LPtSw","356;1",2.1147342419999999,"lbs/time step","LPtSw","356;1",2.1147342419999999,"lbs/time step","LPtSw","356;1",2.1147342419999999,"lbs/time step",0]
["LPtSw","365;1",2.1147342419999999,"lbs/time step","LPtSw","365;1",2.1147342419999999,"lbs/time step","LPtSw","365;1",2.1147342419999999,"lbs/time step","LPtSw","365;1",2.1147342419999999,"lbs/time step","LPtSw","365;1",2.1147342419999999,"lbs/time step","LPtSw","365;1",2.1147342419999999,"lbs/time step",0]
["LPtRes","9;1",0,"lbs/time step","LPtRes","9;1",0,"lbs/time step","LPtRes","9;1",0,"lbs/time step","LPtRes","9;1",0,"lbs/time step","LPtRes","9;1",0,"lbs/time step","LPtRes","9;1",0,"lbs/time step",0]
["LPtRes","18;1",0,"lbs/time step","LPtRes","18;1",0,"lbs/time step","LPtRes","18;1",0,"lbs/time step","LPtRes","18;1",0,"lbs/time step","LPtRes","18;1",0,"lbs/time step","LPtRes","18;1",0,"lbs/time step",0]
["LPtRes","19;1",0,"lbs/time step","LPtRes","19;1",0,"lbs/time step","LPtRes","19;1",0,"lbs/time step","LPtRes","19;1",0,"lbs/time step","LPtRes","19;1",0,"lbs/time step","LPtRes","19;1",0,"lbs/time step",0]
["LPtRes","28;1",0,"lbs/time step","LPtRes","28;1",0,"lbs/time step","LPtRes","28;1",0,"lbs/time step","LPtRes","28;1",0,"lbs/time step","LPtRes","28;1",0,"lbs/time step","LPtRes","28;1",0,"lbs/time step",0]
["LPtRes","41;1",0,"lbs/time step","LPtRes","41;1",0,"lbs/time step","LPtRes","41;1",0,"lbs/time step","LPtRes","41;1",0,"lbs/time step","LPtRes","41;1",0,"lbs/time step","LPtRes","41;1",0,"lbs/time step",0]
["LPtRes","47;1",0,"lbs/time step","LPtRes","47;1",0,"lbs/time step","LPtRes","47;1",0,"lbs/time step","LPtRes","47;1",0,"lbs/time step","LPtRes","47;1",0,"lbs/time step","LPtRes","47;1",0,"lbs/time step",0]
["LPtRes","56;1",0,"lbs/time step","LPtRes","56;1",0,"lbs/time step","LPtRes","56;1",0,"lbs/time step","LPtRes","56;1",0,"lbs/time step","LPtRes","56;1",0,"lbs/time step","LPtRes","56;1",0,"lbs/time step",0]
["LPtRes","65;1",0,"lbs/time step","LPtRes","65;1",0,"lbs/time step","LPtRes","65;1",0,"lbs/time step","LPtRes","65;1",0,"lbs/time step","LPtRes","65;1",0,"lbs/time step","LPtRes","65;1",0,"lbs/time step",0]
["LPtRes","74;1",0,"lbs/time step","LPtRes","74;1",0,"lbs/time step","LPtRes","74;1",0,"lbs/time step","LPtRes","74;1",0,"lbs/time step","LPtRes","74;1",0,"lbs/time step","LPtRes","74;1",0,"lbs/time step",0]
["LPtRes","83;1",0,"lbs/time step","LPtRes","83;1",0,"lbs/time step","LPtRes","83;1",0,"lbs/time step","LPtRes","83;1",0,"lbs/time step","LPtRes","83;1",0,"lbs/time step","LPtRes","83;1",0,"lbs/time step",0]
["LPtRes","84;1",0,"lbs/time step","LPtRes","84;1",0,"lbs/time step","LPtRes","84;1",0,"lbs/time step","LPtRes","84;1",0,"lbs/time step","LPtRes","84;1",0,"lbs/time step","LPtRes","84;1",0,"lbs/time step",0]
["LPtRes","93;1",0,"lbs/time step","LPtRes","93;1",0,"lbs/time step","LPtRes","93;1",0,"lbs/time step","LPtRes","93;1",0,"lbs/time step","LPtRes","93;1",0,"lbs/time step","LPtRes","93;1",0,"lbs/time step",0]
["LPtRes","102;1",0,"lbs/time step","LPtRes","102;1",0,"lbs/time step","LPtRes","102;1",0,"lbs/time step","LPtRes","102;1",0,"lbs/time step","LPtRes","102;1",0,"lbs/time step","LPtRes","102;1",0,"lbs/time step",0]
["LPtRes","111;1",0,"lbs/time step","LPtRes","111;1",0,"lbs/time step","LPtRes","111;1",0,"lbs/time step","LPtRes","111;1",0,"lbs/time step","LPtRes","111;1",0,"lbs/time step","LPtRes","111;1",0,"lbs/time step",0]
["LPtRes","123;1",0,"lbs/time step","LPtRes","123;1",0,"lbs/time step","LPtRes","123;1",0,"lbs/time step","LPtRes","123;1",0,"lbs/time step","LPtRes","123;1",0,"lbs/time step","LPtRes","123;1",0,"lbs/time step",0]
["LPtRes","130;1",0,"lbs/time step","LPtRes","130;1",0,"lbs/time step","LPtRes","130;1",0,"lbs/time step","LPtRes","130;1",0,"lbs/time step","LPtRes","130;1",0,"lbs/time step","LPtRes","130;1",0,"lbs/time step",0]
["LPtRes","139;1",0,"lbs/time step","LPtRes","139;1",0,"lbs/time step","LPtRes","139;1",0,"lbs/time step","LPtRes","139;1",0,"lbs/time step","LPtRes","139;1",0,"lbs/time step","LPtRes","139;1",0,"lbs/time step",0]
["LPtRes","148;1",0,"lbs/time step","LPtRes","148;1",0,"lbs/time step","LPtRes","148;1",0,"lbs/time step","LPtRes","148;1",0,"lbs/time step","LPtRes","148;1",0,"lbs/time step","LPtRes","148;1",0,"lbs/time step",0]
["LPtRes","149;1",0,"lbs/time step","LPtRes","149;1",0,"lbs/time step","LPtRes","149;1",0,"lbs/time step","LPtRes","149;1",0,"lbs/time step","LPtRes","149;1",0,"lbs/time step","LPtRes","149;1",0,"lbs/time step",0]
["LPtRes","158;1",0,"lbs/time step","LPtRes","158;1",0,"lbs/time step","LPtRes","158;1",0,"lbs/time step","LPtRes","158;1",0,"lbs/time step","LPtRes","158;1",0,"lbs/time step","LPtRes","158;1",0,"lbs/time step",0]
["LPtRes","167;1",0,"lbs/time step","LPtRes","167;1",0,"lbs/time step","LPtRes","167;1",0,"lbs/time step","LPtRes","167;1",0,"lbs/time step","LPtRes","167;1",0,"lbs/time step","LPtRes","167;1",0,"lbs/time step",0]
["LPtRes","176;1",0,"lbs/time step","LPtRes","176;1",0,"lbs/time step","LPtRes","176;1",0,"lbs/time step","LPtRes","176;1",0,"lbs/time step","LPtRes","176;1",0,"lbs/time step","LPtRes","176;1",0,"lbs/time step",0]
["LPtRes","185;1",0,"lbs/time step","LPtRes","185;1",0,"lbs/time step","LPtRes","185;1",0,"lbs/time step","LPtRes","185;1",0,"lbs/time step","LPtRes","185;1",0,"lbs/time step","LPtRes","185;1",0,"lbs/time step",0]
["LPtRes","194;1",0,"lbs/time step","LPtRes","194;1",0,"lbs/time step","LPtRes","194;1",0,"lbs/time step","LPtRes","194;1",0,"lbs/time step","LPtRes","194;1",0,"lbs/time step","LPtRes","194;1",0,"lbs/time step",0]
["LPtRes","205;1",0,"lbs/time step","LPtRes","205;1",0,"lbs/time step","LPtRes","205;1",0,"lbs/time step","LPtRes","205;1",0,"lbs/time step","LPtRes","205;1",0,"lbs/time step","LPtRes","205;1",0,"lbs/time step",0]
["LPtRes","213;1",0,"lbs/time step","LPtRes","213;1",0,"lbs/time step","LPtRes","213;1",0,"lbs/time step","LPtRes","213;1",0,"lbs/time step","LPtRes","213;1",0,"lbs/time step","LPtRes","213;1",0,"lbs/time step",0]
["LPtRes","214;1",0,"lbs/time step","LPtRes","214;1",0,"lbs/time step","LPtRes","214;1",0,"lbs/time step","LPtRes","214;1",0,"lbs/time step","LPtRes","214;1",0,"lbs/time step","LPtRes","214;1",0,"lbs/time step",0]
["LPtRes","223;1",0,"lbs/time step","LPtRes","223;1",0,"lbs/time step","LPtRes","223;1",0,"lbs/time step","LPtRes","223;1",0,"lbs/time step","LPtRes","223;1",0,"lbs/time step","LPtRes","223;1",0,"lbs/time step",0]
["LPtRes","232;1",0,"lbs/time step","LPtRes","232;1",0,"lbs/time step","LPtRes","232;1",0,"lbs/time step","LPtRes","232;1",0,"lbs/time step","LPtRes","232;1",0,"lbs/time step","LPtRes","232;1",0,"lbs/time step",0]
["LPtRes","241;1",0,"lbs/time step","LPtRes","241;1",0,"lbs/time step","LPtRes","241;1",0,"lbs/time step","LPtRes","241;1",0,"lbs/time step","LPtRes","241;1",0,"lbs/time step","LPtRes","241;1",0,"lbs/time step",0]
["LPtRes","250;1",0,"lbs/time step","LPtRes","250;1",0,"lbs/time step","LPtRes","250;1",0,"lbs/time step","LPtRes","250;1",0,"lbs/time step","LPtRes","250;1",0,"lbs/time step","LPtRes","250;1",0,"lbs/time step",0]
["LPtRes","259;1",0,"lbs/time step","LPtRes","259;1",0,"lbs/time step","LPtRes","259;1",0,"lbs/time step","LPtRes","259;1",0,"lbs/time step","LPtRes","259;1",0,"lbs/time step","LPtRes","259;1",0,"lbs/time step",0]
["LPtRes","268;1",0,"lbs/time step","LPtRes","268;1",0,"lbs/time step","LPtRes","268;1",0,"lbs/time step","LPtRes","268;1",0,"lbs/time step","LPtRes","268;1",0,"lbs/time step","LPtRes","268;1",0,"lbs/time step",0]
["LPtRes","277;1",0,"lbs/time step","LPtRes","277;1",0,"lbs/time step","LPtRes","277;1",0,"lbs/time step","LPtRes","277;1",0,"lbs/time step","LPtRes","277;1",0,"lbs/time step","LPtRes","277;1",0,"lbs/time step",0]
["LPtRes","278;1",0,"lbs/time step","LPtRes","278;1",0,"lbs/time step","LPtRes","278;1",0,"lbs/time step","LPtRes","278;1",0,"lbs/time step","LPtRes","278;1",0,"lbs/time step","LPtRes","278;1",0,"lbs/time step",0]
["LPtRes","288;1",0,"lbs/time step","LPtRes","288;1",0,"lbs/time step","LPtRes","288;1",0,"lbs/time step","LPtRes","288;1",0,"lbs/time step","LPtRes","288;1",0,"lbs/time step","LPtRes","288;1",0,"lbs/time step",0]
["LPtRes","297;1",0,"lbs/time step","LPtRes","297;1",0,"lbs/time step","LPtRes","297;1",0,"lbs/time step","LPtRes","297;1",0,"lbs/time step","LPtRes","297;1",0,"lbs/time step","LPtRes","297;1",0,"lbs/time step",0]
["LPtRes","306;1",0,"lbs/time step","LPtRes","306;1",0,"lbs/time step","LPtRes","306;1",0,"lbs/time step","LPtRes","306;1",0,"lbs/time step","LPtRes","306;1",0,"lbs/time step","LPtRes","306;1",0,"lbs/time step",0]
["LPtRes","315;1",0,"lbs/time step","LPtRes","315;1",0,"lbs/time step","LPtRes","315;1",0,"lbs/time step","LPtRes","315;1",0,"lbs/time step","LPtRes","315;1",0,"lbs/time step","LPtRes","315;1",0,"lbs/time step",0]
["LPtRes","324;1",0,"lbs/time step","LPtRes","324;1",0,"lbs/time step","LPtRes","324;1",0,"lbs/time step","LPtRes","324;1",0,"lbs/time step","LPtRes","324;1",0,"lbs/time step","LPtRes","324;1",0,"lbs/time step",0]
["LPtRes","333;1",0,"lbs/time step","LPtRes","333;1",0,"lbs/time step","LPtRes","333;1",0,"lbs/time step","LPtRes","333;1",0,"lbs/time step","LPtRes","333;1",0,"lbs/time step","LPtRes","333;1",0,"lbs/time step",0]
["LPtRes","342;1",0,"lbs/time step","LPtRes","342;1",0,"lbs/time step","LPtRes","342;1",0,"lbs/time step","LPtRes","342;1",0,"lbs/time step","LPtRes","342;1",0,"lbs/time step","LPtRes","342;1",0,"lbs/time step",0]
["LPtRes","343;1",0,"lbs/time step","LPtRes","343;1",0,"lbs/time step","LPtRes","343;1",0,"lbs/time step","LPtRes","343;1",0,"lbs/time step","LPtRes","343;1",0,"lbs/time step","LPtRes","343;1",0,"lbs/time step",0]
["LPtRes","352;1",0,"lbs/time step","LPtRes","352;1",0,"lbs/time step","LPtRes","352;1",0,"lbs/time step","LPtRes","352;1",0,"lbs/time step","LPtRes","352;1",0,"lbs/time step","LPtRes","352;1",0,"lbs/time step",0]
["LPtRes","360;1",0,"lbs/time step","LPtRes","360;1",0,"lbs/time step","LPtRes","360;1",0,"lbs/time step","LPtRes","360;1",0,"lbs/time step","LPtRes","360;1",0,"lbs/time step","LPtRes","360;1",0,"lbs/time step",0]
["LExtSw","6;1",0,"lbs/time step","LExtSw","6;1",0,"lbs/time step","LExtSw","6;1",0,"lbs/time step","LExtSw","6;1",0,"lbs/time step","LExtSw","6;1",0,"lbs/time step","LExtSw","6;1",0,"lbs/time step",0]
["LExtSw","15;1",0,"lbs/time step","LExtSw","15;1",0,"lbs/time step","LExtSw","15;1",0,"lbs/time step","LExtSw","15;1",0,"lbs/time step","LExtSw","15;1",0,"lbs/time step","LExtSw","15;1",0,"lbs/time step",0]
["LExtSw","24;1",0,"lbs/time step","LExtSw","24;1",0,"lbs/time step","LExtSw","24;1",0,"lbs/time step","LExtSw","24;1",0,"lbs/time step","LExtSw","24;1",0,"lbs/time step","LExtSw","24;1",0,"lbs/time step",0]
["LExtSw","33;1",0,"lbs/time step","LExtSw","33;1",0,"lbs/time step","LExtSw","33;1",0,"lbs/time step","LExtSw","33;1",0,"lbs/time step","LExtSw","33;1",0,"lbs/time step","LExtSw","33;1",0,"lbs/time step",0]
["LExtSw","42;1",0,"lbs/time step","LExtSw","42;1",0,"lbs/time step","LExtSw","42;1",0,"lbs/time step","LExtSw","42;1",0,"lbs/time step","LExtSw","42;1",0,"lbs/time step","LExtSw","42;1",0,"lbs/time step",0]
["LExtSw","43;1",0,"lbs/time step","LExtSw","43;1",0,"lbs/time step","LExtSw","43;1",0,"lbs/time step","LExtSw","43;1",0,"lbs/time step","LExtSw","43;1",0,"lbs/time step","LExtSw","43;1",0,"lbs/time step",0]
["LExtSw","52;1",0,"lbs/time step","LExtSw","52;1",0,"lbs/time step","LExtSw","52;1",0,"lbs/time step","LExtSw","52;1",0,"lbs/time step","LExtSw","52;1",0,"lbs/time step","LExtSw","52;1",0,"lbs/time step",0]
["LExtSw","61;1",0,"lbs/time step","LExtSw","61;1",0,"lbs/time step","LExtSw","61;1",0,"lbs/time step","LExtSw","61;1",0,"lbs/time step","LExtSw","61;1",0,"lbs/time step","LExtSw","61;1",0,"lbs/time step",0]
["LExtSw","70;1",0,"lbs/time step","LExtSw","70;1",0,"lbs/time step","LExtSw","70;1",0,"lbs/time step","LExtSw","70;1",0,"lbs/time step","LExtSw","70;1",0,"lbs/time step","LExtSw","70;1",0,"lbs/time step",0]
["LExtSw","77;1",0,"lbs/time step","LExtSw","77;1",0,"lbs/time step","LExtSw","77;1",0,"lbs/time step","LExtSw","77;1",0,"lbs/time step","LExtSw","77;1",0,"lbs/time step","LExtSw","77;1",0,"lbs/time step",0]
["LExtSw","89;1",0,"lbs/time step","LExtSw","89;1",0,"lbs/time step","LExtSw","89;1",0,"lbs/time step","LExtSw","89;1",0,"lbs/time step","LExtSw","89;1",0,"lbs/time step","LExtSw","89;1",0,"lbs/time step",0]
["LExtSw","98;1",0,"lbs/time step","LExtSw","98;1",0,"lbs/time step","LExtSw","98;1",0,"lbs/time step","LExtSw","98;1",0,"lbs/time step","LExtSw","98;1",0,"lbs/time step","LExtSw","98;1",0,"lbs/time step",0]
["LExtSw","107;1",0,"lbs/time step","LExtSw","107;1",0,"lbs/time step","LExtSw","107;1",0,"lbs/time step","LExtSw","107;1",0,"lbs/time step","LExtSw","107;1",0,"lbs/time step","LExtSw","107;1",0,"lbs/time step",0]
["LExtSw","108;1",0,"lbs/time step","LExtSw","108;1",0,"lbs/time step","LExtSw","108;1",0,"lbs/time step","LExtSw","108;1",0,"lbs/time step","LExtSw","108;1",0,"lbs/time step","LExtSw","108;1",0,"lbs/time step",0]
["LExtSw","117;1",0,"lbs/time step","LExtSw","117;1",0,"lbs/time step","LExtSw","117;1",0,"lbs/time step","LExtSw","117;1",0,"lbs/time step","LExtSw","117;1",0,"lbs/time step","LExtSw","117;1",0,"lbs/time step",0]
["LExtSw","126;1",0,"lbs/time step","LExtSw","126;1",0,"lbs/time step","LExtSw","126;1",0,"lbs/time step","LExtSw","126;1",0,"lbs/time step","LExtSw","126;1",0,"lbs/time step","LExtSw","126;1",0,"lbs/time step",0]
["LExtSw","135;1",0,"lbs/time step","LExtSw","135;1",0,"lbs/time step","LExtSw","135;1",0,"lbs/time step","LExtSw","135;1",0,"lbs/time step","LExtSw","135;1",0,"lbs/time step","LExtSw","135;1",0,"lbs/time step",0]
["LExtSw","144;1",0,"lbs/time step","LExtSw","144;1",0,"lbs/time step","LExtSw","144;1",0,"lbs/time step","LExtSw","144;1",0,"lbs/time step","LExtSw","144;1",0,"lbs/time step","LExtSw","144;1",0,"lbs/time step",0]
["LExtSw","153;1",0,"lbs/time step","LExtSw","153;1",0,"lbs/time step","LExtSw","153;1",0,"lbs/time step","LExtSw","153;1",0,"lbs/time step","LExtSw","153;1",0,"lbs/time step","LExtSw","153;1",0,"lbs/time step",0]
["LExtSw","164;1",0,"lbs/time step","LExtSw","164;1",0,"lbs/time step","LExtSw","164;1",0,"lbs/time step","LExtSw","164;1",0,"lbs/time step","LExtSw","164;1",0,"lbs/time step","LExtSw","164;1",0,"lbs/time step",0]
["LExtSw","172;1",0,"lbs/time step","LExtSw","172;1",0,"lbs/time step","LExtSw","172;1",0,"lbs/time step","LExtSw","172;1",0,"lbs/time step","LExtSw","172;1",0,"lbs/time step","LExtSw","172;1",0,"lbs/time step",0]
["LExtSw","173;1",0,"lbs/time step","LExtSw","173;1",0,"lbs/time step","LExtSw","173;1",0,"lbs/time step","LExtSw","173;1",0,"lbs/time step","LExtSw","173;1",0,"lbs/time step","LExtSw","173;1",0,"lbs/time step",0]
["LExtSw","182;1",0,"lbs/time step","LExtSw","182;1",0,"lbs/time step","LExtSw","182;1",0,"lbs/time step","LExtSw","182;1",0,"lbs/time step","LExtSw","182;1",0,"lbs/time step","LExtSw","182;1",0,"lbs/time step",0]
["LExtSw","191;1",0,"lbs/time step","LExtSw","191;1",0,"lbs/time step","LExtSw","191;1",0,"lbs/time step","LExtSw","191;1",0,"lbs/time step","LExtSw","191;1",0,"lbs/time step","LExtSw","191;1",0,"lbs/time step",0]
["LExtSw","200;1",0,"lbs/time step","LExtSw","200;1",0,"lbs/time step","LExtSw","200;1",0,"lbs/time step","LExtSw","200;1",0,"lbs/time step","LExtSw","200;1",0,"lbs/time step","LExtSw","200;1",0,"lbs/time step",0]
["LExtSw","209;1",0,"lbs/time step","LExtSw","209;1",0,"lbs/time step","LExtSw","209;1",0,"lbs/time step","LExtSw","209;1",0,"lbs/time step","LExtSw","209;1",0,"lbs/time step","LExtSw","209;1",0,"lbs/time step",0]
["LExtSw","218;1",0,"lbs/time step","LExtSw","218;1",0,"lbs/time step","LExtSw","218;1",0,"lbs/time step","LExtSw","218;1",0,"lbs/time step","LExtSw","218;1",0,"lbs/time step","LExtSw","218;1",0,"lbs/time step",0]
["LExtSw","227;1",0,"lbs/time step","LExtSw","227;1",0,"lbs/time step","LExtSw","227;1",0,"lbs/time step","LExtSw","227;1",0,"lbs/time step","LExtSw","227;1",0,"lbs/time step","LExtSw","227;1",0,"lbs/time step",0]
["LExtSw","236;1",0,"lbs/time step","LExtSw","236;1",0,"lbs/time step","LExtSw","236;1",0,"lbs/time step","LExtSw","236;1",0,"lbs/time step","LExtSw","236;1",0,"lbs/time step","LExtSw","236;1",0,"lbs/time step",0]
["LExtSw","237;1",0,"lbs/time step","LExtSw","237;1",0,"lbs/time step","LExtSw","237;1",0,"lbs/time step","LExtSw","237;1",0,"lbs/time step","LExtSw","237;1",0,"lbs/time step","LExtSw","237;1",0,"lbs/time step",0]
["LExtSw","247;1",0,"lbs/time step","LExtSw","247;1",0,"lbs/time step","LExtSw","247;1",0,"lbs/time step","LExtSw","247;1",0,"lbs/time step","LExtSw","247;1",0,"lbs/time step","LExtSw","247;1",0,"lbs/time step",0]
["LExtSw","256;1",0,"lbs/time step","LExtSw","256;1",0,"lbs/time step","LExtSw","256;1",0,"lbs/time step","LExtSw","256;1",0,"lbs/time step","LExtSw","256;1",0,"lbs/time step","LExtSw","256;1",0,"lbs/time step",0]
["LExtSw","265;1",0,"lbs/time step","LExtSw","265;1",0,"lbs/time step","LExtSw","265;1",0,"lbs/time step","LExtSw","265;1",0,"lbs/time step","LExtSw","265;1",0,"lbs/time step","LExtSw","265;1",0,"lbs/time step",{"$f":"IF(ISNUMBER(C8084),IF(AVERAGE(C8084,G8084,K8084,O8084,S8084,W8084)<>MAX(C8084,G8084,K8084,O8084,S8084,W8084),1,0),\"\")","v":0}]
["LExtSw","274;1",0,"lbs/time step","LExtSw","274;1",0,"lbs/time step","LExtSw","274;1",0,"lbs/time step","LExtSw","274;1",0,"lbs/time step","LExtSw","274;1",0,"lbs/time step","LExtSw","274;1",0,"lbs/time step",0]
["LExtSw","283;1",0,"lbs/time step","LExtSw","283;1",0,"lbs/time step","LExtSw","283;1",0,"lbs/time step","LExtSw","283;1",0,"lbs/time step","LExtSw","283;1",0,"lbs/time step","LExtSw","283;1",0,"lbs/time step",0]
["LExtSw","292;1",0,"lbs/time step","LExtSw","292;1",0,"lbs/time step","LExtSw","292;1",0,"lbs/time step","LExtSw","292;1",0,"lbs/time step","LExtSw","292;1",0,"lbs/time step","LExtSw","292;1",0,"lbs/time step",0]
["LExtSw","301;1",0,"lbs/time step","LExtSw","301;1",0,"lbs/time step","LExtSw","301;1",0,"lbs/time step","LExtSw","301;1",0,"lbs/time step","LExtSw","301;1",0,"lbs/time step","LExtSw","301;1",0,"lbs/time step",0]
["LExtSw","302;1",0,"lbs/time step","LExtSw","302;1",0,"lbs/time step","LExtSw","302;1",0,"lbs/time step","LExtSw","302;1",0,"lbs/time step","LExtSw","302;1",0,"lbs/time step","LExtSw","302;1",0,"lbs/time step",0]
["LExtSw","311;1",0,"lbs/time step","LExtSw","311;1",0,"lbs/time step","LExtSw","311;1",0,"lbs/time step","LExtSw","311;1",0,"lbs/time step","LExtSw","311;1",0,"lbs/time step","LExtSw","311;1",0,"lbs/time step",0]
["LExtSw","319;1",0,"lbs/time step","LExtSw","319;1",0,"lbs/time step","LExtSw","319;1",0,"lbs/time step","LExtSw","319;1",0,"lbs/time step","LExtSw","319;1",0,"lbs/time step","LExtSw","319;1",0,"lbs/time step",0]
["LExtSw","330;1",0,"lbs/time step","LExtSw","330;1",0,"lbs/time step","LExtSw","330;1",0,"lbs/time step","LExtSw","330;1",0,"lbs/time step","LExtSw","330;1",0,"lbs/time step","LExtSw","330;1",0,"lbs/time step",0]
["LExtSw","339;1",0,"lbs/time step","LExtSw","339;1",0,"lbs/time step","LExtSw","339;1",0,"lbs/time step","LExtSw","339;1",0,"lbs/time step","LExtSw","339;1",0,"lbs/time step","LExtSw","339;1",0,"lbs/time step",0]
["LExtSw","348;1",0,"lbs/time step","LExtSw","348;1",0,"lbs/time step","LExtSw","348;1",0,"lbs/time step","LExtSw","348;1",0,"lbs/time step","LExtSw","348;1",0,"lbs/time step","LExtSw","348;1",0,"lbs/time step",0]
["LExtSw","357;1",0,"lbs/time step","LExtSw","357;1",0,"lbs/time step","LExtSw","357;1",0,"lbs/time step","LExtSw","357;1",0,"lbs/time step","LExtSw","357;1",0,"lbs/time step","LExtSw","357;1",0,"lbs/time step",0]
["XGwI",1,0.3,"mg/L","XGwI",1,0.3,"mg/L","XGwI",1,0.3,"mg/L","XGwI",1,0.3,"mg/L","XGwI",1,0.3,"mg/L","XGwI",1,0.3,"mg/L",0]
["GwRem0",1,-9,"mg/L/time step","GwRem0",1,-9,"mg/L/time step","GwRem0",1,-9,"mg/L/time step","GwRem0",1,-9,"mg/L/time step","GwRem0",1,-9,"mg/L/time step","GwRem0",1,-9,"mg/L/time step",0]
["LPtGw","8;1",244.1970944,"lbs/time step","LPtGw","8;1",244.1970944,"lbs/time step","LPtGw","8;1",244.1970944,"lbs/time step","LPtGw","8;1",244.1970944,"lbs/time step","LPtGw","8;1",244.1970944,"lbs/time step","LPtGw","8;1",244.1970944,"lbs/time step",0]
["LPtGw","17;1",244.1970944,"lbs/time step","LPtGw","17;1",244.1970944,"lbs/time step","LPtGw","17;1",244.1970944,"lbs/time step","LPtGw","17;1",244.1970944,"lbs/time step","LPtGw","17;1",244.1970944,"lbs/time step","LPtGw","17;1",244.1970944,"lbs/time step",0]
["LPtGw","26;1",244.1970944,"lbs/time step","LPtGw","26;1",244.1970944,"lbs/time step","LPtGw","26;1",244.1970944,"lbs/time step","LPtGw","26;1",244.1970944,"lbs/time step","LPtGw","26;1",244.1970944,"lbs/time step","LPtGw","26;1",244.1970944,"lbs/time step",0]
["LPtGw","33;1",244.1970944,"lbs/time step","LPtGw","33;1",244.1970944,"lbs/time step","LPtGw","33;1",244.1970944,"lbs/time step","LPtGw","33;1",244.1970944,"lbs/time step","LPtGw","33;1",244.1970944,"lbs/time step","LPtGw","33;1",244.1970944,"lbs/time step",0]
["LPtGw","45;1",244.1970944,"lbs/time step","LPtGw","45;1",244.1970944,"lbs/time step","LPtGw","45;1",244.1970944,"lbs/time step","LPtGw","45;1",244.1970944,"lbs/time step","LPtGw","45;1",244.1970944,"lbs/time step","LPtGw","45;1",244.1970944,"lbs/time step",0]
["LPtGw","54;1",244.1970944,"lbs/time step","LPtGw","54;1",244.1970944,"lbs/time step","LPtGw","54;1",244.1970944,"lbs/time step","LPtGw","54;1",244.1970944,"lbs/time step","LPtGw","54;1",244.1970944,"lbs/time step","LPtGw","54;1",244.1970944,"lbs/time step",0]
["LPtGw","63;1",244.1970944,"lbs/time step","LPtGw","63;1",244.1970944,"lbs/time step","LPtGw","63;1",244.1970944,"lbs/time step","LPtGw","63;1",244.1970944,"lbs/time step","LPtGw","63;1",244.1970944,"lbs/time step","LPtGw","63;1",244.1970944,"lbs/time step",0]
["LPtGw","64;1",244.1970944,"lbs/time step","LPtGw","64;1",244.1970944,"lbs/time step","LPtGw","64;1",244.1970944,"lbs/time step","LPtGw","64;1",244.1970944,"lbs/time step","LPtGw","64;1",244.1970944,"lbs/time step","LPtGw","64;1",244.1970944,"lbs/time step",0]
["LPtGw","73;1",244.1970944,"lbs/time step","LPtGw","73;1",244.1970944,"lbs/time step","LPtGw","73;1",244.1970944,"lbs/time step","LPtGw","73;1",244.1970944,"lbs/time step","LPtGw","73;1",244.1970944,"lbs/time step","LPtGw","73;1",244.1970944,"lbs/time step",0]
["LPtGw","82;1",244.1970944,"lbs/time step","LPtGw","82;1",244.1970944,"lbs/time step","LPtGw","82;1",244.1970944,"lbs/time step","LPtGw","82;1",244.1970944,"lbs/time step","LPtGw","82;1",244.1970944,"lbs/time step","LPtGw","82;1",244.1970944,"lbs/time step",0]
["LPtGw","91;1",244.1970944,"lbs/time step","LPtGw","91;1",244.1970944,"lbs/time step","LPtGw","91;1",244.1970944,"lbs/time step","LPtGw","91;1",244.1970944,"lbs/time step","LPtGw","91;1",244.1970944,"lbs/time step","LPtGw","91;1",244.1970944,"lbs/time step",0]
["LPtGw","100;1",244.1970944,"lbs/time step","LPtGw","100;1",244.1970944,"lbs/time step","LPtGw","100;1",244.1970944,"lbs/time step","LPtGw","100;1",244.1970944,"lbs/time step","LPtGw","100;1",244.1970944,"lbs/time step","LPtGw","100;1",244.1970944,"lbs/time step",0]
["LPtGw","109;1",244.1970944,"lbs/time step","LPtGw","109;1",244.1970944,"lbs/time step","LPtGw","109;1",244.1970944,"lbs/time step","LPtGw","109;1",244.1970944,"lbs/time step","LPtGw","109;1",244.1970944,"lbs/time step","LPtGw","109;1",244.1970944,"lbs/time step",0]
["LPtGw","119;1",244.1970944,"lbs/time step","LPtGw","119;1",244.1970944,"lbs/time step","LPtGw","119;1",244.1970944,"lbs/time step","LPtGw","119;1",244.1970944,"lbs/time step","LPtGw","119;1",244.1970944,"lbs/time step","LPtGw","119;1",244.1970944,"lbs/time step",0]
["LPtGw","128;1",244.1970944,"lbs/time step","LPtGw","128;1",244.1970944,"lbs/time step","LPtGw","128;1",244.1970944,"lbs/time step","LPtGw","128;1",244.1970944,"lbs/time step","LPtGw","128;1",244.1970944,"lbs/time step","LPtGw","128;1",244.1970944,"lbs/time step",0]
["LPtGw","129;1",244.1970944,"lbs/time step","LPtGw","129;1",244.1970944,"lbs/time step","LPtGw","129;1",244.1970944,"lbs/time step","LPtGw","129;1",244.1970944,"lbs/time step","LPtGw","129;1",244.1970944,"lbs/time step","LPtGw","129;1",244.1970944,"lbs/time step",0]
["LPtGw","138;1",244.1970944,"lbs/time step","LPtGw","138;1",244.1970944,"lbs/time step","LPtGw","138;1",244.1970944,"lbs/time step","LPtGw","138;1",244.1970944,"lbs/time step","LPtGw","138;1",244.1970944,"lbs/time step","LPtGw","138;1",244.1970944,"lbs/time step",0]
["LPtGw","147;1",244.1970944,"lbs/time step","LPtGw","147;1",244.1970944,"lbs/time step","LPtGw","147;1",244.1970944,"lbs/time step","LPtGw","147;1",244.1970944,"lbs/time step","LPtGw","147;1",244.1970944,"lbs/time step","LPtGw","147;1",244.1970944,"lbs/time step",0]
["LPtGw","156;1",244.1970944,"lbs/time step","LPtGw","156;1",244.1970944,"lbs/time step","LPtGw","156;1",244.1970944,"lbs/time step","LPtGw","156;1",244.1970944,"lbs/time step","LPtGw","156;1",244.1970944,"lbs/time step","LPtGw","156;1",244.1970944,"lbs/time step",0]
["LPtGw","165;1",244.1970944,"lbs/time step","LPtGw","165;1",244.1970944,"lbs/time step","LPtGw","165;1",244.1970944,"lbs/time step","LPtGw","165;1",244.1970944,"lbs/time step","LPtGw","165;1",244.1970944,"lbs/time step","LPtGw","165;1",244.1970944,"lbs/time step",0]
["LPtGw","174;1",244.1970944,"lbs/time step","LPtGw","174;1",244.1970944,"lbs/time step","LPtGw","174;1",244.1970944,"lbs/time step","LPtGw","174;1",244.1970944,"lbs/time step","LPtGw","174;1",244.1970944,"lbs/time step","LPtGw","174;1",244.1970944,"lbs/time step",0]
["LPtGw","183;1",244.1970944,"lbs/time step","LPtGw","183;1",244.1970944,"lbs/time step","LPtGw","183;1",244.1970944,"lbs/time step","LPtGw","183;1",244.1970944,"lbs/time step","LPtGw","183;1",244.1970944,"lbs/time step","LPtGw","183;1",244.1970944,"lbs/time step",0]
["LPtGw","191;1",244.1970944,"lbs/time step","LPtGw","191;1",244.1970944,"lbs/time step","LPtGw","191;1",244.1970944,"lbs/time step","LPtGw","191;1",244.1970944,"lbs/time step","LPtGw","191;1",244.1970944,"lbs/time step","LPtGw","191;1",244.1970944,"lbs/time step",0]
["LPtGw","194;1",244.1970944,"lbs/time step","LPtGw","194;1",244.1970944,"lbs/time step","LPtGw","194;1",244.1970944,"lbs/time step","LPtGw","194;1",244.1970944,"lbs/time step","LPtGw","194;1",244.1970944,"lbs/time step","LPtGw","194;1",244.1970944,"lbs/time step",0]
["LPtGw","203;1",244.1970944,"lbs/time step","LPtGw","203;1",244.1970944,"lbs/time step","LPtGw","203;1",244.1970944,"lbs/time step","LPtGw","203;1",244.1970944,"lbs/time step","LPtGw","203;1",244.1970944,"lbs/time step","LPtGw","203;1",244.1970944,"lbs/time step",0]
["LPtGw","212;1",244.1970944,"lbs/time step","LPtGw","212;1",244.1970944,"lbs/time step","LPtGw","212;1",244.1970944,"lbs/time step","LPtGw","212;1",244.1970944,"lbs/time step","LPtGw","212;1",244.1970944,"lbs/time step","LPtGw","212;1",244.1970944,"lbs/time step",0]
["LPtGw","221;1",244.1970944,"lbs/time step","LPtGw","221;1",244.1970944,"lbs/time step","LPtGw","221;1",244.1970944,"lbs/time step","LPtGw","221;1",244.1970944,"lbs/time step","LPtGw","221;1",244.1970944,"lbs/time step","LPtGw","221;1",244.1970944,"lbs/time step",0]
["LPtGw","230;1",244.1970944,"lbs/time step","LPtGw","230;1",244.1970944,"lbs/time step","LPtGw","230;1",244.1970944,"lbs/time step","LPtGw","230;1",244.1970944,"lbs/time step","LPtGw","230;1",244.1970944,"lbs/time step","LPtGw","230;1",244.1970944,"lbs/time step",0]
["LPtGw","239;1",244.1970944,"lbs/time step","LPtGw","239;1",244.1970944,"lbs/time step","LPtGw","239;1",244.1970944,"lbs/time step","LPtGw","239;1",244.1970944,"lbs/time step","LPtGw","239;1",244.1970944,"lbs/time step","LPtGw","239;1",244.1970944,"lbs/time step",0]
["LPtGw","248;1",244.1970944,"lbs/time step","LPtGw","248;1",244.1970944,"lbs/time step","LPtGw","248;1",244.1970944,"lbs/time step","LPtGw","248;1",244.1970944,"lbs/time step","LPtGw","248;1",244.1970944,"lbs/time step","LPtGw","248;1",244.1970944,"lbs/time step",0]
["LPtGw","257;1",244.1970944,"lbs/time step","LPtGw","257;1",244.1970944,"lbs/time step","LPtGw","257;1",244.1970944,"lbs/time step","LPtGw","257;1",244.1970944,"lbs/time step","LPtGw","257;1",244.1970944,"lbs/time step","LPtGw","257;1",244.1970944,"lbs/time step",0]
["LPtGw","258;1",244.1970944,"lbs/time step","LPtGw","258;1",244.1970944,"lbs/time step","LPtGw","258;1",244.1970944,"lbs/time step","LPtGw","258;1",244.1970944,"lbs/time step","LPtGw","258;1",244.1970944,"lbs/time step","LPtGw","258;1",244.1970944,"lbs/time step",0]
["LPtGw","273;1",244.1970944,"lbs/time step","LPtGw","273;1",244.1970944,"lbs/time step","LPtGw","273;1",244.1970944,"lbs/time step","LPtGw","273;1",244.1970944,"lbs/time step","LPtGw","273;1",244.1970944,"lbs/time step","LPtGw","273;1",244.1970944,"lbs/time step",0]
["LPtGw","277;1",244.1970944,"lbs/time step","LPtGw","277;1",244.1970944,"lbs/time step","LPtGw","277;1",244.1970944,"lbs/time step","LPtGw","277;1",244.1970944,"lbs/time step","LPtGw","277;1",244.1970944,"lbs/time step","LPtGw","277;1",244.1970944,"lbs/time step",0]
["LPtGw","286;1",244.1970944,"lbs/time step","LPtGw","286;1",244.1970944,"lbs/time step","LPtGw","286;1",244.1970944,"lbs/time step","LPtGw","286;1",244.1970944,"lbs/time step","LPtGw","286;1",244.1970944,"lbs/time step","LPtGw","286;1",244.1970944,"lbs/time step",0]
["LPtGw","295;1",244.1970944,"lbs/time step","LPtGw","295;1",244.1970944,"lbs/time step","LPtGw","295;1",244.1970944,"lbs/time step","LPtGw","295;1",244.1970944,"lbs/time step","LPtGw","295;1",244.1970944,"lbs/time step","LPtGw","295;1",244.1970944,"lbs/time step",0]
["LPtGw","304;1",244.1970944,"lbs/time step","LPtGw","304;1",244.1970944,"lbs/time step","LPtGw","304;1",244.1970944,"lbs/time step","LPtGw","304;1",244.1970944,"lbs/time step","LPtGw","304;1",244.1970944,"lbs/time step","LPtGw","304;1",244.1970944,"lbs/time step",0]
["LPtGw","313;1",244.1970944,"lbs/time step","LPtGw","313;1",244.1970944,"lbs/time step","LPtGw","313;1",244.1970944,"lbs/time step","LPtGw","313;1",244.1970944,"lbs/time step","LPtGw","313;1",244.1970944,"lbs/time step","LPtGw","313;1",244.1970944,"lbs/time step",0]
["LPtGw","322;1",244.1970944,"lbs/time step","LPtGw","322;1",244.1970944,"lbs/time step","LPtGw","322;1",244.1970944,"lbs/time step","LPtGw","322;1",244.1970944,"lbs/time step","LPtGw","322;1",244.1970944,"lbs/time step","LPtGw","322;1",244.1970944,"lbs/time step",0]
["LPtGw","323;1",244.1970944,"lbs/time step","LPtGw","323;1",244.1970944,"lbs/time step","LPtGw","323;1",244.1970944,"lbs/time step","LPtGw","323;1",244.1970944,"lbs/time step","LPtGw","323;1",244.1970944,"lbs/time step","LPtGw","323;1",244.1970944,"lbs/time step",0]
["LPtGw","332;1",244.1970944,"lbs/time step","LPtGw","332;1",244.1970944,"lbs/time step","LPtGw","332;1",244.1970944,"lbs/time step","LPtGw","332;1",244.1970944,"lbs/time step","LPtGw","332;1",244.1970944,"lbs/time step","LPtGw","332;1",244.1970944,"lbs/time step",0]
["LPtGw","341;1",244.1970944,"lbs/time step","LPtGw","341;1",244.1970944,"lbs/time step","LPtGw","341;1",244.1970944,"lbs/time step","LPtGw","341;1",244.1970944,"lbs/time step","LPtGw","341;1",244.1970944,"lbs/time step","LPtGw","341;1",244.1970944,"lbs/time step",0]
["LPtGw","355;1",244.1970944,"lbs/time step","LPtGw","355;1",244.1970944,"lbs/time step","LPtGw","355;1",244.1970944,"lbs/time step","LPtGw","355;1",244.1970944,"lbs/time step","LPtGw","355;1",244.1970944,"lbs/time step","LPtGw","355;1",244.1970944,"lbs/time step",0]
["LPtGw","360;1",244.1970944,"lbs/time step","LPtGw","360;1",244.1970944,"lbs/time step","LPtGw","360;1",244.1970944,"lbs/time step","LPtGw","360;1",244.1970944,"lbs/time step","LPtGw","360;1",244.1970944,"lbs/time step","LPtGw","360;1",244.1970944,"lbs/time step",0]
["LExtGw","4;1",0,"lbs/time step","LExtGw","4;1",0,"lbs/time step","LExtGw","4;1",0,"lbs/time step","LExtGw","4;1",0,"lbs/time step","LExtGw","4;1",0,"lbs/time step","LExtGw","4;1",0,"lbs/time step",0]
["LExtGw","13;1",0,"lbs/time step","LExtGw","13;1",0,"lbs/time step","LExtGw","13;1",0,"lbs/time step","LExtGw","13;1",0,"lbs/time step","LExtGw","13;1",0,"lbs/time step","LExtGw","13;1",0,"lbs/time step",0]
["LExtGw","22;1",0,"lbs/time step","LExtGw","22;1",0,"lbs/time step","LExtGw","22;1",0,"lbs/time step","LExtGw","22;1",0,"lbs/time step","LExtGw","22;1",0,"lbs/time step","LExtGw","22;1",0,"lbs/time step",0]
["LExtGw","23;1",0,"lbs/time step","LExtGw","23;1",0,"lbs/time step","LExtGw","23;1",0,"lbs/time step","LExtGw","23;1",0,"lbs/time step","LExtGw","23;1",0,"lbs/time step","LExtGw","23;1",0,"lbs/time step",0]
["LExtGw","32;1",0,"lbs/time step","LExtGw","32;1",0,"lbs/time step","LExtGw","32;1",0,"lbs/time step","LExtGw","32;1",0,"lbs/time step","LExtGw","32;1",0,"lbs/time step","LExtGw","32;1",0,"lbs/time step",0]
["LExtGw","41;1",0,"lbs/time step","LExtGw","41;1",0,"lbs/time step","LExtGw","41;1",0,"lbs/time step","LExtGw","41;1",0,"lbs/time step","LExtGw","41;1",0,"lbs/time step","LExtGw","41;1",0,"lbs/time step",0]
["LExtGw","50;1",0,"lbs/time step","LExtGw","50;1",0,"lbs/time step","LExtGw","50;1",0,"lbs/time step","LExtGw","50;1",0,"lbs/time step","LExtGw","50;1",0,"lbs/time step","LExtGw","50;1",0,"lbs/time step",0]
["LExtGw","59;1",0,"lbs/time step","LExtGw","59;1",0,"lbs/time step","LExtGw","59;1",0,"lbs/time step","LExtGw","59;1",0,"lbs/time step","LExtGw","59;1",0,"lbs/time step","LExtGw","59;1",0,"lbs/time step",0]
["LExtGw","63;1",0,"lbs/time step","LExtGw","63;1",0,"lbs/time step","LExtGw","63;1",0,"lbs/time step","LExtGw","63;1",0,"lbs/time step","LExtGw","63;1",0,"lbs/time step","LExtGw","63;1",0,"lbs/time step",0]
["LExtGw","78;1",0,"lbs/time step","LExtGw","78;1",0,"lbs/time step","LExtGw","78;1",0,"lbs/time step","LExtGw","78;1",0,"lbs/time step","LExtGw","78;1",0,"lbs/time step","LExtGw","78;1",0,"lbs/time step",0]
["LExtGw","87;1",0,"lbs/time step","LExtGw","87;1",0,"lbs/time step","LExtGw","87;1",0,"lbs/time step","LExtGw","87;1",0,"lbs/time step","LExtGw","87;1",0,"lbs/time step","LExtGw","87;1",0,"lbs/time step",0]
["LExtGw","88;1",0,"lbs/time step","LExtGw","88;1",0,"lbs/time step","LExtGw","88;1",0,"lbs/time step","LExtGw","88;1",0,"lbs/time step","LExtGw","88;1",0,"lbs/time step","LExtGw","88;1",0,"lbs/time step",0]
["LExtGw","97;1",0,"lbs/time step","LExtGw","97;1",0,"lbs/time step","LExtGw","97;1",0,"lbs/time step","LExtGw","97;1",0,"lbs/time step","LExtGw","97;1",0,"lbs/time step","LExtGw","97;1",0,"lbs/time step",0]
["LExtGw","106;1",0,"lbs/time step","LExtGw","106;1",0,"lbs/time step","LExtGw","106;1",0,"lbs/time step","LExtGw","106;1",0,"lbs/time step","LExtGw","106;1",0,"lbs/time step","LExtGw","106;1",0,"lbs/time step",0]
["LExtGw","115;1",0,"lbs/time step","LExtGw","115;1",0,"lbs/time step","LExtGw","115;1",0,"lbs/time step","LExtGw","115;1",0,"lbs/time step","LExtGw","115;1",0,"lbs/time step","LExtGw","115;1",0,"lbs/time step",0]
["LExtGw","124;1",0,"lbs/time step","LExtGw","124;1",0,"lbs/time step","LExtGw","124;1",0,"lbs/time step","LExtGw","124;1",0,"lbs/time step","LExtGw","124;1",0,"lbs/time step","LExtGw","124;1",0,"lbs/time step",0]
["LExtGw","133;1",0,"lbs/time step","LExtGw","133;1",0,"lbs/time step","LExtGw","133;1",0,"lbs/time step","LExtGw","133;1",0,"lbs/time step","LExtGw","133;1",0,"lbs/time step","LExtGw","133;1",0,"lbs/time step",0]
["LExtGw","142;1",0,"lbs/time step","LExtGw","142;1",0,"lbs/time step","LExtGw","142;1",0,"lbs/time step","LExtGw","142;1",0,"lbs/time step","LExtGw","142;1",0,"lbs/time step","LExtGw","142;1",0,"lbs/time step",0]
["LExtGw","150;1",0,"lbs/time step","LExtGw","150;1",0,"lbs/time step","LExtGw","150;1",0,"lbs/time step","LExtGw","150;1",0,"lbs/time step","LExtGw","150;1",0,"lbs/time step","LExtGw","150;1",0,"lbs/time step",0]
["LExtGw","153;1",0,"lbs/time step","LExtGw","153;1",0,"lbs/time step","LExtGw","153;1",0,"lbs/time step","LExtGw","153;1",0,"lbs/time step","LExtGw","153;1",0,"lbs/time step","LExtGw","153;1",0,"lbs/time step",0]
["LExtGw","162;1",0,"lbs/time step","LExtGw","162;1",0,"lbs/time step","LExtGw","162;1",0,"lbs/time step","LExtGw","162;1",0,"lbs/time step","LExtGw","162;1",0,"lbs/time step","LExtGw","162;1",0,"lbs/time step",0]
["LExtGw","171;1",0,"lbs/time step","LExtGw","171;1",0,"lbs/time step","LExtGw","171;1",0,"lbs/time step","LExtGw","171;1",0,"lbs/time step","LExtGw","171;1",0,"lbs/time step","LExtGw","171;1",0,"lbs/time step",0]
["LExtGw","180;1",0,"lbs/time step","LExtGw","180;1",0,"lbs/time step","LExtGw","180;1",0,"lbs/time step","LExtGw","180;1",0,"lbs/time step","LExtGw","180;1",0,"lbs/time step","LExtGw","180;1",0,"lbs/time step",0]
["LExtGw","189;1",0,"lbs/time step","LExtGw","189;1",0,"lbs/time step","LExtGw","189;1",0,"lbs/time step","LExtGw","189;1",0,"lbs/time step","LExtGw","189;1",0,"lbs/time step","LExtGw","189;1",0,"lbs/time step",0]
["LExtGw","198;1",0,"lbs/time step","LExtGw","198;1",0,"lbs/time step","LExtGw","198;1",0,"lbs/time step","LExtGw","198;1",0,"lbs/time step","LExtGw","198;1",0,"lbs/time step","LExtGw","198;1",0,"lbs/time step",0]
["LExtGw","207;1",0,"lbs/time step","LExtGw","207;1",0,"lbs/time step","LExtGw","207;1",0,"lbs/time step","LExtGw","207;1",0,"lbs/time step","LExtGw","207;1",0,"lbs/time step","LExtGw","207;1",0,"lbs/time step",0]
["LExtGw","216;1",0,"lbs/time step","LExtGw","216;1",0,"lbs/time step","LExtGw","216;1",0,"lbs/time step","LExtGw","216;1",0,"lbs/time step","LExtGw","216;1",0,"lbs/time step","LExtGw","216;1",0,"lbs/time step",0]
["LExtGw","217;1",0,"lbs/time step","LExtGw","217;1",0,"lbs/time step","LExtGw","217;1",0,"lbs/time step","LExtGw","217;1",0,"lbs/time step","LExtGw","217;1",0,"lbs/time step","LExtGw","217;1",0,"lbs/time step",0]
["LExtGw","232;1",0,"lbs/time step","LExtGw","232;1",0,"lbs/time step","LExtGw","232;1",0,"lbs/time step","LExtGw","232;1",0,"lbs/time step","LExtGw","232;1",0,"lbs/time step","LExtGw","232;1",0,"lbs/time step",0]
["LExtGw","236;1",0,"lbs/time step","LExtGw","236;1",0,"lbs/time step","LExtGw","236;1",0,"lbs/time step","LExtGw","236;1",0,"lbs/time step","LExtGw","236;1",0,"lbs/time step","LExtGw","236;1",0,"lbs/time step",{"$f":"IF(ISNUMBER(C8788),IF(AVERAGE(C8788,G8788,K8788,O8788,S8788,W8788)<>MAX(C8788,G8788,K8788,O8788,S8788,W8788),1,0),\"\")","v":0}]
["LExtGw","245;1",0,"lbs/time step","LExtGw","245;1",0,"lbs/time step","LExtGw","245;1",0,"lbs/time step","LExtGw","245;1",0,"lbs/time step","LExtGw","245;1",0,"lbs/time step","LExtGw","245;1",0,"lbs/time step",0]
["LExtGw","254;1",0,"lbs/time step","LExtGw","254;1",0,"lbs/time step","LExtGw","254;1",0,"lbs/time step","LExtGw","254;1",0,"lbs/time step","LExtGw","254;1",0,"lbs/time step","LExtGw","254;1",0,"lbs/time step",0]
["LExtGw","263;1",0,"lbs/time step","LExtGw","263;1",0,"lbs/time step","LExtGw","263;1",0,"lbs/time step","LExtGw","263;1",0,"lbs/time step","LExtGw","263;1",0,"lbs/time step","LExtGw","263;1",0,"lbs/time step",0]
["LExtGw","272;1",0,"lbs/time step","LExtGw","272;1",0,"lbs/time step","LExtGw","272;1",0,"lbs/time step","LExtGw","272;1",0,"lbs/time step","LExtGw","272;1",0,"lbs/time step","LExtGw","272;1",0,"lbs/time step",0]
["LExtGw","281;1",0,"lbs/time step","LExtGw","281;1",0,"lbs/time step","LExtGw","281;1",0,"lbs/time step","LExtGw","281;1",0,"lbs/time step","LExtGw","281;1",0,"lbs/time step","LExtGw","281;1",0,"lbs/time step",0]
["LExtGw","282;1",0,"lbs/time step","LExtGw","282;1",0,"lbs/time step","LExtGw","282;1",0,"lbs/time step","LExtGw","282;1",0,"lbs/time step","LExtGw","282;1",0,"lbs/time step","LExtGw","282;1",0,"lbs/time step",0]
["LExtGw","291;1",0,"lbs/time step","LExtGw","291;1",0,"lbs/time step","LExtGw","291;1",0,"lbs/time step","LExtGw","291;1",0,"lbs/time step","LExtGw","291;1",0,"lbs/time step","LExtGw","291;1",0,"lbs/time step",0]
["LExtGw","300;1",0,"lbs/time step","LExtGw","300;1",0,"lbs/time step","LExtGw","300;1",0,"lbs/time step","LExtGw","300;1",0,"lbs/time step","LExtGw","300;1",0,"lbs/time step","LExtGw","300;1",0,"lbs/time step",{"$f":"IF(ISNUMBER(C8852),IF(AVERAGE(C8852,G8852,K8852,O8852,S8852,W8852)<>MAX(C8852,G8852,K8852,O8852,S8852,W8852),1,0),\"\")","v":0}]
["LExtGw","314;1",0,"lbs/time step","LExtGw","314;1",0,"lbs/time step","LExtGw","314;1",0,"lbs/time step","LExtGw","314;1",0,"lbs/time step","LExtGw","314;1",0,"lbs/time step","LExtGw","314;1",0,"lbs/time step",0]
["LExtGw","319;1",0,"lbs/time step","LExtGw","319;1",0,"lbs/time step","LExtGw","319;1",0,"lbs/time step","LExtGw","319;1",0,"lbs/time step","LExtGw","319;1",0,"lbs/time step","LExtGw","319;1",0,"lbs/time step",0]
["LExtGw","328;1",0,"lbs/time step","LExtGw","328;1",0,"lbs/time step","LExtGw","328;1",0,"lbs/time step","LExtGw","328;1",0,"lbs/time step","LExtGw","328;1",0,"lbs/time step","LExtGw","328;1",0,"lbs/time step",0]
["LExtGw","337;1",0,"lbs/time step","LExtGw","337;1",0,"lbs/time step","LExtGw","337;1",0,"lbs/time step","LExtGw","337;1",0,"lbs/time step","LExtGw","337;1",0,"lbs/time step","LExtGw","337;1",0,"lbs/time step",0]
["LExtGw","346;1",0,"lbs/time step","LExtGw","346;1",0,"lbs/time step","LExtGw","346;1",0,"lbs/time step","LExtGw","346;1",0,"lbs/time step","LExtGw","346;1",0,"lbs/time step","LExtGw","346;1",0,"lbs/time step",0]
["LExtGw","347;1",0,"lbs/time step","LExtGw","347;1",0,"lbs/time step","LExtGw","347;1",0,"lbs/time step","LExtGw","347;1",0,"lbs/time step","LExtGw","347;1",0,"lbs/time step","LExtGw","347;1",0,"lbs/time step",0]
["LExtGw","356;1",0,"lbs/time step","LExtGw","356;1",0,"lbs/time step","LExtGw","356;1",0,"lbs/time step","LExtGw","356;1",0,"lbs/time step","LExtGw","356;1",0,"lbs/time step","LExtGw","356;1",0,"lbs/time step",0]
["LExtGw","365;1",0,"lbs/time step","LExtGw","365;1",0,"lbs/time step","LExtGw","365;1",0,"lbs/time step","LExtGw","365;1",0,"lbs/time step","LExtGw","365;1",0,"lbs/time step","LExtGw","365;1",0,"lbs/time step",0]
["XWwtpAvEff",1,2,"mg/L","XWwtpAvEff",1,2,"mg/L","XWwtpAvEff",1,2,"mg/L","XWwtpAvEff",1,2,"mg/L","XWwtpAvEff",1,2,"mg/L","XWwtpAvEff",1,2,"mg/L",0]
["TUWwtpNew","None",0,"years","TUWwtpNew","None",0,"years","TUWwtpNew","None",0,"years","TUWwtpNew","None",0,"years","TUWwtpNew","None",0,"years","TUWwtpNew","None",0,"years",0]
["MeasuredConc","1;1",3.517541601,"mg/L","MeasuredConc","1;1",3.517541601,"mg/L","MeasuredConc","1;1",3.517541601,"mg/L","MeasuredConc","1;1",3.517541601,"mg/L","MeasuredConc","1;1",3.517541601,"mg/L","MeasuredConc","1;1",3.517541601,"mg/L",0]
["MeasuredConc","16;1",1.2463730079999999,"mg/L","MeasuredConc","16;1",1.2463730079999999,"mg/L","MeasuredConc","16;1",1.2463730079999999,"mg/L","MeasuredConc","16;1",1.2463730079999999,"mg/L","MeasuredConc","16;1",1.2463730079999999,"mg/L","MeasuredConc","16;1",1.2463730079999999,"mg/L",0]
["MeasuredConc","25;1",1.493295963,"mg/L","MeasuredConc","25;1",1.493295963,"mg/L","MeasuredConc","25;1",1.493295963,"mg/L","MeasuredConc","25;1",1.493295963,"mg/L","MeasuredConc","25;1",1.493295963,"mg/L","MeasuredConc","25;1",1.493295963,"mg/L",0]
["MeasuredConc","26;1",1.551856589,"mg/L","MeasuredConc","26;1",1.551856589,"mg/L","MeasuredConc","26;1",1.551856589,"mg/L","MeasuredConc","26;1",1.551856589,"mg/L","MeasuredConc","26;1",1.551856589,"mg/L","MeasuredConc","26;1",1.551856589,"mg/L",0]
["MeasuredConc","35;1",1.522013193,"mg/L","MeasuredConc","35;1",1.522013193,"mg/L","MeasuredConc","35;1",1.522013193,"mg/L","MeasuredConc","35;1",1.522013193,"mg/L","MeasuredConc","35;1",1.522013193,"mg/L","MeasuredConc","35;1",1.522013193,"mg/L",0]
["MeasuredConc","44;1",1.4521960739999999,"mg/L","MeasuredConc","44;1",1.4521960739999999,"mg/L","MeasuredConc","44;1",1.4521960739999999,"mg/L","MeasuredConc","44;1",1.4521960739999999,"mg/L","MeasuredConc","44;1",1.4521960739999999,"mg/L","MeasuredConc","44;1",1.4521960739999999,"mg/L",0]
["MeasuredConc","53;1",1.3645635519999999,"mg/L","MeasuredConc","53;1",1.3645635519999999,"mg/L","MeasuredConc","53;1",1.3645635519999999,"mg/L","MeasuredConc","53;1",1.3645635519999999,"mg/L","MeasuredConc","53;1",1.3645635519999999,"mg/L","MeasuredConc","53;1",1.3645635519999999,"mg/L",0]
["MeasuredConc","62;1",1.114713888,"mg/L","MeasuredConc","62;1",1.114713888,"mg/L","MeasuredConc","62;1",1.114713888,"mg/L","MeasuredConc","62;1",1.114713888,"mg/L","MeasuredConc","62;1",1.114713888,"mg/L","MeasuredConc","62;1",1.114713888,"mg/L",0]
["MeasuredConc","71;1",1.021221755,"mg/L","MeasuredConc","71;1",1.021221755,"mg/L","MeasuredConc","71;1",1.021221755,"mg/L","MeasuredConc","71;1",1.021221755,"mg/L","MeasuredConc","71;1",1.021221755,"mg/L","MeasuredConc","71;1",1.021221755,"mg/L",0]
["MeasuredConc","80;1",0.85101812899999996,"mg/L","MeasuredConc","80;1",0.85101812899999996,"mg/L","MeasuredConc","80;1",0.85101812899999996,"mg/L","MeasuredConc","80;1",0.85101812899999996,"mg/L","MeasuredConc","80;1",0.85101812899999996,"mg/L","MeasuredConc","80;1",0.85101812899999996,"mg/L",0]
["MeasuredConc","83;1",0.86972182399999998,"mg/L","MeasuredConc","83;1",0.86972182399999998,"mg/L","MeasuredConc","83;1",0.86972182399999998,"mg/L","MeasuredConc","83;1",0.86972182399999998,"mg/L","MeasuredConc","83;1",0.86972182399999998,"mg/L","MeasuredConc","83;1",0.86972182399999998,"mg/L",0]
["MeasuredConc","91;1",0.58194622100000004,"mg/L","MeasuredConc","91;1",0.58194622100000004,"mg/L","MeasuredConc","91;1",0.58194622100000004,"mg/L","MeasuredConc","91;1",0.58194622100000004,"mg/L","MeasuredConc","91;1",0.58194622100000004,"mg/L","MeasuredConc","91;1",0.58194622100000004,"mg/L",0]
["MeasuredConc","100;1",1.0345710589999999,"mg/L","MeasuredConc","100;1",1.0345710589999999,"mg/L","MeasuredConc","100;1",1.0345710589999999,"mg/L","MeasuredConc","100;1",1.0345710589999999,"mg/L","MeasuredConc","100;1",1.0345710589999999,"mg/L","MeasuredConc","100;1",1.0345710589999999,"mg/L",0]
["MeasuredConc","109;1",1.598882546,"mg/L","MeasuredConc","109;1",1.598882546,"mg/L","MeasuredConc","109;1",1.598882546,"mg/L","MeasuredConc","109;1",1.598882546,"mg/L","MeasuredConc","109;1",1.598882546,"mg/L","MeasuredConc","109;1",1.598882546,"mg/L",0]
["MeasuredConc","118;1",1.190145655,"mg/L","MeasuredConc","118;1",1.190145655,"mg/L","MeasuredConc","118;1",1.190145655,"mg/L","MeasuredConc","118;1",1.190145655,"mg/L","MeasuredConc","118;1",1.190145655,"mg/L","MeasuredConc","118;1",1.190145655,"mg/L",0]
["MeasuredConc","127;1",1.062344779,"mg/L","MeasuredConc","127;1",1.062344779,"mg/L","MeasuredConc","127;1",1.062344779,"mg/L","MeasuredConc","127;1",1.062344779,"mg/L","MeasuredConc","127;1",1.062344779,"mg/L","MeasuredConc","127;1",1.062344779,"mg/L",0]
["MeasuredConc","136;1",0.33967676400000002,"mg/L","MeasuredConc","136;1",0.33967676400000002,"mg/L","MeasuredConc","136;1",0.33967676400000002,"mg/L","MeasuredConc","136;1",0.33967676400000002,"mg/L","MeasuredConc","136;1",0.33967676400000002,"mg/L","MeasuredConc","136;1",0.33967676400000002,"mg/L",0]
["MeasuredConc","145;1",0.81174036999999999,"mg/L","MeasuredConc","145;1",0.81174036999999999,"mg/L","MeasuredConc","145;1",0.81174036999999999,"mg/L","MeasuredConc","145;1",0.81174036999999999,"mg/L","MeasuredConc","145;1",0.81174036999999999,"mg/L","MeasuredConc","145;1",0.81174036999999999,"mg/L",0]
["MeasuredConc","154;1",1.3764293219999999,"mg/L","MeasuredConc","154;1",1.3764293219999999,"mg/L","MeasuredConc","154;1",1.3764293219999999,"mg/L","MeasuredConc","154;1",1.3764293219999999,"mg/L","MeasuredConc","154;1",1.3764293219999999,"mg/L","MeasuredConc","154;1",1.3764293219999999,"mg/L",0]
["MeasuredConc","159;1",0.57769843799999998,"mg/L","MeasuredConc","159;1",0.57769843799999998,"mg/L","MeasuredConc","159;1",0.57769843799999998,"mg/L","MeasuredConc","159;1",0.57769843799999998,"mg/L","MeasuredConc","159;1",0.57769843799999998,"mg/L","MeasuredConc","159;1",0.57769843799999998,"mg/L",0]
["MeasuredConc","164;1",1.091650842,"mg/L","MeasuredConc","164;1",1.091650842,"mg/L","MeasuredConc","164;1",1.091650842,"mg/L","MeasuredConc","164;1",1.091650842,"mg/L","MeasuredConc","164;1",1.091650842,"mg/L","MeasuredConc","164;1",1.091650842,"mg/L",0]
["MeasuredConc","165;1",1.190145655,"mg/L","MeasuredConc","165;1",1.190145655,"mg/L","MeasuredConc","165;1",1.190145655,"mg/L","MeasuredConc","165;1",1.190145655,"mg/L","MeasuredConc","165;1",1.190145655,"mg/L","MeasuredConc","165;1",1.190145655,"mg/L",0]
["MeasuredConc","166;1",1.1812639709999999,"mg/L","MeasuredConc","166;1",1.1812639709999999,"mg/L","MeasuredConc","166;1",1.1812639709999999,"mg/L","MeasuredConc","166;1",1.1812639709999999,"mg/L","MeasuredConc","166;1",1.1812639709999999,"mg/L","MeasuredConc","166;1",1.1812639709999999,"mg/L",0]
["MeasuredConc","167;1",1.0841737810000001,"mg/L","MeasuredConc","167;1",1.0841737810000001,"mg/L","MeasuredConc","167;1",1.0841737810000001,"mg/L","MeasuredConc","167;1",1.0841737810000001,"mg/L","MeasuredConc","167;1",1.0841737810000001,"mg/L","MeasuredConc","167;1",1.0841737810000001,"mg/L",0]
["MeasuredConc","168;1",1.09923175,"mg/L","MeasuredConc","168;1",1.09923175,"mg/L","MeasuredConc","168;1",1.09923175,"mg/L","MeasuredConc","168;1",1.09923175,"mg/L","MeasuredConc","168;1",1.09923175,"mg/L","MeasuredConc","168;1",1.09923175,"mg/L",0]
["MeasuredConc","169;1",1.2366357189999999,"mg/L","MeasuredConc","169;1",1.2366357189999999,"mg/L","MeasuredConc","169;1",1.2366357189999999,"mg/L","MeasuredConc","169;1",1.2366357189999999,"mg/L","MeasuredConc","169;1",1.2366357189999999,"mg/L","MeasuredConc","169;1",1.2366357189999999,"mg/L",0]
["MeasuredConc","170;1",1.4132979649999999,"mg/L","MeasuredConc","170;1",1.4132979649999999,"mg/L","MeasuredConc","170;1",1.4132979649999999,"mg/L","MeasuredConc","170;1",1.4132979649999999,"mg/L","MeasuredConc","170;1",1.4132979649999999,"mg/L","MeasuredConc","170;1",1.4132979649999999,"mg/L",{"$f":"IF(ISNUMBER(C9108),IF(AVERAGE(C9108,G9108,K9108,O9108,S9108,W9108)<>MAX(C9108,G9108,K9108,O9108,S9108,W9108),1,0),\"\")","v":0}]
["MeasuredConc","171;1",1.598882546,"mg/L","MeasuredConc","171;1",1.598882546,"mg/L","MeasuredConc","171;1",1.598882546,"mg/L","MeasuredConc","171;1",1.598882546,"mg/L","MeasuredConc","171;1",1.598882546,"mg/L","MeasuredConc","171;1",1.598882546,"mg/L",0]
["MeasuredConc","172;1",1.7785322699999999,"mg/L","MeasuredConc","172;1",1.7785322699999999,"mg/L","MeasuredConc","172;1",1.7785322699999999,"mg/L","MeasuredConc","172;1",1.7785322699999999,"mg/L","MeasuredConc","172;1",1.7785322699999999,"mg/L","MeasuredConc","172;1",1.7785322699999999,"mg/L",0]
["MeasuredConc","173;1",2.0036629370000001,"mg/L","MeasuredConc","173;1",2.0036629370000001,"mg/L","MeasuredConc","173;1",2.0036629370000001,"mg/L","MeasuredConc","173;1",2.0036629370000001,"mg/L","MeasuredConc","173;1",2.0036629370000001,"mg/L","MeasuredConc","173;1",2.0036629370000001,"mg/L",0]
["MeasuredConc","174;1",2.229427775,"mg/L","MeasuredConc","174;1",2.229427775,"mg/L","MeasuredConc","174;1",2.229427775,"mg/L","MeasuredConc","174;1",2.229427775,"mg/L","MeasuredConc","174;1",2.229427775,"mg/L","MeasuredConc","174;1",2.229427775,"mg/L",0]
["MeasuredConc","175;1",2.3983238189999998,"mg/L","MeasuredConc","175;1",2.3983238189999998,"mg/L","MeasuredConc","175;1",2.3983238189999998,"mg/L","MeasuredConc","175;1",2.3983238189999998,"mg/L","MeasuredConc","175;1",2.3983238189999998,"mg/L","MeasuredConc","175;1",2.3983238189999998,"mg/L",0]
["MeasuredConc","176;1",2.6381562010000001,"mg/L","MeasuredConc","176;1",2.6381562010000001,"mg/L","MeasuredConc","176;1",2.6381562010000001,"mg/L","MeasuredConc","176;1",2.6381562010000001,"mg/L","MeasuredConc","176;1",2.6381562010000001,"mg/L","MeasuredConc","176;1",2.6381562010000001,"mg/L",0]
["MeasuredConc","177;1",2.7770065270000002,"mg/L","MeasuredConc","177;1",2.7770065270000002,"mg/L","MeasuredConc","177;1",2.7770065270000002,"mg/L","MeasuredConc","177;1",2.7770065270000002,"mg/L","MeasuredConc","177;1",2.7770065270000002,"mg/L","MeasuredConc","177;1",2.7770065270000002,"mg/L",0]
["MeasuredConc","178;1",2.8265959299999999,"mg/L","MeasuredConc","178;1",2.8265959299999999,"mg/L","MeasuredConc","178;1",2.8265959299999999,"mg/L","MeasuredConc","178;1",2.8265959299999999,"mg/L","MeasuredConc","178;1",2.8265959299999999,"mg/L","MeasuredConc","178;1",2.8265959299999999,"mg/L",0]
["MeasuredConc","179;1",2.931284668,"mg/L","MeasuredConc","179;1",2.931284668,"mg/L","MeasuredConc","179;1",2.931284668,"mg/L","MeasuredConc","179;1",2.931284668,"mg/L","MeasuredConc","179;1",2.931284668,"mg/L","MeasuredConc","179;1",2.931284668,"mg/L",0]
["MeasuredConc","180;1",3.165787441,"mg/L","MeasuredConc","180;1",3.165787441,"mg/L","MeasuredConc","180;1",3.165787441,"mg/L","MeasuredConc","180;1",3.165787441,"mg/L","MeasuredConc","180;1",3.165787441,"mg/L","MeasuredConc","180;1",3.165787441,"mg/L",0]
["MeasuredConc","181;1",3.6811481869999998,"mg/L","MeasuredConc","181;1",3.6811481869999998,"mg/L","MeasuredConc","181;1",3.6811481869999998,"mg/L","MeasuredConc","181;1",3.6811481869999998,"mg/L","MeasuredConc","181;1",3.6811481869999998,"mg/L","MeasuredConc","181;1",3.6811481869999998,"mg/L",0]
["MeasuredConc","182;1",4.2780911369999997,"mg/L","MeasuredConc","182;1",4.2780911369999997,"mg/L","MeasuredConc","182;1",4.2780911369999997,"mg/L","MeasuredConc","182;1",4.2780911369999997,"mg/L","MeasuredConc","182;1",4.2780911369999997,"mg/L","MeasuredConc","182;1",4.2780911369999997,"mg/L",0]
["MeasuredConc","183;1",4.7966476379999996,"mg/L","MeasuredConc","183;1",4.7966476379999996,"mg/L","MeasuredConc","183;1",4.7966476379999996,"mg/L","MeasuredConc","183;1",4.7966476379999996,"mg/L","MeasuredConc","183;1",4.7966476379999996,"mg/L","MeasuredConc","183;1",4.7966476379999996,"mg/L",0]
["MeasuredConc","184;1",5.4582542089999997,"mg/L","MeasuredConc","184;1",5.4582542089999997,"mg/L","MeasuredConc","184;1",5.4582542089999997,"mg/L","MeasuredConc","184;1",5.4582542089999997,"mg/L","MeasuredConc","184;1",5.4582542089999997,"mg/L","MeasuredConc","184;1",5.4582542089999997,"mg/L",0]
["MeasuredConc","185;1",6.0880527710000001,"mg/L","MeasuredConc","185;1",6.0880527710000001,"mg/L","MeasuredConc","185;1",6.0880527710000001,"mg/L","MeasuredConc","185;1",6.0880527710000001,"mg/L","MeasuredConc","185;1",6.0880527710000001,"mg/L","MeasuredConc","185;1",6.0880527710000001,"mg/L",0]
["MeasuredConc","186;1",6.8821466109999996,"mg/L","MeasuredConc","186;1",6.8821466109999996,"mg/L","MeasuredConc","186;1",6.8821466109999996,"mg/L","MeasuredConc","186;1",6.8821466109999996,"mg/L","MeasuredConc","186;1",6.8821466109999996,"mg/L","MeasuredConc","186;1",6.8821466109999996,"mg/L",0]
["MeasuredConc","187;1",7.5375891450000001,"mg/L","MeasuredConc","187;1",7.5375891450000001,"mg/L","MeasuredConc","187;1",7.5375891450000001,"mg/L","MeasuredConc","187;1",7.5375891450000001,"mg/L","MeasuredConc","187;1",7.5375891450000001,"mg/L","MeasuredConc","187;1",7.5375891450000001,"mg/L",0]
["MeasuredConc","188;1",8.3310195819999997,"mg/L","MeasuredConc","188;1",8.3310195819999997,"mg/L","MeasuredConc","188;1",8.3310195819999997,"mg/L","MeasuredConc","188;1",8.3310195819999997,"mg/L","MeasuredConc","188;1",8.3310195819999997,"mg/L","MeasuredConc","188;1",8.3310195819999997,"mg/L",0]
["MeasuredConc","189;1",9.3111395330000004,"mg/L","MeasuredConc","189;1",9.3111395330000004,"mg/L","MeasuredConc","189;1",9.3111395330000004,"mg/L","MeasuredConc","189;1",9.3111395330000004,"mg/L","MeasuredConc","189;1",9.3111395330000004,"mg/L","MeasuredConc","189;1",9.3111395330000004,"mg/L",0]
["MeasuredConc","190;1",9.3111395330000004,"mg/L","MeasuredConc","190;1",9.3111395330000004,"mg/L","MeasuredConc","190;1",9.3111395330000004,"mg/L","MeasuredConc","190;1",9.3111395330000004,"mg/L","MeasuredConc","190;1",9.3111395330000004,"mg/L","MeasuredConc","190;1",9.3111395330000004,"mg/L",0]
["MeasuredConc","191;1",8.7938540029999999,"mg/L","MeasuredConc","191;1",8.7938540029999999,"mg/L","MeasuredConc","191;1",8.7938540029999999,"mg/L","MeasuredConc","191;1",8.7938540029999999,"mg/L","MeasuredConc","191;1",8.7938540029999999,"mg/L","MeasuredConc","191;1",8.7938540029999999,"mg/L",0]
["MeasuredConc","192;1",8.7938540029999999,"mg/L","MeasuredConc","192;1",8.7938540029999999,"mg/L","MeasuredConc","192;1",8.7938540029999999,"mg/L","MeasuredConc","192;1",8.7938540029999999,"mg/L","MeasuredConc","192;1",8.7938540029999999,"mg/L","MeasuredConc","192;1",8.7938540029999999,"mg/L",0]
["MeasuredConc","193;1",9.8930857529999994,"mg/L","MeasuredConc","193;1",9.8930857529999994,"mg/L","MeasuredConc","193;1",9.8930857529999994,"mg/L","MeasuredConc","193;1",9.8930857529999994,"mg/L","MeasuredConc","193;1",9.8930857529999994,"mg/L","MeasuredConc","193;1",9.8930857529999994,"mg/L",0]
["MeasuredConc","194;1",10.5526248,"mg/L","MeasuredConc","194;1",10.5526248,"mg/L","MeasuredConc","194;1",10.5526248,"mg/L","MeasuredConc","194;1",10.5526248,"mg/L","MeasuredConc","194;1",10.5526248,"mg/L","MeasuredConc","194;1",10.5526248,"mg/L",0]
["MeasuredConc","195;1",10.5526248,"mg/L","MeasuredConc","195;1",10.5526248,"mg/L","MeasuredConc","195;1",10.5526248,"mg/L","MeasuredConc","195;1",10.5526248,"mg/L","MeasuredConc","195;1",10.5526248,"mg/L","MeasuredConc","195;1",10.5526248,"mg/L",0]
["MeasuredConc","196;1",11.306383719999999,"mg/L","MeasuredConc","196;1",11.306383719999999,"mg/L","MeasuredConc","196;1",11.306383719999999,"mg/L","MeasuredConc","196;1",11.306383719999999,"mg/L","MeasuredConc","196;1",11.306383719999999,"mg/L","MeasuredConc","196;1",11.306383719999999,"mg/L",0]
["MeasuredConc","197;1",12.17610554,"mg/L","MeasuredConc","197;1",12.17610554,"mg/L","MeasuredConc","197;1",12.17610554,"mg/L","MeasuredConc","197;1",12.17610554,"mg/L","MeasuredConc","197;1",12.17610554,"mg/L","MeasuredConc","197;1",12.17610554,"mg/L",0]
["MeasuredConc","198;1",13.190780999999999,"mg/L","MeasuredConc","198;1",13.190780999999999,"mg/L","MeasuredConc","198;1",13.190780999999999,"mg/L","MeasuredConc","198;1",13.190780999999999,"mg/L","MeasuredConc","198;1",13.190780999999999,"mg/L","MeasuredConc","198;1",13.190780999999999,"mg/L",0]
["MeasuredConc","199;1",13.190780999999999,"mg/L","MeasuredConc","199;1",13.190780999999999,"mg/L","MeasuredConc","199;1",13.190780999999999,"mg/L","MeasuredConc","199;1",13.190780999999999,"mg/L","MeasuredConc","199;1",13.190780999999999,"mg/L","MeasuredConc","199;1",13.190780999999999,"mg/L",0]
["MeasuredConc","200;1",13.190780999999999,"mg/L","MeasuredConc","200;1",13.190780999999999,"mg/L","MeasuredConc","200;1",13.190780999999999,"mg/L","MeasuredConc","200;1",13.190780999999999,"mg/L","MeasuredConc","200;1",13.190780999999999,"mg/L","MeasuredConc","200;1",13.190780999999999,"mg/L",0]
["MeasuredConc","201;1",13.190780999999999,"mg/L","MeasuredConc","201;1",13.190780999999999,"mg/L","MeasuredConc","201;1",13.190780999999999,"mg/L","MeasuredConc","201;1",13.190780999999999,"mg/L","MeasuredConc","201;1",13.190780999999999,"mg/L","MeasuredConc","201;1",13.190780999999999,"mg/L",0]
["MeasuredConc","202;1",13.190780999999999,"mg/L","MeasuredConc","202;1",13.190780999999999,"mg/L","MeasuredConc","202;1",13.190780999999999,"mg/L","MeasuredConc","202;1",13.190780999999999,"mg/L","MeasuredConc","202;1",13.190780999999999,"mg/L","MeasuredConc","202;1",13.190780999999999,"mg/L",0]
["MeasuredConc","203;1",13.190780999999999,"mg/L","MeasuredConc","203;1",13.190780999999999,"mg/L","MeasuredConc","203;1",13.190780999999999,"mg/L","MeasuredConc","203;1",13.190780999999999,"mg/L","MeasuredConc","203;1",13.190780999999999,"mg/L","MeasuredConc","203;1",13.190780999999999,"mg/L",0]
["MeasuredConc","204;1",13.190780999999999,"mg/L","MeasuredConc","204;1",13.190780999999999,"mg/L","MeasuredConc","204;1",13.190780999999999,"mg/L","MeasuredConc","204;1",13.190780999999999,"mg/L","MeasuredConc","204;1",13.190780999999999,"mg/L","MeasuredConc","204;1",13.190780999999999,"mg/L",0]
["MeasuredConc","205;1",12.17610554,"mg/L","MeasuredConc","205;1",12.17610554,"mg/L","MeasuredConc","205;1",12.17610554,"mg/L","MeasuredConc","205;1",12.17610554,"mg/L","MeasuredConc","205;1",12.17610554,"mg/L","MeasuredConc","205;1",12.17610554,"mg/L",0]
["MeasuredConc","206;1",12.17610554,"mg/L","MeasuredConc","206;1",12.17610554,"mg/L","MeasuredConc","206;1",12.17610554,"mg/L","MeasuredConc","206;1",12.17610554,"mg/L","MeasuredConc","206;1",12.17610554,"mg/L","MeasuredConc","206;1",12.17610554,"mg/L",0]
["MeasuredConc","207;1",13.190780999999999,"mg/L","MeasuredConc","207;1",13.190780999999999,"mg/L","MeasuredConc","207;1",13.190780999999999,"mg/L","MeasuredConc","207;1",13.190780999999999,"mg/L","MeasuredConc","207;1",13.190780999999999,"mg/L","MeasuredConc","207;1",13.190780999999999,"mg/L",0]
["MeasuredConc","208;1",13.190780999999999,"mg/L","MeasuredConc","208;1",13.190780999999999,"mg/L","MeasuredConc","208;1",13.190780999999999,"mg/L","MeasuredConc","208;1",13.190780999999999,"mg/L","MeasuredConc","208;1",13.190780999999999,"mg/L","MeasuredConc","208;1",13.190780999999999,"mg/L",0]
["MeasuredConc","209;1",13.190780999999999,"mg/L","MeasuredConc","209;1",13.190780999999999,"mg/L","MeasuredConc","209;1",13.190780999999999,"mg/L","MeasuredConc","209;1",13.190780999999999,"mg/L","MeasuredConc","209;1",13.190780999999999,"mg/L","MeasuredConc","209;1",13.190780999999999,"mg/L",0]
["MeasuredConc","210;1",8.7938540029999999,"mg/L","MeasuredConc","210;1",8.7938540029999999,"mg/L","MeasuredConc","210;1",8.7938540029999999,"mg/L","MeasuredConc","210;1",8.7938540029999999,"mg/L","MeasuredConc","210;1",8.7938540029999999,"mg/L","MeasuredConc","210;1",8.7938540029999999,"mg/L",0]
["MeasuredConc","211;1",7.9144686030000004,"mg/L","MeasuredConc","211;1",7.9144686030000004,"mg/L","MeasuredConc","211;1",7.9144686030000004,"mg/L","MeasuredConc","211;1",7.9144686030000004,"mg/L","MeasuredConc","211;1",7.9144686030000004,"mg/L","MeasuredConc","211;1",7.9144686030000004,"mg/L",0]
["MeasuredConc","212;1",8.7938540029999999,"mg/L","MeasuredConc","212;1",8.7938540029999999,"mg/L","MeasuredConc","212;1",8.7938540029999999,"mg/L","MeasuredConc","212;1",8.7938540029999999,"mg/L","MeasuredConc","212;1",8.7938540029999999,"mg/L","MeasuredConc","212;1",8.7938540029999999,"mg/L",0]
["MeasuredConc","213;1",10.5526248,"mg/L","MeasuredConc","213;1",10.5526248,"mg/L","MeasuredConc","213;1",10.5526248,"mg/L","MeasuredConc","213;1",10.5526248,"mg/L","MeasuredConc","213;1",10.5526248,"mg/L","MeasuredConc","213;1",10.5526248,"mg/L",0]
["MeasuredConc","214;1",11.306383719999999,"mg/L","MeasuredConc","214;1",11.306383719999999,"mg/L","MeasuredConc","214;1",11.306383719999999,"mg/L","MeasuredConc","214;1",11.306383719999999,"mg/L","MeasuredConc","214;1",11.306383719999999,"mg/L","MeasuredConc","214;1",11.306383719999999,"mg/L",0]
["MeasuredConc","215;1",12.17610554,"mg/L","MeasuredConc","215;1",12.17610554,"mg/L","MeasuredConc","215;1",12.17610554,"mg/L","MeasuredConc","215;1",12.17610554,"mg/L","MeasuredConc","215;1",12.17610554,"mg/L","MeasuredConc","215;1",12.17610554,"mg/L",0]
["MeasuredConc","216;1",12.17610554,"mg/L","MeasuredConc","216;1",12.17610554,"mg/L","MeasuredConc","216;1",12.17610554,"mg/L","MeasuredConc","216;1",12.17610554,"mg/L","MeasuredConc","216;1",12.17610554,"mg/L","MeasuredConc","216;1",12.17610554,"mg/L",0]
["MeasuredConc","217;1",12.17610554,"mg/L","MeasuredConc","217;1",12.17610554,"mg/L","MeasuredConc","217;1",12.17610554,"mg/L","MeasuredConc","217;1",12.17610554,"mg/L","MeasuredConc","217;1",12.17610554,"mg/L","MeasuredConc","217;1",12.17610554,"mg/L",0]
["MeasuredConc","218;1",13.190780999999999,"mg/L","MeasuredConc","218;1",13.190780999999999,"mg/L","MeasuredConc","218;1",13.190780999999999,"mg/L","MeasuredConc","218;1",13.190780999999999,"mg/L","MeasuredConc","218;1",13.190780999999999,"mg/L","MeasuredConc","218;1",13.190780999999999,"mg/L",0]
["MeasuredConc","219;1",15.828937209999999,"mg/L","MeasuredConc","219;1",15.828937209999999,"mg/L","MeasuredConc","219;1",15.828937209999999,"mg/L","MeasuredConc","219;1",15.828937209999999,"mg/L","MeasuredConc","219;1",15.828937209999999,"mg/L","MeasuredConc","219;1",15.828937209999999,"mg/L",0]
["MeasuredConc","220;1",17.58770801,"mg/L","MeasuredConc","220;1",17.58770801,"mg/L","MeasuredConc","220;1",17.58770801,"mg/L","MeasuredConc","220;1",17.58770801,"mg/L","MeasuredConc","220;1",17.58770801,"mg/L","MeasuredConc","220;1",17.58770801,"mg/L",0]
["MeasuredConc","221;1",19.786171509999999,"mg/L","MeasuredConc","221;1",19.786171509999999,"mg/L","MeasuredConc","221;1",19.786171509999999,"mg/L","MeasuredConc","221;1",19.786171509999999,"mg/L","MeasuredConc","221;1",19.786171509999999,"mg/L","MeasuredConc","221;1",19.786171509999999,"mg/L",0]
["MeasuredConc","222;1",20.293509239999999,"mg/L","MeasuredConc","222;1",20.293509239999999,"mg/L","MeasuredConc","222;1",20.293509239999999,"mg/L","MeasuredConc","222;1",20.293509239999999,"mg/L","MeasuredConc","222;1",20.293509239999999,"mg/L","MeasuredConc","222;1",20.293509239999999,"mg/L",0]
["MeasuredConc","223;1",20.557061310000002,"mg/L","MeasuredConc","223;1",20.557061310000002,"mg/L","MeasuredConc","223;1",20.557061310000002,"mg/L","MeasuredConc","223;1",20.557061310000002,"mg/L","MeasuredConc","223;1",20.557061310000002,"mg/L","MeasuredConc","223;1",20.557061310000002,"mg/L",0]
["MeasuredConc","224;1",21.390455679999999,"mg/L","MeasuredConc","224;1",21.390455679999999,"mg/L","MeasuredConc","224;1",21.390455679999999,"mg/L","MeasuredConc","224;1",21.390455679999999,"mg/L","MeasuredConc","224;1",21.390455679999999,"mg/L","MeasuredConc","224;1",21.390455679999999,"mg/L",0]
["MeasuredConc","225;1",21.390455679999999,"mg/L","MeasuredConc","225;1",21.390455679999999,"mg/L","MeasuredConc","225;1",21.390455679999999,"mg/L","MeasuredConc","225;1",21.390455679999999,"mg/L","MeasuredConc","225;1",21.390455679999999,"mg/L","MeasuredConc","225;1",21.390455679999999,"mg/L",0]
["MeasuredConc","226;1",18.1941807,"mg/L","MeasuredConc","226;1",18.1941807,"mg/L","MeasuredConc","226;1",18.1941807,"mg/L","MeasuredConc","226;1",18.1941807,"mg/L","MeasuredConc","226;1",18.1941807,"mg/L","MeasuredConc","226;1",18.1941807,"mg/L",0]
["MeasuredConc","227;1",21.105249610000001,"mg/L","MeasuredConc","227;1",21.105249610000001,"mg/L","MeasuredConc","227;1",21.105249610000001,"mg/L","MeasuredConc","227;1",21.105249610000001,"mg/L","MeasuredConc","227;1",21.105249610000001,"mg/L","MeasuredConc","227;1",21.105249610000001,"mg/L",0]
["MeasuredConc","228;1",23.625279410000001,"mg/L","MeasuredConc","228;1",23.625279410000001,"mg/L","MeasuredConc","228;1",23.625279410000001,"mg/L","MeasuredConc","228;1",23.625279410000001,"mg/L","MeasuredConc","228;1",23.625279410000001,"mg/L","MeasuredConc","228;1",23.625279410000001,"mg/L",0]
["MeasuredConc","229;1",22.9404887,"mg/L","MeasuredConc","229;1",22.9404887,"mg/L","MeasuredConc","229;1",22.9404887,"mg/L","MeasuredConc","229;1",22.9404887,"mg/L","MeasuredConc","229;1",22.9404887,"mg/L","MeasuredConc","229;1",22.9404887,"mg/L",0]
["MeasuredConc","230;1",22.294277749999999,"mg/L","MeasuredConc","230;1",22.294277749999999,"mg/L","MeasuredConc","230;1",22.294277749999999,"mg/L","MeasuredConc","230;1",22.294277749999999,"mg/L","MeasuredConc","230;1",22.294277749999999,"mg/L","MeasuredConc","230;1",22.294277749999999,"mg/L",0]
["MeasuredConc","231;1",26.828707130000002,"mg/L","MeasuredConc","231;1",26.828707130000002,"mg/L","MeasuredConc","231;1",26.828707130000002,"mg/L","MeasuredConc","231;1",26.828707130000002,"mg/L","MeasuredConc","231;1",26.828707130000002,"mg/L","MeasuredConc","231;1",26.828707130000002,"mg/L",0]
["MeasuredConc","232;1",14.38994291,"mg/L","MeasuredConc","232;1",14.38994291,"mg/L","MeasuredConc","232;1",14.38994291,"mg/L","MeasuredConc","232;1",14.38994291,"mg/L","MeasuredConc","232;1",14.38994291,"mg/L","MeasuredConc","232;1",14.38994291,"mg/L",0]
["MeasuredConc","233;1",12.17610554,"mg/L","MeasuredConc","233;1",12.17610554,"mg/L","MeasuredConc","233;1",12.17610554,"mg/L","MeasuredConc","233;1",12.17610554,"mg/L","MeasuredConc","233;1",12.17610554,"mg/L","MeasuredConc","233;1",12.17610554,"mg/L",0]
["MeasuredConc","234;1",14.38994291,"mg/L","MeasuredConc","234;1",14.38994291,"mg/L","MeasuredConc","234;1",14.38994291,"mg/L","MeasuredConc","234;1",14.38994291,"mg/L","MeasuredConc","234;1",14.38994291,"mg/L","MeasuredConc","234;1",14.38994291,"mg/L",{"$f":"IF(ISNUMBER(C9172),IF(AVERAGE(C9172,G9172,K9172,O9172,S9172,W9172)<>MAX(C9172,G9172,K9172,O9172,S9172,W9172),1,0),\"\")","v":0}]
["MeasuredConc","235;1",16.839294899999999,"mg/L","MeasuredConc","235;1",16.839294899999999,"mg/L","MeasuredConc","235;1",16.839294899999999,"mg/L","MeasuredConc","235;1",16.839294899999999,"mg/L","MeasuredConc","235;1",16.839294899999999,"mg/L","MeasuredConc","235;1",16.839294899999999,"mg/L",0]
["MeasuredConc","236;1",16.318491959999999,"mg/L","MeasuredConc","236;1",16.318491959999999,"mg/L","MeasuredConc","236;1",16.318491959999999,"mg/L","MeasuredConc","236;1",16.318491959999999,"mg/L","MeasuredConc","236;1",16.318491959999999,"mg/L","MeasuredConc","236;1",16.318491959999999,"mg/L",0]
["MeasuredConc","237;1",15.828937209999999,"mg/L","MeasuredConc","237;1",15.828937209999999,"mg/L","MeasuredConc","237;1",15.828937209999999,"mg/L","MeasuredConc","237;1",15.828937209999999,"mg/L","MeasuredConc","237;1",15.828937209999999,"mg/L","MeasuredConc","237;1",15.828937209999999,"mg/L",0]
["MeasuredConc","238;1",14.38994291,"mg/L","MeasuredConc","238;1",14.38994291,"mg/L","MeasuredConc","238;1",14.38994291,"mg/L","MeasuredConc","238;1",14.38994291,"mg/L","MeasuredConc","238;1",14.38994291,"mg/L","MeasuredConc","238;1",14.38994291,"mg/L",0]
["MeasuredConc","239;1",15.988825459999999,"mg/L","MeasuredConc","239;1",15.988825459999999,"mg/L","MeasuredConc","239;1",15.988825459999999,"mg/L","MeasuredConc","239;1",15.988825459999999,"mg/L","MeasuredConc","239;1",15.988825459999999,"mg/L","MeasuredConc","239;1",15.988825459999999,"mg/L",0]
["MeasuredConc","240;1",16.151976739999999,"mg/L","MeasuredConc","240;1",16.151976739999999,"mg/L","MeasuredConc","240;1",16.151976739999999,"mg/L","MeasuredConc","240;1",16.151976739999999,"mg/L","MeasuredConc","240;1",16.151976739999999,"mg/L","MeasuredConc","240;1",16.151976739999999,"mg/L",0]
["MeasuredConc","241;1",14.38994291,"mg/L","MeasuredConc","241;1",14.38994291,"mg/L","MeasuredConc","241;1",14.38994291,"mg/L","MeasuredConc","241;1",14.38994291,"mg/L","MeasuredConc","241;1",14.38994291,"mg/L","MeasuredConc","241;1",14.38994291,"mg/L",0]
["MeasuredConc","242;1",12.17610554,"mg/L","MeasuredConc","242;1",12.17610554,"mg/L","MeasuredConc","242;1",12.17610554,"mg/L","MeasuredConc","242;1",12.17610554,"mg/L","MeasuredConc","242;1",12.17610554,"mg/L","MeasuredConc","242;1",12.17610554,"mg/L",0]
["MeasuredConc","243;1",12.17610554,"mg/L","MeasuredConc","243;1",12.17610554,"mg/L","MeasuredConc","243;1",12.17610554,"mg/L","MeasuredConc","243;1",12.17610554,"mg/L","MeasuredConc","243;1",12.17610554,"mg/L","MeasuredConc","243;1",12.17610554,"mg/L",0]
["MeasuredConc","244;1",13.190780999999999,"mg/L","MeasuredConc","244;1",13.190780999999999,"mg/L","MeasuredConc","244;1",13.190780999999999,"mg/L","MeasuredConc","244;1",13.190780999999999,"mg/L","MeasuredConc","244;1",13.190780999999999,"mg/L","MeasuredConc","244;1",13.190780999999999,"mg/L",0]
["MeasuredConc","245;1",10.5526248,"mg/L","MeasuredConc","245;1",10.5526248,"mg/L","MeasuredConc","245;1",10.5526248,"mg/L","MeasuredConc","245;1",10.5526248,"mg/L","MeasuredConc","245;1",10.5526248,"mg/L","MeasuredConc","245;1",10.5526248,"mg/L",0]
["MeasuredConc","246;1",6.0880527710000001,"mg/L","MeasuredConc","246;1",6.0880527710000001,"mg/L","MeasuredConc","246;1",6.0880527710000001,"mg/L","MeasuredConc","246;1",6.0880527710000001,"mg/L","MeasuredConc","246;1",6.0880527710000001,"mg/L","MeasuredConc","246;1",6.0880527710000001,"mg/L",0]
["MeasuredConc","247;1",5.8625693349999999,"mg/L","MeasuredConc","247;1",5.8625693349999999,"mg/L","MeasuredConc","247;1",5.8625693349999999,"mg/L","MeasuredConc","247;1",5.8625693349999999,"mg/L","MeasuredConc","247;1",5.8625693349999999,"mg/L","MeasuredConc","247;1",5.8625693349999999,"mg/L",0]
["MeasuredConc","248;1",7.5375891450000001,"mg/L","MeasuredConc","248;1",7.5375891450000001,"mg/L","MeasuredConc","248;1",7.5375891450000001,"mg/L","MeasuredConc","248;1",7.5375891450000001,"mg/L","MeasuredConc","248;1",7.5375891450000001,"mg/L","MeasuredConc","248;1",7.5375891450000001,"mg/L",0]
["MeasuredConc","249;1",9.3111395330000004,"mg/L","MeasuredConc","249;1",9.3111395330000004,"mg/L","MeasuredConc","249;1",9.3111395330000004,"mg/L","MeasuredConc","249;1",9.3111395330000004,"mg/L","MeasuredConc","249;1",9.3111395330000004,"mg/L","MeasuredConc","249;1",9.3111395330000004,"mg/L",0]
["MeasuredConc","250;1",10.5526248,"mg/L","MeasuredConc","250;1",10.5526248,"mg/L","MeasuredConc","250;1",10.5526248,"mg/L","MeasuredConc","250;1",10.5526248,"mg/L","MeasuredConc","250;1",10.5526248,"mg/L","MeasuredConc","250;1",10.5526248,"mg/L",0]
["MeasuredConc","251;1",12.17610554,"mg/L","MeasuredConc","251;1",12.17610554,"mg/L","MeasuredConc","251;1",12.17610554,"mg/L","MeasuredConc","251;1",12.17610554,"mg/L","MeasuredConc","251;1",12.17610554,"mg/L","MeasuredConc","251;1",12.17610554,"mg/L",0]
["MeasuredConc","252;1",14.38994291,"mg/L","MeasuredConc","252;1",14.38994291,"mg/L","MeasuredConc","252;1",14.38994291,"mg/L","MeasuredConc","252;1",14.38994291,"mg/L","MeasuredConc","252;1",14.38994291,"mg/L","MeasuredConc","252;1",14.38994291,"mg/L",0]
["MeasuredConc","253;1",16.662039159999999,"mg/L","MeasuredConc","253;1",16.662039159999999,"mg/L","MeasuredConc","253;1",16.662039159999999,"mg/L","MeasuredConc","253;1",16.662039159999999,"mg/L","MeasuredConc","253;1",16.662039159999999,"mg/L","MeasuredConc","253;1",16.662039159999999,"mg/L",0]
["MeasuredConc","254;1",17.987428640000001,"mg/L","MeasuredConc","254;1",17.987428640000001,"mg/L","MeasuredConc","254;1",17.987428640000001,"mg/L","MeasuredConc","254;1",17.987428640000001,"mg/L","MeasuredConc","254;1",17.987428640000001,"mg/L","MeasuredConc","254;1",17.987428640000001,"mg/L",0]
["MeasuredConc","255;1",19.541897779999999,"mg/L","MeasuredConc","255;1",19.541897779999999,"mg/L","MeasuredConc","255;1",19.541897779999999,"mg/L","MeasuredConc","255;1",19.541897779999999,"mg/L","MeasuredConc","255;1",19.541897779999999,"mg/L","MeasuredConc","255;1",19.541897779999999,"mg/L",0]
["MeasuredConc","256;1",19.541897779999999,"mg/L","MeasuredConc","256;1",19.541897779999999,"mg/L","MeasuredConc","256;1",19.541897779999999,"mg/L","MeasuredConc","256;1",19.541897779999999,"mg/L","MeasuredConc","256;1",19.541897779999999,"mg/L","MeasuredConc","256;1",19.541897779999999,"mg/L",0]
["MeasuredConc","257;1",20.557061310000002,"mg/L","MeasuredConc","257;1",20.557061310000002,"mg/L","MeasuredConc","257;1",20.557061310000002,"mg/L","MeasuredConc","257;1",20.557061310000002,"mg/L","MeasuredConc","257;1",20.557061310000002,"mg/L","MeasuredConc","257;1",20.557061310000002,"mg/L",0]
["MeasuredConc","258;1",13.190780999999999,"mg/L","MeasuredConc","258;1",13.190780999999999,"mg/L","MeasuredConc","258;1",13.190780999999999,"mg/L","MeasuredConc","258;1",13.190780999999999,"mg/L","MeasuredConc","258;1",13.190780999999999,"mg/L","MeasuredConc","258;1",13.190780999999999,"mg/L",0]
["MeasuredConc","259;1",3.3678589799999998,"mg/L","MeasuredConc","259;1",3.3678589799999998,"mg/L","MeasuredConc","259;1",3.3678589799999998,"mg/L","MeasuredConc","259;1",3.3678589799999998,"mg/L","MeasuredConc","259;1",3.3678589799999998,"mg/L","MeasuredConc","259;1",3.3678589799999998,"mg/L",0]
["MeasuredConc","260;1",2.6381562010000001,"mg/L","MeasuredConc","260;1",2.6381562010000001,"mg/L","MeasuredConc","260;1",2.6381562010000001,"mg/L","MeasuredConc","260;1",2.6381562010000001,"mg/L","MeasuredConc","260;1",2.6381562010000001,"mg/L","MeasuredConc","260;1",2.6381562010000001,"mg/L",0]
["MeasuredConc","261;1",4.5225534869999997,"mg/L","MeasuredConc","261;1",4.5225534869999997,"mg/L","MeasuredConc","261;1",4.5225534869999997,"mg/L","MeasuredConc","261;1",4.5225534869999997,"mg/L","MeasuredConc","261;1",4.5225534869999997,"mg/L","MeasuredConc","261;1",4.5225534869999997,"mg/L",0]
["MeasuredConc","262;1",6.0880527710000001,"mg/L","MeasuredConc","262;1",6.0880527710000001,"mg/L","MeasuredConc","262;1",6.0880527710000001,"mg/L","MeasuredConc","262;1",6.0880527710000001,"mg/L","MeasuredConc","262;1",6.0880527710000001,"mg/L","MeasuredConc","262;1",6.0880527710000001,"mg/L",0]
["MeasuredConc","263;1",7.9144686030000004,"mg/L","MeasuredConc","263;1",7.9144686030000004,"mg/L","MeasuredConc","263;1",7.9144686030000004,"mg/L","MeasuredConc","263;1",7.9144686030000004,"mg/L","MeasuredConc","263;1",7.9144686030000004,"mg/L","MeasuredConc","263;1",7.9144686030000004,"mg/L",0]
["MeasuredConc","264;1",9.3111395330000004,"mg/L","MeasuredConc","264;1",9.3111395330000004,"mg/L","MeasuredConc","264;1",9.3111395330000004,"mg/L","MeasuredConc","264;1",9.3111395330000004,"mg/L","MeasuredConc","264;1",9.3111395330000004,"mg/L","MeasuredConc","264;1",9.3111395330000004,"mg/L",0]
["MeasuredConc","265;1",9.8930857529999994,"mg/L","MeasuredConc","265;1",9.8930857529999994,"mg/L","MeasuredConc","265;1",9.8930857529999994,"mg/L","MeasuredConc","265;1",9.8930857529999994,"mg/L","MeasuredConc","265;1",9.8930857529999994,"mg/L","MeasuredConc","265;1",9.8930857529999994,"mg/L",0]
["MeasuredConc","266;1",4.1655097909999999,"mg/L","MeasuredConc","266;1",4.1655097909999999,"mg/L","MeasuredConc","266;1",4.1655097909999999,"mg/L","MeasuredConc","266;1",4.1655097909999999,"mg/L","MeasuredConc","266;1",4.1655097909999999,"mg/L","MeasuredConc","266;1",4.1655097909999999,"mg/L",0]
["MeasuredConc","267;1",5.2763124020000003,"mg/L","MeasuredConc","267;1",5.2763124020000003,"mg/L","MeasuredConc","267;1",5.2763124020000003,"mg/L","MeasuredConc","267;1",5.2763124020000003,"mg/L","MeasuredConc","267;1",5.2763124020000003,"mg/L","MeasuredConc","267;1",5.2763124020000003,"mg/L",0]
["MeasuredConc","268;1",6.0880527710000001,"mg/L","MeasuredConc","268;1",6.0880527710000001,"mg/L","MeasuredConc","268;1",6.0880527710000001,"mg/L","MeasuredConc","268;1",6.0880527710000001,"mg/L","MeasuredConc","268;1",6.0880527710000001,"mg/L","MeasuredConc","268;1",6.0880527710000001,"mg/L",0]
["MeasuredConc","269;1",5.8625693349999999,"mg/L","MeasuredConc","269;1",5.8625693349999999,"mg/L","MeasuredConc","269;1",5.8625693349999999,"mg/L","MeasuredConc","269;1",5.8625693349999999,"mg/L","MeasuredConc","269;1",5.8625693349999999,"mg/L","MeasuredConc","269;1",5.8625693349999999,"mg/L",0]
["MeasuredConc","270;1",4.7966476379999996,"mg/L","MeasuredConc","270;1",4.7966476379999996,"mg/L","MeasuredConc","270;1",4.7966476379999996,"mg/L","MeasuredConc","270;1",4.7966476379999996,"mg/L","MeasuredConc","270;1",4.7966476379999996,"mg/L","MeasuredConc","270;1",4.7966476379999996,"mg/L",0]
["MeasuredConc","271;1",4.396927002,"mg/L","MeasuredConc","271;1",4.396927002,"mg/L","MeasuredConc","271;1",4.396927002,"mg/L","MeasuredConc","271;1",4.396927002,"mg/L","MeasuredConc","271;1",4.396927002,"mg/L","MeasuredConc","271;1",4.396927002,"mg/L",0]
["MeasuredConc","272;1",4.9465428769999997,"mg/L","MeasuredConc","272;1",4.9465428769999997,"mg/L","MeasuredConc","272;1",4.9465428769999997,"mg/L","MeasuredConc","272;1",4.9465428769999997,"mg/L","MeasuredConc","272;1",4.9465428769999997,"mg/L","MeasuredConc","272;1",4.9465428769999997,"mg/L",0]
["MeasuredConc","273;1",5.6531918589999997,"mg/L","MeasuredConc","273;1",5.6531918589999997,"mg/L","MeasuredConc","273;1",5.6531918589999997,"mg/L","MeasuredConc","273;1",5.6531918589999997,"mg/L","MeasuredConc","273;1",5.6531918589999997,"mg/L","MeasuredConc","273;1",5.6531918589999997,"mg/L",0]
["MeasuredConc","274;1",6.331574882,"mg/L","MeasuredConc","274;1",6.331574882,"mg/L","MeasuredConc","274;1",6.331574882,"mg/L","MeasuredConc","274;1",6.331574882,"mg/L","MeasuredConc","274;1",6.331574882,"mg/L","MeasuredConc","274;1",6.331574882,"mg/L",0]
["MeasuredConc","275;1",6.8821466109999996,"mg/L","MeasuredConc","275;1",6.8821466109999996,"mg/L","MeasuredConc","275;1",6.8821466109999996,"mg/L","MeasuredConc","275;1",6.8821466109999996,"mg/L","MeasuredConc","275;1",6.8821466109999996,"mg/L","MeasuredConc","275;1",6.8821466109999996,"mg/L",0]
["MeasuredConc","276;1",7.5375891450000001,"mg/L","MeasuredConc","276;1",7.5375891450000001,"mg/L","MeasuredConc","276;1",7.5375891450000001,"mg/L","MeasuredConc","276;1",7.5375891450000001,"mg/L","MeasuredConc","276;1",7.5375891450000001,"mg/L","MeasuredConc","276;1",7.5375891450000001,"mg/L",0]
["MeasuredConc","277;1",7.9144686030000004,"mg/L","MeasuredConc","277;1",7.9144686030000004,"mg/L","MeasuredConc","277;1",7.9144686030000004,"mg/L","MeasuredConc","277;1",7.9144686030000004,"mg/L","MeasuredConc","277;1",7.9144686030000004,"mg/L","MeasuredConc","277;1",7.9144686030000004,"mg/L",0]
["MeasuredConc","278;1",8.3310195819999997,"mg/L","MeasuredConc","278;1",8.3310195819999997,"mg/L","MeasuredConc","278;1",8.3310195819999997,"mg/L","MeasuredConc","278;1",8.3310195819999997,"mg/L","MeasuredConc","278;1",8.3310195819999997,"mg/L","MeasuredConc","278;1",8.3310195819999997,"mg/L",0]
["MeasuredConc","279;1",8.7938540029999999,"mg/L","MeasuredConc","279;1",8.7938540029999999,"mg/L","MeasuredConc","279;1",8.7938540029999999,"mg/L","MeasuredConc","279;1",8.7938540029999999,"mg/L","MeasuredConc","279;1",8.7938540029999999,"mg/L","MeasuredConc","279;1",8.7938540029999999,"mg/L",0]
["MeasuredConc","280;1",8.3310195819999997,"mg/L","MeasuredConc","280;1",8.3310195819999997,"mg/L","MeasuredConc","280;1",8.3310195819999997,"mg/L","MeasuredConc","280;1",8.3310195819999997,"mg/L","MeasuredConc","280;1",8.3310195819999997,"mg/L","MeasuredConc","280;1",8.3310195819999997,"mg/L",0]
["MeasuredConc","281;1",8.3310195819999997,"mg/L","MeasuredConc","281;1",8.3310195819999997,"mg/L","MeasuredConc","281;1",8.3310195819999997,"mg/L","MeasuredConc","281;1",8.3310195819999997,"mg/L","MeasuredConc","281;1",8.3310195819999997,"mg/L","MeasuredConc","281;1",8.3310195819999997,"mg/L",0]
["MeasuredConc","282;1",7.9144686030000004,"mg/L","MeasuredConc","282;1",7.9144686030000004,"mg/L","MeasuredConc","282;1",7.9144686030000004,"mg/L","MeasuredConc","282;1",7.9144686030000004,"mg/L","MeasuredConc","282;1",7.9144686030000004,"mg/L","MeasuredConc","282;1",7.9144686030000004,"mg/L",0]
["MeasuredConc","283;1",7.5375891450000001,"mg/L","MeasuredConc","283;1",7.5375891450000001,"mg/L","MeasuredConc","283;1",7.5375891450000001,"mg/L","MeasuredConc","283;1",7.5375891450000001,"mg/L","MeasuredConc","283;1",7.5375891450000001,"mg/L","MeasuredConc","283;1",7.5375891450000001,"mg/L",0]
["MeasuredConc","284;1",7.5375891450000001,"mg/L","MeasuredConc","284;1",7.5375891450000001,"mg/L","MeasuredConc","284;1",7.5375891450000001,"mg/L","MeasuredConc","284;1",7.5375891450000001,"mg/L","MeasuredConc","284;1",7.5375891450000001,"mg/L","MeasuredConc","284;1",7.5375891450000001,"mg/L",0]
["MeasuredConc","285;1",6.8821466109999996,"mg/L","MeasuredConc","285;1",6.8821466109999996,"mg/L","MeasuredConc","285;1",6.8821466109999996,"mg/L","MeasuredConc","285;1",6.8821466109999996,"mg/L","MeasuredConc","285;1",6.8821466109999996,"mg/L","MeasuredConc","285;1",6.8821466109999996,"mg/L",0]
["MeasuredConc","286;1",6.5953905019999999,"mg/L","MeasuredConc","286;1",6.5953905019999999,"mg/L","MeasuredConc","286;1",6.5953905019999999,"mg/L","MeasuredConc","286;1",6.5953905019999999,"mg/L","MeasuredConc","286;1",6.5953905019999999,"mg/L","MeasuredConc","286;1",6.5953905019999999,"mg/L",0]
["MeasuredConc","287;1",6.331574882,"mg/L","MeasuredConc","287;1",6.331574882,"mg/L","MeasuredConc","287;1",6.331574882,"mg/L","MeasuredConc","287;1",6.331574882,"mg/L","MeasuredConc","287;1",6.331574882,"mg/L","MeasuredConc","287;1",6.331574882,"mg/L",0]
["MeasuredConc","288;1",6.5953905019999999,"mg/L","MeasuredConc","288;1",6.5953905019999999,"mg/L","MeasuredConc","288;1",6.5953905019999999,"mg/L","MeasuredConc","288;1",6.5953905019999999,"mg/L","MeasuredConc","288;1",6.5953905019999999,"mg/L","MeasuredConc","288;1",6.5953905019999999,"mg/L",0]
["MeasuredConc","289;1",5.1061087760000001,"mg/L","MeasuredConc","289;1",5.1061087760000001,"mg/L","MeasuredConc","289;1",5.1061087760000001,"mg/L","MeasuredConc","289;1",5.1061087760000001,"mg/L","MeasuredConc","289;1",5.1061087760000001,"mg/L","MeasuredConc","289;1",5.1061087760000001,"mg/L",0]
["MeasuredConc","290;1",3.5974857290000002,"mg/L","MeasuredConc","290;1",3.5974857290000002,"mg/L","MeasuredConc","290;1",3.5974857290000002,"mg/L","MeasuredConc","290;1",3.5974857290000002,"mg/L","MeasuredConc","290;1",3.5974857290000002,"mg/L","MeasuredConc","290;1",3.5974857290000002,"mg/L",0]
["MeasuredConc","291;1",3.6811481869999998,"mg/L","MeasuredConc","291;1",3.6811481869999998,"mg/L","MeasuredConc","291;1",3.6811481869999998,"mg/L","MeasuredConc","291;1",3.6811481869999998,"mg/L","MeasuredConc","291;1",3.6811481869999998,"mg/L","MeasuredConc","291;1",3.6811481869999998,"mg/L",0]
["MeasuredConc","292;1",3.8607163920000001,"mg/L","MeasuredConc","292;1",3.8607163920000001,"mg/L","MeasuredConc","292;1",3.8607163920000001,"mg/L","MeasuredConc","292;1",3.8607163920000001,"mg/L","MeasuredConc","292;1",3.8607163920000001,"mg/L","MeasuredConc","292;1",3.8607163920000001,"mg/L",0]
["MeasuredConc","293;1",4.396927002,"mg/L","MeasuredConc","293;1",4.396927002,"mg/L","MeasuredConc","293;1",4.396927002,"mg/L","MeasuredConc","293;1",4.396927002,"mg/L","MeasuredConc","293;1",4.396927002,"mg/L","MeasuredConc","293;1",4.396927002,"mg/L",0]
["MeasuredConc","294;1",4.9465428769999997,"mg/L","MeasuredConc","294;1",4.9465428769999997,"mg/L","MeasuredConc","294;1",4.9465428769999997,"mg/L","MeasuredConc","294;1",4.9465428769999997,"mg/L","MeasuredConc","294;1",4.9465428769999997,"mg/L","MeasuredConc","294;1",4.9465428769999997,"mg/L",0]
["MeasuredConc","295;1",5.6531918589999997,"mg/L","MeasuredConc","295;1",5.6531918589999997,"mg/L","MeasuredConc","295;1",5.6531918589999997,"mg/L","MeasuredConc","295;1",5.6531918589999997,"mg/L","MeasuredConc","295;1",5.6531918589999997,"mg/L","MeasuredConc","295;1",5.6531918589999997,"mg/L",0]
["MeasuredConc","296;1",5.8625693349999999,"mg/L","MeasuredConc","296;1",5.8625693349999999,"mg/L","MeasuredConc","296;1",5.8625693349999999,"mg/L","MeasuredConc","296;1",5.8625693349999999,"mg/L","MeasuredConc","296;1",5.8625693349999999,"mg/L","MeasuredConc","296;1",5.8625693349999999,"mg/L",0]
["MeasuredConc","297;1",6.0880527710000001,"mg/L","MeasuredConc","297;1",6.0880527710000001,"mg/L","MeasuredConc","297;1",6.0880527710000001,"mg/L","MeasuredConc","297;1",6.0880527710000001,"mg/L","MeasuredConc","297;1",6.0880527710000001,"mg/L","MeasuredConc","297;1",6.0880527710000001,"mg/L",0]
["MeasuredConc","298;1",6.0880527710000001,"mg/L","MeasuredConc","298;1",6.0880527710000001,"mg/L","MeasuredConc","298;1",6.0880527710000001,"mg/L","MeasuredConc","298;1",6.0880527710000001,"mg/L","MeasuredConc","298;1",6.0880527710000001,"mg/L","MeasuredConc","298;1",6.0880527710000001,"mg/L",{"$f":"IF(ISNUMBER(C9236),IF(AVERAGE(C9236,G9236,K9236,O9236,S9236,W9236)<>MAX(C9236,G9236,K9236,O9236,S9236,W9236),1,0),\"\")","v":0}]
["MeasuredConc","299;1",4.0587018480000001,"mg/L","MeasuredConc","299;1",4.0587018480000001,"mg/L","MeasuredConc","299;1",4.0587018480000001,"mg/L","MeasuredConc","299;1",4.0587018480000001,"mg/L","MeasuredConc","299;1",4.0587018480000001,"mg/L","MeasuredConc","299;1",4.0587018480000001,"mg/L",0]
["MeasuredConc","300;1",2.3277848830000001,"mg/L","MeasuredConc","300;1",2.3277848830000001,"mg/L","MeasuredConc","300;1",2.3277848830000001,"mg/L","MeasuredConc","300;1",2.3277848830000001,"mg/L","MeasuredConc","300;1",2.3277848830000001,"mg/L","MeasuredConc","300;1",2.3277848830000001,"mg/L",0]
["MeasuredConc","301;1",2.3625279410000002,"mg/L","MeasuredConc","301;1",2.3625279410000002,"mg/L","MeasuredConc","301;1",2.3625279410000002,"mg/L","MeasuredConc","301;1",2.3625279410000002,"mg/L","MeasuredConc","301;1",2.3625279410000002,"mg/L","MeasuredConc","301;1",2.3625279410000002,"mg/L",0]
["MeasuredConc","302;1",2.4732714379999998,"mg/L","MeasuredConc","302;1",2.4732714379999998,"mg/L","MeasuredConc","302;1",2.4732714379999998,"mg/L","MeasuredConc","302;1",2.4732714379999998,"mg/L","MeasuredConc","302;1",2.4732714379999998,"mg/L","MeasuredConc","302;1",2.4732714379999998,"mg/L",0]
["MeasuredConc","303;1",2.8265959299999999,"mg/L","MeasuredConc","303;1",2.8265959299999999,"mg/L","MeasuredConc","303;1",2.8265959299999999,"mg/L","MeasuredConc","303;1",2.8265959299999999,"mg/L","MeasuredConc","303;1",2.8265959299999999,"mg/L","MeasuredConc","303;1",2.8265959299999999,"mg/L",0]
["MeasuredConc","304;1",3.165787441,"mg/L","MeasuredConc","304;1",3.165787441,"mg/L","MeasuredConc","304;1",3.165787441,"mg/L","MeasuredConc","304;1",3.165787441,"mg/L","MeasuredConc","304;1",3.165787441,"mg/L","MeasuredConc","304;1",3.165787441,"mg/L",0]
["MeasuredConc","305;1",3.6811481869999998,"mg/L","MeasuredConc","305;1",3.6811481869999998,"mg/L","MeasuredConc","305;1",3.6811481869999998,"mg/L","MeasuredConc","305;1",3.6811481869999998,"mg/L","MeasuredConc","305;1",3.6811481869999998,"mg/L","MeasuredConc","305;1",3.6811481869999998,"mg/L",0]
["MeasuredConc","306;1",3.9572343010000002,"mg/L","MeasuredConc","306;1",3.9572343010000002,"mg/L","MeasuredConc","306;1",3.9572343010000002,"mg/L","MeasuredConc","306;1",3.9572343010000002,"mg/L","MeasuredConc","306;1",3.9572343010000002,"mg/L","MeasuredConc","306;1",3.9572343010000002,"mg/L",0]
["MeasuredConc","307;1",4.1655097909999999,"mg/L","MeasuredConc","307;1",4.1655097909999999,"mg/L","MeasuredConc","307;1",4.1655097909999999,"mg/L","MeasuredConc","307;1",4.1655097909999999,"mg/L","MeasuredConc","307;1",4.1655097909999999,"mg/L","MeasuredConc","307;1",4.1655097909999999,"mg/L",0]
["MeasuredConc","308;1",4.5225534869999997,"mg/L","MeasuredConc","308;1",4.5225534869999997,"mg/L","MeasuredConc","308;1",4.5225534869999997,"mg/L","MeasuredConc","308;1",4.5225534869999997,"mg/L","MeasuredConc","308;1",4.5225534869999997,"mg/L","MeasuredConc","308;1",4.5225534869999997,"mg/L",0]
["MeasuredConc","309;1",4.5225534869999997,"mg/L","MeasuredConc","309;1",4.5225534869999997,"mg/L","MeasuredConc","309;1",4.5225534869999997,"mg/L","MeasuredConc","309;1",4.5225534869999997,"mg/L","MeasuredConc","309;1",4.5225534869999997,"mg/L","MeasuredConc","309;1",4.5225534869999997,"mg/L",0]
["MeasuredConc","310;1",3.4410733059999998,"mg/L","MeasuredConc","310;1",3.4410733059999998,"mg/L","MeasuredConc","310;1",3.4410733059999998,"mg/L","MeasuredConc","310;1",3.4410733059999998,"mg/L","MeasuredConc","310;1",3.4410733059999998,"mg/L","MeasuredConc","310;1",3.4410733059999998,"mg/L",0]
["MeasuredConc","311;1",3.2976952509999999,"mg/L","MeasuredConc","311;1",3.2976952509999999,"mg/L","MeasuredConc","311;1",3.2976952509999999,"mg/L","MeasuredConc","311;1",3.2976952509999999,"mg/L","MeasuredConc","311;1",3.2976952509999999,"mg/L","MeasuredConc","311;1",3.2976952509999999,"mg/L",0]
["MeasuredConc","312;1",3.2303953480000001,"mg/L","MeasuredConc","312;1",3.2303953480000001,"mg/L","MeasuredConc","312;1",3.2303953480000001,"mg/L","MeasuredConc","312;1",3.2303953480000001,"mg/L","MeasuredConc","312;1",3.2303953480000001,"mg/L","MeasuredConc","312;1",3.2303953480000001,"mg/L",0]
["MeasuredConc","313;1",3.2976952509999999,"mg/L","MeasuredConc","313;1",3.2976952509999999,"mg/L","MeasuredConc","313;1",3.2976952509999999,"mg/L","MeasuredConc","313;1",3.2976952509999999,"mg/L","MeasuredConc","313;1",3.2976952509999999,"mg/L","MeasuredConc","313;1",3.2976952509999999,"mg/L",0]
["MeasuredConc","314;1",3.4410733059999998,"mg/L","MeasuredConc","314;1",3.4410733059999998,"mg/L","MeasuredConc","314;1",3.4410733059999998,"mg/L","MeasuredConc","314;1",3.4410733059999998,"mg/L","MeasuredConc","314;1",3.4410733059999998,"mg/L","MeasuredConc","314;1",3.4410733059999998,"mg/L",0]
["MeasuredConc","315;1",3.2303953480000001,"mg/L","MeasuredConc","315;1",3.2303953480000001,"mg/L","MeasuredConc","315;1",3.2303953480000001,"mg/L","MeasuredConc","315;1",3.2303953480000001,"mg/L","MeasuredConc","315;1",3.2303953480000001,"mg/L","MeasuredConc","315;1",3.2303953480000001,"mg/L",0]
["MeasuredConc","316;1",2.7291271039999998,"mg/L","MeasuredConc","316;1",2.7291271039999998,"mg/L","MeasuredConc","316;1",2.7291271039999998,"mg/L","MeasuredConc","316;1",2.7291271039999998,"mg/L","MeasuredConc","316;1",2.7291271039999998,"mg/L","MeasuredConc","316;1",2.7291271039999998,"mg/L",0]
["MeasuredConc","317;1",1.3414353560000001,"mg/L","MeasuredConc","317;1",1.3414353560000001,"mg/L","MeasuredConc","317;1",1.3414353560000001,"mg/L","MeasuredConc","317;1",1.3414353560000001,"mg/L","MeasuredConc","317;1",1.3414353560000001,"mg/L","MeasuredConc","317;1",1.3414353560000001,"mg/L",0]
["MeasuredConc","318;1",1.09923175,"mg/L","MeasuredConc","318;1",1.09923175,"mg/L","MeasuredConc","318;1",1.09923175,"mg/L","MeasuredConc","318;1",1.09923175,"mg/L","MeasuredConc","318;1",1.09923175,"mg/L","MeasuredConc","318;1",1.09923175,"mg/L",0]
["MeasuredConc","319;1",1.106918686,"mg/L","MeasuredConc","319;1",1.106918686,"mg/L","MeasuredConc","319;1",1.106918686,"mg/L","MeasuredConc","319;1",1.106918686,"mg/L","MeasuredConc","319;1",1.106918686,"mg/L","MeasuredConc","319;1",1.106918686,"mg/L",0]
["MeasuredConc","320;1",1.2869054639999999,"mg/L","MeasuredConc","320;1",1.2869054639999999,"mg/L","MeasuredConc","320;1",1.2869054639999999,"mg/L","MeasuredConc","320;1",1.2869054639999999,"mg/L","MeasuredConc","320;1",1.2869054639999999,"mg/L","MeasuredConc","320;1",1.2869054639999999,"mg/L",0]
["MeasuredConc","321;1",0.76839500999999999,"mg/L","MeasuredConc","321;1",0.76839500999999999,"mg/L","MeasuredConc","321;1",0.76839500999999999,"mg/L","MeasuredConc","321;1",0.76839500999999999,"mg/L","MeasuredConc","321;1",0.76839500999999999,"mg/L","MeasuredConc","321;1",0.76839500999999999,"mg/L",0]
["MeasuredConc","322;1",0.59063198500000003,"mg/L","MeasuredConc","322;1",0.59063198500000003,"mg/L","MeasuredConc","322;1",0.59063198500000003,"mg/L","MeasuredConc","322;1",0.59063198500000003,"mg/L","MeasuredConc","322;1",0.59063198500000003,"mg/L","MeasuredConc","322;1",0.59063198500000003,"mg/L",0]
["MeasuredConc","323;1",0.50410628000000002,"mg/L","MeasuredConc","323;1",0.50410628000000002,"mg/L","MeasuredConc","323;1",0.50410628000000002,"mg/L","MeasuredConc","323;1",0.50410628000000002,"mg/L","MeasuredConc","323;1",0.50410628000000002,"mg/L","MeasuredConc","323;1",0.50410628000000002,"mg/L",0]
["MeasuredConc","324;1",0.48704422200000003,"mg/L","MeasuredConc","324;1",0.48704422200000003,"mg/L","MeasuredConc","324;1",0.48704422200000003,"mg/L","MeasuredConc","324;1",0.48704422200000003,"mg/L","MeasuredConc","324;1",0.48704422200000003,"mg/L","MeasuredConc","324;1",0.48704422200000003,"mg/L",0]
["MeasuredConc","325;1",0.59063198500000003,"mg/L","MeasuredConc","325;1",0.59063198500000003,"mg/L","MeasuredConc","325;1",0.59063198500000003,"mg/L","MeasuredConc","325;1",0.59063198500000003,"mg/L","MeasuredConc","325;1",0.59063198500000003,"mg/L","MeasuredConc","325;1",0.59063198500000003,"mg/L",0]
["MeasuredConc","326;1",0.63826359700000002,"mg/L","MeasuredConc","326;1",0.63826359700000002,"mg/L","MeasuredConc","326;1",0.63826359700000002,"mg/L","MeasuredConc","326;1",0.63826359700000002,"mg/L","MeasuredConc","326;1",0.63826359700000002,"mg/L","MeasuredConc","326;1",0.63826359700000002,"mg/L",0]
["MeasuredConc","327;1",0.65953905000000002,"mg/L","MeasuredConc","327;1",0.65953905000000002,"mg/L","MeasuredConc","327;1",0.65953905000000002,"mg/L","MeasuredConc","327;1",0.65953905000000002,"mg/L","MeasuredConc","327;1",0.65953905000000002,"mg/L","MeasuredConc","327;1",0.65953905000000002,"mg/L",0]
["MeasuredConc","328;1",0.68523537700000003,"mg/L","MeasuredConc","328;1",0.68523537700000003,"mg/L","MeasuredConc","328;1",0.68523537700000003,"mg/L","MeasuredConc","328;1",0.68523537700000003,"mg/L","MeasuredConc","328;1",0.68523537700000003,"mg/L","MeasuredConc","328;1",0.68523537700000003,"mg/L",0]
["MeasuredConc","329;1",0.74664798099999996,"mg/L","MeasuredConc","329;1",0.74664798099999996,"mg/L","MeasuredConc","329;1",0.74664798099999996,"mg/L","MeasuredConc","329;1",0.74664798099999996,"mg/L","MeasuredConc","329;1",0.74664798099999996,"mg/L","MeasuredConc","329;1",0.74664798099999996,"mg/L",0]
["MeasuredConc","330;1",0.87452691699999996,"mg/L","MeasuredConc","330;1",0.87452691699999996,"mg/L","MeasuredConc","330;1",0.87452691699999996,"mg/L","MeasuredConc","330;1",0.87452691699999996,"mg/L","MeasuredConc","330;1",0.87452691699999996,"mg/L","MeasuredConc","330;1",0.87452691699999996,"mg/L",0]
["MeasuredConc","331;1",1.0018314690000001,"mg/L","MeasuredConc","331;1",1.0018314690000001,"mg/L","MeasuredConc","331;1",1.0018314690000001,"mg/L","MeasuredConc","331;1",1.0018314690000001,"mg/L","MeasuredConc","331;1",1.0018314690000001,"mg/L","MeasuredConc","331;1",1.0018314690000001,"mg/L",0]
["MeasuredConc","332;1",1.0841737810000001,"mg/L","MeasuredConc","332;1",1.0841737810000001,"mg/L","MeasuredConc","332;1",1.0841737810000001,"mg/L","MeasuredConc","332;1",1.0841737810000001,"mg/L","MeasuredConc","332;1",1.0841737810000001,"mg/L","MeasuredConc","332;1",1.0841737810000001,"mg/L",0]
["MeasuredConc","333;1",1.1638924420000001,"mg/L","MeasuredConc","333;1",1.1638924420000001,"mg/L","MeasuredConc","333;1",1.1638924420000001,"mg/L","MeasuredConc","333;1",1.1638924420000001,"mg/L","MeasuredConc","333;1",1.1638924420000001,"mg/L","MeasuredConc","333;1",1.1638924420000001,"mg/L",0]
["MeasuredConc","334;1",1.227049396,"mg/L","MeasuredConc","334;1",1.227049396,"mg/L","MeasuredConc","334;1",1.227049396,"mg/L","MeasuredConc","334;1",1.227049396,"mg/L","MeasuredConc","334;1",1.227049396,"mg/L","MeasuredConc","334;1",1.227049396,"mg/L",0]
["MeasuredConc","335;1",1.2463730079999999,"mg/L","MeasuredConc","335;1",1.2463730079999999,"mg/L","MeasuredConc","335;1",1.2463730079999999,"mg/L","MeasuredConc","335;1",1.2463730079999999,"mg/L","MeasuredConc","335;1",1.2463730079999999,"mg/L","MeasuredConc","335;1",1.2463730079999999,"mg/L",0]
["MeasuredConc","336;1",1.3190781,"mg/L","MeasuredConc","336;1",1.3190781,"mg/L","MeasuredConc","336;1",1.3190781,"mg/L","MeasuredConc","336;1",1.3190781,"mg/L","MeasuredConc","336;1",1.3190781,"mg/L","MeasuredConc","336;1",1.3190781,"mg/L",0]
["MeasuredConc","337;1",1.4132979649999999,"mg/L","MeasuredConc","337;1",1.4132979649999999,"mg/L","MeasuredConc","337;1",1.4132979649999999,"mg/L","MeasuredConc","337;1",1.4132979649999999,"mg/L","MeasuredConc","337;1",1.4132979649999999,"mg/L","MeasuredConc","337;1",1.4132979649999999,"mg/L",0]
["MeasuredConc","338;1",1.53679002,"mg/L","MeasuredConc","338;1",1.53679002,"mg/L","MeasuredConc","338;1",1.53679002,"mg/L","MeasuredConc","338;1",1.53679002,"mg/L","MeasuredConc","338;1",1.53679002,"mg/L","MeasuredConc","338;1",1.53679002,"mg/L",0]
["MeasuredConc","339;1",1.6318491959999999,"mg/L","MeasuredConc","339;1",1.6318491959999999,"mg/L","MeasuredConc","339;1",1.6318491959999999,"mg/L","MeasuredConc","339;1",1.6318491959999999,"mg/L","MeasuredConc","339;1",1.6318491959999999,"mg/L","MeasuredConc","339;1",1.6318491959999999,"mg/L",0]
["MeasuredConc","340;1",1.7205366529999999,"mg/L","MeasuredConc","340;1",1.7205366529999999,"mg/L","MeasuredConc","340;1",1.7205366529999999,"mg/L","MeasuredConc","340;1",1.7205366529999999,"mg/L","MeasuredConc","340;1",1.7205366529999999,"mg/L","MeasuredConc","340;1",1.7205366529999999,"mg/L",0]
["MeasuredConc","341;1",1.81941807,"mg/L","MeasuredConc","341;1",1.81941807,"mg/L","MeasuredConc","341;1",1.81941807,"mg/L","MeasuredConc","341;1",1.81941807,"mg/L","MeasuredConc","341;1",1.81941807,"mg/L","MeasuredConc","341;1",1.81941807,"mg/L",0]
["MeasuredConc","342;1",1.739443649,"mg/L","MeasuredConc","342;1",1.739443649,"mg/L","MeasuredConc","342;1",1.739443649,"mg/L","MeasuredConc","342;1",1.739443649,"mg/L","MeasuredConc","342;1",1.739443649,"mg/L","MeasuredConc","342;1",1.739443649,"mg/L",0]
["MeasuredConc","343;1",1.8405740939999999,"mg/L","MeasuredConc","343;1",1.8405740939999999,"mg/L","MeasuredConc","343;1",1.8405740939999999,"mg/L","MeasuredConc","343;1",1.8405740939999999,"mg/L","MeasuredConc","343;1",1.8405740939999999,"mg/L","MeasuredConc","343;1",1.8405740939999999,"mg/L",0]
["MeasuredConc","344;1",2.0293509240000001,"mg/L","MeasuredConc","344;1",2.0293509240000001,"mg/L","MeasuredConc","344;1",2.0293509240000001,"mg/L","MeasuredConc","344;1",2.0293509240000001,"mg/L","MeasuredConc","344;1",2.0293509240000001,"mg/L","MeasuredConc","344;1",2.0293509240000001,"mg/L",0]
["MeasuredConc","345;1",1.930358196,"mg/L","MeasuredConc","345;1",1.930358196,"mg/L","MeasuredConc","345;1",1.930358196,"mg/L","MeasuredConc","345;1",1.930358196,"mg/L","MeasuredConc","345;1",1.930358196,"mg/L","MeasuredConc","345;1",1.930358196,"mg/L",0]
["MeasuredConc","346;1",1.048273987,"mg/L","MeasuredConc","346;1",1.048273987,"mg/L","MeasuredConc","346;1",1.048273987,"mg/L","MeasuredConc","346;1",1.048273987,"mg/L","MeasuredConc","346;1",1.048273987,"mg/L","MeasuredConc","346;1",1.048273987,"mg/L",0]
["MeasuredConc","347;1",0.77214327800000004,"mg/L","MeasuredConc","347;1",0.77214327800000004,"mg/L","MeasuredConc","347;1",0.77214327800000004,"mg/L","MeasuredConc","347;1",0.77214327800000004,"mg/L","MeasuredConc","347;1",0.77214327800000004,"mg/L","MeasuredConc","347;1",0.77214327800000004,"mg/L",0]
["MeasuredConc","348;1",0.51392653300000002,"mg/L","MeasuredConc","348;1",0.51392653300000002,"mg/L","MeasuredConc","348;1",0.51392653300000002,"mg/L","MeasuredConc","348;1",0.51392653300000002,"mg/L","MeasuredConc","348;1",0.51392653300000002,"mg/L","MeasuredConc","348;1",0.51392653300000002,"mg/L",0]
["MeasuredConc","349;1",0.36983498100000001,"mg/L","MeasuredConc","349;1",0.36983498100000001,"mg/L","MeasuredConc","349;1",0.36983498100000001,"mg/L","MeasuredConc","349;1",0.36983498100000001,"mg/L","MeasuredConc","349;1",0.36983498100000001,"mg/L","MeasuredConc","349;1",0.36983498100000001,"mg/L",0]
["MeasuredConc","350;1",0.30676234899999999,"mg/L","MeasuredConc","350;1",0.30676234899999999,"mg/L","MeasuredConc","350;1",0.30676234899999999,"mg/L","MeasuredConc","350;1",0.30676234899999999,"mg/L","MeasuredConc","350;1",0.30676234899999999,"mg/L","MeasuredConc","350;1",0.30676234899999999,"mg/L",0]
["MeasuredConc","351;1",0.33045797900000001,"mg/L","MeasuredConc","351;1",0.33045797900000001,"mg/L","MeasuredConc","351;1",0.33045797900000001,"mg/L","MeasuredConc","351;1",0.33045797900000001,"mg/L","MeasuredConc","351;1",0.33045797900000001,"mg/L","MeasuredConc","351;1",0.33045797900000001,"mg/L",0]
["MeasuredConc","352;1",0.38513229199999999,"mg/L","MeasuredConc","352;1",0.38513229199999999,"mg/L","MeasuredConc","352;1",0.38513229199999999,"mg/L","MeasuredConc","352;1",0.38513229199999999,"mg/L","MeasuredConc","352;1",0.38513229199999999,"mg/L","MeasuredConc","352;1",0.38513229199999999,"mg/L",0]
["MeasuredConc","353;1",0.456165337,"mg/L","MeasuredConc","353;1",0.456165337,"mg/L","MeasuredConc","353;1",0.456165337,"mg/L","MeasuredConc","353;1",0.456165337,"mg/L","MeasuredConc","353;1",0.456165337,"mg/L","MeasuredConc","353;1",0.456165337,"mg/L",0]
["MeasuredConc","354;1",0.46831175200000003,"mg/L","MeasuredConc","354;1",0.46831175200000003,"mg/L","MeasuredConc","354;1",0.46831175200000003,"mg/L","MeasuredConc","354;1",0.46831175200000003,"mg/L","MeasuredConc","354;1",0.46831175200000003,"mg/L","MeasuredConc","354;1",0.46831175200000003,"mg/L",0]
["MeasuredConc","355;1",0.38326724499999998,"mg/L","MeasuredConc","355;1",0.38326724499999998,"mg/L","MeasuredConc","355;1",0.38326724499999998,"mg/L","MeasuredConc","355;1",0.38326724499999998,"mg/L","MeasuredConc","355;1",0.38326724499999998,"mg/L","MeasuredConc","355;1",0.38326724499999998,"mg/L",0]
["MeasuredConc","356;1",0.32172636599999999,"mg/L","MeasuredConc","356;1",0.32172636599999999,"mg/L","MeasuredConc","356;1",0.32172636599999999,"mg/L","MeasuredConc","356;1",0.32172636599999999,"mg/L","MeasuredConc","356;1",0.32172636599999999,"mg/L","MeasuredConc","356;1",0.32172636599999999,"mg/L",0]
["MeasuredConc","357;1",0.34261768799999998,"mg/L","MeasuredConc","357;1",0.34261768799999998,"mg/L","MeasuredConc","357;1",0.34261768799999998,"mg/L","MeasuredConc","357;1",0.34261768799999998,"mg/L","MeasuredConc","357;1",0.34261768799999998,"mg/L","MeasuredConc","357;1",0.34261768799999998,"mg/L",0]
["MeasuredConc","358;1",0.39572342999999999,"mg/L","MeasuredConc","358;1",0.39572342999999999,"mg/L","MeasuredConc","358;1",0.39572342999999999,"mg/L","MeasuredConc","358;1",0.39572342999999999,"mg/L","MeasuredConc","358;1",0.39572342999999999,"mg/L","MeasuredConc","358;1",0.39572342999999999,"mg/L",0]
["MeasuredConc","359;1",0.42098237199999999,"mg/L","MeasuredConc","359;1",0.42098237199999999,"mg/L","MeasuredConc","359;1",0.42098237199999999,"mg/L","MeasuredConc","359;1",0.42098237199999999,"mg/L","MeasuredConc","359;1",0.42098237199999999,"mg/L","MeasuredConc","359;1",0.42098237199999999,"mg/L",0]
["MeasuredConc","360;1",0.38987530100000001,"mg/L","MeasuredConc","360;1",0.38987530100000001,"mg/L","MeasuredConc","360;1",0.38987530100000001,"mg/L","MeasuredConc","360;1",0.38987530100000001,"mg/L","MeasuredConc","360;1",0.38987530100000001,"mg/L","MeasuredConc","360;1",0.38987530100000001,"mg/L",0]
["MeasuredConc","361;1",0.38419750499999999,"mg/L","MeasuredConc","361;1",0.38419750499999999,"mg/L","MeasuredConc","361;1",0.38419750499999999,"mg/L","MeasuredConc","361;1",0.38419750499999999,"mg/L","MeasuredConc","361;1",0.38419750499999999,"mg/L","MeasuredConc","361;1",0.38419750499999999,"mg/L",0]
["MeasuredConc","362;1",0.41328817800000001,"mg/L","MeasuredConc","362;1",0.41328817800000001,"mg/L","MeasuredConc","362;1",0.41328817800000001,"mg/L","MeasuredConc","362;1",0.41328817800000001,"mg/L","MeasuredConc","362;1",0.41328817800000001,"mg/L","MeasuredConc","362;1",0.41328817800000001,"mg/L",{"$f":"IF(ISNUMBER(C9300),IF(AVERAGE(C9300,G9300,K9300,O9300,S9300,W9300)<>MAX(C9300,G9300,K9300,O9300,S9300,W9300),1,0),\"\")","v":0}]
["MeasuredConc","363;1",0.46555697699999998,"mg/L","MeasuredConc","363;1",0.46555697699999998,"mg/L","MeasuredConc","363;1",0.46555697699999998,"mg/L","MeasuredConc","363;1",0.46555697699999998,"mg/L","MeasuredConc","363;1",0.46555697699999998,"mg/L","MeasuredConc","363;1",0.46555697699999998,"mg/L",0]
["MeasuredConc","364;1",0.52939589300000001,"mg/L","MeasuredConc","364;1",0.52939589300000001,"mg/L","MeasuredConc","364;1",0.52939589300000001,"mg/L","MeasuredConc","364;1",0.52939589300000001,"mg/L","MeasuredConc","364;1",0.52939589300000001,"mg/L","MeasuredConc","364;1",0.52939589300000001,"mg/L",0]
["MeasuredConc","365;1",0.58625693400000001,"mg/L","MeasuredConc","365;1",0.58625693400000001,"mg/L","MeasuredConc","365;1",0.58625693400000001,"mg/L","MeasuredConc","365;1",0.58625693400000001,"mg/L","MeasuredConc","365;1",0.58625693400000001,"mg/L","MeasuredConc","365;1",0.58625693400000001,"mg/L",0]
["QRuT","1;1",7.5214330360000003,"in/acre/month","QRuT","1;1",8.9973543589999991,"in/acre/month","QRuT","1;1",7.3316788400000004,"in/acre/month","QRuT","1;1",8.2614103179999994,"in/acre/month","QRuT","1;1",7.3611360880000003,"in/acre/month","QRuT","1;1",8.9818033869999994,"in/acre/month",1]
["QRuT","2;1",4.9736305840000004,"in/acre/month","QRuT","2;1",5.9633630479999997,"in/acre/month","QRuT","2;1",4.855305939,"in/acre/month","QRuT","2;1",5.4665202769999999,"in/acre/month","QRuT","2;1",4.8744214169999998,"in/acre/month","QRuT","2;1",5.952464537,"in/acre/month",1]
["QRuT","3;1",12.250083800000001,"in/acre/month","QRuT","3;1",15.099603950000001,"in/acre/month","QRuT","3;1",11.89362283,"in/acre/month","QRuT","3;1",13.614096079999999,"in/acre/month","QRuT","3;1",11.945157180000001,"in/acre/month","QRuT","3;1",15.06577012,"in/acre/month",1]
["QRuT","4;1",8.9142652800000004,"in/acre/month","QRuT","4;1",10.719084560000001,"in/acre/month","QRuT","4;1",8.6281364600000003,"in/acre/month","QRuT","4;1",9.7697351220000002,"in/acre/month","QRuT","4;1",8.6641640599999992,"in/acre/month","QRuT","4;1",10.68320894,"in/acre/month",1]
["QRuT","5;1",14.20137029,"in/acre/month","QRuT","5;1",17.753380960000001,"in/acre/month","QRuT","5;1",13.685161949999999,"in/acre/month","QRuT","5;1",15.904413720000001,"in/acre/month","QRuT","5;1",13.756465309999999,"in/acre/month","QRuT","5;1",17.697567110000001,"in/acre/month",1]
["QRuT","6;1",9.5958142130000006,"in/acre/month","QRuT","6;1",12.002928300000001,"in/acre/month","QRuT","6;1",9.1731936479999998,"in/acre/month","QRuT","6;1",10.732281130000001,"in/acre/month","QRuT","6;1",9.2180733490000009,"in/acre/month","QRuT","6;1",11.956337189999999,"in/acre/month",1]
["QRuT","7;1",0.77361194,"in/acre/month","QRuT","7;1",0.96750252999999997,"in/acre/month","QRuT","7;1",0.73851579899999997,"in/acre/month","QRuT","7;1",0.86087320700000003,"in/acre/month","QRuT","7;1",0.73832846799999996,"in/acre/month","QRuT","7;1",0.955915246,"in/acre/month",1]
["QRuT","8;1",5.2104672509999999,"in/acre/month","QRuT","8;1",6.3711107690000004,"in/acre/month","QRuT","8;1",4.9597817759999998,"in/acre/month","QRuT","8;1",5.734056539,"in/acre/month","QRuT","8;1",4.977780579,"in/acre/month","QRuT","8;1",6.3441612579999997,"in/acre/month",1]
["QRuT","9;1",15.40306736,"in/acre/month","QRuT","9;1",19.170379759999999,"in/acre/month","QRuT","9;1",14.82386962,"in/acre/month","QRuT","9;1",17.173058829999999,"in/acre/month","QRuT","9;1",14.895443419999999,"in/acre/month","QRuT","9;1",19.11350088,"in/acre/month",1]
["QRuT","10;1",9.8260911199999992,"in/acre/month","QRuT","10;1",12.098539150000001,"in/acre/month","QRuT","10;1",9.4749452880000007,"in/acre/month","QRuT","10;1",10.93002242,"in/acre/month","QRuT","10;1",9.5224464149999992,"in/acre/month","QRuT","10;1",12.068040760000001,"in/acre/month",1]
["QRuT","11;1",15.37734538,"in/acre/month","QRuT","11;1",18.502461709999999,"in/acre/month","QRuT","11;1",15.00344602,"in/acre/month","QRuT","11;1",16.947380769999999,"in/acre/month","QRuT","11;1",15.06155474,"in/acre/month","QRuT","11;1",18.475174809999999,"in/acre/month",1]
["QRuT","12;1",13.89707263,"in/acre/month","QRuT","12;1",16.93561523,"in/acre/month","QRuT","12;1",13.560345440000001,"in/acre/month","QRuT","12;1",15.39866258,"in/acre/month","QRuT","12;1",13.626929949999999,"in/acre/month","QRuT","12;1",16.91072149,"in/acre/month",1]
["QReT","1;1",31.70287343,"in/acre/month","QReT","1;1",37.578517169999998,"in/acre/month","QReT","1;1",30.323281160000001,"in/acre/month","QReT","1;1",34.272807280000002,"in/acre/month","QReT","1;1",30.26047342,"in/acre/month","QReT","1;1",37.039613510000002,"in/acre/month",1]
["QReT","2;1",19.06697651,"in/acre/month","QReT","2;1",22.84827804,"in/acre/month","QReT","2;1",17.354821820000002,"in/acre/month","QReT","2;1",20.1593637,"in/acre/month","QReT","2;1",17.070496179999999,"in/acre/month","QReT","2;1",21.906813960000001,"in/acre/month",1]
["QReT","3;1",50.621320740000002,"in/acre/month","QReT","3;1",60.126967219999997,"in/acre/month","QReT","3;1",47.536015429999999,"in/acre/month","QReT","3;1",54.317287409999999,"in/acre/month","QReT","3;1",47.182998570000002,"in/acre/month","QReT","3;1",58.654763080000002,"in/acre/month",1]
["QReT","4;1",22.902163080000001,"in/acre/month","QReT","4;1",29.761263580000001,"in/acre/month","QReT","4;1",20.79000366,"in/acre/month","QReT","4;1",25.602731670000001,"in/acre/month","QReT","4;1",20.54731627,"in/acre/month","QReT","4;1",28.82149355,"in/acre/month",1]
["QReT","5;1",39.830778469999998,"in/acre/month","QReT","5;1",48.652108570000003,"in/acre/month","QReT","5;1",36.321694819999998,"in/acre/month","QReT","5;1",43.093247329999997,"in/acre/month","QReT","5;1",36.050086950000001,"in/acre/month","QReT","5;1",47.42226333,"in/acre/month",1]
["QReT","6;1",14.846837170000001,"in/acre/month","QReT","6;1",20.331348340000002,"in/acre/month","QReT","6;1",13.02612757,"in/acre/month","QReT","6;1",16.648770110000001,"in/acre/month","QReT","6;1",12.807843630000001,"in/acre/month","QReT","6;1",19.408088280000001,"in/acre/month",1]
["QReT","7;1",0,"in/acre/month","QReT","7;1",0,"in/acre/month","QReT","7;1",0,"in/acre/month","QReT","7;1",0,"in/acre/month","QReT","7;1",0,"in/acre/month","QReT","7;1",0,"in/acre/month",0]
["QReT","8;1",0,"in/acre/month","QReT","8;1",0,"in/acre/month","QReT","8;1",0,"in/acre/month","QReT","8;1",0,"in/acre/month","QReT","8;1",0,"in/acre/month","QReT","8;1",0,"in/acre/month",0]
["QReT","9;1",17.555176759999998,"in/acre/month","QReT","9;1",28.745778529999999,"in/acre/month","QReT","9;1",13.292395920000001,"in/acre/month","QReT","9;1",21.666264330000001,"in/acre/month","QReT","9;1",12.974549379999999,"in/acre/month","QReT","9;1",26.79192935,"in/acre/month",1]
["QReT","10;1",28.704472129999999,"in/acre/month","QReT","10;1",35.73365063,"in/acre/month","QReT","10;1",25.764465959999999,"in/acre/month","QReT","10;1",30.857886619999999,"in/acre/month","QReT","10;1",25.334352330000002,"in/acre/month","QReT","10;1",34.093232309999998,"in/acre/month",1]
["QReT","11;1",66.425210879999995,"in/acre/month","QReT","11;1",79.443417729999993,"in/acre/month","QReT","11;1",63.776221769999999,"in/acre/month","QReT","11;1",72.402406679999999,"in/acre/month","QReT","11;1",63.769625230000003,"in/acre/month","QReT","11;1",78.542113860000001,"in/acre/month",1]
["QReT","12;1",64.162539440000003,"in/acre/month","QReT","12;1",75.895094189999995,"in/acre/month","QReT","12;1",62.026004440000001,"in/acre/month","QReT","12;1",69.780681920000006,"in/acre/month","QReT","12;1",62.100676069999999,"in/acre/month","QReT","12;1",75.274195989999996,"in/acre/month",1]
["LRuT","1;1;1",2.2029973059999999,"lbs/acre/month","LRuT","1;1;1",2.3868984339999999,"lbs/acre/month","LRuT","1;1;1",2.1786430819999998,"lbs/acre/month","LRuT","1;1;1",2.3023382400000001,"lbs/acre/month","LRuT","1;1;1",2.1834919030000002,"lbs/acre/month","LRuT","1;1;1",2.3865366109999999,"lbs/acre/month",1]
["LRuT","2;1;1",1.752759468,"lbs/acre/month","LRuT","2;1;1",1.9104500680000001,"lbs/acre/month","LRuT","2;1;1",1.7317118119999999,"lbs/acre/month","LRuT","2;1;1",1.837089966,"lbs/acre/month","LRuT","2;1;1",1.7358320279999999,"lbs/acre/month","LRuT","2;1;1",1.909264474,"lbs/acre/month",1]
["LRuT","3;1;1",2.7925123940000001,"lbs/acre/month","LRuT","3;1;1",2.9987123050000002,"lbs/acre/month","LRuT","3;1;1",2.7677577750000002,"lbs/acre/month","LRuT","3;1;1",2.8992682840000001,"lbs/acre/month","LRuT","3;1;1",2.77237746,"lbs/acre/month","LRuT","3;1;1",2.9973918149999998,"lbs/acre/month",1]
["LRuT","4;1;1",2.1003826380000001,"lbs/acre/month","LRuT","4;1;1",2.2662647329999999,"lbs/acre/month","LRuT","4;1;1",2.0742767569999998,"lbs/acre/month","LRuT","4;1;1",2.1835606009999999,"lbs/acre/month","LRuT","4;1;1",2.077154792,"lbs/acre/month","LRuT","4;1;1",2.26195491,"lbs/acre/month",1]
["LRuT","5;1;1",2.2965067889999999,"lbs/acre/month","LRuT","5;1;1",2.5286419869999999,"lbs/acre/month","LRuT","5;1;1",2.2701535179999999,"lbs/acre/month","LRuT","5;1;1",2.4133811779999998,"lbs/acre/month","LRuT","5;1;1",2.274747305,"lbs/acre/month","LRuT","5;1;1",2.5259166560000001,"lbs/acre/month",1]
["LRuT","6;1;1",1.960778256,"lbs/acre/month","LRuT","6;1;1",2.1694157879999998,"lbs/acre/month","LRuT","6;1;1",1.928670667,"lbs/acre/month","LRuT","6;1;1",2.0656960249999998,"lbs/acre/month","LRuT","6;1;1",1.93129127,"lbs/acre/month","LRuT","6;1;1",2.1628278189999999,"lbs/acre/month",1]
["LRuT","7;1;1",0.34041727999999999,"lbs/acre/month","LRuT","7;1;1",0.42688464700000001,"lbs/acre/month","LRuT","7;1;1",0.31958714199999999,"lbs/acre/month","LRuT","7;1;1",0.377999741,"lbs/acre/month","LRuT","7;1;1",0.31871768299999997,"lbs/acre/month","LRuT","7;1;1",0.41876798399999998,"lbs/acre/month",1]
["LRuT","8;1;1",1.761740935,"lbs/acre/month","LRuT","8;1;1",1.9168518560000001,"lbs/acre/month","LRuT","8;1;1",1.7356974080000001,"lbs/acre/month","LRuT","8;1;1",1.8437636959999999,"lbs/acre/month","LRuT","8;1;1",1.7388509089999999,"lbs/acre/month","LRuT","8;1;1",1.912990121,"lbs/acre/month",1]
["LRuT","9;1;1",2.668239308,"lbs/acre/month","LRuT","9;1;1",2.8980031679999998,"lbs/acre/month","LRuT","9;1;1",2.6466672550000001,"lbs/acre/month","LRuT","9;1;1",2.776405086,"lbs/acre/month","LRuT","9;1;1",2.6508153029999999,"lbs/acre/month","LRuT","9;1;1",2.8952726489999998,"lbs/acre/month",1]
["LRuT","10;1;1",2.169177898,"lbs/acre/month","LRuT","10;1;1",2.3375102989999998,"lbs/acre/month","LRuT","10;1;1",2.1489094710000001,"lbs/acre/month","LRuT","10;1;1",2.2584844880000001,"lbs/acre/month","LRuT","10;1;1",2.1530656559999999,"lbs/acre/month","LRuT","10;1;1",2.336030402,"lbs/acre/month",1]
["LRuT","11;1;1",2.8160040099999999,"lbs/acre/month","LRuT","11;1;1",3.023881415,"lbs/acre/month","LRuT","11;1;1",2.7880409300000002,"lbs/acre/month","LRuT","11;1;1",2.9245473120000001,"lbs/acre/month","LRuT","11;1;1",2.7939831220000002,"lbs/acre/month","LRuT","11;1;1",3.022769571,"lbs/acre/month",1]
["LRuT","12;1;1",2.6759756119999998,"lbs/acre/month","LRuT","12;1;1",2.8747790740000001,"lbs/acre/month","LRuT","12;1;1",2.653321939,"lbs/acre/month","LRuT","12;1;1",2.7787970249999998,"lbs/acre/month","LRuT","12;1;1",2.6585747400000002,"lbs/acre/month","LRuT","12;1;1",2.87334551,"lbs/acre/month",1]
["LReT","1;1;1",0,"lbs/acre/month","LReT","1;1;1",3.2972999999999998E-4,"lbs/acre/month","LReT","1;1;1",0,"lbs/acre/month","LReT","1;1;1",0,"lbs/acre/month","LReT","1;1;1",0,"lbs/acre/month","LReT","1;1;1",3.2187900000000001E-4,"lbs/acre/month",1]
["LReT","2;1;1",0,"lbs/acre/month","LReT","2;1;1",9.4208699999999998E-4,"lbs/acre/month","LReT","2;1;1",0,"lbs/acre/month","LReT","2;1;1",0,"lbs/acre/month","LReT","2;1;1",0,"lbs/acre/month","LReT","2;1;1",9.1068300000000002E-4,"lbs/acre/month",1]
["LReT","3;1;1",5.8095300000000005E-4,"lbs/acre/month","LReT","3;1;1",7.9425713999999994E-2,"lbs/acre/month","LReT","3;1;1",5.3384999999999999E-4,"lbs/acre/month","LReT","3;1;1",5.9838171000000002E-2,"lbs/acre/month","LReT","3;1;1",4.9459500000000002E-4,"lbs/acre/month","LReT","3;1;1",7.8585684000000003E-2,"lbs/acre/month",1]
["LReT","4;1;1",0,"lbs/acre/month","LReT","4;1;1",0,"lbs/acre/month","LReT","4;1;1",0,"lbs/acre/month","LReT","4;1;1",0,"lbs/acre/month","LReT","4;1;1",0,"lbs/acre/month","LReT","4;1;1",0,"lbs/acre/month",0]
["LReT","5;1;1",9.3035402000000003E-2,"lbs/acre/month","LReT","5;1;1",0.35642907800000001,"lbs/acre/month","LReT","5;1;1",7.0361501000000007E-2,"lbs/acre/month","LReT","5;1;1",0.13362234200000001,"lbs/acre/month","LReT","5;1;1",6.9828827999999996E-2,"lbs/acre/month","LReT","5;1;1",0.352150028,"lbs/acre/month",1]
["LReT","6;1;1",0,"lbs/acre/month","LReT","6;1;1",2.3544302999999999E-2,"lbs/acre/month","LReT","6;1;1",0,"lbs/acre/month","LReT","6;1;1",1.3102848E-2,"lbs/acre/month","LReT","6;1;1",0,"lbs/acre/month","LReT","6;1;1",1.8213666E-2,"lbs/acre/month",1]
["LReT","7;1;1",0,"lbs/acre/month","LReT","7;1;1",0,"lbs/acre/month","LReT","7;1;1",0,"lbs/acre/month","LReT","7;1;1",0,"lbs/acre/month","LReT","7;1;1",0,"lbs/acre/month","LReT","7;1;1",0,"lbs/acre/month",0]
["LReT","8;1;1",0,"lbs/acre/month","LReT","8;1;1",0,"lbs/acre/month","LReT","8;1;1",0,"lbs/acre/month","LReT","8;1;1",0,"lbs/acre/month","LReT","8;1;1",0,"lbs/acre/month","LReT","8;1;1",0,"lbs/acre/month",0]
["LReT","9;1;1",4.2665599999999998E-4,"lbs/acre/month","LReT","9;1;1",0.30628390599999999,"lbs/acre/month","LReT","9;1;1",0,"lbs/acre/month","LReT","9;1;1",0.22187755200000001,"lbs/acre/month","LReT","9;1;1",0,"lbs/acre/month","LReT","9;1;1",0.30509135500000001,"lbs/acre/month",1]
["LReT","10;1;1",2.5726802999999999E-2,"lbs/acre/month","LReT","10;1;1",6.1952714999999998E-2,"lbs/acre/month","LReT","10;1;1",1.651791E-2,"lbs/acre/month","LReT","10;1;1",2.7399006E-2,"lbs/acre/month","LReT","10;1;1",1.4044935E-2,"lbs/acre/month","LReT","10;1;1",5.6213019000000003E-2,"lbs/acre/month",1]
["LReT","11;1;1",0,"lbs/acre/month","LReT","11;1;1",4.0635312E-2,"lbs/acre/month","LReT","11;1;1",0,"lbs/acre/month","LReT","11;1;1",3.0225270000000001E-3,"lbs/acre/month","LReT","11;1;1",0,"lbs/acre/month","LReT","11;1;1",4.0588211999999999E-2,"lbs/acre/month"]
["LReT","12;1;1",1.5717137999999999E-2,"lbs/acre/month","LReT","12;1;1",8.6319003000000005E-2,"lbs/acre/month","LReT","12;1;1",1.4853557999999999E-2,"lbs/acre/month","LReT","12;1;1",5.3973684000000001E-2,"lbs/acre/month","LReT","12;1;1",1.5026273999999999E-2,"lbs/acre/month","LReT","12;1;1",8.6113960000000003E-2,"lbs/acre/month"]

{"sheet":"Table_Comparison","index":6,"n_rows":118,"n_cols":10,"rows_kept":118,"cut":false,"hidden":false,"merged":[]}
["Variable","Description","Units","OptRiparian_Baseline","OptRiparian_GCM-3.3","OptRiparian_GCM-3.7","OptRiparian_GCM-4.4","OptRiparian_GCM-5.0","OptRiparian_GCM-6.2","Data Difference"]
["objective","Objective cost","$/yr",574,5533.0834999999997,5533.0834999999997,5533.0834999999997,5533.0834999999997,5533.0834999999997,{"$f":"IF(ISNUMBER(D2),IF(AVERAGE(D2:I2)<>MAX(D2:I2),1,0),\"\")","v":1}]
["DALu11","Land Area - Land Area w/ Conservation, forest sand","ac",13646.967860000001,13646.967860000001,13646.967860000001,13646.967860000001,13646.967860000001,13646.967860000001,0]
["DALu21","Land Area - Land Area w/ Conservation, open nonres sand","ac",2296.3647839999999,2296.3647839999999,2296.3647839999999,2296.3647839999999,2296.3647839999999,2296.3647839999999,0]
["DALu31","Land Area - Land Area w/ Conservation, MLD res sand","ac",5948.6782970000004,5948.6782970000004,5948.6782970000004,5948.6782970000004,5948.6782970000004,5948.6782970000004,0]
["DALu41","Land Area - Land Area w/ Conservation, MHHD resid sand","ac",973.2212657,973.2212657,973.2212657,973.2212657,973.2212657,973.2212657,0]
["DALu51","Land Area - Land Area w/ Conservation, comindtr sand","ac",2536.9363330000001,2536.9363330000001,2536.9363330000001,2536.9363330000001,2536.9363330000001,2536.9363330000001,0]
["DALu61","Land Area - Land Area w/ Conservation, ag sand","ac",634.23408310000002,634.23408310000002,634.23408310000002,634.23408310000002,634.23408310000002,634.23408310000002,0]
["DALu71","Land Area - Land Area w/ Conservation, forest till","ac",12553.46081,12553.46081,12553.46081,12553.46081,12553.46081,12553.46081,0]
["DALu81","Land Area - Land Area w/ Conservation, open nonres till","ac",1082.57197,1082.57197,1082.57197,1082.57197,1082.57197,1082.57197,0]
["DALu91","Land Area - Land Area w/ Conservation, MLD res till","ac",2821.2481619999999,2821.2481619999999,2821.2481619999999,2821.2481619999999,2821.2481619999999,2821.2481619999999,0]
["DALu101","Land Area - Land Area w/ Conservation, MHHD resid till","ac",448.3378864,448.3378864,448.3378864,448.3378864,448.3378864,448.3378864,0]
["DALu111","Land Area - Land Area w/ Conservation, comindtr till","ac",1104.44211,1104.44211,1104.44211,1104.44211,1104.44211,1104.44211,0]
["DALu121","Land Area - Land Area w/ Conservation, ag till","ac",240.57154879999999,240.57154879999999,240.57154879999999,240.57154879999999,240.57154879999999,240.57154879999999,0]
["DALu131","Land Area - Land Area w/ Conservation, cranberry bog","ac",98.415633589999999,98.415633589999999,98.415633589999999,98.415633589999999,98.415633589999999,98.415633589999999,0]
["DALu141","Land Area - Land Area w/ Conservation, forested wetland","ac",6473.5616769999997,6473.5616769999997,6473.5616769999997,6473.5616769999997,6473.5616769999997,6473.5616769999997,0]
["DALu151","Land Area - Land Area w/ Conservation, nonforested wetlnd","ac",2132.3387280000002,2132.3387280000002,2132.3387280000002,2132.3387280000002,2132.3387280000002,2132.3387280000002,0]
["DALu161","Land Area - Land Area w/ Conservation, water","ac",1330.4752900000001,1330.4752900000001,1330.4752900000001,1330.4752900000001,1330.4752900000001,1330.4752900000001,0]
["DPGwWwtpFix","Wastewater treatment plant I/I repairs","% of leaks",0,0,0,0,0,0,0]
["DPPrice","Percent consumer rate change","%",0,0,0,0,0,0,0]
["DPWtpGwFix","Distribution system leak repairs","% of leaks",0,0,0,0,0,0,0]
["DQAsrAddl","Additional ASR capacity","MG",0,0,0,0,0,0,0]
["DQDmR","Demand reduction","MGD",0,0,0,0,0,0,0]
["DQGwPumpAddl","Additional groundwater pumping capacity","MG",0,0,0,0,0,0,0]
["DQIbtWAddl","Additional IBT potable water capacity","MG",0,0,0,0,0,0,0]
["DQIbtWwAddl","Additional IBT wastewater capacity","MG",0,0,0,0,0,0,0]
["DQNpdistAddl","Additional nonpotable water distribution system capacity","MG",0,0,0,0,0,0,0]
["DQSwPumpAddl","Additional surface water pumping capacity","MG",0,0,0,0,0,0,0]
["DQWrfAddl","Additional WRF capacity","MG",0,0,0,0,0,0,0]
["DQWtpAddl","Additional water treatment capacity","MG",0,0,0,0,0,0,0]
["DQWwtpAddl","Additional wastewater treatment capacity","MG",0,0,0,0,0,0,0]
["DVResAddl","Additional reservoir capacity","MG",0,0,0,0,0,0,0]
["DPriceDummy","Dummy variable","-",0,0,0,0,0,0,0]
["DRipSet1111","LU Conv: From HRU2 To HRU1 - Binary decision to apply riparian buffer to runoff in loads group 1","binary",1,1,1,1,1,1,{"$f":"IF(ISNUMBER(D34),IF(AVERAGE(D34:I34)<>MAX(D34:I34),1,0),\"\")","v":0}]
["DRipSet1121","LU Conv: From HRU2 To HRU1 - Binary decision to apply riparian buffer to runoff in loads group 2","binary",1,1,1,1,1,1,0]
["DRipSet1131","LU Conv: From HRU2 To HRU1 - Binary decision to apply riparian buffer to runoff in loads group 3","binary",0,0,0,0,0,0,0]
["DRipSet1211","LU Conv: From HRU3 To HRU1 - Binary decision to apply riparian buffer to runoff in loads group 1","binary",1,1,1,1,1,1,0]
["DRipSet1221","LU Conv: From HRU3 To HRU1 - Binary decision to apply riparian buffer to runoff in loads group 2","binary",1,1,1,1,1,1,0]
["DRipSet1231","LU Conv: From HRU3 To HRU1 - Binary decision to apply riparian buffer to runoff in loads group 3","binary",0,0,0,0,0,0,0]
["DRipSet1311","LU Conv: From HRU4 To HRU1 - Binary decision to apply riparian buffer to runoff in loads group 1","binary",0,0,0,0,0,0,0]
["DRipSet1321","LU Conv: From HRU4 To HRU1 - Binary decision to apply riparian buffer to runoff in loads group 2","binary",1,1,1,1,1,1,0]
["DRipSet1331","LU Conv: From HRU4 To HRU1 - Binary decision to apply riparian buffer to runoff in loads group 3","binary",0,0,0,0,0,0,0]
["DRipSet1411","LU Conv: From HRU5 To HRU1 - Binary decision to apply riparian buffer to runoff in loads group 1","binary",1,1,1,1,1,1,0]
["DRipSet1421","LU Conv: From HRU5 To HRU1 - Binary decision to apply riparian buffer to runoff in loads group 2","binary",1,1,1,1,1,1,0]
["DRipSet1431","LU Conv: From HRU5 To HRU1 - Binary decision to apply riparian buffer to runoff in loads group 3","binary",0,0,0,0,0,0,0]
["DRipSet1511","LU Conv: From HRU6 To HRU1 - Binary decision to apply riparian buffer to runoff in loads group 1","binary",0,0,0,0,0,0,0]
["DRipSet1521","LU Conv: From HRU6 To HRU1 - Binary decision to apply riparian buffer to runoff in loads group 2","binary",1,1,1,1,1,1,0]
["DRipSet1531","LU Conv: From HRU6 To HRU1 - Binary decision to apply riparian buffer to runoff in loads group 3","binary",1,1,1,1,1,1,0]
["DRipSet1611","LU Conv: From HRU8 To HRU7 - Binary decision to apply riparian buffer to runoff in loads group 1","binary",1,1,1,1,1,1,0]
["DRipSet1621","LU Conv: From HRU8 To HRU7 - Binary decision to apply riparian buffer to runoff in loads group 2","binary",1,1,1,1,1,1,0]
["DRipSet1631","LU Conv: From HRU8 To HRU7 - Binary decision to apply riparian buffer to runoff in loads group 3","binary",0,0,0,0,0,0,0]
["DRipSet1711","LU Conv: From HRU9 To HRU7 - Binary decision to apply riparian buffer to runoff in loads group 1","binary",1,1,1,1,1,1,0]
["DRipSet1721","LU Conv: From HRU9 To HRU7 - Binary decision to apply riparian buffer to runoff in loads group 2","binary",1,1,1,1,1,1,0]
["DRipSet1731","LU Conv: From HRU9 To HRU7 - Binary decision to apply riparian buffer to runoff in loads group 3","binary",0,0,0,0,0,0,0]
["DRipSet1811","LU Conv: From HRU10 To HRU7 - Binary decision to apply riparian buffer to runoff in loads group 1","binary",1,1,1,1,1,1,0]
["DRipSet1821","LU Conv: From HRU10 To HRU7 - Binary decision to apply riparian buffer to runoff in loads group 2","binary",1,1,1,1,1,1,0]
["DRipSet1831","LU Conv: From HRU10 To HRU7 - Binary decision to apply riparian buffer to runoff in loads group 3","binary",0,0,0,0,0,0,0]
["DRipSet1911","LU Conv: From HRU11 To HRU7 - Binary decision to apply riparian buffer to runoff in loads group 1","binary",1,1,1,1,1,1,0]
["DRipSet1921","LU Conv: From HRU11 To HRU7 - Binary decision to apply riparian buffer to runoff in loads group 2","binary",1,1,1,1,1,1,0]
["DRipSet1931","LU Conv: From HRU11 To HRU7 - Binary decision to apply riparian buffer to runoff in loads group 3","binary",0,0,0,0,0,0,0]
["DRipSet11011","LU Conv: From HRU12 To HRU7 - Binary decision to apply riparian buffer to runoff in loads group 1","binary",0,0,0,0,0,0,0]
["DRipSet11021","LU Conv: From HRU12 To HRU7 - Binary decision to apply riparian buffer to runoff in loads group 2","binary",1,1,1,1,1,1,0]
["DRipSet11031","LU Conv: From HRU12 To HRU7 - Binary decision to apply riparian buffer to runoff in loads group 3","binary",0,0,0,0,0,0,0]
["CLuSet1","Land Area w/ Conservation - Cost of land use management set","$/yr",0,0,0,0,0,0,0]
["CCGwPump","Capital cost of groundwater pumping","$/yr",282.05136920000001,282.05136920000001,282.05136920000001,282.05136920000001,282.05136920000001,282.05136920000001,0]
["CGwPump","Total cost of groundwater pumping","$/yr",445.0929362,291.19065999999998,291.19063460000001,291.19065999999998,291.19065460000002,291.19065999999998,{"$f":"IF(ISNUMBER(D66),IF(AVERAGE(D66:I66)<>MAX(D66:I66),1,0),\"\")","v":1}]
["CCSwPump","Capital cost of surface water pumping","$/yr",7.2346172639999997,7.2346172639999997,7.2346172639999997,7.2346172639999997,7.2346172639999997,7.2346172639999997,0]
["CSwPump","Total cost of surface water pumping","$/yr",123.6287602,124.0212959,124.0212959,124.0212959,124.0212959,124.0212959,1]
["CCWtp","Capital cost of potable water treatment plant","$/yr",398.8593454,398.8593454,398.8593454,398.8593454,398.8593454,398.8593454,0]
["CWtp","Total cost of potable water treatment plant","$/yr",398.8593454,398.8593454,398.8593454,398.8593454,398.8593454,398.8593454,0]
["CWtpUaw","Cost of potable water treatment plant repair","$/yr",0,0,0,0,0,0,0]
["CCWwtp","Capital cost of wastewater treatment plant","$/yr",456.77139240000002,456.77139240000002,456.77139240000002,456.77139240000002,456.77139240000002,456.77139240000002,0]
["CWwtp","Total cost of wastewater treatment plant","$/yr",708.24101089999999,2971.4674879999998,2971.4674879999998,2971.4674879999998,2971.4674879999998,2971.4674879999998,1]
["CGwWwtp","Total cost of wastewater treatment plant I/I repair","$/yr",0,0,0,0,0,0,0]
["CPPrice","Cost of consumer rate change","$/yr",0,0,0,0,0,0,0]
["CDmd","Cost of direct demand reduction","$/yr",0,0,0,0,0,0,0]
["CCWrf","Capital cost of WRF","$/yr",0,0,0,0,0,0,0]
["CWrf","Total cost of WRF","$/yr",0,0,0,0,0,0,0]
["CCNpdist","Capital cost of nonpotable distribution system","$/yr",0,0,0,0,0,0,0]
["CNpdist","Total cost of nonpotable distribution system","$/yr",0,0,0,0,0,0,0]
["CCAsr","Capital cost of ASR","$/yr",0,0,0,0,0,0,0]
["CAsr","Total cost of ASR","$/yr",0,0,0,0,0,0,0]
["CCRes","Capital cost of reservoir management","$/yr",0,0,0,0,0,0,0]
["CRes","Total cost of reservoir management","$/yr",0,0,0,0,0,0,0]
["CCIbtW","Capital cost of additional IBT potable water","$/yr",0,0,0,0,0,0,0]
["CIbtW","Total cost of IBT potable water","$/yr",386.25098830000002,538.72667030000002,538.72669580000002,538.72667030000002,538.72667579999995,538.72667030000002,1]
["CCIbtWw","Capital cost of additional IBT wastewater","$/yr",0,0,0,0,0,0,0]
["CIbtWw","Total cost of IBT wastewater","$/yr",200.26819330000001,200.26820230000001,200.26820230000001,200.26820230000001,200.26820230000001,200.26820230000001,1]
["CWMake","Penalty for water deficit","$/yr",0,0,0,0,0,0,0]
["CGwMake","Penalty for groundwater deficit","$/yr",0,0,0,0,0,0,0]
["CRipSet111","LU Conv: From HRU2 To HRU1 - Cost of riparian buffer land use conversion set for loads group 1","$/yr",3.564709852,3.564709852,3.564709852,3.564709852,3.564709852,3.564709852,0]
["CRipSet112","LU Conv: From HRU2 To HRU1 - Cost of riparian buffer land use conversion set for loads group 2","$/yr",61.971109740000003,61.971109740000003,61.971109740000003,61.971109740000003,61.971109740000003,61.971109740000003,0]
["CRipSet113","LU Conv: From HRU2 To HRU1 - Cost of riparian buffer land use conversion set for loads group 3","$/yr",0,0,0,0,0,0,0]
["CRipSet121","LU Conv: From HRU3 To HRU1 - Cost of riparian buffer land use conversion set for loads group 1","$/yr",3.564709852,3.564709852,3.564709852,3.564709852,3.564709852,3.564709852,0]
["CRipSet122","LU Conv: From HRU3 To HRU1 - Cost of riparian buffer land use conversion set for loads group 2","$/yr",210.0436728,210.0436728,210.0436728,210.0436728,210.0436728,210.0436728,0]
["CRipSet123","LU Conv: From HRU3 To HRU1 - Cost of riparian buffer land use conversion set for loads group 3","$/yr",0,0,0,0,0,0,0]
["CRipSet132","LU Conv: From HRU4 To HRU1 - Cost of riparian buffer land use conversion set for loads group 2","$/yr",79.520450550000007,79.520450550000007,79.520450550000007,79.520450550000007,79.520450550000007,79.520450550000007,0]
["CRipSet133","LU Conv: From HRU4 To HRU1 - Cost of riparian buffer land use conversion set for loads group 3","$/yr",0,47.986478779999999,47.986478779999999,47.986478779999999,47.986478779999999,47.986478779999999,{"$f":"IF(ISNUMBER(D98),IF(AVERAGE(D98:I98)<>MAX(D98:I98),1,0),\"\")","v":1}]
["CRipSet141","LU Conv: From HRU5 To HRU1 - Cost of riparian buffer land use conversion set for loads group 1","$/yr",1.0968338010000001,1.0968338010000001,1.0968338010000001,1.0968338010000001,1.0968338010000001,1.0968338010000001,0]
["CRipSet142","LU Conv: From HRU5 To HRU1 - Cost of riparian buffer land use conversion set for loads group 2","$/yr",183.99387010000001,183.99387010000001,183.99387010000001,183.99387010000001,183.99387010000001,183.99387010000001,0]
["CRipSet143","LU Conv: From HRU5 To HRU1 - Cost of riparian buffer land use conversion set for loads group 3","$/yr",0,0,0,0,0,0,0]
["CRipSet152","LU Conv: From HRU6 To HRU1 - Cost of riparian buffer land use conversion set for loads group 2","$/yr",12.531838309999999,12.531838309999999,12.531838309999999,12.531838309999999,12.531838309999999,12.531838309999999,0]
["CRipSet153","LU Conv: From HRU6 To HRU1 - Cost of riparian buffer land use conversion set for loads group 3","$/yr",44.735748379999997,44.735748379999997,44.735748379999997,44.735748379999997,44.735748379999997,44.735748379999997,0]
["CRipSet161","LU Conv: From HRU8 To HRU7 - Cost of riparian buffer land use conversion set for loads group 1","$/yr",4.1131267520000003,4.1131267520000003,4.1131267520000003,4.1131267520000003,4.1131267520000003,4.1131267520000003,0]
["CRipSet162","LU Conv: From HRU8 To HRU7 - Cost of riparian buffer land use conversion set for loads group 2","$/yr",61.971109740000003,61.971109740000003,61.971109740000003,61.971109740000003,61.971109740000003,61.971109740000003,0]
["CRipSet163","LU Conv: From HRU8 To HRU7 - Cost of riparian buffer land use conversion set for loads group 3","$/yr",0,0,0,0,0,0,0]
["CRipSet171","LU Conv: From HRU9 To HRU7 - Cost of riparian buffer land use conversion set for loads group 1","$/yr",12.88779716,12.88779716,12.88779716,12.88779716,12.88779716,12.88779716,0]
["CRipSet172","LU Conv: From HRU9 To HRU7 - Cost of riparian buffer land use conversion set for loads group 2","$/yr",122.2969688,122.2969688,122.2969688,122.2969688,122.2969688,122.2969688,0]
["CRipSet173","LU Conv: From HRU9 To HRU7 - Cost of riparian buffer land use conversion set for loads group 3","$/yr",0,0,0,0,0,0,0]
["CRipSet181","LU Conv: From HRU10 To HRU7 - Cost of riparian buffer land use conversion set for loads group 1","$/yr",1.9194591510000001,1.9194591510000001,1.9194591510000001,1.9194591510000001,1.9194591510000001,1.9194591510000001,0]
["CRipSet182","LU Conv: From HRU10 To HRU7 - Cost of riparian buffer land use conversion set for loads group 2","$/yr",45.792811180000001,45.792811180000001,45.792811180000001,45.792811180000001,45.792811180000001,45.792811180000001,0]
["CRipSet183","LU Conv: From HRU10 To HRU7 - Cost of riparian buffer land use conversion set for loads group 3","$/yr",0,0,0,0,0,0,0]
["CRipSet191","LU Conv: From HRU11 To HRU7 - Cost of riparian buffer land use conversion set for loads group 1","$/yr",1.6452507009999999,1.6452507009999999,1.6452507009999999,1.6452507009999999,1.6452507009999999,1.6452507009999999,0]
["CRipSet192","LU Conv: From HRU11 To HRU7 - Cost of riparian buffer land use conversion set for loads group 2","$/yr",103.37658570000001,103.37658570000001,103.37658570000001,103.37658570000001,103.37658570000001,103.37658570000001,0]
["CRipSet193","LU Conv: From HRU11 To HRU7 - Cost of riparian buffer land use conversion set for loads group 3","$/yr",0,0,0,0,0,0,0]
["CRipSet1102","LU Conv: From HRU12 To HRU7 - Cost of riparian buffer land use conversion set for loads group 2","$/yr",5.537323904,5.537323904,5.537323904,5.537323904,5.537323904,5.537323904,0]
["CRipSet1103","LU Conv: From HRU12 To HRU7 - Cost of riparian buffer land use conversion set for loads group 3","$/yr",0,0,0,0,0,0,0]
["CRipTotal","Total cost of applying riparian buffer land management sets","$/yr",960.56337629999996,1008.549855,1008.549855,1008.549855,1008.549855,1008.549855,1]